## Sys_Inv_Treat_Rpt_05_19_2021_12
PWS ID | System Name | Plant Number | Plant Name | Objective ID | Objective Description | Process ID | Process Description
1030050 | BAY COUNTY WATER SYSTEM | 3 | AIRPORT GAS CHLORINATION | B | DISINFECT | B01 | DISINFECT/GASEOUS CHLORIN
1030050 | BAY COUNTY WATER SYSTEM | 1 | PLANT #1 | B | DISINFECT | B01 | DISINFECT/GASEOUS CHLORIN
1030050 | BAY COUNTY WATER SYSTEM | 1 | PLANT #1 | C | PARTICLE REMOVAL | C10 | PART-RMVL/COAGULATION
1030050 | BAY COUNTY WATER SYSTEM | 1 | PLANT #1 | C | PARTICLE REMOVAL | C09 | PART-RMVL/RAPID MIX
1030050 | BAY COUNTY WATER SYSTEM | 1 | PLANT #1 | C | PARTICLE REMOVAL | C01 | PART-RMVL/GASEOUS CHLORIN
1030050 | BAY COUNTY WATER SYSTEM | 1 | PLANT #1 | C | PARTICLE REMOVAL | C11 | PART-RMVL/FLOCCULATION
1030050 | BAY COUNTY WATER SYSTEM | 1 | PLANT #1 | C | PARTICLE REMOVAL | C12 | PART-RMVL/SEDIMENTATION
1030050 | BAY COUNTY WATER SYSTEM | 1 | PLANT #1 | C | PARTICLE REMOVAL | C14 | PART-RMVL/RAPID SAND FIL
1030050 | BAY COUNTY WATER SYSTEM | 1 | PLANT #1 | Z | OTHER | Z27 | OTHER/FLUORIDATION
1030183 | CREWS MOBILE HOME PARK | 1 | PLANT #1 | B | DISINFECT | B02 | DISINFECT/HYPOCHLORIN
1030371 | WESTROCK CP LLC - PANAMA CITY MILL | 1 | MAIN PLANT | B | DISINFECT | B01 | DISINFECT/GASEOUS CHLORIN
1030371 | WESTROCK CP LLC - PANAMA CITY MILL | 1 | MAIN PLANT | B | DISINFECT | B02 | DISINFECT/HYPOCHLORIN
1030371 | WESTROCK CP LLC - PANAMA CITY MILL | 1 | MAIN PLANT | D | CORROSION CONTROL | D36 | CORR-CTRL/CORROSION INHIB
1030435 | LYNN HAVEN CITY OF WATER SYS. | 2 | PLANT #2 | B | DISINFECT | B01 | DISINFECT/GASEOUS CHLORIN
1030435 | LYNN HAVEN CITY OF WATER SYS. | 1 | PLANT #1 | B | DISINFECT | B01 | DISINFECT/GASEOUS CHLORIN
1030435 | LYNN HAVEN CITY OF WATER SYS. | 1 | PLANT #1 | E | TASTE-ODOR CONTROL | E20 | T-O CTRL/AERATION
1030435 | LYNN HAVEN CITY OF WATER SYS. | 2 | PLANT #2 | E | TASTE-ODOR CONTROL | E20 | T-O CTRL/AERATION
1030435 | LYNN HAVEN CITY OF WATER SYS. | 2 | PLANT #2 | G | IRON REMOVAL | G18 | IRON RMVL/SEQUESTATION
1030438 | MAGNOLIA BEACH CAMPGROUNDS | 1 | PLANT #1 | B | DISINFECT | B02 | DISINFECT/HYPOCHLORIN
1030451 | MARLIN MOTEL AND GRILL | 1 | PLANT #1 | A | NO TRTMT | A | NO TRTMT
1030467 | MEXICO BEACH CITY OF | 1 | MEXICO BEACH | B | DISINFECT | B01 | DISINFECT/GASEOUS CHLORIN
1030467 | MEXICO BEACH CITY OF | 1 | MEXICO BEACH | G | IRON REMOVAL | G18 | IRON RMVL/SEQUESTATION
1030515 | PANAMA CITY BEACH CITY OF | 5 | WEST BAY PUMP STATION | B | DISINFECT | B02 | DISINFECT/HYPOCHLORIN
1030516 | PANAMA CITY RACQUET CLUB | 2 | PLANT FOR WELL 2 | B | DISINFECT | B01 | DISINFECT/GASEOUS CHLORIN
1030517 | PANAMA CITY WATER SYSTEM | 1 | BALBOA AVE. (BUYS FROM BAY CO) | B | DISINFECT | B02 | DISINFECT/HYPOCHLORIN
1030517 | PANAMA CITY WATER SYSTEM | 2 | 17TH ST. PLANT | B | DISINFECT | B02 | DISINFECT/HYPOCHLORIN
1030568 | CREEKSIDE ESTATES PC LLC | 1 | PLANT #1 | B | DISINFECT | B02 | DISINFECT/HYPOCHLORIN
1030568 | CREEKSIDE ESTATES PC LLC | 1 | PLANT #1 | G | IRON REMOVAL | G18 | IRON RMVL/SEQUESTATION
1030716 | WALLER ELEMENTARY SCHOOL | 1 | WALLER ELEMENTARY SCHOOL | B | DISINFECT | B02 | DISINFECT/HYPOCHLORIN
1030774 | FLORIDA POWER & LIGHT LANSING SMITH | 1 | PLANT #1 | B | DISINFECT | B01 | DISINFECT/GASEOUS CHLORIN
1030787 | TYNDALL AFB GOLF COURSE | 1 | PLANT #1 | B | DISINFECT | B02 | DISINFECT/HYPOCHLORIN
1030788 | AFRL AREA (TYNDALL AFB) | 1 | PLANT #1 | B | DISINFECT | B02 | DISINFECT/HYPOCHLORIN
1030850 | TYNDALL FEDERAL CREDIT UNION | 1 | PLANT #1 | B | DISINFECT | B02 | DISINFECT/HYPOCHLORIN
1030896 | CASA DEL RIO | 1 | PANAMA CITY | B | DISINFECT | B02 | DISINFECT/HYPOCHLORIN
1034011 | CYPRESS COURT OFFICE COMPLEX | 1 | CYPRESS COURT | B | DISINFECT | B02 | DISINFECT/HYPOCHLORIN
1034040 | TYNDALL AFB NEW POL | 1 | PLANT #1 | B | DISINFECT | B02 | DISINFECT/HYPOCHLORIN
1034044 | GARNER'S FOOD MART | 1 | WELL #1 | A | NO TRTMT | A | NO TRTMT
1034054 | DEER HAVEN PARK | 1 | PLANT #1 | B | DISINFECT | B02 | DISINFECT/HYPOCHLORIN
1034059 | MARKET PLACE THE | 1 | WELL #1 | A | NO TRTMT | A | NO TRTMT
1034060 | ONE STOP SHOP #2 (AKA LYNN HAVEN TEXACO) | 1 | WELL #1 | B | DISINFECT | B02 | DISINFECT/HYPOCHLORIN
1034062 | MR. MART #13 | 1 | WELL #1 | B | DISINFECT | B02 | DISINFECT/HYPOCHLORIN
1034063 | M & M MARKET #3 | 1 | PLANT #1 | B | DISINFECT | B02 | DISINFECT/HYPOCHLORIN
1034069 | 231 PLAZA | 1 | WELL #1 | B | DISINFECT | B02 | DISINFECT/HYPOCHLORIN
1034080 | DANNY'S FOOD STORE | 1 | PLANT #1 | B | DISINFECT | B02 | DISINFECT/HYPOCHLORIN
1034083 | BARTA'S MART | 1 | WELL NO. 1 | A | NO TRTMT | A | NO TRTMT
1034096 | GARNER'S SUPERMARKET | 1 | PLANT #1 | B | DISINFECT | B02 | DISINFECT/HYPOCHLORIN
1034100 | TEK DISTRIBUTORS INC. | 1 | WELL #1 | A | NO TRTMT | A | NO TRTMT
1034104 | PARAMORE PERIODONTAL OFFICE | 1 | PLANT #1 | B | DISINFECT | B02 | DISINFECT/HYPOCHLORIN
1034106 | STACEY'S SWINGERS DAY CARE | 1 | PLANT #1 | B | DISINFECT | B02 | DISINFECT/HYPOCHLORIN
1034109 | FULL SCALE DRONE (TYNDALL AFB) | 1 | PLANT #1 | B | DISINFECT | B02 | DISINFECT/HYPOCHLORIN
1034114 | PINE LAKE RV PARK | 1 | WELL #1 | B | DISINFECT | B02 | DISINFECT/HYPOCHLORIN
1034124 | JENKS AVENUE CHURCH OF CHRIST | 1 | PLANT | A | NO TRTMT | A | NO TRTMT
1034133 | CHIODO'S 231 EXPRESS MARKET | 1 | PLANT NO. 1 | B | DISINFECT | B02 | DISINFECT/HYPOCHLORIN
1034136 | QUICK STOP #8 | 1 | PLANT 1 | B | DISINFECT | B02 | DISINFECT/HYPOCHLORIN
1034141 | US FISH & WILDLIFE SERVICE | 1 | WELL #1 | B | DISINFECT | B02 | DISINFECT/HYPOCHLORIN
1034142 | FRED'S BOGUS SYSTEM FOR 9I INSERT TEST I | 1 | FRED BOGUS 9I TEST PLANT | D | CORROSION CONTROL | D18 | CORR-CTRL/SEQUESTATION
1034143 | FOUNTAIN YOUNGSTOWN RECREATION COMPLEX | 1 | PLANT 1 | B | DISINFECT | B02 | DISINFECT/HYPOCHLORIN
1034147 | FRANKIE D'S PIZZA (AKA LITTLE BEARS) | 1 | PLANT 1 | B | DISINFECT | B02 | DISINFECT/HYPOCHLORIN
1034152 | EXPRESS LANE #209 - SOUTHPORT | 1 | PLANT 1 | B | DISINFECT | B02 | DISINFECT/HYPOCHLORIN
1034164 | BUCKS PIGGLY WIGGLY EXPRESS | 1 | PLANT #1 | B | DISINFECT | B02 | DISINFECT/HYPOCHLORIN
1034171 | DOLLAR GENERAL #15492 (SOUTHPORT) | 1 | PLANT #1 | B | DISINFECT | B02 | DISINFECT/HYPOCHLORIN
1034172 | SANDHILLS SHRIMP COMPANY | 1 | PLANT 1 | B | DISINFECT | B02 | DISINFECT/HYPOCHLORIN
1070008 | AIRPORT MOTEL | 1 | BLOUNTSTOWN | B | DISINFECT | B02 | DISINFECT/HYPOCHLORIN
1070014 | ALTHA TOWN OF WATER SYSTEM | 1 | ALTHA-WELLS 1 &2 | B | DISINFECT | B01 | DISINFECT/GASEOUS CHLORIN
1070014 | ALTHA TOWN OF WATER SYSTEM | 2 | ALTHA WELL 3 | B | DISINFECT | B02 | DISINFECT/HYPOCHLORIN
1070095 | BURGER SHAKE RESTAURANT | 1 | BLOUNTSTOWN | B | DISINFECT | B02 | DISINFECT/HYPOCHLORIN
1070116 | CARR SCHOOL | 1 | PLANT #1 | B | DISINFECT | B02 | DISINFECT/HYPOCHLORIN
1070685 | BLOUNTSTOWN CITY OF | 3 | PLANT # 3 | B | DISINFECT | B02 | DISINFECT/HYPOCHLORIN
1070685 | BLOUNTSTOWN CITY OF | 2 | PLANT #2 | B | DISINFECT | B02 | DISINFECT/HYPOCHLORIN
1070685 | BLOUNTSTOWN CITY OF | 1 | PLANT #1 | B | DISINFECT | B02 | DISINFECT/HYPOCHLORIN
1070685 | BLOUNTSTOWN CITY OF | 2 | PLANT #2 | B | DISINFECT | B01 | DISINFECT/GASEOUS CHLORIN
1070685 | BLOUNTSTOWN CITY OF | 3 | PLANT # 3 | B | DISINFECT | B01 | DISINFECT/GASEOUS CHLORIN
1070685 | BLOUNTSTOWN CITY OF | 1 | PLANT #1 | B | DISINFECT | B01 | DISINFECT/GASEOUS CHLORIN
1070685 | BLOUNTSTOWN CITY OF | 3 | PLANT # 3 | E | TASTE-ODOR CONTROL | E20 | T-O CTRL/AERATION
1070685 | BLOUNTSTOWN CITY OF | 2 | PLANT #2 | E | TASTE-ODOR CONTROL | E20 | T-O CTRL/AERATION
1070685 | BLOUNTSTOWN CITY OF | 1 | PLANT #1 | E | TASTE-ODOR CONTROL | E20 | T-O CTRL/AERATION
1074008 | HIDDEN CREEK MOBILE HOME COMM. | 2 | PLANT FOR WELL 2 | B | DISINFECT | B01 | DISINFECT/GASEOUS CHLORIN
1074013 | WACO STORE #29 (QUICK STOP #12) | 1 | PLANT #1 | B | DISINFECT | B02 | DISINFECT/HYPOCHLORIN
1074015 | SHELTON TRUCKING SERVICE INC. | 1 | SHELTON TRUCKING SERVICE INC. | B | DISINFECT | B02 | DISINFECT/HYPOCHLORIN
1170126 | CENTRAL WATER WORKS | 3 | PLANT 3 -KILLAM ROAD | B | DISINFECT | B02 | DISINFECT/HYPOCHLORIN
1170126 | CENTRAL WATER WORKS | 4 | PLANT 4 | B | DISINFECT | B02 | DISINFECT/HYPOCHLORIN
1170126 | CENTRAL WATER WORKS | 3 | PLANT 3 -KILLAM ROAD | D | CORROSION CONTROL | D19 | CORR-CTRL/PH ADJUSTMENT
1170126 | CENTRAL WATER WORKS | 4 | PLANT 4 | Z | OTHER | Z19 | OTHER/PH ADJUSTMENT
1170168 | COTTAGE HILL WATER WORKS | 4 | PLANT FOR WELL 4 - STACY ROAD | B | DISINFECT | B01 | DISINFECT/GASEOUS CHLORIN
1170168 | COTTAGE HILL WATER WORKS | 3 | PLANT FOR WELL 1 & 3 - OFFICE | B | DISINFECT | B02 | DISINFECT/HYPOCHLORIN
1170168 | COTTAGE HILL WATER WORKS | 4 | PLANT FOR WELL 4 - STACY ROAD | Z | OTHER | Z19 | OTHER/PH ADJUSTMENT
1170168 | COTTAGE HILL WATER WORKS | 3 | PLANT FOR WELL 1 & 3 - OFFICE | Z | OTHER | Z19 | OTHER/PH ADJUSTMENT
1170259 | FARM HILL UTILITIES INC. | 3 | PLANT 3 | B | DISINFECT | B01 | DISINFECT/GASEOUS CHLORIN
1170259 | FARM HILL UTILITIES INC. | 4 | PLANT 4 - OFFICE | B | DISINFECT | B01 | DISINFECT/GASEOUS CHLORIN
1170259 | FARM HILL UTILITIES INC. | 2 | PLANT 2 | B | DISINFECT | B01 | DISINFECT/GASEOUS CHLORIN
1170259 | FARM HILL UTILITIES INC. | 4 | PLANT 4 - OFFICE | Z | OTHER | Z19 | OTHER/PH ADJUSTMENT
1170259 | FARM HILL UTILITIES INC. | 3 | PLANT 3 | Z | OTHER | Z19 | OTHER/PH ADJUSTMENT
1170259 | FARM HILL UTILITIES INC. | 2 | PLANT 2 | Z | OTHER | Z19 | OTHER/PH ADJUSTMENT
1170302 | GONZALEZ UTILITIES ASSOCIATION INC. | 1 | PLANT FOR WELL 1 | B | DISINFECT | B02 | DISINFECT/HYPOCHLORIN
1170302 | GONZALEZ UTILITIES ASSOCIATION INC. | 3 | PLANT FOR WELL 3 | B | DISINFECT | B01 | DISINFECT/GASEOUS CHLORIN
1170302 | GONZALEZ UTILITIES ASSOCIATION INC. | 3 | PLANT FOR WELL 3 | Z | OTHER | Z19 | OTHER/PH ADJUSTMENT
1170302 | GONZALEZ UTILITIES ASSOCIATION INC. | 1 | PLANT FOR WELL 1 | Z | OTHER | Z19 | OTHER/PH ADJUSTMENT
1170319 | GULF ISLANDS NATIONAL SEASHORE | 1 | PLANT #1 | B | DISINFECT | B02 | DISINFECT/HYPOCHLORIN
1170475 | MOLINO UTILITIES INC. | 3 | PLANT #3 | B | DISINFECT | B01 | DISINFECT/GASEOUS CHLORIN
1170475 | MOLINO UTILITIES INC. | 4 | PLANT #4 | B | DISINFECT | B01 | DISINFECT/GASEOUS CHLORIN
1170475 | MOLINO UTILITIES INC. | 1 | PLANT #1 | B | DISINFECT | B02 | DISINFECT/HYPOCHLORIN
1170475 | MOLINO UTILITIES INC. | 2 | PLANT #2 | B | DISINFECT | B02 | DISINFECT/HYPOCHLORIN
1170475 | MOLINO UTILITIES INC. | 3 | PLANT #3 | Z | OTHER | Z19 | OTHER/PH ADJUSTMENT
1170475 | MOLINO UTILITIES INC. | 2 | PLANT #2 | Z | OTHER | Z19 | OTHER/PH ADJUSTMENT
1170475 | MOLINO UTILITIES INC. | 1 | PLANT #1 | Z | OTHER | Z19 | OTHER/PH ADJUSTMENT
1170475 | MOLINO UTILITIES INC. | 4 | PLANT #4 | Z | OTHER | Z19 | OTHER/PH ADJUSTMENT
1170477 | ASCEND PERFORMANCE MATERIALS (SOLUTIA) | 1 | ASCEND WATER TREATMENT PLANT | B | DISINFECT | B01 | DISINFECT/GASEOUS CHLORIN
1170477 | ASCEND PERFORMANCE MATERIALS (SOLUTIA) | 1 | ASCEND WATER TREATMENT PLANT | D | CORROSION CONTROL | D19 | CORR-CTRL/PH ADJUSTMENT
1170477 | ASCEND PERFORMANCE MATERIALS (SOLUTIA) | 1 | ASCEND WATER TREATMENT PLANT | Z | OTHER | Z20 | OTHER/AERATION
1170525 | EMERALD COAST UTILITIES AUTHORITY | 1 | DUNAWAY | B | DISINFECT | B01 | DISINFECT/GASEOUS CHLORIN
1170525 | EMERALD COAST UTILITIES AUTHORITY | 2 | AIRPORT NORTH | B | DISINFECT | B01 | DISINFECT/GASEOUS CHLORIN
1170525 | EMERALD COAST UTILITIES AUTHORITY | 4 | UNIVERSITY PARKWAY | B | DISINFECT | B01 | DISINFECT/GASEOUS CHLORIN
1170525 | EMERALD COAST UTILITIES AUTHORITY | 5 | 4-OLF | B | DISINFECT | B01 | DISINFECT/GASEOUS CHLORIN
1170525 | EMERALD COAST UTILITIES AUTHORITY | 9 | MCALLISTER | B | DISINFECT | B01 | DISINFECT/GASEOUS CHLORIN
1170525 | EMERALD COAST UTILITIES AUTHORITY | 11 | BROAD STREET | B | DISINFECT | B01 | DISINFECT/GASEOUS CHLORIN
1170525 | EMERALD COAST UTILITIES AUTHORITY | 12 | SWEENEY | B | DISINFECT | B01 | DISINFECT/GASEOUS CHLORIN
1170525 | EMERALD COAST UTILITIES AUTHORITY | 13 | OLIVE ROAD | B | DISINFECT | B01 | DISINFECT/GASEOUS CHLORIN
1170525 | EMERALD COAST UTILITIES AUTHORITY | 16 | WEST PLANT | B | DISINFECT | B01 | DISINFECT/GASEOUS CHLORIN
1170525 | EMERALD COAST UTILITIES AUTHORITY | 17 | WEST PENSACOLA | B | DISINFECT | B01 | DISINFECT/GASEOUS CHLORIN
1170525 | EMERALD COAST UTILITIES AUTHORITY | 18 | W & AVERY | B | DISINFECT | B01 | DISINFECT/GASEOUS CHLORIN
1170525 | EMERALD COAST UTILITIES AUTHORITY | 19 | F & SCOTT | B | DISINFECT | B01 | DISINFECT/GASEOUS CHLORIN
1170525 | EMERALD COAST UTILITIES AUTHORITY | 20 | LILLIAN | B | DISINFECT | B01 | DISINFECT/GASEOUS CHLORIN
1170525 | EMERALD COAST UTILITIES AUTHORITY | 25 | NO. 6 | B | DISINFECT | B01 | DISINFECT/GASEOUS CHLORIN
1170525 | EMERALD COAST UTILITIES AUTHORITY | 27 | CARRIAGE HILLS | B | DISINFECT | B01 | DISINFECT/GASEOUS CHLORIN
1170525 | EMERALD COAST UTILITIES AUTHORITY | 28 | VILLA DRIVE | B | DISINFECT | B01 | DISINFECT/GASEOUS CHLORIN
1170525 | EMERALD COAST UTILITIES AUTHORITY | 29 | ROYCE | B | DISINFECT | B01 | DISINFECT/GASEOUS CHLORIN
1170525 | EMERALD COAST UTILITIES AUTHORITY | 30 | ELLYSON FIELD | B | DISINFECT | B01 | DISINFECT/GASEOUS CHLORIN
1170525 | EMERALD COAST UTILITIES AUTHORITY | 31 | CANTONMENT | B | DISINFECT | B01 | DISINFECT/GASEOUS CHLORIN
1170525 | EMERALD COAST UTILITIES AUTHORITY | 32 | TENNANT | B | DISINFECT | B01 | DISINFECT/GASEOUS CHLORIN
1170525 | EMERALD COAST UTILITIES AUTHORITY | 33 | MCCRORY | B | DISINFECT | B01 | DISINFECT/GASEOUS CHLORIN
1170525 | EMERALD COAST UTILITIES AUTHORITY | 40 | NINE MILE ROAD PLANT | B | DISINFECT | B01 | DISINFECT/GASEOUS CHLORIN
1170525 | EMERALD COAST UTILITIES AUTHORITY | 38 | MULDOON PLANT - ECUA #46 | B | DISINFECT | B01 | DISINFECT/GASEOUS CHLORIN
1170525 | EMERALD COAST UTILITIES AUTHORITY | 39 | HUMPHREYS WELL | B | DISINFECT | B01 | DISINFECT/GASEOUS CHLORIN
1170525 | EMERALD COAST UTILITIES AUTHORITY | 34 | PENSACOLA BEACH BOOSTER STATIO | B | DISINFECT | B01 | DISINFECT/GASEOUS CHLORIN
1170525 | EMERALD COAST UTILITIES AUTHORITY | 35 | SORRENTO ROAD BOOSTER STATION | B | DISINFECT | B01 | DISINFECT/GASEOUS CHLORIN
1170525 | EMERALD COAST UTILITIES AUTHORITY | 36 | SPANISH TRAIL | B | DISINFECT | B01 | DISINFECT/GASEOUS CHLORIN
1170525 | EMERALD COAST UTILITIES AUTHORITY | 41 | KINGSFIELD TREATMENT FACILITY | B | DISINFECT | B01 | DISINFECT/GASEOUS CHLORIN
1170525 | EMERALD COAST UTILITIES AUTHORITY | 42 | GEORGE E. WATSON PLANT | B | DISINFECT | B01 | DISINFECT/GASEOUS CHLORIN
1170525 | EMERALD COAST UTILITIES AUTHORITY | 1 | DUNAWAY | D | CORROSION CONTROL | D19 | CORR-CTRL/PH ADJUSTMENT
1170525 | EMERALD COAST UTILITIES AUTHORITY | 40 | NINE MILE ROAD PLANT | D | CORROSION CONTROL | D36 | CORR-CTRL/CORROSION INHIB
1170525 | EMERALD COAST UTILITIES AUTHORITY | 4 | UNIVERSITY PARKWAY | D | CORROSION CONTROL | D19 | CORR-CTRL/PH ADJUSTMENT
1170525 | EMERALD COAST UTILITIES AUTHORITY | 5 | 4-OLF | D | CORROSION CONTROL | D19 | CORR-CTRL/PH ADJUSTMENT
1170525 | EMERALD COAST UTILITIES AUTHORITY | 2 | AIRPORT NORTH | D | CORROSION CONTROL | D19 | CORR-CTRL/PH ADJUSTMENT
1170525 | EMERALD COAST UTILITIES AUTHORITY | 9 | MCALLISTER | D | CORROSION CONTROL | D19 | CORR-CTRL/PH ADJUSTMENT
1170525 | EMERALD COAST UTILITIES AUTHORITY | 11 | BROAD STREET | D | CORROSION CONTROL | D19 | CORR-CTRL/PH ADJUSTMENT
1170525 | EMERALD COAST UTILITIES AUTHORITY | 12 | SWEENEY | D | CORROSION CONTROL | D19 | CORR-CTRL/PH ADJUSTMENT
1170525 | EMERALD COAST UTILITIES AUTHORITY | 13 | OLIVE ROAD | D | CORROSION CONTROL | D19 | CORR-CTRL/PH ADJUSTMENT
1170525 | EMERALD COAST UTILITIES AUTHORITY | 16 | WEST PLANT | D | CORROSION CONTROL | D19 | CORR-CTRL/PH ADJUSTMENT
1170525 | EMERALD COAST UTILITIES AUTHORITY | 17 | WEST PENSACOLA | D | CORROSION CONTROL | D19 | CORR-CTRL/PH ADJUSTMENT
1170525 | EMERALD COAST UTILITIES AUTHORITY | 18 | W & AVERY | D | CORROSION CONTROL | D19 | CORR-CTRL/PH ADJUSTMENT
1170525 | EMERALD COAST UTILITIES AUTHORITY | 19 | F & SCOTT | D | CORROSION CONTROL | D19 | CORR-CTRL/PH ADJUSTMENT
1170525 | EMERALD COAST UTILITIES AUTHORITY | 20 | LILLIAN | D | CORROSION CONTROL | D19 | CORR-CTRL/PH ADJUSTMENT
1170525 | EMERALD COAST UTILITIES AUTHORITY | 25 | NO. 6 | D | CORROSION CONTROL | D19 | CORR-CTRL/PH ADJUSTMENT
1170525 | EMERALD COAST UTILITIES AUTHORITY | 1 | DUNAWAY | D | CORROSION CONTROL | D36 | CORR-CTRL/CORROSION INHIB
1170525 | EMERALD COAST UTILITIES AUTHORITY | 2 | AIRPORT NORTH | D | CORROSION CONTROL | D36 | CORR-CTRL/CORROSION INHIB
1170525 | EMERALD COAST UTILITIES AUTHORITY | 4 | UNIVERSITY PARKWAY | D | CORROSION CONTROL | D36 | CORR-CTRL/CORROSION INHIB
1170525 | EMERALD COAST UTILITIES AUTHORITY | 5 | 4-OLF | D | CORROSION CONTROL | D36 | CORR-CTRL/CORROSION INHIB
1170525 | EMERALD COAST UTILITIES AUTHORITY | 9 | MCALLISTER | D | CORROSION CONTROL | D36 | CORR-CTRL/CORROSION INHIB
1170525 | EMERALD COAST UTILITIES AUTHORITY | 11 | BROAD STREET | D | CORROSION CONTROL | D36 | CORR-CTRL/CORROSION INHIB
1170525 | EMERALD COAST UTILITIES AUTHORITY | 12 | SWEENEY | D | CORROSION CONTROL | D36 | CORR-CTRL/CORROSION INHIB
1170525 | EMERALD COAST UTILITIES AUTHORITY | 13 | OLIVE ROAD | D | CORROSION CONTROL | D36 | CORR-CTRL/CORROSION INHIB
1170525 | EMERALD COAST UTILITIES AUTHORITY | 31 | CANTONMENT | D | CORROSION CONTROL | D19 | CORR-CTRL/PH ADJUSTMENT
1170525 | EMERALD COAST UTILITIES AUTHORITY | 32 | TENNANT | D | CORROSION CONTROL | D19 | CORR-CTRL/PH ADJUSTMENT
1170525 | EMERALD COAST UTILITIES AUTHORITY | 32 | TENNANT | D | CORROSION CONTROL | D36 | CORR-CTRL/CORROSION INHIB
1170525 | EMERALD COAST UTILITIES AUTHORITY | 33 | MCCRORY | D | CORROSION CONTROL | D19 | CORR-CTRL/PH ADJUSTMENT
1170525 | EMERALD COAST UTILITIES AUTHORITY | 33 | MCCRORY | D | CORROSION CONTROL | D36 | CORR-CTRL/CORROSION INHIB
1170525 | EMERALD COAST UTILITIES AUTHORITY | 38 | MULDOON PLANT - ECUA #46 | D | CORROSION CONTROL | D19 | CORR-CTRL/PH ADJUSTMENT
1170525 | EMERALD COAST UTILITIES AUTHORITY | 38 | MULDOON PLANT - ECUA #46 | D | CORROSION CONTROL | D36 | CORR-CTRL/CORROSION INHIB
1170525 | EMERALD COAST UTILITIES AUTHORITY | 39 | HUMPHREYS WELL | D | CORROSION CONTROL | D36 | CORR-CTRL/CORROSION INHIB
1170525 | EMERALD COAST UTILITIES AUTHORITY | 34 | PENSACOLA BEACH BOOSTER STATIO | D | CORROSION CONTROL | D36 | CORR-CTRL/CORROSION INHIB
1170525 | EMERALD COAST UTILITIES AUTHORITY | 36 | SPANISH TRAIL | D | CORROSION CONTROL | D36 | CORR-CTRL/CORROSION INHIB
1170525 | EMERALD COAST UTILITIES AUTHORITY | 36 | SPANISH TRAIL | D | CORROSION CONTROL | D19 | CORR-CTRL/PH ADJUSTMENT
1170525 | EMERALD COAST UTILITIES AUTHORITY | 42 | GEORGE E. WATSON PLANT | D | CORROSION CONTROL | D36 | CORR-CTRL/CORROSION INHIB
1170525 | EMERALD COAST UTILITIES AUTHORITY | 41 | KINGSFIELD TREATMENT FACILITY | D | CORROSION CONTROL | D36 | CORR-CTRL/CORROSION INHIB
1170525 | EMERALD COAST UTILITIES AUTHORITY | 41 | KINGSFIELD TREATMENT FACILITY | D | CORROSION CONTROL | D19 | CORR-CTRL/PH ADJUSTMENT
1170525 | EMERALD COAST UTILITIES AUTHORITY | 16 | WEST PLANT | D | CORROSION CONTROL | D36 | CORR-CTRL/CORROSION INHIB
1170525 | EMERALD COAST UTILITIES AUTHORITY | 17 | WEST PENSACOLA | D | CORROSION CONTROL | D36 | CORR-CTRL/CORROSION INHIB
1170525 | EMERALD COAST UTILITIES AUTHORITY | 18 | W & AVERY | D | CORROSION CONTROL | D36 | CORR-CTRL/CORROSION INHIB
1170525 | EMERALD COAST UTILITIES AUTHORITY | 19 | F & SCOTT | D | CORROSION CONTROL | D36 | CORR-CTRL/CORROSION INHIB
1170525 | EMERALD COAST UTILITIES AUTHORITY | 20 | LILLIAN | D | CORROSION CONTROL | D36 | CORR-CTRL/CORROSION INHIB
1170525 | EMERALD COAST UTILITIES AUTHORITY | 25 | NO. 6 | D | CORROSION CONTROL | D36 | CORR-CTRL/CORROSION INHIB
1170525 | EMERALD COAST UTILITIES AUTHORITY | 27 | CARRIAGE HILLS | D | CORROSION CONTROL | D36 | CORR-CTRL/CORROSION INHIB
1170525 | EMERALD COAST UTILITIES AUTHORITY | 28 | VILLA DRIVE | D | CORROSION CONTROL | D36 | CORR-CTRL/CORROSION INHIB
1170525 | EMERALD COAST UTILITIES AUTHORITY | 29 | ROYCE | D | CORROSION CONTROL | D36 | CORR-CTRL/CORROSION INHIB
1170525 | EMERALD COAST UTILITIES AUTHORITY | 30 | ELLYSON FIELD | D | CORROSION CONTROL | D19 | CORR-CTRL/PH ADJUSTMENT
1170525 | EMERALD COAST UTILITIES AUTHORITY | 30 | ELLYSON FIELD | D | CORROSION CONTROL | D36 | CORR-CTRL/CORROSION INHIB
1170525 | EMERALD COAST UTILITIES AUTHORITY | 31 | CANTONMENT | D | CORROSION CONTROL | D36 | CORR-CTRL/CORROSION INHIB
1170525 | EMERALD COAST UTILITIES AUTHORITY | 39 | HUMPHREYS WELL | D | CORROSION CONTROL | D19 | CORR-CTRL/PH ADJUSTMENT
1170525 | EMERALD COAST UTILITIES AUTHORITY | 27 | CARRIAGE HILLS | D | CORROSION CONTROL | D19 | CORR-CTRL/PH ADJUSTMENT
1170525 | EMERALD COAST UTILITIES AUTHORITY | 28 | VILLA DRIVE | D | CORROSION CONTROL | D19 | CORR-CTRL/PH ADJUSTMENT
1170525 | EMERALD COAST UTILITIES AUTHORITY | 29 | ROYCE | D | CORROSION CONTROL | D19 | CORR-CTRL/PH ADJUSTMENT
1170525 | EMERALD COAST UTILITIES AUTHORITY | 42 | GEORGE E. WATSON PLANT | D | CORROSION CONTROL | D19 | CORR-CTRL/PH ADJUSTMENT
1170525 | EMERALD COAST UTILITIES AUTHORITY | 16 | WEST PLANT | F | ORGN-RMVL | F23 | ORGN-RMVL/GAC ADDITION
1170525 | EMERALD COAST UTILITIES AUTHORITY | 25 | NO. 6 | F | ORGN-RMVL | F23 | ORGN-RMVL/GAC ADDITION
1170525 | EMERALD COAST UTILITIES AUTHORITY | 17 | WEST PENSACOLA | F | ORGN-RMVL | F23 | ORGN-RMVL/GAC ADDITION
1170525 | EMERALD COAST UTILITIES AUTHORITY | 19 | F & SCOTT | F | ORGN-RMVL | F23 | ORGN-RMVL/GAC ADDITION
1170525 | EMERALD COAST UTILITIES AUTHORITY | 20 | LILLIAN | F | ORGN-RMVL | F23 | ORGN-RMVL/GAC ADDITION
1170525 | EMERALD COAST UTILITIES AUTHORITY | 42 | GEORGE E. WATSON PLANT | F | ORGN-RMVL | F23 | ORGN-RMVL/GAC ADDITION
1170525 | EMERALD COAST UTILITIES AUTHORITY | 9 | MCALLISTER | F | ORGN-RMVL | F23 | ORGN-RMVL/GAC ADDITION
1170525 | EMERALD COAST UTILITIES AUTHORITY | 39 | HUMPHREYS WELL | F | ORGN-RMVL | F23 | ORGN-RMVL/GAC ADDITION
1170525 | EMERALD COAST UTILITIES AUTHORITY | 28 | VILLA DRIVE | F | ORGN-RMVL | F23 | ORGN-RMVL/GAC ADDITION
1170525 | EMERALD COAST UTILITIES AUTHORITY | 40 | NINE MILE ROAD PLANT | Z | OTHER | Z19 | OTHER/PH ADJUSTMENT
1170525 | EMERALD COAST UTILITIES AUTHORITY | 40 | NINE MILE ROAD PLANT | Z | OTHER | Z27 | OTHER/FLUORIDATION
1170525 | EMERALD COAST UTILITIES AUTHORITY | 5 | 4-OLF | Z | OTHER | Z27 | OTHER/FLUORIDATION
1170525 | EMERALD COAST UTILITIES AUTHORITY | 2 | AIRPORT NORTH | Z | OTHER | Z27 | OTHER/FLUORIDATION
1170525 | EMERALD COAST UTILITIES AUTHORITY | 9 | MCALLISTER | Z | OTHER | Z27 | OTHER/FLUORIDATION
1170525 | EMERALD COAST UTILITIES AUTHORITY | 11 | BROAD STREET | Z | OTHER | Z27 | OTHER/FLUORIDATION
1170525 | EMERALD COAST UTILITIES AUTHORITY | 12 | SWEENEY | Z | OTHER | Z27 | OTHER/FLUORIDATION
1170525 | EMERALD COAST UTILITIES AUTHORITY | 18 | W & AVERY | Z | OTHER | Z27 | OTHER/FLUORIDATION
1170525 | EMERALD COAST UTILITIES AUTHORITY | 19 | F & SCOTT | Z | OTHER | Z27 | OTHER/FLUORIDATION
1170525 | EMERALD COAST UTILITIES AUTHORITY | 20 | LILLIAN | Z | OTHER | Z27 | OTHER/FLUORIDATION
1170525 | EMERALD COAST UTILITIES AUTHORITY | 31 | CANTONMENT | Z | OTHER | Z27 | OTHER/FLUORIDATION
1170525 | EMERALD COAST UTILITIES AUTHORITY | 38 | MULDOON PLANT - ECUA #46 | Z | OTHER | Z27 | OTHER/FLUORIDATION
1170525 | EMERALD COAST UTILITIES AUTHORITY | 39 | HUMPHREYS WELL | Z | OTHER | Z27 | OTHER/FLUORIDATION
1170525 | EMERALD COAST UTILITIES AUTHORITY | 36 | SPANISH TRAIL | Z | OTHER | Z27 | OTHER/FLUORIDATION
1170525 | EMERALD COAST UTILITIES AUTHORITY | 41 | KINGSFIELD TREATMENT FACILITY | Z | OTHER | Z27 | OTHER/FLUORIDATION
1170525 | EMERALD COAST UTILITIES AUTHORITY | 17 | WEST PENSACOLA | Z | OTHER | Z27 | OTHER/FLUORIDATION
1170525 | EMERALD COAST UTILITIES AUTHORITY | 30 | ELLYSON FIELD | Z | OTHER | Z27 | OTHER/FLUORIDATION
1170525 | EMERALD COAST UTILITIES AUTHORITY | 36 | SPANISH TRAIL | Z | OTHER | Z23 | OTHER/GAC ADDITION
1170525 | EMERALD COAST UTILITIES AUTHORITY | 2 | AIRPORT NORTH | Z | OTHER | Z23 | OTHER/GAC ADDITION
1170525 | EMERALD COAST UTILITIES AUTHORITY | 25 | NO. 6 | Z | OTHER | Z27 | OTHER/FLUORIDATION
1170525 | EMERALD COAST UTILITIES AUTHORITY | 28 | VILLA DRIVE | Z | OTHER | Z27 | OTHER/FLUORIDATION
1170525 | EMERALD COAST UTILITIES AUTHORITY | 42 | GEORGE E. WATSON PLANT | Z | OTHER | Z27 | OTHER/FLUORIDATION
1170527 | PEOPLES WATER SERVICE COMPANY | 1 | PLANT #3--MINDO | B | DISINFECT | B01 | DISINFECT/GASEOUS CHLORIN
1170527 | PEOPLES WATER SERVICE COMPANY | 2 | PLANT #4 - FLEET | B | DISINFECT | B01 | DISINFECT/GASEOUS CHLORIN
1170527 | PEOPLES WATER SERVICE COMPANY | 3 | PLANT 5 | B | DISINFECT | B01 | DISINFECT/GASEOUS CHLORIN
1170527 | PEOPLES WATER SERVICE COMPANY | 5 | PLANT 8 (BEHIND GOOFY GOLF) | B | DISINFECT | B01 | DISINFECT/GASEOUS CHLORIN
1170527 | PEOPLES WATER SERVICE COMPANY | 6 | PLANT 9 -- BRANDON AVE | B | DISINFECT | B01 | DISINFECT/GASEOUS CHLORIN
1170527 | PEOPLES WATER SERVICE COMPANY | 3 | PLANT 5 | C | PARTICLE REMOVAL | C23 | PART-RMVL/GAC ADDITION
1170527 | PEOPLES WATER SERVICE COMPANY | 1 | PLANT #3--MINDO | C | PARTICLE REMOVAL | C23 | PART-RMVL/GAC ADDITION
1170527 | PEOPLES WATER SERVICE COMPANY | 6 | PLANT 9 -- BRANDON AVE | D | CORROSION CONTROL | D19 | CORR-CTRL/PH ADJUSTMENT
1170527 | PEOPLES WATER SERVICE COMPANY | 1 | PLANT #3--MINDO | D | CORROSION CONTROL | D19 | CORR-CTRL/PH ADJUSTMENT
1170527 | PEOPLES WATER SERVICE COMPANY | 2 | PLANT #4 - FLEET | D | CORROSION CONTROL | D19 | CORR-CTRL/PH ADJUSTMENT
1170527 | PEOPLES WATER SERVICE COMPANY | 3 | PLANT 5 | D | CORROSION CONTROL | D19 | CORR-CTRL/PH ADJUSTMENT
1170527 | PEOPLES WATER SERVICE COMPANY | 5 | PLANT 8 (BEHIND GOOFY GOLF) | D | CORROSION CONTROL | D19 | CORR-CTRL/PH ADJUSTMENT
1170527 | PEOPLES WATER SERVICE COMPANY | 6 | PLANT 9 -- BRANDON AVE | Z | OTHER | Z19 | OTHER/PH ADJUSTMENT
1170527 | PEOPLES WATER SERVICE COMPANY | 1 | PLANT #3--MINDO | Z | OTHER | Z19 | OTHER/PH ADJUSTMENT
1170527 | PEOPLES WATER SERVICE COMPANY | 2 | PLANT #4 - FLEET | Z | OTHER | Z19 | OTHER/PH ADJUSTMENT
1170527 | PEOPLES WATER SERVICE COMPANY | 3 | PLANT 5 | Z | OTHER | Z19 | OTHER/PH ADJUSTMENT
1170527 | PEOPLES WATER SERVICE COMPANY | 5 | PLANT 8 (BEHIND GOOFY GOLF) | Z | OTHER | Z19 | OTHER/PH ADJUSTMENT
1170552 | BLUFF SPRINGS (R.L.D.S.) CAMPGROUND | 1 | HYPOCHLORITE PLANT | B | DISINFECT | B02 | DISINFECT/HYPOCHLORIN
1170552 | BLUFF SPRINGS (R.L.D.S.) CAMPGROUND | 1 | HYPOCHLORITE PLANT | H | SOFTENING | H24 | SOFTENING/LIME-SODA
1170590 | NAVARRE BEACH WATER DEPARTMENT | 2 | WELL #2 | B | DISINFECT | B01 | DISINFECT/GASEOUS CHLORIN
1170590 | NAVARRE BEACH WATER DEPARTMENT | 3 | WELL #3 | B | DISINFECT | B01 | DISINFECT/GASEOUS CHLORIN
1170590 | NAVARRE BEACH WATER DEPARTMENT | 1 | NAVARRE BEACH | B | DISINFECT | B01 | DISINFECT/GASEOUS CHLORIN
1170613 | CENTURY TOWN OF | 3 | PLANT FOR WELL 3 | B | DISINFECT | B01 | DISINFECT/GASEOUS CHLORIN
1170613 | CENTURY TOWN OF | 2 | PLANT FOR WELL 2 | B | DISINFECT | B01 | DISINFECT/GASEOUS CHLORIN
1170613 | CENTURY TOWN OF | 1 | PLANT FOR WELL 1 | B | DISINFECT | B01 | DISINFECT/GASEOUS CHLORIN
1170613 | CENTURY TOWN OF | 1 | PLANT FOR WELL 1 | Z | OTHER | Z19 | OTHER/PH ADJUSTMENT
1170613 | CENTURY TOWN OF | 3 | PLANT FOR WELL 3 | Z | OTHER | Z19 | OTHER/PH ADJUSTMENT
1170613 | CENTURY TOWN OF | 2 | PLANT FOR WELL 2 | Z | OTHER | Z19 | OTHER/PH ADJUSTMENT
1170678 | TIMBERLAND UTILITIES INC. | 2 | PLANT #2 | B | DISINFECT | B01 | DISINFECT/GASEOUS CHLORIN
1170678 | TIMBERLAND UTILITIES INC. | 1 | PLANT #1 | B | DISINFECT | B01 | DISINFECT/GASEOUS CHLORIN
1170703 | UNIVERSITY OF WEST FLORIDA | 3 | WELL #4 PLANT | B | DISINFECT | B01 | DISINFECT/GASEOUS CHLORIN
1170703 | UNIVERSITY OF WEST FLORIDA | 1 | WELL #2 (BY ELEVATED TANK) | B | DISINFECT | B01 | DISINFECT/GASEOUS CHLORIN
1170703 | UNIVERSITY OF WEST FLORIDA | 3 | WELL #4 PLANT | Z | OTHER | Z19 | OTHER/PH ADJUSTMENT
1170703 | UNIVERSITY OF WEST FLORIDA | 1 | WELL #2 (BY ELEVATED TANK) | Z | OTHER | Z19 | OTHER/PH ADJUSTMENT
1170718 | EREC WATER SYSTEM | 3 | WH PLANT 7 - HWY 97A | B | DISINFECT | B02 | DISINFECT/HYPOCHLORIN
1170718 | EREC WATER SYSTEM | 4 | BD PLANT 1 - HWY 99 | B | DISINFECT | B02 | DISINFECT/HYPOCHLORIN
1170718 | EREC WATER SYSTEM | 5 | BD PLANT 2 PINEVILLE AND JAKES | B | DISINFECT | B02 | DISINFECT/HYPOCHLORIN
1170718 | EREC WATER SYSTEM | 2 | WH PLANT 6 - HWY 97 | B | DISINFECT | B02 | DISINFECT/HYPOCHLORIN
1170718 | EREC WATER SYSTEM | 1 | WH PLANT 5 - ARTHUR BROWN RD | B | DISINFECT | B02 | DISINFECT/HYPOCHLORIN
1170718 | EREC WATER SYSTEM | 6 | BD PLANT 3 - STILL ROAD | B | DISINFECT | B01 | DISINFECT/GASEOUS CHLORIN
1170718 | EREC WATER SYSTEM | 3 | WH PLANT 7 - HWY 97A | D | CORROSION CONTROL | D19 | CORR-CTRL/PH ADJUSTMENT
1170718 | EREC WATER SYSTEM | 4 | BD PLANT 1 - HWY 99 | D | CORROSION CONTROL | D19 | CORR-CTRL/PH ADJUSTMENT
1170718 | EREC WATER SYSTEM | 4 | BD PLANT 1 - HWY 99 | D | CORROSION CONTROL | D36 | CORR-CTRL/CORROSION INHIB
1170718 | EREC WATER SYSTEM | 5 | BD PLANT 2 PINEVILLE AND JAKES | D | CORROSION CONTROL | D19 | CORR-CTRL/PH ADJUSTMENT
1170718 | EREC WATER SYSTEM | 5 | BD PLANT 2 PINEVILLE AND JAKES | D | CORROSION CONTROL | D36 | CORR-CTRL/CORROSION INHIB
1170718 | EREC WATER SYSTEM | 2 | WH PLANT 6 - HWY 97 | D | CORROSION CONTROL | D19 | CORR-CTRL/PH ADJUSTMENT
1170718 | EREC WATER SYSTEM | 1 | WH PLANT 5 - ARTHUR BROWN RD | D | CORROSION CONTROL | D19 | CORR-CTRL/PH ADJUSTMENT
1170718 | EREC WATER SYSTEM | 6 | BD PLANT 3 - STILL ROAD | D | CORROSION CONTROL | D36 | CORR-CTRL/CORROSION INHIB
1170718 | EREC WATER SYSTEM | 6 | BD PLANT 3 - STILL ROAD | D | CORROSION CONTROL | D19 | CORR-CTRL/PH ADJUSTMENT
1170814 | NAS PENSACOLA / CORRY STATION | 3 | N.T.T.C. PLANT | B | DISINFECT | B02 | DISINFECT/HYPOCHLORIN
1170814 | NAS PENSACOLA / CORRY STATION | 3 | N.T.T.C. PLANT | D | CORROSION CONTROL | D19 | CORR-CTRL/PH ADJUSTMENT
1170814 | NAS PENSACOLA / CORRY STATION | 3 | N.T.T.C. PLANT | F | ORGN-RMVL | F23 | ORGN-RMVL/GAC ADDITION
1170814 | NAS PENSACOLA / CORRY STATION | 3 | N.T.T.C. PLANT | Z | OTHER | Z27 | OTHER/FLUORIDATION
1170814 | NAS PENSACOLA / CORRY STATION | 3 | N.T.T.C. PLANT | Z | OTHER | Z20 | OTHER/AERATION
1170899 | NAS SAUFLEY FIELD | 1 | SAUFLEY PWC WATER PLANT | B | DISINFECT | B02 | DISINFECT/HYPOCHLORIN
1170907 | SAUFLEY ESTATES WATER SYSTEM | 1 | PLANT #1 | B | DISINFECT | B02 | DISINFECT/HYPOCHLORIN
1170909 | WEST FRASER LUMBER MILL | 1 | PLANT 1 | B | DISINFECT | B02 | DISINFECT/HYPOCHLORIN
1190013 | ALLIGATOR POINT WATER RESOURCE DISTRICT | 1 | PLANT #1 (WELLS 1 2R 4 & 5) | B | DISINFECT | B01 | DISINFECT/GASEOUS CHLORIN
1190056 | BAYVIEW TRAILER PARK | 1 | PLANT #1 | B | DISINFECT | B02 | DISINFECT/HYPOCHLORIN
1190056 | BAYVIEW TRAILER PARK | 1 | PLANT #1 | E | TASTE-ODOR CONTROL | E20 | T-O CTRL/AERATION
1190086 | BREAKAWAY LODGE INC. | 1 | PLANT #1 | B | DISINFECT | B02 | DISINFECT/HYPOCHLORIN
1190086 | BREAKAWAY LODGE INC. | 1 | PLANT #1 | E | TASTE-ODOR CONTROL | E20 | T-O CTRL/AERATION
1190109 | BAY NORTH WATER SYSTEM | 1 | SAME | B | DISINFECT | B02 | DISINFECT/HYPOCHLORIN
1190118 | CARRABELLE CITY OF WATER SYS. | 2 | WELL 3 & 4 | B | DISINFECT | B01 | DISINFECT/GASEOUS CHLORIN
1190118 | CARRABELLE CITY OF WATER SYS. | 2 | WELL 3 & 4 | E | TASTE-ODOR CONTROL | E28 | T-O CTRL/PACKED TWR-AERA
1190150 | APALACHICOLA CITY OF | 2 | PLANT #2 | B | DISINFECT | B01 | DISINFECT/GASEOUS CHLORIN
1190236 | EASTPOINT WATER & SEWER DIST. | 3 | PLANT #3 | B | DISINFECT | B01 | DISINFECT/GASEOUS CHLORIN
1190236 | EASTPOINT WATER & SEWER DIST. | 3 | PLANT #3 | E | TASTE-ODOR CONTROL | E20 | T-O CTRL/AERATION
1190318 | GULF COLONY SUBDIVISION | 1 |  | B | DISINFECT | B02 | DISINFECT/HYPOCHLORIN
1190414 | LANARK VILLAGE (CITY OF CARRABELLE) | 1 | PLANT FOR WELL 1 & 2 | B | DISINFECT | B02 | DISINFECT/HYPOCHLORIN
1190414 | LANARK VILLAGE (CITY OF CARRABELLE) | 1 | PLANT FOR WELL 1 & 2 | B | DISINFECT | B01 | DISINFECT/GASEOUS CHLORIN
1190414 | LANARK VILLAGE (CITY OF CARRABELLE) | 1 | PLANT FOR WELL 1 & 2 | D | CORROSION CONTROL | D36 | CORR-CTRL/CORROSION INHIB
1190583 | SAINT GEORGE ISLAND TRLR. PARK | 1 | SAINT GEORGE ISLAND TRLR PARK | B | DISINFECT | B02 | DISINFECT/HYPOCHLORIN
1190789 | WATER MGMT SERVICES (ST. GEORGE ISLAND) | 1 | PLANT #1 | B | DISINFECT | B01 | DISINFECT/GASEOUS CHLORIN
1190789 | WATER MGMT SERVICES (ST. GEORGE ISLAND) | 1 | PLANT #1 | E | TASTE-ODOR CONTROL | E20 | T-O CTRL/AERATION
1194023 | BUCKEYE CELLULOSE CORPORATION | 1 | PLANT #1 | B | DISINFECT | B02 | DISINFECT/HYPOCHLORIN
1194023 | BUCKEYE CELLULOSE CORPORATION | 1 | PLANT #1 | H | SOFTENING | H25 | SOFTENING/ION EXCHANGE
1194037 | ST. GEORGE ISLAND STATE PARK | 1 | EASTPOINT | B | DISINFECT | B02 | DISINFECT/HYPOCHLORIN
1194039 | LORENZO`S BY THE SEA | 1 | WELL 2 | B | DISINFECT | B02 | DISINFECT/HYPOCHLORIN
1194041 | FSU MARINE LABORATORY | 1 | PLANT FOR WELLS 1 & 4 | B | DISINFECT | B02 | DISINFECT/HYPOCHLORIN
1194041 | FSU MARINE LABORATORY | 1 | PLANT FOR WELLS 1 & 4 | E | TASTE-ODOR CONTROL | E23 | T-O CTRL/GAC ADDITION
1194041 | FSU MARINE LABORATORY | 1 | PLANT FOR WELLS 1 & 4 | G | IRON REMOVAL | G31 | IRON RMVL/PERMANGANATE
1194041 | FSU MARINE LABORATORY | 1 | PLANT FOR WELLS 1 & 4 | G | IRON REMOVAL | G30 | IRON RMVL/GREENSAND FILTR
1194045 | ST. JAMES ISLAND UTILITY (SUMMERCAMP) | 1 | PLANT 1 | B | DISINFECT | B02 | DISINFECT/HYPOCHLORIN
1194045 | ST. JAMES ISLAND UTILITY (SUMMERCAMP) | 1 | PLANT 1 | F | ORGN-RMVL | F38 | ORGN-RMVL/NANOFILTRATION
1194045 | ST. JAMES ISLAND UTILITY (SUMMERCAMP) | 1 | PLANT 1 | Z | OTHER | Z19 | OTHER/PH ADJUSTMENT
1200026 | HORSESHOE LOUNGE | 1 | PLANT #1 | B | DISINFECT | B02 | DISINFECT/HYPOCHLORIN
1200134 | CHATTAHOOCHEE CITY OF | 1 | CHATTAHOOCHEE | B | DISINFECT | B01 | DISINFECT/GASEOUS CHLORIN
1200275 | FLORIDA STATE HOSPITAL | 1 | PLANT 1 (WELL 1 AAA7803) | B | DISINFECT | B01 | DISINFECT/GASEOUS CHLORIN
1200275 | FLORIDA STATE HOSPITAL | 2 | PLANT 2 (WELL 2 AAA7804) | B | DISINFECT | B01 | DISINFECT/GASEOUS CHLORIN
1200334 | HAVANA TOWN OF WATER SYSTEM | 1 | PLANT #1 (WELLS #1 & #2) | B | DISINFECT | B01 | DISINFECT/GASEOUS CHLORIN
1200334 | HAVANA TOWN OF WATER SYSTEM | 2 | PLANT #3 (WELL #3) | B | DISINFECT | B01 | DISINFECT/GASEOUS CHLORIN
1200334 | HAVANA TOWN OF WATER SYSTEM | 1 | PLANT #1 (WELLS #1 & #2) | E | TASTE-ODOR CONTROL | E20 | T-O CTRL/AERATION
1200334 | HAVANA TOWN OF WATER SYSTEM | 2 | PLANT #3 (WELL #3) | E | TASTE-ODOR CONTROL | E20 | T-O CTRL/AERATION
1200408 | LAKE TALLAVANNA WATER SYSTEM | 1 | LAKE TALLAVANNA WATER SYSTEM | B | DISINFECT | B01 | DISINFECT/GASEOUS CHLORIN
1200459 | RENTZ'S MOBILE HOME PARK | 1 | WELL #1 | B | DISINFECT | B02 | DISINFECT/HYPOCHLORIN
1200504 | OCHLOCKONEE ESTATES | 1 |  | B | DISINFECT | B02 | DISINFECT/HYPOCHLORIN
1200551 | QUINCY CITY OF W/S | 4 | WELLFIELD PLANT (NEW) | B | DISINFECT | B01 | DISINFECT/GASEOUS CHLORIN
1200551 | QUINCY CITY OF W/S | 2 | OLD PLANT / WELL 2 | B | DISINFECT | B01 | DISINFECT/GASEOUS CHLORIN
1200551 | QUINCY CITY OF W/S | 3 | WELL NO. 4 | B | DISINFECT | B01 | DISINFECT/GASEOUS CHLORIN
1200551 | QUINCY CITY OF W/S | 4 | WELLFIELD PLANT (NEW) | Z | OTHER | Z27 | OTHER/FLUORIDATION
1200551 | QUINCY CITY OF W/S | 3 | WELL NO. 4 | Z | OTHER | Z27 | OTHER/FLUORIDATION
1200551 | QUINCY CITY OF W/S | 2 | OLD PLANT / WELL 2 | Z | OTHER | Z27 | OTHER/FLUORIDATION
1200551 | QUINCY CITY OF W/S | 3 | WELL NO. 4 | Z | OTHER | Z33 | OTHER/EMERGENCY
1200551 | QUINCY CITY OF W/S | 2 | OLD PLANT / WELL 2 | Z | OTHER | Z33 | OTHER/EMERGENCY
1200569 | ROBERT F. MUNROE SCHOOL | 1 | ROBERT F. MUNROE SCHOOL | B | DISINFECT | B02 | DISINFECT/HYPOCHLORIN
1200687 | GREENSBORO TOWN OF WATER SYS. | 1 | PLANT FOR WELL 1 | B | DISINFECT | B02 | DISINFECT/HYPOCHLORIN
1200687 | GREENSBORO TOWN OF WATER SYS. | 3 | PLANT FOR WELL 3 | B | DISINFECT | B02 | DISINFECT/HYPOCHLORIN
1200688 | GRETNA CITY OF | 3 | PLANT FOR WELL 3 | B | DISINFECT | B01 | DISINFECT/GASEOUS CHLORIN
1200688 | GRETNA CITY OF | 4 | PLANT FOR WELL 4 | B | DISINFECT | B01 | DISINFECT/GASEOUS CHLORIN
1200793 | MT. PLEASANT WATER SYSTEM | 1 | MT. PLEASANT | B | DISINFECT | B01 | DISINFECT/GASEOUS CHLORIN
1200797 | GADSDEN CO REGIONAL W/S | 15 | OAK GROVE | B | DISINFECT | B01 | DISINFECT/GASEOUS CHLORIN
1200797 | GADSDEN CO REGIONAL W/S | 14 | SCOTTSTOWN | B | DISINFECT | B01 | DISINFECT/GASEOUS CHLORIN
1200797 | GADSDEN CO REGIONAL W/S | 12 | ST HEBRON'S | B | DISINFECT | B01 | DISINFECT/GASEOUS CHLORIN
1200797 | GADSDEN CO REGIONAL W/S | 11 | ST JOHN'S | B | DISINFECT | B01 | DISINFECT/GASEOUS CHLORIN
1200797 | GADSDEN CO REGIONAL W/S | 8 | OCHLOCKNEE ESTATES II | B | DISINFECT | B01 | DISINFECT/GASEOUS CHLORIN
1200797 | GADSDEN CO REGIONAL W/S | 7 | NEW OCHLOCKNEE ESTATES I | B | DISINFECT | B01 | DISINFECT/GASEOUS CHLORIN
1200797 | GADSDEN CO REGIONAL W/S | 6 | WETUMPKA | B | DISINFECT | B01 | DISINFECT/GASEOUS CHLORIN
1200885 | JAMIESON WATER SYSTEM | 1 | JAMIESON WATER SYSTEM | B | DISINFECT | B01 | DISINFECT/GASEOUS CHLORIN
1204013 | GADSDEN CO REGIONAL NORTH | 2 | ST. JOHN'S | B | DISINFECT | B01 | DISINFECT/GASEOUS CHLORIN
1204013 | GADSDEN CO REGIONAL NORTH | 3 | ST. HEBRONS | B | DISINFECT | B01 | DISINFECT/GASEOUS CHLORIN
1204013 | GADSDEN CO REGIONAL NORTH | 1 | ROBERTSVILLE | B | DISINFECT | B01 | DISINFECT/GASEOUS CHLORIN
1204013 | GADSDEN CO REGIONAL NORTH | 4 | MOUNT PLEASANT | B | DISINFECT | B01 | DISINFECT/GASEOUS CHLORIN
1204013 | GADSDEN CO REGIONAL NORTH | 5 | SCOTTSTOWN WELL | B | DISINFECT | B01 | DISINFECT/GASEOUS CHLORIN
1204015 | JACKSON'S MOBILE HOME PARK | 1 | PLANT #1 | B | DISINFECT | B02 | DISINFECT/HYPOCHLORIN
1204025 | FDOT GADSDEN CO I-10 REST AREA | 1 | CHATTAHOOCHEE REST AREA I-10 | B | DISINFECT | B01 | DISINFECT/GASEOUS CHLORIN
1204025 | FDOT GADSDEN CO I-10 REST AREA | 1 | CHATTAHOOCHEE REST AREA I-10 | E | TASTE-ODOR CONTROL | E20 | T-O CTRL/AERATION
1204027 | LITTLE RIVER INDUSTRIES INC. | 1 | PLANT #1 | B | DISINFECT | B02 | DISINFECT/HYPOCHLORIN
1204029 | ST. JAMES COMMUNITY | 1 | PLANT #1 | B | DISINFECT | B01 | DISINFECT/GASEOUS CHLORIN
1204051 | JOYLAND WATER SYSTEM | 1 | JOYLAND SUBDIVISION | B | DISINFECT | B02 | DISINFECT/HYPOCHLORIN
1204053 | TRIPLE C'S (AKA KOA CAMPGROUND) | 1 | WELL NO. 1 | B | DISINFECT | B02 | DISINFECT/HYPOCHLORIN
1204057 | V STOP | 1 | PLANT 1 | B | DISINFECT | B02 | DISINFECT/HYPOCHLORIN
1204059 | CONCORD COUNTRY STORE(DUKE WATER SYSTEM) | 1 | WELL NO. 1 | B | DISINFECT | B02 | DISINFECT/HYPOCHLORIN
1204063 | HINSON HEIGHTS | 1 |  | A | NO TRTMT | A | NO TRTMT
1204064 | TOBACCO ROAD | 1 | TOBACCO RD | B | DISINFECT | B01 | DISINFECT/GASEOUS CHLORIN
1204065 | HAMMOCK CREEK | 1 | WELL#1 | B | DISINFECT | B01 | DISINFECT/GASEOUS CHLORIN
1204067 | MEADOWS GROCERY | 1 | WELL NO 1 | Z | OTHER | Z02 | OTHER/HYPOCHLORIN
1204068 | CLINTON NURSERIES INC - NORTH | 1 | WELL NO 1 | B | DISINFECT | B02 | DISINFECT/HYPOCHLORIN
1204069 | CLINTON NURSERIES INC - SOUTH | 1 | WELL NO 1 | B | DISINFECT | B02 | DISINFECT/HYPOCHLORIN
1230545 | PORT ST. JOE CITY OF | 4 | PORT ST. JOE SURFACE WATER PLT | B | DISINFECT | B01 | DISINFECT/GASEOUS CHLORIN
1230545 | PORT ST. JOE CITY OF | 4 | PORT ST. JOE SURFACE WATER PLT | B | DISINFECT | B02 | DISINFECT/HYPOCHLORIN
1230545 | PORT ST. JOE CITY OF | 2 | WHITE CITY BOOSTER | B | DISINFECT | B02 | DISINFECT/HYPOCHLORIN
1230545 | PORT ST. JOE CITY OF | 3 | ST. JOE BEACH BOOSTER | B | DISINFECT | B02 | DISINFECT/HYPOCHLORIN
1230545 | PORT ST. JOE CITY OF | 4 | PORT ST. JOE SURFACE WATER PLT | B | DISINFECT | B36 | DISINFECT/CORROSION INHIB
1230545 | PORT ST. JOE CITY OF | 4 | PORT ST. JOE SURFACE WATER PLT | C | PARTICLE REMOVAL | C12 | PART-RMVL/SEDIMENTATION
1230545 | PORT ST. JOE CITY OF | 4 | PORT ST. JOE SURFACE WATER PLT | C | PARTICLE REMOVAL | C40 | PARTICLE REMOVAL/MICROFILTRATION
1230545 | PORT ST. JOE CITY OF | 4 | PORT ST. JOE SURFACE WATER PLT | C | PARTICLE REMOVAL | C10 | PART-RMVL/COAGULATION
1230545 | PORT ST. JOE CITY OF | 4 | PORT ST. JOE SURFACE WATER PLT | C | PARTICLE REMOVAL | C11 | PART-RMVL/FLOCCULATION
1230645 | WILLIAM J. RISH PARK | 1 | PLANT #1 | B | DISINFECT | B02 | DISINFECT/HYPOCHLORIN
1230645 | WILLIAM J. RISH PARK | 1 | PLANT #1 | E | TASTE-ODOR CONTROL | E20 | T-O CTRL/AERATION
1230652 | ST. JOSEPH STATE PARK | 1 | SAME | B | DISINFECT | B02 | DISINFECT/HYPOCHLORIN
1230734 | WEWAHITCHKA CITY OF | 1 | WEWAHITCHKA PLANT #1 | B | DISINFECT | B01 | DISINFECT/GASEOUS CHLORIN
1230848 | GULF COUNTY WATER DEPARTMENT | 3 | PLANT #3 (LUCI I) | B | DISINFECT | B01 | DISINFECT/GASEOUS CHLORIN
1230848 | GULF COUNTY WATER DEPARTMENT | 2 | PLANT #2 (LUCI II) | B | DISINFECT | B01 | DISINFECT/GASEOUS CHLORIN
1230848 | GULF COUNTY WATER DEPARTMENT | 2 | PLANT #2 (LUCI II) | E | TASTE-ODOR CONTROL | E20 | T-O CTRL/AERATION
1230909 | INDIAN PASS CAMPGROUND | 1 | PLANT #1 | B | DISINFECT | B02 | DISINFECT/HYPOCHLORIN
1234006 | CITY OF WARD RIDGE | 1 | SAME AS ABOVE | B | DISINFECT | B02 | DISINFECT/HYPOCHLORIN
1234011 | GULF FORESTRY WORK CAMP | 1 | PLANT #1 | B | DISINFECT | B01 | DISINFECT/GASEOUS CHLORIN
1234011 | GULF FORESTRY WORK CAMP | 1 | PLANT #1 | D | CORROSION CONTROL | D36 | CORR-CTRL/CORROSION INHIB
1234011 | GULF FORESTRY WORK CAMP | 1 | PLANT #1 | D | CORROSION CONTROL | D18 | CORR-CTRL/SEQUESTATION
1234012 | BRYANT'S LANDING | 1 | WELL #1 | B | DISINFECT | B02 | DISINFECT/HYPOCHLORIN
1234012 | BRYANT'S LANDING | 1 | WELL #1 | E | TASTE-ODOR CONTROL | E20 | T-O CTRL/AERATION
1234013 | GULF CORRECTIONAL INSTITUTION | 1 | PLANT #1 | B | DISINFECT | B01 | DISINFECT/GASEOUS CHLORIN
1234013 | GULF CORRECTIONAL INSTITUTION | 1 | PLANT #1 | Z | OTHER | Z20 | OTHER/AERATION
1234021 | CREEK STOP & DELI | 1 | WELL NO. 1 | B | DISINFECT | B01 | DISINFECT/GASEOUS CHLORIN
1234024 | DALKEITH RECREATION PARK | 1 | WELL NO.1 | B | DISINFECT | B02 | DISINFECT/HYPOCHLORIN
1300066 | BETHLEHEM HIGH SCHOOL | 2 | PLANT #2 | B | DISINFECT | B02 | DISINFECT/HYPOCHLORIN
1300066 | BETHLEHEM HIGH SCHOOL | 2 | PLANT #2 | E | TASTE-ODOR CONTROL | E20 | T-O CTRL/AERATION
1300083 | BONIFAY CITY OF W/S | 1 | BONIFAY PLANT 1 | B | DISINFECT | B01 | DISINFECT/GASEOUS CHLORIN
1300083 | BONIFAY CITY OF W/S | 5 | GAS CHLORINATION FOR WELL 5 | B | DISINFECT | B01 | DISINFECT/GASEOUS CHLORIN
1300083 | BONIFAY CITY OF W/S | 3 | BONIFAY PLANT 3 | B | DISINFECT | B01 | DISINFECT/GASEOUS CHLORIN
1300083 | BONIFAY CITY OF W/S | 2 | BONIFAY PLANT 2 | B | DISINFECT | B01 | DISINFECT/GASEOUS CHLORIN
1300127 | CERRO GORDO ESTATES | 1 | WESTVILLE | B | DISINFECT | B02 | DISINFECT/HYPOCHLORIN
1300214 | JOYCE E. SNARE WATER WORKS | 1 | MAIN PLANT (SERVES WELL 1 & 2) | B | DISINFECT | B02 | DISINFECT/HYPOCHLORIN
1300247 | ESTO TOWN OF | 1 | PLANT FOR WELL 3 | B | DISINFECT | B02 | DISINFECT/HYPOCHLORIN
1300247 | ESTO TOWN OF | 2 | PLANT FOR WELL 2 | B | DISINFECT | B01 | DISINFECT/GASEOUS CHLORIN
1300399 | KOUNTRY KITCHEN | 1 | PONCE DE LEON | B | DISINFECT | B02 | DISINFECT/HYPOCHLORIN
1300498 | NOMA WATER WORKS | 2 | PLANT FOR WELL 2 | B | DISINFECT | B02 | DISINFECT/HYPOCHLORIN
1300541 | PONCE DE LEON HIGH SCHOOL | 1 | PLANT #1 | B | DISINFECT | B02 | DISINFECT/HYPOCHLORIN
1300542 | PONCE DE LEON SPRINGS STATE PK | 1 | PLANT #1 | B | DISINFECT | B02 | DISINFECT/HYPOCHLORIN
1300544 | POPLAR SPRINGS HIGH SCHOOL | 2 | PLANT FOR WELL 1 (B - 2004) | B | DISINFECT | B02 | DISINFECT/HYPOCHLORIN
1300849 | NEW PONCE SHIRT COMPANY INC. | 1 | WATER PLANT | B | DISINFECT | B02 | DISINFECT/HYPOCHLORIN
1300892 | I-10 REST AREA AT PONCE DE LEON | 1 | CHIPLEY | B | DISINFECT | B02 | DISINFECT/HYPOCHLORIN
1302003 | SHAWN'S GROCERY | 1 | WELL | B | DISINFECT | B02 | DISINFECT/HYPOCHLORIN
1302005 | M & M GENERAL STORE | 1 | PLANT 1 | B | DISINFECT | B02 | DISINFECT/HYPOCHLORIN
1302006 | TEEN CHALLENGE WEST FLORIDA | 2 | PLANT 2 | B | DISINFECT | B02 | DISINFECT/HYPOCHLORIN
1303030 | COUNTRY CHAT & CHEW | 1 | PLANT 1 | B | DISINFECT | B01 | DISINFECT/GASEOUS CHLORIN
1304033 | WESTVILLE TOWN OF | 3 | WELL 3 - GAS CHLORINATION | B | DISINFECT | B01 | DISINFECT/GASEOUS CHLORIN
1304033 | WESTVILLE TOWN OF | 2 | WELL #2 | B | DISINFECT | B01 | DISINFECT/GASEOUS CHLORIN
1304034 | PONCE DE LEON TOWN OF | 1 | GAS CHLORINATION AT WELL 1 | B | DISINFECT | B01 | DISINFECT/GASEOUS CHLORIN
1304034 | PONCE DE LEON TOWN OF | 3 | GAS CHLORINATION FOR WELL 3 | B | DISINFECT | B01 | DISINFECT/GASEOUS CHLORIN
1304035 | HOLE IN THE WALL RESTAURANT | 1 | WELL #1 | B | DISINFECT | B02 | DISINFECT/HYPOCHLORIN
1304036 | VORTEX SPRING (MAIN) | 1 | WELL #1 | B | DISINFECT | B02 | DISINFECT/HYPOCHLORIN
1304037 | VORTEX SPRINGS (OTTER CREEK LODGE) | 1 | WELL #1 | A | NO TRTMT | A | NO TRTMT
1304038 | THE ROCKS OYSTER BAR & GRILL | 1 | WELL#1 | A | NO TRTMT | A | NO TRTMT
1304044 | GULLY SPRINGS BAPTIST CHURCH | 1 | PLANT 1 | B | DISINFECT | B02 | DISINFECT/HYPOCHLORIN
1304045 | HAMILTON'S GENERAL STORE | 1 | MAIN PLANT | B | DISINFECT | B02 | DISINFECT/HYPOCHLORIN
1304046 | NEW SMYRNA ASSEMBLY OF GOD CHURCH | 1 | MAIN PLANT | B | DISINFECT | B02 | DISINFECT/HYPOCHLORIN
1304052 | CARMEL ASSEMBLY OF GOD | 1 | PLANT | B | DISINFECT | B02 | DISINFECT/HYPOCHLORIN
1320011 | ALFORD TOWN OF | 4 | PLANT #4 | B | DISINFECT | B02 | DISINFECT/HYPOCHLORIN
1320011 | ALFORD TOWN OF | 2 | PLANT #2 | B | DISINFECT | B02 | DISINFECT/HYPOCHLORIN
1320025 | APALACHEE CORRECTIONAL INSTITUTION | 1 | PLANT #2 | B | DISINFECT | B01 | DISINFECT/GASEOUS CHLORIN
1320025 | APALACHEE CORRECTIONAL INSTITUTION | 2 | PLANT #3 | B | DISINFECT | B01 | DISINFECT/GASEOUS CHLORIN
1320025 | APALACHEE CORRECTIONAL INSTITUTION | 1 | PLANT #2 | Z | OTHER | Z12 | OTHER/SEDIMENTATION
1320111 | CAMPBELLTON WATER DEPARTMENT | 2 | PLANT FOR WELL #4 | B | DISINFECT | B02 | DISINFECT/HYPOCHLORIN
1320111 | CAMPBELLTON WATER DEPARTMENT | 4 | PLANT FOR WELL #3 | B | DISINFECT | B02 | DISINFECT/HYPOCHLORIN
1320143 | COTTONDALE WATER SYSTEM | 2 | PLANT #2 | B | DISINFECT | B02 | DISINFECT/HYPOCHLORIN
1320143 | COTTONDALE WATER SYSTEM | 3 | PLANT #3 | B | DISINFECT | B02 | DISINFECT/HYPOCHLORIN
1320145 | GRACEVILLE CITY OF | 3 | PLANT FOR WELL 6 - CLIFF ST | B | DISINFECT | B02 | DISINFECT/HYPOCHLORIN
1320145 | GRACEVILLE CITY OF | 2 | PLANT FOR WELL 3 | B | DISINFECT | B02 | DISINFECT/HYPOCHLORIN
1320145 | GRACEVILLE CITY OF | 4 | PLANT FOR WELL 7 | B | DISINFECT | B02 | DISINFECT/HYPOCHLORIN
1320173 | COUNTRYSIDE TRUCK STOP | 1 | COUNTRYSIDE TRUCK STOP | B | DISINFECT | B02 | DISINFECT/HYPOCHLORIN
1320173 | COUNTRYSIDE TRUCK STOP | 1 | COUNTRYSIDE TRUCK STOP | Z | OTHER | Z12 | OTHER/SEDIMENTATION
1320263 | FDOT MAINTENANCE YARD | 1 | PLANT #1 | B | DISINFECT | B02 | DISINFECT/HYPOCHLORIN
1320263 | FDOT MAINTENANCE YARD | 1 | PLANT #1 | D | CORROSION CONTROL | D36 | CORR-CTRL/CORROSION INHIB
1320271 | CAVERNS VISITOR'S CENTER | 2 | PLANT #2 | B | DISINFECT | B02 | DISINFECT/HYPOCHLORIN
1320311 | GREENWOOD WATER SYSTEM | 2 | PLANT #2 | B | DISINFECT | B02 | DISINFECT/HYPOCHLORIN
1320311 | GREENWOOD WATER SYSTEM | 1 | PLANT #1 | B | DISINFECT | B02 | DISINFECT/HYPOCHLORIN
1320359 | COLEY'S FISH CAMP | 1 |  | B | DISINFECT | B02 | DISINFECT/HYPOCHLORIN
1320380 | JACKSON COUNTY PORT AUTHORITY | 1 | JACKSON COUNTY PORT AUTHORITY | B | DISINFECT | B02 | DISINFECT/HYPOCHLORIN
1320440 | MALONE TOWN OF WATER SYSTEM | 1 | PLANT FOR WELL 2 | B | DISINFECT | B01 | DISINFECT/GASEOUS CHLORIN
1320440 | MALONE TOWN OF WATER SYSTEM | 2 | PLANT FOR WELL 4 | B | DISINFECT | B01 | DISINFECT/GASEOUS CHLORIN
1320444 | ADMINISTRATIVE SERVICE CENTER - REGION 1 | 1 | ADMINISTRATIVE SERVICE CENTER | B | DISINFECT | B02 | DISINFECT/HYPOCHLORIN
1320449 | MARIANNA CITY OF | 1 | PLANT FOR WELL 1 | B | DISINFECT | B01 | DISINFECT/GASEOUS CHLORIN
1320449 | MARIANNA CITY OF | 2 | PLANT FOR WELL 5 | B | DISINFECT | B01 | DISINFECT/GASEOUS CHLORIN
1320449 | MARIANNA CITY OF | 3 | PLANT FOR WELL 6 | B | DISINFECT | B01 | DISINFECT/GASEOUS CHLORIN
1320675 | THREE RIVERS ST PK HOUSE WELL | 1 | PLANT # 1 HOUSE WELL | B | DISINFECT | B02 | DISINFECT/HYPOCHLORIN
1320686 | GRAND RIDGE TOWN OF | 2 | PLANT #2 | B | DISINFECT | B01 | DISINFECT/GASEOUS CHLORIN
1320686 | GRAND RIDGE TOWN OF | 3 | PLANT #3 | B | DISINFECT | B01 | DISINFECT/GASEOUS CHLORIN
1320686 | GRAND RIDGE TOWN OF | 1 | PLANT #1 | B | DISINFECT | B01 | DISINFECT/GASEOUS CHLORIN
1320689 | SNEADS TOWN OF WATER SYSTEM | 1 | PLANT #1 | B | DISINFECT | B01 | DISINFECT/GASEOUS CHLORIN
1320689 | SNEADS TOWN OF WATER SYSTEM | 2 | PLANT #2 | B | DISINFECT | B01 | DISINFECT/GASEOUS CHLORIN
1320689 | SNEADS TOWN OF WATER SYSTEM | 1 | PLANT #1 | B | DISINFECT | B02 | DISINFECT/HYPOCHLORIN
1320689 | SNEADS TOWN OF WATER SYSTEM | 2 | PLANT #2 | B | DISINFECT | B02 | DISINFECT/HYPOCHLORIN
1320689 | SNEADS TOWN OF WATER SYSTEM | 1 | PLANT #1 | Z | OTHER | Z12 | OTHER/SEDIMENTATION
1320879 | QUIET HAVEN TRAILER PARK | 1 | PLANT #1 | B | DISINFECT | B02 | DISINFECT/HYPOCHLORIN
1320879 | QUIET HAVEN TRAILER PARK | 1 | PLANT #1 | Z | OTHER | Z12 | OTHER/SEDIMENTATION
1324001 | SKATE TOWNE | 1 | PLANT #1 | B | DISINFECT | B02 | DISINFECT/HYPOCHLORIN
1324027 | SPANISH TRAIL LUMBER | 1 | SPANISH TRAIL LUMBER OFFICE | B | DISINFECT | B02 | DISINFECT/HYPOCHLORIN
1324027 | SPANISH TRAIL LUMBER | 2 | PLANER MILL | B | DISINFECT | B02 | DISINFECT/HYPOCHLORIN
1324030 | JERUSALEM COMMUNITY | 1 | SAME | B | DISINFECT | B02 | DISINFECT/HYPOCHLORIN
1324031 | JACOB CITY OF | 1 | WELL 3 & 4 HYPOCHLORITE | B | DISINFECT | B02 | DISINFECT/HYPOCHLORIN
1324031 | JACOB CITY OF | 1 | WELL 3 & 4 HYPOCHLORITE | G | IRON REMOVAL | G14 | IRON RMVL/RAPID SAND FIL
1324032 | FDOT JACKSON CO. I-10 REST AREA | 1 | I-10 REST AREA | B | DISINFECT | B02 | DISINFECT/HYPOCHLORIN
1324046 | ALONG THE WAY DAYCARE | 1 | PLANT #1 | B | DISINFECT | B02 | DISINFECT/HYPOCHLORIN
1324057 | SOUTHERN EXPRESS #10 | 1 | WELL #1 | B | DISINFECT | B02 | DISINFECT/HYPOCHLORIN
1324060 | CHIPOLA FITNESS CENTER EAST | 1 | PLANT #1 | B | DISINFECT | B02 | DISINFECT/HYPOCHLORIN
1324063 | MARIANNA NATIONAL GUARD | 1 | PLANT #1 | B | DISINFECT | B02 | DISINFECT/HYPOCHLORIN
1324064 | BLUE SPRINGS MHP (AKA SPRINGSIDE) | 1 | WELL #1 | B | DISINFECT | B02 | DISINFECT/HYPOCHLORIN
1324069 | COMFORT INN | 2 | WELL #2 | B | DISINFECT | B02 | DISINFECT/HYPOCHLORIN
1324070 | JUST FRIENDS LOUNGE | 1 | WELL #1 | B | DISINFECT | B02 | DISINFECT/HYPOCHLORIN
1324074 | JACKSON CORRECTIONAL INSTITUTION | 2 | PLANT #2 | B | DISINFECT | B01 | DISINFECT/GASEOUS CHLORIN
1324074 | JACKSON CORRECTIONAL INSTITUTION | 1 | PLANT #1 | B | DISINFECT | B01 | DISINFECT/GASEOUS CHLORIN
1324080 | INDIAN SPRINGS GOLF COURSE | 1 | MAIN PLANT | B | DISINFECT | B02 | DISINFECT/HYPOCHLORIN
1324082 | THREE RIVERS ST PK WEST WELL | 1 | WEST WELL PLANT | B | DISINFECT | B02 | DISINFECT/HYPOCHLORIN
1324087 | BASCOM GENERAL MERCHANDISE | 1 | PLANT #1 | B | DISINFECT | B02 | DISINFECT/HYPOCHLORIN
1324092 | TIPPY TOES DAYCARE (DEE'S EARTH ANGELS) | 1 | PLANT #1 | B | DISINFECT | B02 | DISINFECT/HYPOCHLORIN
1324094 | CLOVER LEAF GIN INC. | 1 | PLANT #1 | B | DISINFECT | B02 | DISINFECT/HYPOCHLORIN
1324098 | JACKSON COUNTY NO. 1 | 1 | PLANT #1 | B | DISINFECT | B02 | DISINFECT/HYPOCHLORIN
1324098 | JACKSON COUNTY NO. 1 | 1 | PLANT #1 | B | DISINFECT | B20 | DISINFECT/AERATION
1324098 | JACKSON COUNTY NO. 1 | 2 | PLANT #2 | B | DISINFECT | B02 | DISINFECT/HYPOCHLORIN
1324098 | JACKSON COUNTY NO. 1 | 1 | PLANT #1 | E | TASTE-ODOR CONTROL | E20 | T-O CTRL/AERATION
1324098 | JACKSON COUNTY NO. 1 | 1 | PLANT #1 | G | IRON REMOVAL | G14 | IRON RMVL/RAPID SAND FIL
1324098 | JACKSON COUNTY NO. 1 | 2 | PLANT #2 | G | IRON REMOVAL | G15 | IRON RMVL/PRESS SAND FILT
1324100 | DOLOMITE INCORPORATED | 1 | PLANT 1 | B | DISINFECT | B02 | DISINFECT/HYPOCHLORIN
1324101 | SPRINGHILL REGIONAL LANDFILL | 1 | PLANT #1 | B | DISINFECT | B02 | DISINFECT/HYPOCHLORIN
1324104 | COMPASS LAKE IN THE HILLS | 1 | PLANT #1 | B | DISINFECT | B02 | DISINFECT/HYPOCHLORIN
1324106 | KOUNTRY CANDY STORE | 1 | PLANT #1 | B | DISINFECT | B02 | DISINFECT/HYPOCHLORIN
1324108 | BLUE SPRINGS RECREATIONAL AREA | 2 | PLANT #1 | B | DISINFECT | B02 | DISINFECT/HYPOCHLORIN
1324199 | JACKSON COUNTY UTILITIES NO. 2 | 1 | PLANT NO. 1 | B | DISINFECT | B02 | DISINFECT/HYPOCHLORIN
1324204 | DAMASCUS FREEWILL BAPTIST CHURCH | 1 | PLANT #1 | B | DISINFECT | B02 | DISINFECT/HYPOCHLORIN
1324205 | PROVIDENCE BAPTIST CHURCH | 1 | PLANT 1 | B | DISINFECT | B02 | DISINFECT/HYPOCHLORIN
1324206 | SALEM WESLEYAN CHURCH | 1 | PLANT 1 | B | DISINFECT | B02 | DISINFECT/HYPOCHLORIN
1324207 | FDOT SNEADS WEIGH IN MOTION STATION WEST | 1 | PLANT #1 | B | DISINFECT | B02 | DISINFECT/HYPOCHLORIN
1324208 | FDOT SNEADS WEIGH IN MOTION STATION EAST | 1 | PLANT #1 | B | DISINFECT | B02 | DISINFECT/HYPOCHLORIN
1324209 | CITIZENS LODGE | 1 | PLANT #1 | B | DISINFECT | B02 | DISINFECT/HYPOCHLORIN
1324210 | SUNRISE WORSHIP CENTER (AKA EVANGEL) | 1 | PLANT 1 | B | DISINFECT | B02 | DISINFECT/HYPOCHLORIN
1324211 | MT. OLIVE BAPTIST CHURCH | 1 | PLANT 1 | B | DISINFECT | B02 | DISINFECT/HYPOCHLORIN
1324212 | EVER INCREASING WORD OF FAITH | 1 | PLANT 1 | B | DISINFECT | B02 | DISINFECT/HYPOCHLORIN
1324213 | INGATHERING WORSHIP CENTER | 1 | PLANT 1 | B | DISINFECT | B02 | DISINFECT/HYPOCHLORIN
1324214 | CYPRESS GROVE ASSEMBLY OF GOD | 1 | PLANT #1 | B | DISINFECT | B02 | DISINFECT/HYPOCHLORIN
1324217 | FIRST BAPTIST CHURCH OF BASCOM | 1 | PLANT 1 | B | DISINFECT | B02 | DISINFECT/HYPOCHLORIN
1324220 | DAMASCUS BAPTIST CHURCH | 1 | PLANT 1 | B | DISINFECT | B02 | DISINFECT/HYPOCHLORIN
1324224 | FRIENDSHIP BAPTIST CHURCH | 1 | PLANT 1 | B | DISINFECT | B02 | DISINFECT/HYPOCHLORIN
1324225 | CIRCLE HILL BAPTIST CHURCH | 1 | PLANT 1 | B | DISINFECT | B02 | DISINFECT/HYPOCHLORIN
1324226 | EL BETHEL ASSEMBLY OF GOD | 1 | PLANT 1 | B | DISINFECT | B02 | DISINFECT/HYPOCHLORIN
1324227 | LOVEDALE BAPTIST CHURCH | 1 | PLANT 1 | B | DISINFECT | B02 | DISINFECT/HYPOCHLORIN
1324230 | NEW BETHEL CHURCH | 1 | MAIN PLANT | B | DISINFECT | B02 | DISINFECT/HYPOCHLORIN
1324236 | ALLIANCE HILL RV PARK | 1 | HYPOCHLORITE | B | DISINFECT | B02 | DISINFECT/HYPOCHLORIN
1324248 | SHADY GROVE PENTECOSTAL HOLINESS CHURCH | 1 | PLANT #1 | B | DISINFECT | B02 | DISINFECT/HYPOCHLORIN
1324252 | NEW BEGINNING MINISTRY OF GRAND RIDGE | 1 | PLANT #1 | B | DISINFECT | B02 | DISINFECT/HYPOCHLORIN
1330036 | AUCILLA CHRISTIAN ACADEMY | 1 | MONTICELLO | B | DISINFECT | B02 | DISINFECT/HYPOCHLORIN
1330070 | CAPITAL CITY TRAVEL CENTER | 1 | PLANT 1 | B | DISINFECT | B02 | DISINFECT/HYPOCHLORIN
1330374 | CROSS LANDINGS HEALTH & REHAB CENTER | 1 | PLANT #1 | B | DISINFECT | B02 | DISINFECT/HYPOCHLORIN
1330478 | MONTICELLO CITY OF | 4 | WELL #4 (PERMIT #WC33-263398) | B | DISINFECT | B01 | DISINFECT/GASEOUS CHLORIN
1330478 | MONTICELLO CITY OF | 2 | PLANT #2 | B | DISINFECT | B01 | DISINFECT/GASEOUS CHLORIN
1330478 | MONTICELLO CITY OF | 1 | PLANT NO.O1 (WELL #1) | B | DISINFECT | B01 | DISINFECT/GASEOUS CHLORIN
1330478 | MONTICELLO CITY OF | 4 | WELL #4 (PERMIT #WC33-263398) | G | IRON REMOVAL | G18 | IRON RMVL/SEQUESTATION
1330654 | TALLAHASSEE EAST CAMPGROUND (AKA KOA) | 1 | TALLAHASSEE EAST K.O.A. | B | DISINFECT | B02 | DISINFECT/HYPOCHLORIN
1330748 | JEFFERSON COMMUNITIES WATER SYSTEM | 3 | PLANT/WELL 3/LITTLE FARM | B | DISINFECT | B01 | DISINFECT/GASEOUS CHLORIN
1330748 | JEFFERSON COMMUNITIES WATER SYSTEM | 2 | PLANT/WELL 2/WATER MILL | B | DISINFECT | B01 | DISINFECT/GASEOUS CHLORIN
1330751 | I-10 CHEVRON | 1 | WELL NO. 1 | A | NO TRTMT | A | NO TRTMT
1330752 | A CAMPERS WORLD RV PARK | 1 | PLANT 1 | B | DISINFECT | B02 | DISINFECT/HYPOCHLORIN
1330754 | LAMONT WATER SYSTEM | 1 | LAMONT | B | DISINFECT | B01 | DISINFECT/GASEOUS CHLORIN
1370003 | ABC NURSERY | 1 | ABC NURSERY | B | DISINFECT | B02 | DISINFECT/HYPOCHLORIN
1370005 | SOUTHERN VALLEY ESTATES | 1 | TALLAHASSEE | B | DISINFECT | B02 | DISINFECT/HYPOCHLORIN
1370009 | BRIARWOOD PROPERTIES WEST | 1 | PLANT #1 | B | DISINFECT | B02 | DISINFECT/HYPOCHLORIN
1370012 | MACLAY STATE GARDENS | 1 | MACLAY STATE GARDENS | B | DISINFECT | B02 | DISINFECT/HYPOCHLORIN
1370023 | ANNAWOOD SUBDIVISION | 1 | PLANT #1 | B | DISINFECT | B02 | DISINFECT/HYPOCHLORIN
1370031 | ARROWHEAD-BROKEN LANCE W/S | 1 | ARROWHEAD-BROKEN LANCE WELL 1 | B | DISINFECT | B01 | DISINFECT/GASEOUS CHLORIN
1370031 | ARROWHEAD-BROKEN LANCE W/S | 2 | ARROWHEAD-BROKEN LANCE WELL #2 | B | DISINFECT | B01 | DISINFECT/GASEOUS CHLORIN
1370034 | ASTORIA COURT SUBDIVISION | 1 | PLANT #1 | B | DISINFECT | B02 | DISINFECT/HYPOCHLORIN
1370077 | BLOUNT'S LANDING WATER SYSTEM | 1 | PLANT 1 - BLOUNT'S LANDING | B | DISINFECT | B02 | DISINFECT/HYPOCHLORIN
1370077 | BLOUNT'S LANDING WATER SYSTEM | 2 | PLANT 2 - BLOUNTS LANDING | B | DISINFECT | B02 | DISINFECT/HYPOCHLORIN
1370096 | BURGESS CIRCLE SUBDIVISION | 1 | PLANT #1 (DRAKE WELL) | B | DISINFECT | B02 | DISINFECT/HYPOCHLORIN
1370114 | CAPITAL CIRCLE TRAILER PARK | 1 | PLANT #1 | B | DISINFECT | B02 | DISINFECT/HYPOCHLORIN
1370120 | CASCADE PARK SUBDIVISION | 1 | TALLAHASSEE | B | DISINFECT | B02 | DISINFECT/HYPOCHLORIN
1370128 | CHAIRES SCHOOL | 1 | CHAIRES SCHOOL | B | DISINFECT | B02 | DISINFECT/HYPOCHLORIN
1370158 | CONCORD ELEMENTARY SCHOOL | 1 | CONCORE ELEMENTARY SCHOOL | B | DISINFECT | B02 | DISINFECT/HYPOCHLORIN
1370282 | FORT BRADEN COMMUNITY CENTER | 1 | FORT BRADEN SCHOOL | B | DISINFECT | B02 | DISINFECT/HYPOCHLORIN
1370288 | TWIN LAKES MOBILE HOME PARK | 1 | TWIN LAKES MHP | B | DISINFECT | B02 | DISINFECT/HYPOCHLORIN
1370292 | FSU SEMINOLE RESERVATION | 1 | TALLAHASSEE | B | DISINFECT | B02 | DISINFECT/HYPOCHLORIN
1370335 | GORDON HAYES MOBILE HOME PARK | 1 | TALLAHASSEE | B | DISINFECT | B02 | DISINFECT/HYPOCHLORIN
1370353 | LEON CO. REGIONAL SYSTEM EAST | 1 | ALMANAC RD. - HOMESTEAD | B | DISINFECT | B02 | DISINFECT/HYPOCHLORIN
1370377 | TALQUIN WATER CO. INC. SYS.#4 | 1 | TALQUIN WATER CO. INC. SYS. #4 | B | DISINFECT | B02 | DISINFECT/HYPOCHLORIN
1370381 | LAKE JACKSON MOUNDS ARCH. SITE | 1 |  | B | DISINFECT | B01 | DISINFECT/GASEOUS CHLORIN
1370393 | BRADFORDVILLE REGIONAL W/S | 2 | KILLEARN LAKES UNIT IV/2 | B | DISINFECT | B01 | DISINFECT/GASEOUS CHLORIN
1370393 | BRADFORDVILLE REGIONAL W/S | 1 | KILLEARN LAKES UNIT I | B | DISINFECT | B01 | DISINFECT/GASEOUS CHLORIN
1370393 | BRADFORDVILLE REGIONAL W/S | 3 | KILLEARN LAKES UNIT III | B | DISINFECT | B01 | DISINFECT/GASEOUS CHLORIN
1370394 | KING'S MOBILE HOME PARK | 1 |  | B | DISINFECT | B02 | DISINFECT/HYPOCHLORIN
1370400 | LAFAYETTE OAKS | 2 | LAFAYETTE OAKS WELL #2 | B | DISINFECT | B01 | DISINFECT/GASEOUS CHLORIN
1370400 | LAFAYETTE OAKS | 1 | LAFAYETTE OAKS WELL #1 | B | DISINFECT | B01 | DISINFECT/GASEOUS CHLORIN
1370403 | LAKE TALQUIN WATERWORKS | 2 | TWC WELL #2 | B | DISINFECT | B02 | DISINFECT/HYPOCHLORIN
1370419 | EAGLE'S NEST MHP | 1 | TALLAHASSEE | B | DISINFECT | B02 | DISINFECT/HYPOCHLORIN
1370434 | LOST LAKE RECREATION AREA | 1 | LOST LAKE REC. AREA | B | DISINFECT | B02 | DISINFECT/HYPOCHLORIN
1370461 | MEADOW HILLS S/D WATER SYSTEM | 1 | PLANT #1 | B | DISINFECT | B01 | DISINFECT/GASEOUS CHLORIN
1370463 | MERIDIAN HILLS WATER SYSTEM | 1 | MERIDIAN HILLS WATER SYSTEM | B | DISINFECT | B02 | DISINFECT/HYPOCHLORIN
1370480 | MARANATHA CHRISTIAN ACADEMY | 1 | MARANATHA CHRISTIAM ACADEMY | B | DISINFECT | B02 | DISINFECT/HYPOCHLORIN
1370493 | FELLOWSHIP BAPTIST CHURCH T.P. | 1 | SAME | B | DISINFECT | B02 | DISINFECT/HYPOCHLORIN
1370502 | OAK KNOLL ESTATES | 1 | TALLAHASSEE | B | DISINFECT | B02 | DISINFECT/HYPOCHLORIN
1370528 | PERRY'S MOBILE HOME PARK | 1 | PERRY'S MOBILE HOME PARK | B | DISINFECT | B02 | DISINFECT/HYPOCHLORIN
1370535 | PINERIDGE ESTATES | 1 | PINERIDGE ESTATES | B | DISINFECT | B01 | DISINFECT/GASEOUS CHLORIN
1370535 | PINERIDGE ESTATES | 2 | WELL NO. 2 | B | DISINFECT | B01 | DISINFECT/GASEOUS CHLORIN
1370565 | RIPPEE VALLEY SUBDIVISION | 1 | TALLAHASSEE | B | DISINFECT | B02 | DISINFECT/HYPOCHLORIN
1370598 | SEDGEFIELD SUBDIVISION | 1 | SEDGEFIELD SUBDIVISION | B | DISINFECT | B01 | DISINFECT/GASEOUS CHLORIN
1370602 | SEMINOLE M.H.P. WATER SYSTEM | 1 | SEMINOLE M H P WATER SYSTEM | B | DISINFECT | B02 | DISINFECT/HYPOCHLORIN
1370607 | SILVER LAKE RECREATION AREA | 1 | SILVER LAKE PLANT | B | DISINFECT | B02 | DISINFECT/HYPOCHLORIN
1370616 | GRAND VILLAGE MHP WEST | 1 | PLANT #1 WEST WELL | B | DISINFECT | B02 | DISINFECT/HYPOCHLORIN
1370617 | LEON CO. REGIONAL SYSTEM SOUTH | 2 | FOREST PARK | B | DISINFECT | B01 | DISINFECT/GASEOUS CHLORIN
1370617 | LEON CO. REGIONAL SYSTEM SOUTH | 1 | SOUTHERN PINES | B | DISINFECT | B01 | DISINFECT/GASEOUS CHLORIN
1370640 | STONEGATE SUBDIVISION | 1 | PLANT #1 | B | DISINFECT | B01 | DISINFECT/GASEOUS CHLORIN
1370655 | TALLAHASSEE CITY OF | 43 | WELL 35 - CL & F | B | DISINFECT | B01 | DISINFECT/GASEOUS CHLORIN
1370655 | TALLAHASSEE CITY OF | 2 | PLANT #2 | B | DISINFECT | B01 | DISINFECT/GASEOUS CHLORIN
1370655 | TALLAHASSEE CITY OF | 3 | PLANT #3 | B | DISINFECT | B01 | DISINFECT/GASEOUS CHLORIN
1370655 | TALLAHASSEE CITY OF | 4 | PLANT #4 | B | DISINFECT | B01 | DISINFECT/GASEOUS CHLORIN
1370655 | TALLAHASSEE CITY OF | 5 | PLANT #5 | B | DISINFECT | B01 | DISINFECT/GASEOUS CHLORIN
1370655 | TALLAHASSEE CITY OF | 6 | PLANT #6 | B | DISINFECT | B01 | DISINFECT/GASEOUS CHLORIN
1370655 | TALLAHASSEE CITY OF | 7 | PLANT #7 | B | DISINFECT | B01 | DISINFECT/GASEOUS CHLORIN
1370655 | TALLAHASSEE CITY OF | 8 | PLANT #8 | B | DISINFECT | B01 | DISINFECT/GASEOUS CHLORIN
1370655 | TALLAHASSEE CITY OF | 9 | PLANT #9 | B | DISINFECT | B01 | DISINFECT/GASEOUS CHLORIN
1370655 | TALLAHASSEE CITY OF | 10 | PLANT #10 | B | DISINFECT | B01 | DISINFECT/GASEOUS CHLORIN
1370655 | TALLAHASSEE CITY OF | 11 | PLANT #11 | B | DISINFECT | B01 | DISINFECT/GASEOUS CHLORIN
1370655 | TALLAHASSEE CITY OF | 12 | PLANT #12 | B | DISINFECT | B01 | DISINFECT/GASEOUS CHLORIN
1370655 | TALLAHASSEE CITY OF | 13 | PLANT #13 | B | DISINFECT | B01 | DISINFECT/GASEOUS CHLORIN
1370655 | TALLAHASSEE CITY OF | 15 | PLANT #15 | B | DISINFECT | B01 | DISINFECT/GASEOUS CHLORIN
1370655 | TALLAHASSEE CITY OF | 16 | PLANT #16 | B | DISINFECT | B01 | DISINFECT/GASEOUS CHLORIN
1370655 | TALLAHASSEE CITY OF | 17 | PLANT #17 | B | DISINFECT | B01 | DISINFECT/GASEOUS CHLORIN
1370655 | TALLAHASSEE CITY OF | 18 | PLANT #18 | B | DISINFECT | B01 | DISINFECT/GASEOUS CHLORIN
1370655 | TALLAHASSEE CITY OF | 21 | WELL #21 | B | DISINFECT | B02 | DISINFECT/HYPOCHLORIN
1370655 | TALLAHASSEE CITY OF | 22 | PLANT # 22 (LAFAYETTE OAKS #2) | B | DISINFECT | B01 | DISINFECT/GASEOUS CHLORIN
1370655 | TALLAHASSEE CITY OF | 23 | PLANT # 23 MISSION @ I-10 | B | DISINFECT | B01 | DISINFECT/GASEOUS CHLORIN
1370655 | TALLAHASSEE CITY OF | 24 | PLANT FOR WELL 25 | B | DISINFECT | B01 | DISINFECT/GASEOUS CHLORIN
1370655 | TALLAHASSEE CITY OF | 25 | PLANT FOR WELL 26 | B | DISINFECT | B01 | DISINFECT/GASEOUS CHLORIN
1370655 | TALLAHASSEE CITY OF | 26 | PLANT FOR WELL 27 | B | DISINFECT | B01 | DISINFECT/GASEOUS CHLORIN
1370655 | TALLAHASSEE CITY OF | 27 | PLANT FOR WELL 29 | B | DISINFECT | B01 | DISINFECT/GASEOUS CHLORIN
1370655 | TALLAHASSEE CITY OF | 29 | WOODVILLE PLANT 1 (WELL33) | B | DISINFECT | B01 | DISINFECT/GASEOUS CHLORIN
1370655 | TALLAHASSEE CITY OF | 42 | PLANT FOR WELL #28 | B | DISINFECT | B01 | DISINFECT/GASEOUS CHLORIN
1370655 | TALLAHASSEE CITY OF | 2 | PLANT #2 | F | ORGN-RMVL | F23 | ORGN-RMVL/GAC ADDITION
1370655 | TALLAHASSEE CITY OF | 4 | PLANT #4 | F | ORGN-RMVL | F23 | ORGN-RMVL/GAC ADDITION
1370655 | TALLAHASSEE CITY OF | 6 | PLANT #6 | F | ORGN-RMVL | F23 | ORGN-RMVL/GAC ADDITION
1370655 | TALLAHASSEE CITY OF | 7 | PLANT #7 | F | ORGN-RMVL | F23 | ORGN-RMVL/GAC ADDITION
1370655 | TALLAHASSEE CITY OF | 8 | PLANT #8 | F | ORGN-RMVL | F23 | ORGN-RMVL/GAC ADDITION
1370655 | TALLAHASSEE CITY OF | 9 | PLANT #9 | F | ORGN-RMVL | F23 | ORGN-RMVL/GAC ADDITION
1370655 | TALLAHASSEE CITY OF | 13 | PLANT #13 | F | ORGN-RMVL | F23 | ORGN-RMVL/GAC ADDITION
1370655 | TALLAHASSEE CITY OF | 42 | PLANT FOR WELL #28 | Z | OTHER | Z27 | OTHER/FLUORIDATION
1370655 | TALLAHASSEE CITY OF | 43 | WELL 35 - CL & F | Z | OTHER | Z27 | OTHER/FLUORIDATION
1370655 | TALLAHASSEE CITY OF | 2 | PLANT #2 | Z | OTHER | Z27 | OTHER/FLUORIDATION
1370655 | TALLAHASSEE CITY OF | 3 | PLANT #3 | Z | OTHER | Z27 | OTHER/FLUORIDATION
1370655 | TALLAHASSEE CITY OF | 5 | PLANT #5 | Z | OTHER | Z27 | OTHER/FLUORIDATION
1370655 | TALLAHASSEE CITY OF | 6 | PLANT #6 | Z | OTHER | Z27 | OTHER/FLUORIDATION
1370655 | TALLAHASSEE CITY OF | 7 | PLANT #7 | Z | OTHER | Z27 | OTHER/FLUORIDATION
1370655 | TALLAHASSEE CITY OF | 8 | PLANT #8 | Z | OTHER | Z27 | OTHER/FLUORIDATION
1370655 | TALLAHASSEE CITY OF | 9 | PLANT #9 | Z | OTHER | Z27 | OTHER/FLUORIDATION
1370655 | TALLAHASSEE CITY OF | 10 | PLANT #10 | Z | OTHER | Z27 | OTHER/FLUORIDATION
1370655 | TALLAHASSEE CITY OF | 11 | PLANT #11 | Z | OTHER | Z27 | OTHER/FLUORIDATION
1370655 | TALLAHASSEE CITY OF | 12 | PLANT #12 | Z | OTHER | Z27 | OTHER/FLUORIDATION
1370655 | TALLAHASSEE CITY OF | 13 | PLANT #13 | Z | OTHER | Z27 | OTHER/FLUORIDATION
1370655 | TALLAHASSEE CITY OF | 15 | PLANT #15 | Z | OTHER | Z27 | OTHER/FLUORIDATION
1370655 | TALLAHASSEE CITY OF | 16 | PLANT #16 | Z | OTHER | Z27 | OTHER/FLUORIDATION
1370655 | TALLAHASSEE CITY OF | 17 | PLANT #17 | Z | OTHER | Z27 | OTHER/FLUORIDATION
1370655 | TALLAHASSEE CITY OF | 18 | PLANT #18 | Z | OTHER | Z27 | OTHER/FLUORIDATION
1370655 | TALLAHASSEE CITY OF | 22 | PLANT # 22 (LAFAYETTE OAKS #2) | Z | OTHER | Z27 | OTHER/FLUORIDATION
1370655 | TALLAHASSEE CITY OF | 23 | PLANT # 23 MISSION @ I-10 | Z | OTHER | Z27 | OTHER/FLUORIDATION
1370669 | MEADOWS-AT-WOODRUN | 1 | PLANT #1/ WELLS 1 & 2 | B | DISINFECT | B01 | DISINFECT/GASEOUS CHLORIN
1370690 | TRADEWINDS CAMPGROUND & REST. | 1 | TRADEWINDS CAMPGROUND | B | DISINFECT | B02 | DISINFECT/HYPOCHLORIN
1370696 | TROUT POND | 1 | TROUT POND | B | DISINFECT | B02 | DISINFECT/HYPOCHLORIN
1370745 | LEON CO. REGIONAL SYSTEM WEST | 2 | TOWERS/WHISPERING PINES SD | B | DISINFECT | B01 | DISINFECT/GASEOUS CHLORIN
1370745 | LEON CO. REGIONAL SYSTEM WEST | 5 | WHIPERING PINES #2 EAST | B | DISINFECT | B01 | DISINFECT/GASEOUS CHLORIN
1370749 | WOODVILLE WATER SYSTEM | 2 | PLANT #2 | B | DISINFECT | B01 | DISINFECT/GASEOUS CHLORIN
1370791 | LAKE BRADFORD ESTATES MHP | 1 | LAKE BRADFORD ESTATES MHP | B | DISINFECT | B02 | DISINFECT/HYPOCHLORIN
1370819 | PINE RIDGE ESTATES SUBDIVISION | 1 | PINE RIDGE ESTATES SUBDIVISION | B | DISINFECT | B01 | DISINFECT/GASEOUS CHLORIN
1370861 | MCMILLAN NATIONAL GUARD ARMORY | 1 | PLANT #1 | B | DISINFECT | B01 | DISINFECT/GASEOUS CHLORIN
1370888 | LAKE JACKSON AREA WATER SYSTEM | 1 | LAKEWOOD VILLAGE | B | DISINFECT | B01 | DISINFECT/GASEOUS CHLORIN
1370888 | LAKE JACKSON AREA WATER SYSTEM | 7 | OCHLOCHONEE INTERCONNECT | B | DISINFECT | B01 | DISINFECT/GASEOUS CHLORIN
1370888 | LAKE JACKSON AREA WATER SYSTEM | 8 | OCHLOCKONEE ESTATES I / T4 | B | DISINFECT | B02 | DISINFECT/HYPOCHLORIN
1370894 | HOUSTON DAY CARE CENTER | 1 | HOUSTON DAY CARE CENTER | B | DISINFECT | B02 | DISINFECT/HYPOCHLORIN
1370898 | BREWSTER SUBDIVISION | 1 | BREWSTER S/D WATER SYSTEM | B | DISINFECT | B01 | DISINFECT/GASEOUS CHLORIN
1370911 | WAYSIDE PARK- U.S. 27 SOUTH | 1 | WAYSIDE PARK WELL #1 | B | DISINFECT | B02 | DISINFECT/HYPOCHLORIN
1370913 | LAKE TALQUIN STATE PARK (RIVER BLUFF) | 1 | SAME | B | DISINFECT | B02 | DISINFECT/HYPOCHLORIN
1374000 | TWC NO 3 LANIER | 1 | WELL NO 3 | B | DISINFECT | B02 | DISINFECT/HYPOCHLORIN
1374003 | LANCE AUSTIN ENTERPRISES INC. | 1 | PLANT #2 | B | DISINFECT | B02 | DISINFECT/HYPOCHLORIN
1374007 | MICCOSUKEE COMM. CHILD CARE | 1 | MICCOSUKEE COMM. CHILD CARE | B | DISINFECT | B02 | DISINFECT/HYPOCHLORIN
1374008 | BUCK LAKE ESTATES | 1 | BUCK LAKE ESTATES | B | DISINFECT | B01 | DISINFECT/GASEOUS CHLORIN
1374022 | VELDA AND LOMA WOODS | 1 | VELDA AND LOMA WOODS | B | DISINFECT | B02 | DISINFECT/HYPOCHLORIN
1374041 | WILLIAMS LANDING | 1 | PLANT #1 | B | DISINFECT | B02 | DISINFECT/HYPOCHLORIN
1374042 | COE'S LANDING PARK | 1 | PLANT #1 | B | DISINFECT | B02 | DISINFECT/HYPOCHLORIN
1374049 | NORTH LAKE MEADOW WATER SYSTEM | 1 | N. LAKE MEADOW WELL #1 | B | DISINFECT | B01 | DISINFECT/GASEOUS CHLORIN
1374053 | TALLAHASSEE RV PARK | 1 | SAME | B | DISINFECT | B02 | DISINFECT/HYPOCHLORIN
1374054 | PLANTATION ESTATES | 1 | PLANT 1 (WELLS 1 & 2) | B | DISINFECT | B01 | DISINFECT/GASEOUS CHLORIN
1374055 | BOXWOOD ESTATES | 2 | SAME | B | DISINFECT | B02 | DISINFECT/HYPOCHLORIN
1374056 | HALL'S LANDING | 1 | PLANT 1/WELL 1 | B | DISINFECT | B02 | DISINFECT/HYPOCHLORIN
1374061 | GRASSROOTS FREE SCHOOL INC. | 1 | GRASSROOTS FREE SCHOOL | B | DISINFECT | B02 | DISINFECT/HYPOCHLORIN
1374062 | MIRACLE HAVEN ACLF | 1 | MIRACLE HAVEN ACLF | B | DISINFECT | B02 | DISINFECT/HYPOCHLORIN
1374066 | WARRIOR ON THE RIVERFRONT | 1 | WELL #1 | B | DISINFECT | B02 | DISINFECT/HYPOCHLORIN
1374072 | LAKE TALQUIN ESTATES (AKA DOGWOOD MHP) | 1 | WELL NO.1 | B | DISINFECT | B02 | DISINFECT/HYPOCHLORIN
1374076 | LAKE TALQUIN STORE | 1 | WELL NO.1 | B | DISINFECT | B02 | DISINFECT/HYPOCHLORIN
1374079 | FORT BRADEN SCHOOL | 2 | PLANT FOR WELL 2 | B | DISINFECT | B02 | DISINFECT/HYPOCHLORIN
1374079 | FORT BRADEN SCHOOL | 1 | PLANT FOR WELL 1 | B | DISINFECT | B02 | DISINFECT/HYPOCHLORIN
1374080 | LAKE TALQUIN BAPTIST CHURCH | 1 | WELL #1 | B | DISINFECT | B02 | DISINFECT/HYPOCHLORIN
1374085 | HILLTOP GROCERY | 1 | WELL NUMBER 1 | B | DISINFECT | B02 | DISINFECT/HYPOCHLORIN
1374088 | UNCLE BOB'S SELF STORAGE NORTH | 1 | WELL NUMBER 1 | A | NO TRTMT | A | NO TRTMT
1390087 | BRISTOL CITY OF WATER SYSTEM | 4 | WELL 6 / NEAL | B | DISINFECT | B02 | DISINFECT/HYPOCHLORIN
1390087 | BRISTOL CITY OF WATER SYSTEM | 8 | FREEMAN ROAD PLANT/ (COPLEY) | B | DISINFECT | B01 | DISINFECT/GASEOUS CHLORIN
1390087 | BRISTOL CITY OF WATER SYSTEM | 7 | WELL 8 TENNIS COURT | B | DISINFECT | B01 | DISINFECT/GASEOUS CHLORIN
1390087 | BRISTOL CITY OF WATER SYSTEM | 5 | WELL #7 / TOWER | B | DISINFECT | B02 | DISINFECT/HYPOCHLORIN
1390651 | SWEETWATER WATER SYSTEM | 1 | PLANT #1 | B | DISINFECT | B02 | DISINFECT/HYPOCHLORIN
1390651 | SWEETWATER WATER SYSTEM | 1 | PLANT #1 | E | TASTE-ODOR CONTROL | E20 | T-O CTRL/AERATION
1390651 | SWEETWATER WATER SYSTEM | 1 | PLANT #1 | Z | OTHER | Z12 | OTHER/SEDIMENTATION
1390901 | HOSFORD TOWN OF WATER SYSTEM | 1 | PLANT #1 (HOSFORD) | B | DISINFECT | B01 | DISINFECT/GASEOUS CHLORIN
1390901 | HOSFORD TOWN OF WATER SYSTEM | 2 | PLANT #2 (TELOGIA) | B | DISINFECT | B02 | DISINFECT/HYPOCHLORIN
1394001 | LIBERTY CORRECTIONAL INSTITUTION | 2 | PLANT FOR WELL 2 | B | DISINFECT | B01 | DISINFECT/GASEOUS CHLORIN
1394001 | LIBERTY CORRECTIONAL INSTITUTION | 3 | PLANT FOR WELL 3 | B | DISINFECT | B01 | DISINFECT/GASEOUS CHLORIN
1394001 | LIBERTY CORRECTIONAL INSTITUTION | 4 | PLANT FOR WELL 4 | B | DISINFECT | B01 | DISINFECT/GASEOUS CHLORIN
1394002 | CROW'S CORNER | 1 | LAKE TALQUIN PUB | B | DISINFECT | B02 | DISINFECT/HYPOCHLORIN
1394003 | SUMATRA WATER SYSTEM | 1 | SUMATRA WELL NO. 1 | B | DISINFECT | B01 | DISINFECT/GASEOUS CHLORIN
1394005 | APALACHEE POLE COMPANY | 1 | WELL NO.1 | B | DISINFECT | B02 | DISINFECT/HYPOCHLORIN
1394006 | ESTIFFANULGA WATER SYSTEM | 1 | WELL NO.1 | B | DISINFECT | B01 | DISINFECT/GASEOUS CHLORIN
1394007 | REX LUMBER BRISTOL LLC | 2 | WELL NO. 2 | B | DISINFECT | B02 | DISINFECT/HYPOCHLORIN
1394007 | REX LUMBER BRISTOL LLC | 1 | WELL NO. 1 | B | DISINFECT | B02 | DISINFECT/HYPOCHLORIN
1394009 | LAKE MYSTIC WATER SYSTEM | 1 | WELLS 1 & 2 | B | DISINFECT | B01 | DISINFECT/GASEOUS CHLORIN
1460035 | AUBURN WATER SYSTEM | 2 | PLANT #2 | B | DISINFECT | B01 | DISINFECT/GASEOUS CHLORIN
1460035 | AUBURN WATER SYSTEM | 3 | PLANT #3 | B | DISINFECT | B01 | DISINFECT/GASEOUS CHLORIN
1460035 | AUBURN WATER SYSTEM | 4 | PLANT #4 | B | DISINFECT | B01 | DISINFECT/GASEOUS CHLORIN
1460035 | AUBURN WATER SYSTEM | 5 | PLANT#5 | B | DISINFECT | B01 | DISINFECT/GASEOUS CHLORIN
1460035 | AUBURN WATER SYSTEM | 8 | PLANT #8 | B | DISINFECT | B01 | DISINFECT/GASEOUS CHLORIN
1460035 | AUBURN WATER SYSTEM | 6 | PLANT #6 - HWY 393 | B | DISINFECT | B01 | DISINFECT/GASEOUS CHLORIN
1460035 | AUBURN WATER SYSTEM | 7 | PLANT #7 | B | DISINFECT | B01 | DISINFECT/GASEOUS CHLORIN
1460043 | BAKER WATER SYSTEM INC. | 2 | PLANT FOR WELL 3 (AAA5055) | B | DISINFECT | B01 | DISINFECT/GASEOUS CHLORIN
1460043 | BAKER WATER SYSTEM INC. | 3 | PLANT FOR WELL 2 (AAA0550) | B | DISINFECT | B01 | DISINFECT/GASEOUS CHLORIN
1460113 | SCOTTISH INN | 1 | SCOTTISH INN WATER PLANT | B | DISINFECT | B02 | DISINFECT/HYPOCHLORIN
1460144 | FORT WALTON BEACH CITY OF | 8 | PLANT FOR WELL 10 | B | DISINFECT | B01 | DISINFECT/GASEOUS CHLORIN
1460144 | FORT WALTON BEACH CITY OF | 5 | PLANT FOR WELL 7 | B | DISINFECT | B01 | DISINFECT/GASEOUS CHLORIN
1460144 | FORT WALTON BEACH CITY OF | 4 | PLANT FOR WELL 6 | B | DISINFECT | B01 | DISINFECT/GASEOUS CHLORIN
1460144 | FORT WALTON BEACH CITY OF | 2 | PLANT FOR WELL 3 AND WELL 8 | B | DISINFECT | B01 | DISINFECT/GASEOUS CHLORIN
1460144 | FORT WALTON BEACH CITY OF | 1 | PLANT FOR WELL 2 | B | DISINFECT | B01 | DISINFECT/GASEOUS CHLORIN
1460144 | FORT WALTON BEACH CITY OF | 9 | PLANT 11 FOR WELLS 9 & 11 | B | DISINFECT | B01 | DISINFECT/GASEOUS CHLORIN
1460144 | FORT WALTON BEACH CITY OF | 9 | PLANT 11 FOR WELLS 9 & 11 | E | TASTE-ODOR CONTROL | E20 | T-O CTRL/AERATION
1460144 | FORT WALTON BEACH CITY OF | 1 | PLANT FOR WELL 2 | E | TASTE-ODOR CONTROL | E20 | T-O CTRL/AERATION
1460144 | FORT WALTON BEACH CITY OF | 2 | PLANT FOR WELL 3 AND WELL 8 | E | TASTE-ODOR CONTROL | E20 | T-O CTRL/AERATION
1460147 | NICEVILLE CITY OF | 5 | NICEVILLE WELL #5 | B | DISINFECT | B01 | DISINFECT/GASEOUS CHLORIN
1460147 | NICEVILLE CITY OF | 4 | NICEVILLE WELL #4 | B | DISINFECT | B01 | DISINFECT/GASEOUS CHLORIN
1460147 | NICEVILLE CITY OF | 3 | NICEVILLE WELL #3 | B | DISINFECT | B01 | DISINFECT/GASEOUS CHLORIN
1460147 | NICEVILLE CITY OF | 2 | NICEVILLE WELL #2 | B | DISINFECT | B01 | DISINFECT/GASEOUS CHLORIN
1460147 | NICEVILLE CITY OF | 1 | NICEVILLE WELL #1 | B | DISINFECT | B01 | DISINFECT/GASEOUS CHLORIN
1460147 | NICEVILLE CITY OF | 10 | NICEVILLE WELL #10 | B | DISINFECT | B01 | DISINFECT/GASEOUS CHLORIN
1460147 | NICEVILLE CITY OF | 9 | NICEVILLE WELL #11 | B | DISINFECT | B01 | DISINFECT/GASEOUS CHLORIN
1460147 | NICEVILLE CITY OF | 8 | NICEVILLE WELL # 8 | B | DISINFECT | B01 | DISINFECT/GASEOUS CHLORIN
1460147 | NICEVILLE CITY OF | 6 | NICEVILLE WELL #6 | B | DISINFECT | B01 | DISINFECT/GASEOUS CHLORIN
1460147 | NICEVILLE CITY OF | 4 | NICEVILLE WELL #4 | Z | OTHER | Z27 | OTHER/FLUORIDATION
1460147 | NICEVILLE CITY OF | 3 | NICEVILLE WELL #3 | Z | OTHER | Z27 | OTHER/FLUORIDATION
1460147 | NICEVILLE CITY OF | 2 | NICEVILLE WELL #2 | Z | OTHER | Z27 | OTHER/FLUORIDATION
1460147 | NICEVILLE CITY OF | 1 | NICEVILLE WELL #1 | Z | OTHER | Z27 | OTHER/FLUORIDATION
1460147 | NICEVILLE CITY OF | 5 | NICEVILLE WELL #5 | Z | OTHER | Z27 | OTHER/FLUORIDATION
1460147 | NICEVILLE CITY OF | 10 | NICEVILLE WELL #10 | Z | OTHER | Z27 | OTHER/FLUORIDATION
1460147 | NICEVILLE CITY OF | 8 | NICEVILLE WELL # 8 | Z | OTHER | Z27 | OTHER/FLUORIDATION
1460147 | NICEVILLE CITY OF | 9 | NICEVILLE WELL #11 | Z | OTHER | Z27 | OTHER/FLUORIDATION
1460147 | NICEVILLE CITY OF | 6 | NICEVILLE WELL #6 | Z | OTHER | Z27 | OTHER/FLUORIDATION
1460149 | VALPARAISO CITY OF | 4 | WELL #4 PLANT | B | DISINFECT | B01 | DISINFECT/GASEOUS CHLORIN
1460149 | VALPARAISO CITY OF | 5 | WELL #5 PLANT | B | DISINFECT | B01 | DISINFECT/GASEOUS CHLORIN
1460149 | VALPARAISO CITY OF | 2 | WELL #2 PLANT | B | DISINFECT | B01 | DISINFECT/GASEOUS CHLORIN
1460149 | VALPARAISO CITY OF | 3 | WELL #3 PLANT | B | DISINFECT | B01 | DISINFECT/GASEOUS CHLORIN
1460181 | CRESTVIEW COUNTRY CLUB | 1 |  | B | DISINFECT | B02 | DISINFECT/HYPOCHLORIN
1460182 | CRESTVIEW CITY OF WATER DEPT. | 3 | PLANT #3 | B | DISINFECT | B01 | DISINFECT/GASEOUS CHLORIN
1460182 | CRESTVIEW CITY OF WATER DEPT. | 6 | PLANT #6 | B | DISINFECT | B01 | DISINFECT/GASEOUS CHLORIN
1460182 | CRESTVIEW CITY OF WATER DEPT. | 5 | PLANT #5 | B | DISINFECT | B01 | DISINFECT/GASEOUS CHLORIN
1460182 | CRESTVIEW CITY OF WATER DEPT. | 8 | PLANT #8 | B | DISINFECT | B01 | DISINFECT/GASEOUS CHLORIN
1460182 | CRESTVIEW CITY OF WATER DEPT. | 7 | PLANT #7 | B | DISINFECT | B01 | DISINFECT/GASEOUS CHLORIN
1460182 | CRESTVIEW CITY OF WATER DEPT. | 4 | PLANT #4 | B | DISINFECT | B01 | DISINFECT/GASEOUS CHLORIN
1460202 | DESTIN WATER USERS INC. | 5 | PLANT 5 | B | DISINFECT | B01 | DISINFECT/GASEOUS CHLORIN
1460202 | DESTIN WATER USERS INC. | 2 | PLANT 2 | B | DISINFECT | B01 | DISINFECT/GASEOUS CHLORIN
1460202 | DESTIN WATER USERS INC. | 3 | PLANT 3 | B | DISINFECT | B01 | DISINFECT/GASEOUS CHLORIN
1460202 | DESTIN WATER USERS INC. | 4 | PLANT 4 | B | DISINFECT | B01 | DISINFECT/GASEOUS CHLORIN
1460202 | DESTIN WATER USERS INC. | 11 | WELL 10 - GAS CHLORINE | B | DISINFECT | B01 | DISINFECT/GASEOUS CHLORIN
1460202 | DESTIN WATER USERS INC. | 7 | PLANT 7 | B | DISINFECT | B01 | DISINFECT/GASEOUS CHLORIN
1460202 | DESTIN WATER USERS INC. | 10 | SODIUM HYPOCHL. NEAR WELL 3 | B | DISINFECT | B02 | DISINFECT/HYPOCHLORIN
1460202 | DESTIN WATER USERS INC. | 12 | CHLORINATION AT INLINE BOOSTER | B | DISINFECT | B02 | DISINFECT/HYPOCHLORIN
1460256 | FALLIN WATERFRONT RENTALS | 1 |  | B | DISINFECT | B02 | DISINFECT/HYPOCHLORIN
1460352 | HOLT WATER WORKS INC. | 1 | PLANT FOR WELL 1 | B | DISINFECT | B02 | DISINFECT/HYPOCHLORIN
1460352 | HOLT WATER WORKS INC. | 3 | PLANT FOR WELL 3 | B | DISINFECT | B01 | DISINFECT/GASEOUS CHLORIN
1460364 | HURRICANE LAKE NORTH REC AREA | 1 | CHLORINATION FOR AREA | B | DISINFECT | B02 | DISINFECT/HYPOCHLORIN
1460366 | FDOT OKALOOSA CO REST AREA | 2 | PLANT 1 | B | DISINFECT | B02 | DISINFECT/HYPOCHLORIN
1460383 | SILVER BEACH WAYSIDE PARK | 1 | PLANT #1 | B | DISINFECT | B02 | DISINFECT/HYPOCHLORIN
1460391 | KARICK LAKE NORTH | 1 | PLANT #1 | B | DISINFECT | B02 | DISINFECT/HYPOCHLORIN
1460416 | LAUREL HILL CITY OF | 3 | PLANT #3(WELL #3) | B | DISINFECT | B02 | DISINFECT/HYPOCHLORIN
1460416 | LAUREL HILL CITY OF | 4 | PLANT#4 (WELL #4) | B | DISINFECT | B02 | DISINFECT/HYPOCHLORIN
1460455 | MARY ESTHER CITY OF | 2 | PLANT FOR WELL 3 | B | DISINFECT | B01 | DISINFECT/GASEOUS CHLORIN
1460455 | MARY ESTHER CITY OF | 1 | MAIN PLANT - WELL 1 AND WELL 2 | B | DISINFECT | B01 | DISINFECT/GASEOUS CHLORIN
1460455 | MARY ESTHER CITY OF | 3 | PLANT FOR WELL 4 | B | DISINFECT | B01 | DISINFECT/GASEOUS CHLORIN
1460455 | MARY ESTHER CITY OF | 3 | PLANT FOR WELL 4 | E | TASTE-ODOR CONTROL | E23 | T-O CTRL/GAC ADDITION
1460455 | MARY ESTHER CITY OF | 1 | MAIN PLANT - WELL 1 AND WELL 2 | Z | OTHER | Z20 | OTHER/AERATION
1460455 | MARY ESTHER CITY OF | 2 | PLANT FOR WELL 3 | Z | OTHER | Z20 | OTHER/AERATION
1460472 | MILLIGAN WATER SYSTEM INC. | 2 | PLANT FOR WELL 2 | B | DISINFECT | B01 | DISINFECT/GASEOUS CHLORIN
1460472 | MILLIGAN WATER SYSTEM INC. | 1 | PLANT FOR WELL 1 | B | DISINFECT | B01 | DISINFECT/GASEOUS CHLORIN
1460472 | MILLIGAN WATER SYSTEM INC. | 3 | PLANT FOR WELL 3 | B | DISINFECT | B01 | DISINFECT/GASEOUS CHLORIN
1460500 | NORTHGATE DEVELOPMENT WTR.SYS. | 1 | PLANT #1 | B | DISINFECT | B01 | DISINFECT/GASEOUS CHLORIN
1460506 | OKALOOSA CO.WTR.& SWR.SYSTEM | 1 | OFFICE WELL PLANT | B | DISINFECT | B01 | DISINFECT/GASEOUS CHLORIN
1460506 | OKALOOSA CO.WTR.& SWR.SYSTEM | 2 | LONGWOOD WELL PLANT | B | DISINFECT | B01 | DISINFECT/GASEOUS CHLORIN
1460506 | OKALOOSA CO.WTR.& SWR.SYSTEM | 17 | PLANT FOR WELL 4 (SEASHORE #4) | B | DISINFECT | B01 | DISINFECT/GASEOUS CHLORIN
1460506 | OKALOOSA CO.WTR.& SWR.SYSTEM | 16 | ODDFELLOW PLANT | B | DISINFECT | B01 | DISINFECT/GASEOUS CHLORIN
1460506 | OKALOOSA CO.WTR.& SWR.SYSTEM | 3 | NEWCASTLE PLANT | B | DISINFECT | B01 | DISINFECT/GASEOUS CHLORIN
1460506 | OKALOOSA CO.WTR.& SWR.SYSTEM | 4 | GREEN STREET PLANT | B | DISINFECT | B01 | DISINFECT/GASEOUS CHLORIN
1460506 | OKALOOSA CO.WTR.& SWR.SYSTEM | 5 | SHALIMAR PLANT | B | DISINFECT | B01 | DISINFECT/GASEOUS CHLORIN
1460506 | OKALOOSA CO.WTR.& SWR.SYSTEM | 6 | HAWKINS PLANT | B | DISINFECT | B01 | DISINFECT/GASEOUS CHLORIN
1460506 | OKALOOSA CO.WTR.& SWR.SYSTEM | 7 | SHALIMAR ANNEX PLANT | B | DISINFECT | B01 | DISINFECT/GASEOUS CHLORIN
1460506 | OKALOOSA CO.WTR.& SWR.SYSTEM | 8 | GREEN ACRES ROAD PLANT | B | DISINFECT | B01 | DISINFECT/GASEOUS CHLORIN
1460506 | OKALOOSA CO.WTR.& SWR.SYSTEM | 9 | NORTHGATE PLANT | B | DISINFECT | B01 | DISINFECT/GASEOUS CHLORIN
1460506 | OKALOOSA CO.WTR.& SWR.SYSTEM | 11 | LOWERY PLANT | B | DISINFECT | B01 | DISINFECT/GASEOUS CHLORIN
1460506 | OKALOOSA CO.WTR.& SWR.SYSTEM | 14 | ISLAND PUMP | B | DISINFECT | B01 | DISINFECT/GASEOUS CHLORIN
1460506 | OKALOOSA CO.WTR.& SWR.SYSTEM | 15 | FOREST AVENUE PLANT | B | DISINFECT | B01 | DISINFECT/GASEOUS CHLORIN
1460506 | OKALOOSA CO.WTR.& SWR.SYSTEM | 17 | PLANT FOR WELL 4 (SEASHORE #4) | E | TASTE-ODOR CONTROL | E20 | T-O CTRL/AERATION
1460573 | ROCKY BAYOU CHRISTIAN SCHOOL | 1 | VALPARAISO | B | DISINFECT | B02 | DISINFECT/HYPOCHLORIN
1460574 | ROCKY BAYOU ESTATES | 1 | PLANT 1 | B | DISINFECT | B01 | DISINFECT/GASEOUS CHLORIN
1460574 | ROCKY BAYOU ESTATES | 2 | PLANT 2 | B | DISINFECT | B01 | DISINFECT/GASEOUS CHLORIN
1460581 | RUSH'S MOBILE HOME RANCH | 1 | PLANT 1 | B | DISINFECT | B02 | DISINFECT/HYPOCHLORIN
1460704 | EGLIN USCG STATION (DESTIN) | 1 | PLANT 1 | B | DISINFECT | B02 | DISINFECT/HYPOCHLORIN
1460757 | FRED GANNON STATE REC. AREA | 1 | CAMPING AREA | B | DISINFECT | B02 | DISINFECT/HYPOCHLORIN
1460775 | OKALOOSA COUNTY BLUEWATER BAY-RAINTREE | 2 | BLUEWATER 3 - HWY 20 | B | DISINFECT | B01 | DISINFECT/GASEOUS CHLORIN
1460775 | OKALOOSA COUNTY BLUEWATER BAY-RAINTREE | 1 | BLUEWATER 2 (RAINTREE) | B | DISINFECT | B01 | DISINFECT/GASEOUS CHLORIN
1460775 | OKALOOSA COUNTY BLUEWATER BAY-RAINTREE | 3 | BLUEWATER 4 - SOUTHWIND | B | DISINFECT | B01 | DISINFECT/GASEOUS CHLORIN
1460782 | HURLBURT FIELD WATER SYSTEM | 1 | PLANT 1 | B | DISINFECT | B01 | DISINFECT/GASEOUS CHLORIN
1460782 | HURLBURT FIELD WATER SYSTEM | 2 | PLANT 2 | B | DISINFECT | B01 | DISINFECT/GASEOUS CHLORIN
1460782 | HURLBURT FIELD WATER SYSTEM | 4 | PLANT 5 | B | DISINFECT | B01 | DISINFECT/GASEOUS CHLORIN
1460782 | HURLBURT FIELD WATER SYSTEM | 7 | PLANT 7 | B | DISINFECT | B01 | DISINFECT/GASEOUS CHLORIN
1460782 | HURLBURT FIELD WATER SYSTEM | 8 | PLANT 8 | B | DISINFECT | B01 | DISINFECT/GASEOUS CHLORIN
1460826 | EGLIN MAIN | 6 | EGLIN AFB MAIN BASE PLANT #6 | B | DISINFECT | B01 | DISINFECT/GASEOUS CHLORIN
1460826 | EGLIN MAIN | 5 | EGLIN AFB MAIN BASE PLANT #5 | B | DISINFECT | B01 | DISINFECT/GASEOUS CHLORIN
1460826 | EGLIN MAIN | 4 | EGLIN AFB MAIN BASE PLANT #4 | B | DISINFECT | B01 | DISINFECT/GASEOUS CHLORIN
1460826 | EGLIN MAIN | 3 | EGLIN AFB MAIN BASE PLANT #3 | B | DISINFECT | B01 | DISINFECT/GASEOUS CHLORIN
1460826 | EGLIN MAIN | 2 | EGLIN AFB MAIN BASE PLANT #2 | B | DISINFECT | B01 | DISINFECT/GASEOUS CHLORIN
1460826 | EGLIN MAIN | 1 | EGLIN AFB MAIN BASE PLANT #1 | B | DISINFECT | B01 | DISINFECT/GASEOUS CHLORIN
1460826 | EGLIN MAIN | 7 | PLANT 61 -BLDG 1216 (PLANT#8) | B | DISINFECT | B01 | DISINFECT/GASEOUS CHLORIN
1460826 | EGLIN MAIN | 8 | PLANT 65 -- BLDG 910 (PLANT#7) | B | DISINFECT | B02 | DISINFECT/HYPOCHLORIN
1460828 | EGLIN WEST/HOUSING | 4 | WELL #10 - BLDG 10941 | B | DISINFECT | B01 | DISINFECT/GASEOUS CHLORIN
1460828 | EGLIN WEST/HOUSING | 3 | WELL #9 - BLDG 10000 | B | DISINFECT | B01 | DISINFECT/GASEOUS CHLORIN
1460828 | EGLIN WEST/HOUSING | 2 | WELL #8 - BLDG 2594 | B | DISINFECT | B01 | DISINFECT/GASEOUS CHLORIN
1460828 | EGLIN WEST/HOUSING | 1 | WELL #7 | B | DISINFECT | B01 | DISINFECT/GASEOUS CHLORIN
1460828 | EGLIN WEST/HOUSING | 10 | WELL #16 - BLDG 2754 | B | DISINFECT | B01 | DISINFECT/GASEOUS CHLORIN
1460828 | EGLIN WEST/HOUSING | 9 | WELL #15 - BLDG 1320 | B | DISINFECT | B01 | DISINFECT/GASEOUS CHLORIN
1460828 | EGLIN WEST/HOUSING | 5 | WELL #11 - BLDG 2443 | B | DISINFECT | B01 | DISINFECT/GASEOUS CHLORIN
1460828 | EGLIN WEST/HOUSING | 6 | WELL #12 - BLDG 2829 | B | DISINFECT | B01 | DISINFECT/GASEOUS CHLORIN
1460828 | EGLIN WEST/HOUSING | 7 | WELL #13 - BLDG 2985 | B | DISINFECT | B01 | DISINFECT/GASEOUS CHLORIN
1460828 | EGLIN WEST/HOUSING | 8 | WELL #14 - BLDG 1308 | B | DISINFECT | B01 | DISINFECT/GASEOUS CHLORIN
1460828 | EGLIN WEST/HOUSING | 3 | WELL #9 - BLDG 10000 | Z | OTHER | Z27 | OTHER/FLUORIDATION
1460828 | EGLIN WEST/HOUSING | 2 | WELL #8 - BLDG 2594 | Z | OTHER | Z27 | OTHER/FLUORIDATION
1460828 | EGLIN WEST/HOUSING | 4 | WELL #10 - BLDG 10941 | Z | OTHER | Z27 | OTHER/FLUORIDATION
1460828 | EGLIN WEST/HOUSING | 10 | WELL #16 - BLDG 2754 | Z | OTHER | Z27 | OTHER/FLUORIDATION
1460828 | EGLIN WEST/HOUSING | 5 | WELL #11 - BLDG 2443 | Z | OTHER | Z27 | OTHER/FLUORIDATION
1460828 | EGLIN WEST/HOUSING | 6 | WELL #12 - BLDG 2829 | Z | OTHER | Z27 | OTHER/FLUORIDATION
1460828 | EGLIN WEST/HOUSING | 7 | WELL #13 - BLDG 2985 | Z | OTHER | Z27 | OTHER/FLUORIDATION
1460829 | EGLIN AFB DUKE FIELD 3 | 2 | DUKE FIELD (EGLIN WELL 27) | B | DISINFECT | B01 | DISINFECT/GASEOUS CHLORIN
1460829 | EGLIN AFB DUKE FIELD 3 | 1 | DUKE FIELD (EGLIN WELL 26) | B | DISINFECT | B02 | DISINFECT/HYPOCHLORIN
1460830 | EGLIN AUX. 6 RANGER CAMP | 1 | PLANT 1 - #55 | B | DISINFECT | B02 | DISINFECT/HYPOCHLORIN
1460830 | EGLIN AUX. 6 RANGER CAMP | 2 | PLANT 2-- #56 | B | DISINFECT | B02 | DISINFECT/HYPOCHLORIN
1460914 | BONE CREEK RECREATION AREA | 1 | PLANT #1 | B | DISINFECT | B02 | DISINFECT/HYPOCHLORIN
1464034 | OKALOOSA CORRECTIONAL INST. | 2 | WELL #2 | B | DISINFECT | B01 | DISINFECT/GASEOUS CHLORIN
1464034 | OKALOOSA CORRECTIONAL INST. | 1 | WELL #1 | B | DISINFECT | B02 | DISINFECT/HYPOCHLORIN
1464042 | KARICK LAKE SOUTH REC AREA | 1 | PLANT #1 | B | DISINFECT | B02 | DISINFECT/HYPOCHLORIN
1464043 | HURRICANE LAKE SOUTH REC AREA | 1 | PLANT #1 | B | DISINFECT | B02 | DISINFECT/HYPOCHLORIN
1464044 | OKALOOSA COUNTY MID SYSTEM (CRESTVIEW) | 5 | OKALOOSA LN | B | DISINFECT | B01 | DISINFECT/GASEOUS CHLORIN
1464044 | OKALOOSA COUNTY MID SYSTEM (CRESTVIEW) | 4 | INDUSTRIAL PARK | B | DISINFECT | B01 | DISINFECT/GASEOUS CHLORIN
1464044 | OKALOOSA COUNTY MID SYSTEM (CRESTVIEW) | 3 | KENNEDY LAKES | B | DISINFECT | B01 | DISINFECT/GASEOUS CHLORIN
1464044 | OKALOOSA COUNTY MID SYSTEM (CRESTVIEW) | 2 | LIVE OAK | B | DISINFECT | B01 | DISINFECT/GASEOUS CHLORIN
1464044 | OKALOOSA COUNTY MID SYSTEM (CRESTVIEW) | 1 | ANTIOCH | B | DISINFECT | B01 | DISINFECT/GASEOUS CHLORIN
1464050 | VERTICAL BRIDGE TOWERS II LLC | 1 | WELL #1 | B | DISINFECT | B02 | DISINFECT/HYPOCHLORIN
1464054 | DESTIN UTILITY CO. | 2 | WELL #2 | B | DISINFECT | B02 | DISINFECT/HYPOCHLORIN
1464061 | EGLIN SITE C-3 (LASER) | 1 | PLANT 1 | B | DISINFECT | B02 | DISINFECT/HYPOCHLORIN
1464063 | EGLIN SITE C64-C TEST FACILITY | 1 | MAIN PLANT | B | DISINFECT | B02 | DISINFECT/HYPOCHLORIN
1464065 | EGLIN SITE A-30 | 1 | PLANT FOR A-30 | B | DISINFECT | B02 | DISINFECT/HYPOCHLORIN
1464066 | EGLIN SITE C-10 | 1 | PLANT FOR C-10 WELL | B | DISINFECT | B02 | DISINFECT/HYPOCHLORIN
1464067 | EGLIN 7TH SPECIAL FORCES GROUP | 2 | WELL 2 CHLORINATION - SOUTH | B | DISINFECT | B01 | DISINFECT/GASEOUS CHLORIN
1464067 | EGLIN 7TH SPECIAL FORCES GROUP | 1 | WELL 1 CHLORINATION - NORTH | B | DISINFECT | B01 | DISINFECT/GASEOUS CHLORIN
1464068 | OKALOOSA WATERWORKS (FORMERLY BLACKMAN) | 1 | WELL 1 (NORTH) CHLORINATION | B | DISINFECT | B01 | DISINFECT/GASEOUS CHLORIN
1464069 | EGLIN SITE B-75 ALAANG | 1 | EGLIN SITE B-75/ ALAANG | B | DISINFECT | B02 | DISINFECT/HYPOCHLORIN
1570042 | BAGDAD-GARCON POINT WATER SYSTEM | 3 | WELL #3 | B | DISINFECT | B01 | DISINFECT/GASEOUS CHLORIN
1570042 | BAGDAD-GARCON POINT WATER SYSTEM | 1 | PLANT #1 | B | DISINFECT | B01 | DISINFECT/GASEOUS CHLORIN
1570042 | BAGDAD-GARCON POINT WATER SYSTEM | 4 | WELL 4 PLANT | B | DISINFECT | B01 | DISINFECT/GASEOUS CHLORIN
1570042 | BAGDAD-GARCON POINT WATER SYSTEM | 1 | PLANT #1 | Z | OTHER | Z19 | OTHER/PH ADJUSTMENT
1570042 | BAGDAD-GARCON POINT WATER SYSTEM | 3 | WELL #3 | Z | OTHER | Z19 | OTHER/PH ADJUSTMENT
1570042 | BAGDAD-GARCON POINT WATER SYSTEM | 4 | WELL 4 PLANT | Z | OTHER | Z19 | OTHER/PH ADJUSTMENT
1570060 | BEAR LAKE RECREATION AREA | 1 | BEAR LAKE WELL | B | DISINFECT | B02 | DISINFECT/HYPOCHLORIN
1570064 | BERRYDALE WATER SYSTEM | 3 | PLANT 3 - MUNSON PLANT | B | DISINFECT | B02 | DISINFECT/HYPOCHLORIN
1570064 | BERRYDALE WATER SYSTEM | 2 | PLANT 2 - BERRYDALE | B | DISINFECT | B02 | DISINFECT/HYPOCHLORIN
1570064 | BERRYDALE WATER SYSTEM | 4 | PLANT 4 - (NEW OFFICE WELL) | B | DISINFECT | B02 | DISINFECT/HYPOCHLORIN
1570064 | BERRYDALE WATER SYSTEM | 2 | PLANT 2 - BERRYDALE | D | CORROSION CONTROL | D19 | CORR-CTRL/PH ADJUSTMENT
1570064 | BERRYDALE WATER SYSTEM | 4 | PLANT 4 - (NEW OFFICE WELL) | D | CORROSION CONTROL | D19 | CORR-CTRL/PH ADJUSTMENT
1570064 | BERRYDALE WATER SYSTEM | 3 | PLANT 3 - MUNSON PLANT | D | CORROSION CONTROL | D18 | CORR-CTRL/SEQUESTATION
1570074 | BLACKWATER FORESTRY HEADQUARTERS | 1 | HQ | B | DISINFECT | B02 | DISINFECT/HYPOCHLORIN
1570140 | CHUMUCKLA WATER SYSTEM INC. | 2 | PLANT FOR WELL 3 | B | DISINFECT | B01 | DISINFECT/GASEOUS CHLORIN
1570140 | CHUMUCKLA WATER SYSTEM INC. | 1 | PLANT FOR WELL 2 | B | DISINFECT | B01 | DISINFECT/GASEOUS CHLORIN
1570140 | CHUMUCKLA WATER SYSTEM INC. | 3 | PLANT FOR WELL 4 | B | DISINFECT | B01 | DISINFECT/GASEOUS CHLORIN
1570140 | CHUMUCKLA WATER SYSTEM INC. | 1 | PLANT FOR WELL 2 | Z | OTHER | Z19 | OTHER/PH ADJUSTMENT
1570140 | CHUMUCKLA WATER SYSTEM INC. | 2 | PLANT FOR WELL 3 | Z | OTHER | Z19 | OTHER/PH ADJUSTMENT
1570140 | CHUMUCKLA WATER SYSTEM INC. | 3 | PLANT FOR WELL 4 | Z | OTHER | Z19 | OTHER/PH ADJUSTMENT
1570146 | MILTON CITY OF WATER SYSTEM | 1 | FIRE HOUSE | B | DISINFECT | B01 | DISINFECT/GASEOUS CHLORIN
1570146 | MILTON CITY OF WATER SYSTEM | 3 | BYROM STREET/SOUTH SYSTEM | B | DISINFECT | B01 | DISINFECT/GASEOUS CHLORIN
1570146 | MILTON CITY OF WATER SYSTEM | 4 | BERRYHILL | B | DISINFECT | B01 | DISINFECT/GASEOUS CHLORIN
1570146 | MILTON CITY OF WATER SYSTEM | 6 | APPALOOSA WELL | B | DISINFECT | B01 | DISINFECT/GASEOUS CHLORIN
1570146 | MILTON CITY OF WATER SYSTEM | 5 | GLOVER- HOSPITAL | B | DISINFECT | B01 | DISINFECT/GASEOUS CHLORIN
1570146 | MILTON CITY OF WATER SYSTEM | 1 | FIRE HOUSE | D | CORROSION CONTROL | D19 | CORR-CTRL/PH ADJUSTMENT
1570146 | MILTON CITY OF WATER SYSTEM | 3 | BYROM STREET/SOUTH SYSTEM | D | CORROSION CONTROL | D19 | CORR-CTRL/PH ADJUSTMENT
1570146 | MILTON CITY OF WATER SYSTEM | 4 | BERRYHILL | D | CORROSION CONTROL | D19 | CORR-CTRL/PH ADJUSTMENT
1570146 | MILTON CITY OF WATER SYSTEM | 5 | GLOVER- HOSPITAL | D | CORROSION CONTROL | D19 | CORR-CTRL/PH ADJUSTMENT
1570146 | MILTON CITY OF WATER SYSTEM | 6 | APPALOOSA WELL | D | CORROSION CONTROL | D19 | CORR-CTRL/PH ADJUSTMENT
1570146 | MILTON CITY OF WATER SYSTEM | 1 | FIRE HOUSE | D | CORROSION CONTROL | D36 | CORR-CTRL/CORROSION INHIB
1570146 | MILTON CITY OF WATER SYSTEM | 3 | BYROM STREET/SOUTH SYSTEM | D | CORROSION CONTROL | D36 | CORR-CTRL/CORROSION INHIB
1570146 | MILTON CITY OF WATER SYSTEM | 4 | BERRYHILL | D | CORROSION CONTROL | D36 | CORR-CTRL/CORROSION INHIB
1570146 | MILTON CITY OF WATER SYSTEM | 5 | GLOVER- HOSPITAL | D | CORROSION CONTROL | D36 | CORR-CTRL/CORROSION INHIB
1570146 | MILTON CITY OF WATER SYSTEM | 6 | APPALOOSA WELL | D | CORROSION CONTROL | D36 | CORR-CTRL/CORROSION INHIB
1570206 | CAMP PAQUETTE RECREATION AREA | 1 | MILTON | B | DISINFECT | B02 | DISINFECT/HYPOCHLORIN
1570232 | EAST MILTON WATER SYSTEM | 4 | PLANT 4 - EAST MILTON RD | B | DISINFECT | B01 | DISINFECT/GASEOUS CHLORIN
1570232 | EAST MILTON WATER SYSTEM | 5 | PLANT 5 - FORTUNE RD | B | DISINFECT | B01 | DISINFECT/GASEOUS CHLORIN
1570232 | EAST MILTON WATER SYSTEM | 1 | PLANT 1 - BILLY BOB LN. | B | DISINFECT | B01 | DISINFECT/GASEOUS CHLORIN
1570232 | EAST MILTON WATER SYSTEM | 2 | PLANT 2 - TRACI DR | B | DISINFECT | B01 | DISINFECT/GASEOUS CHLORIN
1570232 | EAST MILTON WATER SYSTEM | 3 | PLANT 3 - MILLERS BLUFF RD | B | DISINFECT | B01 | DISINFECT/GASEOUS CHLORIN
1570232 | EAST MILTON WATER SYSTEM | 4 | PLANT 4 - EAST MILTON RD | D | CORROSION CONTROL | D36 | CORR-CTRL/CORROSION INHIB
1570232 | EAST MILTON WATER SYSTEM | 5 | PLANT 5 - FORTUNE RD | Z | OTHER | Z19 | OTHER/PH ADJUSTMENT
1570232 | EAST MILTON WATER SYSTEM | 1 | PLANT 1 - BILLY BOB LN. | Z | OTHER | Z19 | OTHER/PH ADJUSTMENT
1570232 | EAST MILTON WATER SYSTEM | 2 | PLANT 2 - TRACI DR | Z | OTHER | Z19 | OTHER/PH ADJUSTMENT
1570232 | EAST MILTON WATER SYSTEM | 4 | PLANT 4 - EAST MILTON RD | Z | OTHER | Z19 | OTHER/PH ADJUSTMENT
1570316 | GULF BREEZE WATER DEPARTMENT | 1 | GULF BREEZE- FAIRPOINT CONNECT | B | DISINFECT | B01 | DISINFECT/GASEOUS CHLORIN
1570321 | GULF ISLES UTILITY CO. INC. | 1 | PLANT 1 | B | DISINFECT | B02 | DISINFECT/HYPOCHLORIN
1570321 | GULF ISLES UTILITY CO. INC. | 1 | PLANT 1 | D | CORROSION CONTROL | D18 | CORR-CTRL/SEQUESTATION
1570349 | HOLLEY-NAVARRE WATER SYSTEM | 1 | PLANT 1 | B | DISINFECT | B01 | DISINFECT/GASEOUS CHLORIN
1570349 | HOLLEY-NAVARRE WATER SYSTEM | 2 | PLANT 2 | B | DISINFECT | B01 | DISINFECT/GASEOUS CHLORIN
1570349 | HOLLEY-NAVARRE WATER SYSTEM | 3 | PLANT 3 (EAST HNWS) | B | DISINFECT | B01 | DISINFECT/GASEOUS CHLORIN
1570349 | HOLLEY-NAVARRE WATER SYSTEM | 4 | PLANT FOR WELL 4 & 5 | B | DISINFECT | B01 | DISINFECT/GASEOUS CHLORIN
1570349 | HOLLEY-NAVARRE WATER SYSTEM | 4 | PLANT FOR WELL 4 & 5 | B | DISINFECT | B30 | DISINFECT/GREENSAND FILTR
1570357 | COLDWATER STABLES RECREATION AREA | 1 | PLANT 1 | B | DISINFECT | B02 | DISINFECT/HYPOCHLORIN
1570384 | JAY TOWN OF - UTILITIES DEPT. | 1 | PLANT 1 AT WELL 1 | B | DISINFECT | B01 | DISINFECT/GASEOUS CHLORIN
1570384 | JAY TOWN OF - UTILITIES DEPT. | 3 | PLANT 3 AT WELL 3 (OLD 1 SITE) | B | DISINFECT | B01 | DISINFECT/GASEOUS CHLORIN
1570384 | JAY TOWN OF - UTILITIES DEPT. | 1 | PLANT 1 AT WELL 1 | D | CORROSION CONTROL | D19 | CORR-CTRL/PH ADJUSTMENT
1570384 | JAY TOWN OF - UTILITIES DEPT. | 3 | PLANT 3 AT WELL 3 (OLD 1 SITE) | D | CORROSION CONTROL | D19 | CORR-CTRL/PH ADJUSTMENT
1570384 | JAY TOWN OF - UTILITIES DEPT. | 3 | PLANT 3 AT WELL 3 (OLD 1 SITE) | G | IRON REMOVAL | G18 | IRON RMVL/SEQUESTATION
1570384 | JAY TOWN OF - UTILITIES DEPT. | 1 | PLANT 1 AT WELL 1 | G | IRON REMOVAL | G23 | IRON RMVL/GAC ADDITION
1570384 | JAY TOWN OF - UTILITIES DEPT. | 3 | PLANT 3 AT WELL 3 (OLD 1 SITE) | G | IRON REMOVAL | G23 | IRON RMVL/GAC ADDITION
1570384 | JAY TOWN OF - UTILITIES DEPT. | 3 | PLANT 3 AT WELL 3 (OLD 1 SITE) | Z | OTHER | Z19 | OTHER/PH ADJUSTMENT
1570384 | JAY TOWN OF - UTILITIES DEPT. | 1 | PLANT 1 AT WELL 1 | Z | OTHER | Z19 | OTHER/PH ADJUSTMENT
1570470 | MIDWAY WATER SYSTEM INC. | 1 | PLANT FOR WELL 1 | B | DISINFECT | B01 | DISINFECT/GASEOUS CHLORIN
1570470 | MIDWAY WATER SYSTEM INC. | 2 | PLANT FOR WELLS 2 & 3 | B | DISINFECT | B01 | DISINFECT/GASEOUS CHLORIN
1570470 | MIDWAY WATER SYSTEM INC. | 3 | PLANT FOR WELL 4 | B | DISINFECT | B01 | DISINFECT/GASEOUS CHLORIN
1570470 | MIDWAY WATER SYSTEM INC. | 2 | PLANT FOR WELLS 2 & 3 | D | CORROSION CONTROL | D36 | CORR-CTRL/CORROSION INHIB
1570470 | MIDWAY WATER SYSTEM INC. | 3 | PLANT FOR WELL 4 | D | CORROSION CONTROL | D19 | CORR-CTRL/PH ADJUSTMENT
1570470 | MIDWAY WATER SYSTEM INC. | 1 | PLANT FOR WELL 1 | E | TASTE-ODOR CONTROL | E20 | T-O CTRL/AERATION
1570470 | MIDWAY WATER SYSTEM INC. | 2 | PLANT FOR WELLS 2 & 3 | E | TASTE-ODOR CONTROL | E20 | T-O CTRL/AERATION
1570470 | MIDWAY WATER SYSTEM INC. | 4 | LIME TREATMENT AT STATION 3 | Z | OTHER | Z19 | OTHER/PH ADJUSTMENT
1570479 | MOORE CREEK MOUNT CARMEL UTILITIES | 1 | PLANT AT WELL 1 SITE | B | DISINFECT | B01 | DISINFECT/GASEOUS CHLORIN
1570479 | MOORE CREEK MOUNT CARMEL UTILITIES | 3 | PLANT AT WELL 3 DIXONVILLE RD | B | DISINFECT | B01 | DISINFECT/GASEOUS CHLORIN
1570479 | MOORE CREEK MOUNT CARMEL UTILITIES | 2 | PLANT AT WELL 2 SITE (PLANT 2) | B | DISINFECT | B01 | DISINFECT/GASEOUS CHLORIN
1570479 | MOORE CREEK MOUNT CARMEL UTILITIES | 2 | PLANT AT WELL 2 SITE (PLANT 2) | Z | OTHER | Z19 | OTHER/PH ADJUSTMENT
1570479 | MOORE CREEK MOUNT CARMEL UTILITIES | 1 | PLANT AT WELL 1 SITE | Z | OTHER | Z19 | OTHER/PH ADJUSTMENT
1570489 | NAS WHITING FIELD | 1 | PLANT #1 | B | DISINFECT | B01 | DISINFECT/GASEOUS CHLORIN
1570489 | NAS WHITING FIELD | 1 | PLANT #1 | D | CORROSION CONTROL | D36 | CORR-CTRL/CORROSION INHIB
1570489 | NAS WHITING FIELD | 1 | PLANT #1 | D | CORROSION CONTROL | D19 | CORR-CTRL/PH ADJUSTMENT
1570489 | NAS WHITING FIELD | 1 | PLANT #1 | F | ORGN-RMVL | F23 | ORGN-RMVL/GAC ADDITION
1570489 | NAS WHITING FIELD | 1 | PLANT #1 | Z | OTHER | Z27 | OTHER/FLUORIDATION
1570512 | KRUL RECREATION AREA | 2 | SAME | B | DISINFECT | B02 | DISINFECT/HYPOCHLORIN
1570512 | KRUL RECREATION AREA | 3 | SAME | B | DISINFECT | B02 | DISINFECT/HYPOCHLORIN
1570540 | POINT BAKER WATER SYSTEM INC. | 4 | PLANT 5 (MIMOSA) | B | DISINFECT | B01 | DISINFECT/GASEOUS CHLORIN
1570540 | POINT BAKER WATER SYSTEM INC. | 5 | PLANT 6 (LUNDY) | B | DISINFECT | B01 | DISINFECT/GASEOUS CHLORIN
1570540 | POINT BAKER WATER SYSTEM INC. | 6 | PLANT 7 (WILLARD NORRIS RD) | B | DISINFECT | B01 | DISINFECT/GASEOUS CHLORIN
1570540 | POINT BAKER WATER SYSTEM INC. | 2 | PLANT 3 (OFFICE) | B | DISINFECT | B01 | DISINFECT/GASEOUS CHLORIN
1570540 | POINT BAKER WATER SYSTEM INC. | 1 | PLANT 1 (POINT BAKER) | B | DISINFECT | B01 | DISINFECT/GASEOUS CHLORIN
1570540 | POINT BAKER WATER SYSTEM INC. | 6 | PLANT 7 (WILLARD NORRIS RD) | Z | OTHER | Z19 | OTHER/PH ADJUSTMENT
1570540 | POINT BAKER WATER SYSTEM INC. | 1 | PLANT 1 (POINT BAKER) | Z | OTHER | Z23 | OTHER/GAC ADDITION
1570540 | POINT BAKER WATER SYSTEM INC. | 5 | PLANT 6 (LUNDY) | Z | OTHER | Z19 | OTHER/PH ADJUSTMENT
1570540 | POINT BAKER WATER SYSTEM INC. | 1 | PLANT 1 (POINT BAKER) | Z | OTHER | Z19 | OTHER/PH ADJUSTMENT
1570540 | POINT BAKER WATER SYSTEM INC. | 2 | PLANT 3 (OFFICE) | Z | OTHER | Z19 | OTHER/PH ADJUSTMENT
1570540 | POINT BAKER WATER SYSTEM INC. | 4 | PLANT 5 (MIMOSA) | Z | OTHER | Z19 | OTHER/PH ADJUSTMENT
1570562 | I-10 REST AREA EAST BOUND | 1 | PLANT #1 | B | DISINFECT | B02 | DISINFECT/HYPOCHLORIN
1570593 | SOUTH SANTA ROSA UTILITIES | 1 | SANTA ROSA SHORES UTILITIES | B | DISINFECT | B01 | DISINFECT/GASEOUS CHLORIN
1570593 | SOUTH SANTA ROSA UTILITIES | 1 | SANTA ROSA SHORES UTILITIES | D | CORROSION CONTROL | D36 | CORR-CTRL/CORROSION INHIB
1570671 | PACE WATER SYSTEM INC. | 5 | PLANT 5 | B | DISINFECT | B01 | DISINFECT/GASEOUS CHLORIN
1570671 | PACE WATER SYSTEM INC. | 7 | PLANT 7 | B | DISINFECT | B01 | DISINFECT/GASEOUS CHLORIN
1570671 | PACE WATER SYSTEM INC. | 8 | PLANT 8 | B | DISINFECT | B01 | DISINFECT/GASEOUS CHLORIN
1570671 | PACE WATER SYSTEM INC. | 9 | PLANT 9 | B | DISINFECT | B01 | DISINFECT/GASEOUS CHLORIN
1570671 | PACE WATER SYSTEM INC. | 10 | PLANT 10 | B | DISINFECT | B01 | DISINFECT/GASEOUS CHLORIN
1570671 | PACE WATER SYSTEM INC. | 11 | PLANT 11 | B | DISINFECT | B01 | DISINFECT/GASEOUS CHLORIN
1570671 | PACE WATER SYSTEM INC. | 1 | PLANT 1 | B | DISINFECT | B01 | DISINFECT/GASEOUS CHLORIN
1570671 | PACE WATER SYSTEM INC. | 2 | PLANT 2 | B | DISINFECT | B01 | DISINFECT/GASEOUS CHLORIN
1570671 | PACE WATER SYSTEM INC. | 3 | PLANT 3 | B | DISINFECT | B01 | DISINFECT/GASEOUS CHLORIN
1570671 | PACE WATER SYSTEM INC. | 4 | PLANT 4 | B | DISINFECT | B01 | DISINFECT/GASEOUS CHLORIN
1570671 | PACE WATER SYSTEM INC. | 6 | PLANT 6 | B | DISINFECT | B01 | DISINFECT/GASEOUS CHLORIN
1570671 | PACE WATER SYSTEM INC. | 5 | PLANT 5 | D | CORROSION CONTROL | D18 | CORR-CTRL/SEQUESTATION
1570671 | PACE WATER SYSTEM INC. | 1 | PLANT 1 | D | CORROSION CONTROL | D19 | CORR-CTRL/PH ADJUSTMENT
1570671 | PACE WATER SYSTEM INC. | 2 | PLANT 2 | D | CORROSION CONTROL | D18 | CORR-CTRL/SEQUESTATION
1570671 | PACE WATER SYSTEM INC. | 3 | PLANT 3 | D | CORROSION CONTROL | D18 | CORR-CTRL/SEQUESTATION
1570671 | PACE WATER SYSTEM INC. | 4 | PLANT 4 | D | CORROSION CONTROL | D18 | CORR-CTRL/SEQUESTATION
1570671 | PACE WATER SYSTEM INC. | 6 | PLANT 6 | Z | OTHER | Z19 | OTHER/PH ADJUSTMENT
1570671 | PACE WATER SYSTEM INC. | 7 | PLANT 7 | Z | OTHER | Z19 | OTHER/PH ADJUSTMENT
1570671 | PACE WATER SYSTEM INC. | 8 | PLANT 8 | Z | OTHER | Z19 | OTHER/PH ADJUSTMENT
1570671 | PACE WATER SYSTEM INC. | 9 | PLANT 9 | Z | OTHER | Z19 | OTHER/PH ADJUSTMENT
1570671 | PACE WATER SYSTEM INC. | 10 | PLANT 10 | Z | OTHER | Z19 | OTHER/PH ADJUSTMENT
1570671 | PACE WATER SYSTEM INC. | 11 | PLANT 11 | Z | OTHER | Z19 | OTHER/PH ADJUSTMENT
1570707 | SPENCER FIELD (USN FACILITY) | 1 | UNKN | B | DISINFECT | B02 | DISINFECT/HYPOCHLORIN
1570873 | I-10 REST AREA WEST BOUND | 1 | PLANT #1 | B | DISINFECT | B02 | DISINFECT/HYPOCHLORIN
1570874 | NAVARRE BEACH WATER SYSTEM | 3 | WELL #3 | B | DISINFECT | B01 | DISINFECT/GASEOUS CHLORIN
1570874 | NAVARRE BEACH WATER SYSTEM | 2 | WELL #2 | B | DISINFECT | B01 | DISINFECT/GASEOUS CHLORIN
1570874 | NAVARRE BEACH WATER SYSTEM | 3 | WELL #3 | D | CORROSION CONTROL | D36 | CORR-CTRL/CORROSION INHIB
1570874 | NAVARRE BEACH WATER SYSTEM | 2 | WELL #2 | D | CORROSION CONTROL | D36 | CORR-CTRL/CORROSION INHIB
1570874 | NAVARRE BEACH WATER SYSTEM | 4 | FAIRPOINT INTERCONNECT | D | CORROSION CONTROL | D36 | CORR-CTRL/CORROSION INHIB
1570874 | NAVARRE BEACH WATER SYSTEM | 4 | FAIRPOINT INTERCONNECT | D | CORROSION CONTROL | D19 | CORR-CTRL/PH ADJUSTMENT
1570875 | CHOCTAW FIELD | 1 | WELL 1 | B | DISINFECT | B02 | DISINFECT/HYPOCHLORIN
1570875 | CHOCTAW FIELD | 1 | WELL 1 | D | CORROSION CONTROL | D24 | CORR-CTRL/LIME-SODA
1570880 | ADVENTURES UNLIMITED | 1 | WELL NO. 1 (SCHOOLHOUSE WELL) | B | DISINFECT | B02 | DISINFECT/HYPOCHLORIN
1570880 | ADVENTURES UNLIMITED | 3 | WELL 3 (FORMER DOH WELL) | B | DISINFECT | B02 | DISINFECT/HYPOCHLORIN
1570880 | ADVENTURES UNLIMITED | 2 | WELL #2 (CAMPGROUND) | B | DISINFECT | B02 | DISINFECT/HYPOCHLORIN
1570881 | EVANS CEDAR LAKES RV CAMPGROUND | 1 | MAIN WELL AND PLANT | B | DISINFECT | B02 | DISINFECT/HYPOCHLORIN
1650092 | J.B.MILLER MOBILE HOME PARK | 1 | SAME | B | DISINFECT | B02 | DISINFECT/HYPOCHLORIN
1650177 | CRAWFORDVILLE WATER SYSTEM | 1 | CRAWFORDVILLE | B | DISINFECT | B02 | DISINFECT/HYPOCHLORIN
1650360 | HUDSON HEIGHTS SUBDIVISION | 2 | PLANT #2 | B | DISINFECT | B02 | DISINFECT/HYPOCHLORIN
1650360 | HUDSON HEIGHTS SUBDIVISION | 1 | PLANT #1 | B | DISINFECT | B02 | DISINFECT/HYPOCHLORIN
1650495 | NEWPORT PARK | 1 | PLANT #1 | B | DISINFECT | B02 | DISINFECT/HYPOCHLORIN
1650508 | ST. MARKS POWDER INC. | 1 | PLANT #1 | B | DISINFECT | B01 | DISINFECT/GASEOUS CHLORIN
1650508 | ST. MARKS POWDER INC. | 1 | PLANT #1 | Z | OTHER | Z12 | OTHER/SEDIMENTATION
1650514 | PANACEA AREA WATER SYSTEM | 2 | PANACEA AREA WELL3/ AAA7834 | B | DISINFECT | B01 | DISINFECT/GASEOUS CHLORIN
1650514 | PANACEA AREA WATER SYSTEM | 3 | PANACEA AREA WELL4/ AAA7833 | B | DISINFECT | B01 | DISINFECT/GASEOUS CHLORIN
1650612 | SOPCHOPPY CITY OF | 3 | PLANT #3 | B | DISINFECT | B01 | DISINFECT/GASEOUS CHLORIN
1650612 | SOPCHOPPY CITY OF | 7 | WELL #7 (HUDSON HEIGHTS) | B | DISINFECT | B01 | DISINFECT/GASEOUS CHLORIN
1650612 | SOPCHOPPY CITY OF | 6 | WELL #6 (EVERGREEN ACRES) | B | DISINFECT | B01 | DISINFECT/GASEOUS CHLORIN
1650612 | SOPCHOPPY CITY OF | 5 | PLANT #5 | B | DISINFECT | B01 | DISINFECT/GASEOUS CHLORIN
1650612 | SOPCHOPPY CITY OF | 4 | PLANT #4 | B | DISINFECT | B01 | DISINFECT/GASEOUS CHLORIN
1650612 | SOPCHOPPY CITY OF | 2 | PLANT #2 | B | DISINFECT | B01 | DISINFECT/GASEOUS CHLORIN
1650612 | SOPCHOPPY CITY OF | 1 | PLANT #1 | B | DISINFECT | B01 | DISINFECT/GASEOUS CHLORIN
1650612 | SOPCHOPPY CITY OF | 2 | PLANT #2 | E | TASTE-ODOR CONTROL | E20 | T-O CTRL/AERATION
1650612 | SOPCHOPPY CITY OF | 1 | PLANT #1 | E | TASTE-ODOR CONTROL | E20 | T-O CTRL/AERATION
1650712 | WAKULLA MANOR | 1 |  | B | DISINFECT | B02 | DISINFECT/HYPOCHLORIN
1650778 | MYSTERIOUS WATERS SUBDIVISION | 1 | PLANT #1 | B | DISINFECT | B02 | DISINFECT/HYPOCHLORIN
1650785 | WAKULLA REGIONAL (AKA GULF COAST) | 1 | GULF COAST / SPRING CREEK | B | DISINFECT | B01 | DISINFECT/GASEOUS CHLORIN
1650785 | WAKULLA REGIONAL (AKA GULF COAST) | 3 | SONGBIRD (WELL 4) | B | DISINFECT | B01 | DISINFECT/GASEOUS CHLORIN
1650785 | WAKULLA REGIONAL (AKA GULF COAST) | 2 | SHADEVILLE PLANT | B | DISINFECT | B01 | DISINFECT/GASEOUS CHLORIN
1650785 | WAKULLA REGIONAL (AKA GULF COAST) | 2 | SHADEVILLE PLANT | Z | OTHER | Z18 | OTHER/SEQUESTATION
1650785 | WAKULLA REGIONAL (AKA GULF COAST) | 1 | GULF COAST / SPRING CREEK | Z | OTHER | Z18 | OTHER/SEQUESTATION
1650785 | WAKULLA REGIONAL (AKA GULF COAST) | 3 | SONGBIRD (WELL 4) | Z | OTHER | Z18 | OTHER/SEQUESTATION
1650788 | OUZTS' TOO OYSTER BAR | 1 | OUTZ'S OYSTER BAR | B | DISINFECT | B02 | DISINFECT/HYPOCHLORIN
1650791 | WINCO UTILITIES W/S | 1 | PLANT NO. 1 | B | DISINFECT | B01 | DISINFECT/GASEOUS CHLORIN
1650792 | WAKULLA WATER SYSTEM (RIVERSINK) | 1 | WAKULLA WATER SYSTEM | B | DISINFECT | B01 | DISINFECT/GASEOUS CHLORIN
1660018 | SPANISH TRAIL SCOUT RESERVATION | 1 | PLANT #1 | B | DISINFECT | B02 | DISINFECT/HYPOCHLORIN
1660019 | BRUCE CAFE AND MOTEL | 1 | WELL 1 | B | DISINFECT | B02 | DISINFECT/HYPOCHLORIN
1660028 | ARGYLE WATER SYSTEM INC. | 1 | PLANT 1 | B | DISINFECT | B02 | DISINFECT/HYPOCHLORIN
1660028 | ARGYLE WATER SYSTEM INC. | 2 | PLANT 2 | B | DISINFECT | B02 | DISINFECT/HYPOCHLORIN
1660048 | BASIN BAYOU STATE REC. AREA | 1 | PLANT 1 | B | DISINFECT | B02 | DISINFECT/HYPOCHLORIN
1660189 | DARLINGTON COMMUNITY | 1 | WESTVILLE | B | DISINFECT | B02 | DISINFECT/HYPOCHLORIN
1660196 | DEFUNIAK SPRINGS W/S CITY OF | 3 | PLANT FOR WELL #3 | B | DISINFECT | B01 | DISINFECT/GASEOUS CHLORIN
1660196 | DEFUNIAK SPRINGS W/S CITY OF | 7 | PLANT FOR WELL #10 | B | DISINFECT | B01 | DISINFECT/GASEOUS CHLORIN
1660196 | DEFUNIAK SPRINGS W/S CITY OF | 5 | PLANT FOR WELL #5 | B | DISINFECT | B01 | DISINFECT/GASEOUS CHLORIN
1660196 | DEFUNIAK SPRINGS W/S CITY OF | 6 | PLANT FOR WELL #6 | B | DISINFECT | B01 | DISINFECT/GASEOUS CHLORIN
1660196 | DEFUNIAK SPRINGS W/S CITY OF | 1 | PLANT FOR WELL #1 | B | DISINFECT | B01 | DISINFECT/GASEOUS CHLORIN
1660290 | FREEPORT CITY OF | 1 | PLANT FOR WELL 2 -OFFICE PLANT | B | DISINFECT | B01 | DISINFECT/GASEOUS CHLORIN
1660290 | FREEPORT CITY OF | 3 | PLANT FOR WELL 4 TWIN LAKES GC | B | DISINFECT | B01 | DISINFECT/GASEOUS CHLORIN
1660290 | FREEPORT CITY OF | 4 | PLANT FOR WELL 5 | B | DISINFECT | B01 | DISINFECT/GASEOUS CHLORIN
1660290 | FREEPORT CITY OF | 5 | PLANT FOR WELL 6-PORTLAND | B | DISINFECT | B01 | DISINFECT/GASEOUS CHLORIN
1660290 | FREEPORT CITY OF | 6 | PLANT FOR WELL 7 | B | DISINFECT | B01 | DISINFECT/GASEOUS CHLORIN
1660290 | FREEPORT CITY OF | 2 | PLANT FOR WELL 3 | B | DISINFECT | B01 | DISINFECT/GASEOUS CHLORIN
1660305 | GRAYTON BEACH WATER SYSTEM | 1 | GRAYTON BEACH | B | DISINFECT | B02 | DISINFECT/HYPOCHLORIN
1660347 | CAMP GULF (FORMERLY CAMPING ON THE GULF) | 2 | PLANT 3 | B | DISINFECT | B02 | DISINFECT/HYPOCHLORIN
1660347 | CAMP GULF (FORMERLY CAMPING ON THE GULF) | 3 | PLANT 4 | B | DISINFECT | B02 | DISINFECT/HYPOCHLORIN
1660370 | INLET BEACH WATER SYSTEM INC. | 1 | INLET BEACH - PLANT 1 (WELL 3) | B | DISINFECT | B02 | DISINFECT/HYPOCHLORIN
1660370 | INLET BEACH WATER SYSTEM INC. | 2 | INLET BEACH - PLANT 2 | B | DISINFECT | B01 | DISINFECT/GASEOUS CHLORIN
1660370 | INLET BEACH WATER SYSTEM INC. | 3 | PLANT - WELL 4 | B | DISINFECT | B02 | DISINFECT/HYPOCHLORIN
1660370 | INLET BEACH WATER SYSTEM INC. | 2 | INLET BEACH - PLANT 2 | P | DISINF BY-PROD CONTRO | P32 | DISINF BY-PROD CONTRO/PEROXIDE
1660407 | LAKE SHARON ESTATES | 1 | PLANT #1 | B | DISINFECT | B02 | DISINFECT/HYPOCHLORIN
1660524 | PAXTON CITY OF | 1 | PLANT FOR WELL 1 | B | DISINFECT | B02 | DISINFECT/HYPOCHLORIN
1660596 | REGIONAL UTILITIES WATER SYSTEM | 14 | OWL'S HEAD PLANT | B | DISINFECT | B01 | DISINFECT/GASEOUS CHLORIN
1660596 | REGIONAL UTILITIES WATER SYSTEM | 15 | COMMUNITY WAY PLANT | B | DISINFECT | B01 | DISINFECT/GASEOUS CHLORIN
1660596 | REGIONAL UTILITIES WATER SYSTEM | 16 | SATINWOOD PLANT | B | DISINFECT | B01 | DISINFECT/GASEOUS CHLORIN
1660596 | REGIONAL UTILITIES WATER SYSTEM | 13 | PEACH CREEK BOOSTER PLANT | B | DISINFECT | B01 | DISINFECT/GASEOUS CHLORIN
1660596 | REGIONAL UTILITIES WATER SYSTEM | 11 | 331 PLANT FREEPORT | B | DISINFECT | B01 | DISINFECT/GASEOUS CHLORIN
1660615 | SOUTH WALTON UTILITY COMPANY | 4 | WELL #4 (SANDESTIN ENTRANCE) | B | DISINFECT | B01 | DISINFECT/GASEOUS CHLORIN
1660615 | SOUTH WALTON UTILITY COMPANY | 5 | WELL #5 (EAST SANDESTIN) | B | DISINFECT | B01 | DISINFECT/GASEOUS CHLORIN
1660615 | SOUTH WALTON UTILITY COMPANY | 6 | WELL 6 (ENCLAVE) | B | DISINFECT | B01 | DISINFECT/GASEOUS CHLORIN
1660615 | SOUTH WALTON UTILITY COMPANY | 7 | WELL 7 (REGATTA BAY) | B | DISINFECT | B01 | DISINFECT/GASEOUS CHLORIN
1660615 | SOUTH WALTON UTILITY COMPANY | 1 | WELL #1 (MIRAMAR) | B | DISINFECT | B01 | DISINFECT/GASEOUS CHLORIN
1660615 | SOUTH WALTON UTILITY COMPANY | 10 | GOLDSBY MIOX TREATMENT | B | DISINFECT | B02 | DISINFECT/HYPOCHLORIN
1660615 | SOUTH WALTON UTILITY COMPANY | 9 | BILL BROWN WELLFIELD ROCK HILL | B | DISINFECT | B01 | DISINFECT/GASEOUS CHLORIN
1660615 | SOUTH WALTON UTILITY COMPANY | 3 | WELL #3 (PITTMAN) | B | DISINFECT | B01 | DISINFECT/GASEOUS CHLORIN
1660615 | SOUTH WALTON UTILITY COMPANY | 2 | WELL #2 (SANDESTIN) | B | DISINFECT | B01 | DISINFECT/GASEOUS CHLORIN
1660643 | SUN & SAND MOTEL | 1 | DESTIN | B | DISINFECT | B02 | DISINFECT/HYPOCHLORIN
1660803 | MOSSY HEAD WATER WORKS INC. | 3 | HINOTE-WELL #3 | B | DISINFECT | B01 | DISINFECT/GASEOUS CHLORIN
1660803 | MOSSY HEAD WATER WORKS INC. | 1 | OFFICE-WELL #1 | B | DISINFECT | B01 | DISINFECT/GASEOUS CHLORIN
1660803 | MOSSY HEAD WATER WORKS INC. | 2 | NEW HARMONY- WELL #2 | B | DISINFECT | B01 | DISINFECT/GASEOUS CHLORIN
1662223 | CANO ESTATES SQUARE | 1 | PLANT #1 | B | DISINFECT | B02 | DISINFECT/HYPOCHLORIN
1664019 | NORTH BAY WATER SYSTEM | 3 | NORTHBAY WELL | B | DISINFECT | B01 | DISINFECT/GASEOUS CHLORIN
1664034 | WHITE CLIFFS CONDOMINIUM | 1 | PLANT #1 | B | DISINFECT | B01 | DISINFECT/GASEOUS CHLORIN
1664046 | MAGNOLIA TRACE | 1 | SAME | B | DISINFECT | B02 | DISINFECT/HYPOCHLORIN
1664056 | NORTH JUNIPER LAKE WATER SYSTE | 2 | WELL #2 | B | DISINFECT | B02 | DISINFECT/HYPOCHLORIN
1664058 | EGLIN SITE C-6 (RADAR) | 1 | PLANT FOR WELLS 31 & 32 | B | DISINFECT | B02 | DISINFECT/HYPOCHLORIN
1664063 | TWIN LAKES RESORT (HOLLEY-KING LAKES) | 1 | WELL #1 | B | DISINFECT | B02 | DISINFECT/HYPOCHLORIN
1664064 | BLACK CREEK ESTATES W/S | 1 | SADLER CIRCLE | A | NO TRTMT | A | NO TRTMT
1664073 | COPE CENTER O INC-OUTPATIENT | 1 | PLANT 1 | B | DISINFECT | B02 | DISINFECT/HYPOCHLORIN
1664092 | COTTON'S LANDING (AKA SIMPLER'S) | 1 | WELL 1 | B | DISINFECT | B02 | DISINFECT/HYPOCHLORIN
1664104 | RED BAY MARKET | 1 | PLANT 1 | B | DISINFECT | B02 | DISINFECT/HYPOCHLORIN
1664109 | WALTON CO. DISTRICT 2&3 MAINTENANCE YARD | 1 | SODIUM HYPOCHLORITE | B | DISINFECT | B02 | DISINFECT/HYPOCHLORIN
1664112 | MORRISON SPRINGS PARK | 1 | WELL 1 | B | DISINFECT | B02 | DISINFECT/HYPOCHLORIN
1670098 | C. F. MILLER WAYSIDE PARK | 1 |  | B | DISINFECT | B02 | DISINFECT/HYPOCHLORIN
1670119 | CARYVILLE TOWN OF | 3 | WELL 4 (OLD BONIFAY RD) | B | DISINFECT | B01 | DISINFECT/GASEOUS CHLORIN
1670119 | CARYVILLE TOWN OF | 3 | WELL 4 (OLD BONIFAY RD) | B | DISINFECT | B02 | DISINFECT/HYPOCHLORIN
1670135 | CHIPLEY CITY OF | 1 | CHIPLEY INDUSTRIAL PARK | B | DISINFECT | B02 | DISINFECT/HYPOCHLORIN
1670257 | FALLING WATERS STATE PARK | 1 | PICNIC AREA WELL | B | DISINFECT | B02 | DISINFECT/HYPOCHLORIN
1670257 | FALLING WATERS STATE PARK | 2 | CAMPING AREA WELL | B | DISINFECT | B02 | DISINFECT/HYPOCHLORIN
1670531 | PINE LOG STATE FOREST (SAND POND) | 1 | PINE LOG RECREATION AREA | B | DISINFECT | B02 | DISINFECT/HYPOCHLORIN
1670647 | SUNNY HILLS UTILITY COMPANY | 1 | PLANT 1 | B | DISINFECT | B02 | DISINFECT/HYPOCHLORIN
1670647 | SUNNY HILLS UTILITY COMPANY | 4 | PLANT #2 | B | DISINFECT | B02 | DISINFECT/HYPOCHLORIN
1670647 | SUNNY HILLS UTILITY COMPANY | 1 | PLANT 1 | G | IRON REMOVAL | G10 | IRON RMVL/COAGULATION
1670647 | SUNNY HILLS UTILITY COMPANY | 4 | PLANT #2 | G | IRON REMOVAL | G10 | IRON RMVL/COAGULATION
1670710 | VERNON CITY OF | 1 | PLANT NO. 1 | B | DISINFECT | B02 | DISINFECT/HYPOCHLORIN
1670710 | VERNON CITY OF | 2 | PLANT FOR WELL 3 | B | DISINFECT | B02 | DISINFECT/HYPOCHLORIN
1670719 | WASHINGTON CO. KENNEL CLUB | 1 | PLANT #1 | B | DISINFECT | B02 | DISINFECT/HYPOCHLORIN
1670721 | WAUSAU TOWN OF | 1 | PLANT #2 (POSSUM PALACE) | B | DISINFECT | B02 | DISINFECT/HYPOCHLORIN
1670724 | GREENHEAD RAINBOW STORE | 1 | WELL#1 | B | DISINFECT | B02 | DISINFECT/HYPOCHLORIN
1670726 | ONE STOP SHOP | 1 | WELL #1 | B | DISINFECT | B02 | DISINFECT/HYPOCHLORIN
1670727 | EBRO MOTEL | 1 | PLANT #1 | B | DISINFECT | B02 | DISINFECT/HYPOCHLORIN
1670729 | QUICK STOP #2 (EBRO JIFFY) | 1 | PLANT #1 | B | DISINFECT | B02 | DISINFECT/HYPOCHLORIN
1670730 | ALL-IN-ONE CONVENIENCE STORE | 1 | WELL #1 | A | NO TRTMT | A | NO TRTMT
1670731 | GOD'S VINEYARD WORSHIP CENTER | 1 | PLANT #1 | B | DISINFECT | B02 | DISINFECT/HYPOCHLORIN
1670733 | NORTHWEST FLORIDA RECEPTION CENTER | 1 | PLANT 1 | B | DISINFECT | B02 | DISINFECT/HYPOCHLORIN
1670733 | NORTHWEST FLORIDA RECEPTION CENTER | 1 | PLANT 1 | B | DISINFECT | B01 | DISINFECT/GASEOUS CHLORIN
1670734 | GOODMAN'S MIMI PLAZA | 1 | WELL #1 | B | DISINFECT | B01 | DISINFECT/GASEOUS CHLORIN
1670746 | ST. JOSEPH COMMUNITY PARK | 1 | PLANT #1 | B | DISINFECT | B02 | DISINFECT/HYPOCHLORIN
1670751 | DOGWOOD ACRES | 1 | PLANT #1 | B | DISINFECT | B02 | DISINFECT/HYPOCHLORIN
1670753 | CAMPBELL PARK | 1 | PLANT #1 | B | DISINFECT | B02 | DISINFECT/HYPOCHLORIN
1670754 | ORANGE HILL COMMUNITY CENTER | 2 | ORANGE HILL | B | DISINFECT | B02 | DISINFECT/HYPOCHLORIN
1670756 | LEWIS BEAR DISTRIBUTION CENTER | 1 | HYPOCHLORITE TREATMENT | B | DISINFECT | B02 | DISINFECT/HYPOCHLORIN
1670756 | LEWIS BEAR DISTRIBUTION CENTER | 1 | HYPOCHLORITE TREATMENT | F | ORGN-RMVL | F23 | ORGN-RMVL/GAC ADDITION
2010017 | ALACHUA WTP | 1 | ALACHUA WTP | B | DISINFECT | B02 | DISINFECT/HYPOCHLORIN
2010017 | ALACHUA WTP | 1 | ALACHUA WTP | Z | OTHER | Z27 | OTHER/FLUORIDATION
2010041 | ARREDONDO ESTATES | 1 | ARREDONDO ESTATES | B | DISINFECT | B02 | DISINFECT/HYPOCHLORIN
2010042 | PALMS OF ARCHER | 1 | PALMS OF ARCHER WTP | B | DISINFECT | B02 | DISINFECT/HYPOCHLORIN
2010042 | PALMS OF ARCHER | 1 | PALMS OF ARCHER WTP | H | SOFTENING | H25 | SOFTENING/ION EXCHANGE
2010199 | ARCHER WATER SYSTEM | 1 | WTP #1 | B | DISINFECT | B02 | DISINFECT/HYPOCHLORIN
2010199 | ARCHER WATER SYSTEM | 2 | WTP #2 | B | DISINFECT | B02 | DISINFECT/HYPOCHLORIN
2010199 | ARCHER WATER SYSTEM | 3 | WTP #3 | B | DISINFECT | B02 | DISINFECT/HYPOCHLORIN
2010199 | ARCHER WATER SYSTEM | 1 | WTP #1 | G | IRON REMOVAL | G18 | IRON RMVL/SEQUESTATION
2010199 | ARCHER WATER SYSTEM | 2 | WTP #2 | G | IRON REMOVAL | G18 | IRON RMVL/SEQUESTATION
2010201 | HIGH SPRINGS WTP | 1 | HIGH SPRINGS WTP | B | DISINFECT | B02 | DISINFECT/HYPOCHLORIN
2010201 | HIGH SPRINGS WTP | 1 | HIGH SPRINGS WTP | G | IRON REMOVAL | G18 | IRON RMVL/SEQUESTATION
2010201 | HIGH SPRINGS WTP | 1 | HIGH SPRINGS WTP | P | DISINF BY-PROD CONTRO | P32 | DISINF BY-PROD CONTRO/PEROXIDE
2010207 | NEWBERRY WTP | 1 | PLANT # 1 | B | DISINFECT | B02 | DISINFECT/HYPOCHLORIN
2010207 | NEWBERRY WTP | 3 | PLANT # 2 | B | DISINFECT | B02 | DISINFECT/HYPOCHLORIN
2010212 | WALDO WTP | 1 | WALDO | B | DISINFECT | B02 | DISINFECT/HYPOCHLORIN
2010212 | WALDO WTP | 1 | WALDO | D | CORROSION CONTROL | D18 | CORR-CTRL/SEQUESTATION
2010264 | MICANOPY INN | 1 | MICANOPY | B | DISINFECT | B02 | DISINFECT/HYPOCHLORIN
2010331 | FARNSWORTH ESTATES #1 | 1 | FARNSWORTH ESTATES #1 WTP | B | DISINFECT | B02 | DISINFECT/HYPOCHLORIN
2010377 | FLORIDA CITRUS CENTER # 95 | 1 | FLORIDA WELCOME STATION | B | DISINFECT | B02 | DISINFECT/HYPOCHLORIN
2010406 | NHRA AUTO PLUS RACEWAY | 2 | PLANT # 2- GAINESVILLE RACEWA | B | DISINFECT | B02 | DISINFECT/HYPOCHLORIN
2010410 | PHOENIX COMMERCIAL PARK | 1 | PHOENIX COMMERCIAL PARK WTP | B | DISINFECT | B02 | DISINFECT/HYPOCHLORIN
2010410 | PHOENIX COMMERCIAL PARK | 1 | PHOENIX COMMERCIAL PARK WTP | E | TASTE-ODOR CONTROL | E20 | T-O CTRL/AERATION
2010422 | GLYNWOOD TRAILER PARK | 1 |  | B | DISINFECT | B02 | DISINFECT/HYPOCHLORIN
2010477 | HAWTHORNE WTP | 3 | PLANT #3 (RAILROAD) | B | DISINFECT | B02 | DISINFECT/HYPOCHLORIN
2010477 | HAWTHORNE WTP | 2 | PLANT #2 (BLUE TOWER) | B | DISINFECT | B02 | DISINFECT/HYPOCHLORIN
2010477 | HAWTHORNE WTP | 2 | PLANT #2 (BLUE TOWER) | G | IRON REMOVAL | G18 | IRON RMVL/SEQUESTATION
2010477 | HAWTHORNE WTP | 3 | PLANT #3 (RAILROAD) | G | IRON REMOVAL | G18 | IRON RMVL/SEQUESTATION
2010591 | LOCHLOOSA HARBOR RV PARK | 1 | LOCHLOOSA HARBOR RVP | B | DISINFECT | B02 | DISINFECT/HYPOCHLORIN
2010612 | GATOR WATERWORKS WATER SYSTEM | 1 | GATOR WATERWORKS | B | DISINFECT | B02 | DISINFECT/HYPOCHLORIN
2010622 | KULAQUA YOUTH CAMP | 4 | MAIN RECREAT AREA | B | DISINFECT | B02 | DISINFECT/HYPOCHLORIN
2010622 | KULAQUA YOUTH CAMP | 5 | RIVER RANCH & POOL AREA | B | DISINFECT | B02 | DISINFECT/HYPOCHLORIN
2010622 | KULAQUA YOUTH CAMP | 3 | OLDER CABIN AREA | B | DISINFECT | B02 | DISINFECT/HYPOCHLORIN
2010622 | KULAQUA YOUTH CAMP | 2 | NEWER CABIN AREA | B | DISINFECT | B02 | DISINFECT/HYPOCHLORIN
2010622 | KULAQUA YOUTH CAMP | 6 | LODGES (WOODLAND) | B | DISINFECT | B02 | DISINFECT/HYPOCHLORIN
2010625 | LAKE ALTO ESTATES MHP | 1 | LAKE ALTO ESTATES WTP | B | DISINFECT | B02 | DISINFECT/HYPOCHLORIN
2010642 | UF-LAKE WAUBURG | 1 | NORTH PLANT | B | DISINFECT | B02 | DISINFECT/HYPOCHLORIN
2010642 | UF-LAKE WAUBURG | 2 | SOUTH PLANT | B | DISINFECT | B02 | DISINFECT/HYPOCHLORIN
2010680 | LOCHLOOSA SPRINGS FISH CAMP | 1 | LOCHLOOSA | B | DISINFECT | B02 | DISINFECT/HYPOCHLORIN
2010749 | MICANOPY WATER SYSTEM | 1 | MICANOPY | B | DISINFECT | B02 | DISINFECT/HYPOCHLORIN
2010749 | MICANOPY WATER SYSTEM | 1 | MICANOPY | D | CORROSION CONTROL | D18 | CORR-CTRL/SEQUESTATION
2010786 | MOTEL TABOR | 1 |  | B | DISINFECT | B02 | DISINFECT/HYPOCHLORIN
2010802 | POWERS PARK | 1 | POWER PARK/ NEWMANN LAKE | B | DISINFECT | B02 | DISINFECT/HYPOCHLORIN
2010837 | HIGH SPRINGS CAMPGROUND | 1 | HIGH SPRINGS CAMPGROUND | B | DISINFECT | B02 | DISINFECT/HYPOCHLORIN
2010878 | PAYNES PRAIRIE PRESERVE STATE PARK | 3 | CAMPGROUND | B | DISINFECT | B02 | DISINFECT/HYPOCHLORIN
2010878 | PAYNES PRAIRIE PRESERVE STATE PARK | 6 | VISITOR'S CENTER | B | DISINFECT | B02 | DISINFECT/HYPOCHLORIN
2010934 | RAWLINGS PARK | 1 | RAWLINGS PARK | B | DISINFECT | B02 | DISINFECT/HYPOCHLORIN
2010946 | GRU - MURPHREE WTP | 1 | MURPHREE WTP | B | DISINFECT | B01 | DISINFECT/GASEOUS CHLORIN
2010946 | GRU - MURPHREE WTP | 1 | MURPHREE WTP | C | PARTICLE REMOVAL | C14 | PART-RMVL/RAPID SAND FIL
2010946 | GRU - MURPHREE WTP | 1 | MURPHREE WTP | H | SOFTENING | H24 | SOFTENING/LIME-SODA
2010946 | GRU - MURPHREE WTP | 1 | MURPHREE WTP | Z | OTHER | Z27 | OTHER/FLUORIDATION
2011006 | SANTA FE HILLS SUBDIVISION | 1 | SANTE FE HILLS S/D | B | DISINFECT | B02 | DISINFECT/HYPOCHLORIN
2011006 | SANTA FE HILLS SUBDIVISION | 1 | SANTE FE HILLS S/D | D | CORROSION CONTROL | D18 | CORR-CTRL/SEQUESTATION
2011118 | CAFE RISQUE | 1 | CAFE RISQUE | B | DISINFECT | B02 | DISINFECT/HYPOCHLORIN
2011171 | FARNSWORTH ESTATES #4 | 1 | FARNSWORTH #4 TIOGA HIEGHTS | B | DISINFECT | B02 | DISINFECT/HYPOCHLORIN
2011196 | TWIN LAKE FISH CAMP | 1 |  | B | DISINFECT | B02 | DISINFECT/HYPOCHLORIN
2011251 | WESTGATE MANOR MHP | 1 | WELL 1/ PLANT 1 | B | DISINFECT | B02 | DISINFECT/HYPOCHLORIN
2011251 | WESTGATE MANOR MHP | 2 | WELLS 3 & 4 / PLANT 2 | B | DISINFECT | B02 | DISINFECT/HYPOCHLORIN
2011251 | WESTGATE MANOR MHP | 2 | WELLS 3 & 4 / PLANT 2 | G | IRON REMOVAL | G36 | IRON RMVL/CORROSION INHIB
2011286 | YEARLING RESTAURANT | 1 | YEARLING RESTAURANT WTP | B | DISINFECT | B02 | DISINFECT/HYPOCHLORIN
2011357 | WALDO FARMERS AND FLEA MARKET | 1 | EAST WTP (FRONT) | B | DISINFECT | B02 | DISINFECT/HYPOCHLORIN
2011357 | WALDO FARMERS AND FLEA MARKET | 2 | WEST WTP | B | DISINFECT | B02 | DISINFECT/HYPOCHLORIN
2011357 | WALDO FARMERS AND FLEA MARKET | 3 | EAST WTP (REAR) | B | DISINFECT | B02 | DISINFECT/HYPOCHLORIN
2011358 | CLEVINGER'S LAKEVIEW BEACH | 1 | EARLTON | B | DISINFECT | B02 | DISINFECT/HYPOCHLORIN
2011360 | TRAVELERS CAMPGROUND | 1 | POOL WTP (PLANT #1) | B | DISINFECT | B02 | DISINFECT/HYPOCHLORIN
2011360 | TRAVELERS CAMPGROUND | 2 | NW WTP (PLANT #2) | B | DISINFECT | B02 | DISINFECT/HYPOCHLORIN
2011360 | TRAVELERS CAMPGROUND | 3 | SHOWERS WTP (PLANT #3) | B | DISINFECT | B02 | DISINFECT/HYPOCHLORIN
2011360 | TRAVELERS CAMPGROUND | 1 | POOL WTP (PLANT #1) | E | TASTE-ODOR CONTROL | E20 | T-O CTRL/AERATION
2014159 | AUSTIN CARY FOREST - UF | 1 | AUSTIN CARY FOREST - UF | B | DISINFECT | B02 | DISINFECT/HYPOCHLORIN
2014160 | ALACHUA COUNTY AG. & EQUESTRIAN CENTER | 1 | CANTERBURY EQUESTRIAN SHOWPLAC | B | DISINFECT | B02 | DISINFECT/HYPOCHLORIN
2014161 | DIAMOND SPORTS ACTIVITY CENTER | 1 | DIAMOND SPORT PARK | B | DISINFECT | B02 | DISINFECT/HYPOCHLORIN
2014164 | UF-CENTER FOR AQUATIC WEEDS | 1 | UF - CENTER FOR AQUATIC WEEDS | B | DISINFECT | B02 | DISINFECT/HYPOCHLORIN
2014166 | POE SPRINGS PARK | 1 | POE SPRINGS PARK | B | DISINFECT | B02 | DISINFECT/HYPOCHLORIN
2014167 | GREENFIELD PRESCHOOL | 1 | A STEP AHEAD ENRICHMENT CENTE | B | DISINFECT | B02 | DISINFECT/HYPOCHLORIN
2014172 | CHRISTIAN LIFE FELLOWSHIP | 1 | CHRISTIAN LIFE FELLOWSHIP | B | DISINFECT | B02 | DISINFECT/HYPOCHLORIN
2014174 | AMOCO MICANOPY | 2 |  | B | DISINFECT | B02 | DISINFECT/HYPOCHLORIN
2014175 | PARADISE STORE #2 | 1 | PARADISE STORE #2 | B | DISINFECT | B02 | DISINFECT/HYPOCHLORIN
2014177 | CIRCLE K # 3914 | 1 | CIRCLE K # 3914 | B | DISINFECT | B02 | DISINFECT/HYPOCHLORIN
2014180 | COPELAND PARK | 1 | COPELAND PARK | B | DISINFECT | B02 | DISINFECT/HYPOCHLORIN
2014182 | MUGSHOTS | 1 | OASIS LOUNGE WTP | B | DISINFECT | B02 | DISINFECT/HYPOCHLORIN
2014185 | BOBBY'S HIDEAWAY | 1 |  | B | DISINFECT | B02 | DISINFECT/HYPOCHLORIN
2014196 | CROSS CREEK MHP | 1 | CROSS CREEK MHP | B | DISINFECT | B02 | DISINFECT/HYPOCHLORIN
2014199 | FAST TRACK FOOD #329 CR222 | 1 |  | B | DISINFECT | B02 | DISINFECT/HYPOCHLORIN
2014200 | ARCHER COUNTRY STORE | 1 | LEWIS OIL # 9 | B | DISINFECT | B02 | DISINFECT/HYPOCHLORIN
2014201 | SPARKY'S PIZZA | 1 |  | B | DISINFECT | B02 | DISINFECT/HYPOCHLORIN
2014202 | CIRCLE K #6058 | 1 | CIRCLE K # 6058 | B | DISINFECT | B02 | DISINFECT/HYPOCHLORIN
2014203 | ALACHUA LEARNING CENTER | 1 | ALACHUA LEARNING CENTER WTP | B | DISINFECT | B02 | DISINFECT/HYPOCHLORIN
2014204 | ACORN CLINIC | 1 | ACORN CLINIC WTP | B | DISINFECT | B02 | DISINFECT/HYPOCHLORIN
2014206 | ORANGE HEIGHTS SHELL | 1 | SUNSHINE FOOD MART # 128 | B | DISINFECT | B02 | DISINFECT/HYPOCHLORIN
2014206 | ORANGE HEIGHTS SHELL | 1 | SUNSHINE FOOD MART # 128 | E | TASTE-ODOR CONTROL | E20 | T-O CTRL/AERATION
2014207 | DUDLEY FARM HISTORIC STATE PARK | 1 | DUDLEY FARM HISTOR. STATE PARK | B | DISINFECT | B02 | DISINFECT/HYPOCHLORIN
2014209 | CHRISTIAN LIFE WORLD ACADEMY | 1 | WTP | B | DISINFECT | B02 | DISINFECT/HYPOCHLORIN
2014211 | LOCHLOOSA PARK | 1 | LAKE LOCHLOOSA PARK | B | DISINFECT | B02 | DISINFECT/HYPOCHLORIN
2014214 | USGS-WETLAND & AQUATIC RESEARCH CENTER | 1 | USGS- FL INTEGRATED SCIENCE CE | B | DISINFECT | B02 | DISINFECT/HYPOCHLORIN
2014214 | USGS-WETLAND & AQUATIC RESEARCH CENTER | 1 | USGS- FL INTEGRATED SCIENCE CE | H | SOFTENING | H25 | SOFTENING/ION EXCHANGE
2014215 | WINDSOR BAPTIST CHURCH & ACADEMY | 1 | WINDSOR BAPTIST CHURCH & ACADE | B | DISINFECT | B02 | DISINFECT/HYPOCHLORIN
2014216 | OWENS-ILLINOIS PARK | 1 | OWEN-ILLINOIS PARK | B | DISINFECT | B02 | DISINFECT/HYPOCHLORIN
2014217 | MONTEOCHA PARK | 1 | MONTEOCHA PARK | B | DISINFECT | B02 | DISINFECT/HYPOCHLORIN
2014218 | ISKCON OF ALACHUA COUNTY INC | 1 | ISKCON TEMPLE OF ALACHUA | B | DISINFECT | B02 | DISINFECT/HYPOCHLORIN
2014219 | FOREST GROVE BAPTIST CHURCH | 1 | FOREST GROVE BAPTIST CHURCH | B | DISINFECT | B02 | DISINFECT/HYPOCHLORIN
2014220 | CHAMPIONS PARK | 1 | NATIONS PARK | B | DISINFECT | B02 | DISINFECT/HYPOCHLORIN
2014222 | GREATER BELL UNITED METHODIST CHURCH | 1 | GREATER BELL METHOD. CHURCH | B | DISINFECT | B02 | DISINFECT/HYPOCHLORIN
2014223 | DEERHAVEN RENEWABLE | 1 | DEERHAVEN RENEWABLE | B | DISINFECT | B02 | DISINFECT/HYPOCHLORIN
2014223 | DEERHAVEN RENEWABLE | 1 | DEERHAVEN RENEWABLE | Z | OTHER | Z23 | OTHER/GAC ADDITION
2014223 | DEERHAVEN RENEWABLE | 1 | DEERHAVEN RENEWABLE | Z | OTHER | Z15 | OTHER/PRESS SAND FILT
2014224 | STOP & SHOP #5 | 1 | STOP & SHOP #5 | B | DISINFECT | B02 | DISINFECT/HYPOCHLORIN
2014225 | ISLAND GROVE WINE COMPANY TASTING HOUSE | 1 | ISLAND GROVE WINE | B | DISINFECT | B02 | DISINFECT/HYPOCHLORIN
2014226 | LHS 360 INNOVATION CAMPUS | 1 | LHS 360 | B | DISINFECT | B02 | DISINFECT/HYPOCHLORIN
2014228 | ORANGE HEIGHTS BAPTIST CHURCH | 1 | PLANT NO. 1 | B | DISINFECT | B02 | DISINFECT/HYPOCHLORIN
2014229 | GAINESVILLE AREA ROWING WTP | 1 | GAINESVILLE AREA ROWING | B | DISINFECT | B02 | DISINFECT/HYPOCHLORIN
2014231 | SAN FELASCO NURSERIES | 1 | SAN FELASCO NURSERIES | B | DISINFECT | B02 | DISINFECT/HYPOCHLORIN
2014232 | DOLLAR GENERAL LACROSSE SR 121 | 1 | DG LACROSSE | B | DISINFECT | B02 | DISINFECT/HYPOCHLORIN
2020204 | MACCLENNY WTP | 1 | MACCLENNY | B | DISINFECT | B02 | DISINFECT/HYPOCHLORIN
2020204 | MACCLENNY WTP | 3 | ENTERPRISE EAST | B | DISINFECT | B02 | DISINFECT/HYPOCHLORIN
2020204 | MACCLENNY WTP | 4 | MACCLENNY S/D II WTP | B | DISINFECT | B02 | DISINFECT/HYPOCHLORIN
2020204 | MACCLENNY WTP | 1 | MACCLENNY | D | CORROSION CONTROL | D18 | CORR-CTRL/SEQUESTATION
2020204 | MACCLENNY WTP | 3 | ENTERPRISE EAST | E | TASTE-ODOR CONTROL | E20 | T-O CTRL/AERATION
2020204 | MACCLENNY WTP | 1 | MACCLENNY | E | TASTE-ODOR CONTROL | E20 | T-O CTRL/AERATION
2020204 | MACCLENNY WTP | 4 | MACCLENNY S/D II WTP | E | TASTE-ODOR CONTROL | E20 | T-O CTRL/AERATION
2020361 | OLUSTEE BATTLEFIELD MEMORIAL | 1 | OLUSTEE BATTLEFIELD WTP | B | DISINFECT | B02 | DISINFECT/HYPOCHLORIN
2020532 | DOT I-10 WESTBOUND REST AREA | 1 | BAKER FDOT I-10W REST AREA | B | DISINFECT | B02 | DISINFECT/HYPOCHLORIN
2020532 | DOT I-10 WESTBOUND REST AREA | 1 | BAKER FDOT I-10W REST AREA | Z | OTHER | Z20 | OTHER/AERATION
2020815 | NORTHEAST FLORIDA STATE HOSPITAL | 1 | N.E. FLA. STATE HOSPITAL | B | DISINFECT | B01 | DISINFECT/GASEOUS CHLORIN
2020815 | NORTHEAST FLORIDA STATE HOSPITAL | 1 | N.E. FLA. STATE HOSPITAL | E | TASTE-ODOR CONTROL | E20 | T-O CTRL/AERATION
2020844 | OLUSTEE BEACH | 1 | OLUSTEE BEACH | B | DISINFECT | B02 | DISINFECT/HYPOCHLORIN
2021116 | STUCKEYS | 1 | MACCLENNY | B | DISINFECT | B02 | DISINFECT/HYPOCHLORIN
2021187 | OAK BLUFF MHP | 1 | OAK BLUFF MHP | B | DISINFECT | B02 | DISINFECT/HYPOCHLORIN
2021272 | INSTEEL WIRE PRODUCTS | 1 | INSTEEL WIRE PRODUCTS | B | DISINFECT | B02 | DISINFECT/HYPOCHLORIN
2021272 | INSTEEL WIRE PRODUCTS | 1 | INSTEEL WIRE PRODUCTS | E | TASTE-ODOR CONTROL | E20 | T-O CTRL/AERATION
2021356 | BAKER COUNTY C. I. | 1 | BAKER COUNTY C.I. | B | DISINFECT | B01 | DISINFECT/GASEOUS CHLORIN
2021356 | BAKER COUNTY C. I. | 1 | BAKER COUNTY C.I. | D | CORROSION CONTROL | D18 | CORR-CTRL/SEQUESTATION
2021356 | BAKER COUNTY C. I. | 1 | BAKER COUNTY C.I. | E | TASTE-ODOR CONTROL | E20 | T-O CTRL/AERATION
2021375 | OCEAN POND CAMPGROUND | 1 | OCEAN POND CAMPGROUND | B | DISINFECT | B02 | DISINFECT/HYPOCHLORIN
2024879 | OLUSTEE DISTRICT RANGER STATION | 1 | OLUSTEE DISTRICT RANGER STATIO | B | DISINFECT | B02 | DISINFECT/HYPOCHLORIN
2024880 | FLORIDA GATEWAY COLLEGE | 1 | FLORIDA GATEWAY COLLEGE | B | DISINFECT | B02 | DISINFECT/HYPOCHLORIN
2024884 | TAYLOR CHURCH | 1 | TAYLOR CHURCH | B | DISINFECT | B02 | DISINFECT/HYPOCHLORIN
2024885 | CHEMOURS MAXVILLE MINES | 1 | DUPONT - MAXVILLE MINES | B | DISINFECT | B02 | DISINFECT/HYPOCHLORIN
2024888 | GLEN ST MARY 1ST BAPT. CHURCH | 2 |  | A | NO TRTMT | A | NO TRTMT
2024889 | 121 CLUB | 1 |  | B | DISINFECT | B02 | DISINFECT/HYPOCHLORIN
2024891 | CITGO GAS STATION (SANDERSON) | 1 | CITGO - SANDERSON | B | DISINFECT | B02 | DISINFECT/HYPOCHLORIN
2024893 | RIVER HEIGHTS MHP | 1 | RIVER HEIGHTS MHP | B | DISINFECT | B02 | DISINFECT/HYPOCHLORIN
2024893 | RIVER HEIGHTS MHP | 1 | RIVER HEIGHTS MHP | G | IRON REMOVAL | G18 | IRON RMVL/SEQUESTATION
2024894 | SANDERSON PIPE CORPORATION | 1 | SANDERSON PIPE CORPORATION | B | DISINFECT | B02 | DISINFECT/HYPOCHLORIN
2024894 | SANDERSON PIPE CORPORATION | 1 | SANDERSON PIPE CORPORATION | E | TASTE-ODOR CONTROL | E20 | T-O CTRL/AERATION
2024894 | SANDERSON PIPE CORPORATION | 1 | SANDERSON PIPE CORPORATION | G | IRON REMOVAL | G23 | IRON RMVL/GAC ADDITION
2024898 | OLUSTEE DEPOT | 1 | OLUSTEE DEPOT | B | DISINFECT | B02 | DISINFECT/HYPOCHLORIN
2024902 | GLEN ST. MARY WATER SYSTEM | 1 | GLEN ST. MARY WATER SYSTEM | B | DISINFECT | B02 | DISINFECT/HYPOCHLORIN
2024902 | GLEN ST. MARY WATER SYSTEM | 1 | GLEN ST. MARY WATER SYSTEM | E | TASTE-ODOR CONTROL | E20 | T-O CTRL/AERATION
2024903 | A H SANDERSON | 1 | A H SANDERSON | B | DISINFECT | B02 | DISINFECT/HYPOCHLORIN
2024903 | A H SANDERSON | 1 | A H SANDERSON | E | TASTE-ODOR CONTROL | E20 | T-O CTRL/AERATION
2024905 | DOLLAR GENERAL #18761 | 1 | PLANT NO. 1 | B | DISINFECT | B02 | DISINFECT/HYPOCHLORIN
2024906 | DOLLAR GENERAL - GLEN ST. MARY | 1 | PLANT NO. 1 | B | DISINFECT | B02 | DISINFECT/HYPOCHLORIN
2040113 | BROOKER WATER DEPARTMENT | 1 | BROOKER | B | DISINFECT | B02 | DISINFECT/HYPOCHLORIN
2040113 | BROOKER WATER DEPARTMENT | 1 | BROOKER | G | IRON REMOVAL | G36 | IRON RMVL/CORROSION INHIB
2040159 | MONTGOMERY PRESBYTERIAN CENTER | 1 | MONTGOMERY PRESBYTERIAN CENTER | B | DISINFECT | B02 | DISINFECT/HYPOCHLORIN
2040211 | STARKE WTP | 1 | WATER TOWER | B | DISINFECT | B02 | DISINFECT/HYPOCHLORIN
2040211 | STARKE WTP | 2 | SW PLANT | B | DISINFECT | B02 | DISINFECT/HYPOCHLORIN
2040211 | STARKE WTP | 1 | WATER TOWER | E | TASTE-ODOR CONTROL | E20 | T-O CTRL/AERATION
2040211 | STARKE WTP | 2 | SW PLANT | E | TASTE-ODOR CONTROL | E20 | T-O CTRL/AERATION
2040211 | STARKE WTP | 2 | SW PLANT | Z | OTHER | Z27 | OTHER/FLUORIDATION
2040211 | STARKE WTP | 1 | WATER TOWER | Z | OTHER | Z27 | OTHER/FLUORIDATION
2040372 | FLORIDA STATE PRISON | 1 | FLORIDA STATE PRISON | B | DISINFECT | B01 | DISINFECT/GASEOUS CHLORIN
2040372 | FLORIDA STATE PRISON | 1 | FLORIDA STATE PRISON | E | TASTE-ODOR CONTROL | E20 | T-O CTRL/AERATION
2040456 | HAMPTON WATER SYSTEM | 1 | HAMPTON | B | DISINFECT | B02 | DISINFECT/HYPOCHLORIN
2040648 | LAWTEY WTP | 1 | LAWTEY WTP | B | DISINFECT | B01 | DISINFECT/GASEOUS CHLORIN
2040648 | LAWTEY WTP | 1 | LAWTEY WTP | E | TASTE-ODOR CONTROL | E20 | T-O CTRL/AERATION
2040793 | DARLING INGREDIENTS | 1 | GRIFFIN INDUSTRIES INC. | B | DISINFECT | B02 | DISINFECT/HYPOCHLORIN
2040793 | DARLING INGREDIENTS | 1 | GRIFFIN INDUSTRIES INC. | C | PARTICLE REMOVAL | C29 | PART-RMVL/CARTRIDGE FILTR
2040793 | DARLING INGREDIENTS | 1 | GRIFFIN INDUSTRIES INC. | E | TASTE-ODOR CONTROL | E20 | T-O CTRL/AERATION
2040843 | OLIN'S MOBILE HOME PARK | 1 | OLIN'S MHP WTP | B | DISINFECT | B02 | DISINFECT/HYPOCHLORIN
2040952 | KEYSTONE INN FAMILY RESTAURANT | 1 | KEYSTONE INN WTP | B | DISINFECT | B02 | DISINFECT/HYPOCHLORIN
2041320 | GENEVA LAKE ESTATES | 1 | GENEVA LAKE ESTATES WTP | B | DISINFECT | B02 | DISINFECT/HYPOCHLORIN
2041320 | GENEVA LAKE ESTATES | 1 | GENEVA LAKE ESTATES WTP | G | IRON REMOVAL | G18 | IRON RMVL/SEQUESTATION
2041413 | MIDWAY CENTER | 2 | RAY'S ELECTRIC | B | DISINFECT | B02 | DISINFECT/HYPOCHLORIN
2041418 | CIRCLE K #2356 | 1 | # 2356 WTP | B | DISINFECT | B02 | DISINFECT/HYPOCHLORIN
2041420 | CIRCLE K #2427 | 1 | CIRCLE K #2427 WTP | B | DISINFECT | B02 | DISINFECT/HYPOCHLORIN
2041424 | PINE LEVEL BAPTIST CHURCH | 1 | PINE LEVEL BAPTIST CHURCH WTP | B | DISINFECT | B02 | DISINFECT/HYPOCHLORIN
2041425 | MJM FOOD STORE | 1 | MJM FOOD STORE | B | DISINFECT | B02 | DISINFECT/HYPOCHLORIN
2041425 | MJM FOOD STORE | 1 | MJM FOOD STORE | E | TASTE-ODOR CONTROL | E20 | T-O CTRL/AERATION
2041431 | TRINITY BAPTIST CHURCH | 1 | TRINITY BAPTIST CHURCH WTP | B | DISINFECT | B02 | DISINFECT/HYPOCHLORIN
2041433 | KEYSTONE UNITED METHODIST CHURCH | 1 | KEYSTONE UMC WTP | B | DISINFECT | B02 | DISINFECT/HYPOCHLORIN
2041437 | HOPE CHRISTIAN ACADEMY | 1 | HOPE BAPTIST CHURCH WTP | B | DISINFECT | B02 | DISINFECT/HYPOCHLORIN
2041440 | JALADEEP INC. | 1 | TONY'S FOOD MART WTP | B | DISINFECT | B02 | DISINFECT/HYPOCHLORIN
2041443 | MRK OF STARKE | 1 | WTP | B | DISINFECT | B02 | DISINFECT/HYPOCHLORIN
2041444 | PARTH FOOD MART | 1 | PARTH FOOD MART WTP | B | DISINFECT | B02 | DISINFECT/HYPOCHLORIN
2041444 | PARTH FOOD MART | 1 | PARTH FOOD MART WTP | G | IRON REMOVAL | G29 | IRON RMVL/CARTRIDGE FILTR
2041445 | ALLIGATOR CREEK STOP CAMP | 1 | ALLIGATOR CREEK STOP CAMP WTP | B | DISINFECT | B02 | DISINFECT/HYPOCHLORIN
2041446 | FAITH PRESBYTERIAN CHURCH | 1 | FAITH PRESBYTERIAN CHURCH WTP | B | DISINFECT | B02 | DISINFECT/HYPOCHLORIN
2041448 | NORTHSIDE BAPTIST CHURCH | 1 | NORTHSIDE BAPTIST CHURCH WTP | B | DISINFECT | B02 | DISINFECT/HYPOCHLORIN
2041450 | SNACK & GAS #8 | 1 | BP STATION AND DELI | B | DISINFECT | B02 | DISINFECT/HYPOCHLORIN
2100150 | CAMP BLANDING JOINT TRAINING CENTER | 4 | WELL 6 WTP (3890) | B | DISINFECT | B02 | DISINFECT/HYPOCHLORIN
2100150 | CAMP BLANDING JOINT TRAINING CENTER | 3 | WELL 5 WTP (5615) | B | DISINFECT | B02 | DISINFECT/HYPOCHLORIN
2100150 | CAMP BLANDING JOINT TRAINING CENTER | 1 | WELL 2 WTP (3290) | B | DISINFECT | B02 | DISINFECT/HYPOCHLORIN
2100150 | CAMP BLANDING JOINT TRAINING CENTER | 5 | WELL 12 WTP (4795) | B | DISINFECT | B02 | DISINFECT/HYPOCHLORIN
2100151 | CAMP CHOWENWAW | 3 | POOL | B | DISINFECT | B02 | DISINFECT/HYPOCHLORIN
2100151 | CAMP CHOWENWAW | 2 | KITCHEN | B | DISINFECT | B02 | DISINFECT/HYPOCHLORIN
2100151 | CAMP CHOWENWAW | 4 | ADAHI CABIN | B | DISINFECT | B02 | DISINFECT/HYPOCHLORIN
2100151 | CAMP CHOWENWAW | 1 | RANGER STATION | B | DISINFECT | B02 | DISINFECT/HYPOCHLORIN
2100151 | CAMP CHOWENWAW | 1 | RANGER STATION | E | TASTE-ODOR CONTROL | E20 | T-O CTRL/AERATION
2100151 | CAMP CHOWENWAW | 4 | ADAHI CABIN | E | TASTE-ODOR CONTROL | E20 | T-O CTRL/AERATION
2100151 | CAMP CHOWENWAW | 3 | POOL | E | TASTE-ODOR CONTROL | E20 | T-O CTRL/AERATION
2100151 | CAMP CHOWENWAW | 2 | KITCHEN | E | TASTE-ODOR CONTROL | E20 | T-O CTRL/AERATION
2100152 | CAMP CRYSTAL LAKE | 1 | CAMP CRYSTAL LAKE | B | DISINFECT | B02 | DISINFECT/HYPOCHLORIN
2100153 | CAMP ECHOCKOTEE | 1 | CAMP ECHOCKOTEE | B | DISINFECT | B02 | DISINFECT/HYPOCHLORIN
2100156 | CAMP IMMOKALEE | 1 | CAMP IMMOKALEE | B | DISINFECT | B02 | DISINFECT/HYPOCHLORIN
2100366 | FLORIDA REPTILE LAND | 1 | LAWTEY | B | DISINFECT | B02 | DISINFECT/HYPOCHLORIN
2100418 | WEST FRASER LUMBER MILL MAXVILLE | 1 | GILMAN BUILDING PRODUCTS WTP | B | DISINFECT | B02 | DISINFECT/HYPOCHLORIN
2100426 | GOLD HEAD BRANCH STATE PARK | 3 | MAIN WELL WTP | B | DISINFECT | B02 | DISINFECT/HYPOCHLORIN
2100426 | GOLD HEAD BRANCH STATE PARK | 2 | SAND HILL/TURKEY OAK CAMP AREA | B | DISINFECT | B02 | DISINFECT/HYPOCHLORIN
2100426 | GOLD HEAD BRANCH STATE PARK | 1 | OFFICE WTP | B | DISINFECT | B02 | DISINFECT/HYPOCHLORIN
2100437 | GREEN COVE SPRINGS WTP | 1 | HARBOR ROAD WTP | B | DISINFECT | B02 | DISINFECT/HYPOCHLORIN
2100437 | GREEN COVE SPRINGS WTP | 2 | REYNOLDS WTP (2101446) SR 16 E | B | DISINFECT | B02 | DISINFECT/HYPOCHLORIN
2100437 | GREEN COVE SPRINGS WTP | 2 | REYNOLDS WTP (2101446) SR 16 E | E | TASTE-ODOR CONTROL | E20 | T-O CTRL/AERATION
2100437 | GREEN COVE SPRINGS WTP | 1 | HARBOR ROAD WTP | E | TASTE-ODOR CONTROL | E20 | T-O CTRL/AERATION
2100610 | KEYSTONE POSTMASTER GRID | 2 | KEYSTONE CLUB ESTATES WTP | B | DISINFECT | B02 | DISINFECT/HYPOCHLORIN
2100610 | KEYSTONE POSTMASTER GRID | 1 | KEYSTONE HEIGHTS WTP | B | DISINFECT | B02 | DISINFECT/HYPOCHLORIN
2100610 | KEYSTONE POSTMASTER GRID | 3 | POSTMASTER VILLAGE | B | DISINFECT | B02 | DISINFECT/HYPOCHLORIN
2100610 | KEYSTONE POSTMASTER GRID | 3 | POSTMASTER VILLAGE | E | TASTE-ODOR CONTROL | E20 | T-O CTRL/AERATION
2100626 | LAKE ASBURY WTP | 1 | LAKE ASBURY WS - MEADOWLAKE | B | DISINFECT | B02 | DISINFECT/HYPOCHLORIN
2100626 | LAKE ASBURY WTP | 1 | LAKE ASBURY WS - MEADOWLAKE | E | TASTE-ODOR CONTROL | E20 | T-O CTRL/AERATION
2100636 | LAKE GENEVA MHP | 1 |  | B | DISINFECT | B02 | DISINFECT/HYPOCHLORIN
2100709 | ST. JOHNS LANDING | 1 | ST. JOHNS LANDING WTP | B | DISINFECT | B01 | DISINFECT/GASEOUS CHLORIN
2100741 | ORANGE PARK GRID | 9 | SPENCER'S CROSSING WTP | B | DISINFECT | B02 | DISINFECT/HYPOCHLORIN
2100741 | ORANGE PARK GRID | 10 | OAKLEAF PLANTATION WTP | B | DISINFECT | B02 | DISINFECT/HYPOCHLORIN
2100741 | ORANGE PARK GRID | 5 | GREENWOOD WTP | B | DISINFECT | B02 | DISINFECT/HYPOCHLORIN
2100741 | ORANGE PARK GRID | 6 | ORANGE PARK SOUTH WTP | B | DISINFECT | B02 | DISINFECT/HYPOCHLORIN
2100741 | ORANGE PARK GRID | 11 | MIDDLEBURG HS | B | DISINFECT | B02 | DISINFECT/HYPOCHLORIN
2100741 | ORANGE PARK GRID | 8 | OLD JENNINGS ROAD WTP | B | DISINFECT | B02 | DISINFECT/HYPOCHLORIN
2100741 | ORANGE PARK GRID | 1 | MEADOWBROOK WTP | B | DISINFECT | B02 | DISINFECT/HYPOCHLORIN
2100741 | ORANGE PARK GRID | 3 | RIDGECREST WTP | B | DISINFECT | B02 | DISINFECT/HYPOCHLORIN
2100741 | ORANGE PARK GRID | 4 | TANGLEWOOD WTP | B | DISINFECT | B02 | DISINFECT/HYPOCHLORIN
2100741 | ORANGE PARK GRID | 7 | RIDAUGHT LANDING WTP | B | DISINFECT | B02 | DISINFECT/HYPOCHLORIN
2100741 | ORANGE PARK GRID | 3 | RIDGECREST WTP | E | TASTE-ODOR CONTROL | E20 | T-O CTRL/AERATION
2100741 | ORANGE PARK GRID | 4 | TANGLEWOOD WTP | E | TASTE-ODOR CONTROL | E20 | T-O CTRL/AERATION
2100741 | ORANGE PARK GRID | 5 | GREENWOOD WTP | E | TASTE-ODOR CONTROL | E20 | T-O CTRL/AERATION
2100741 | ORANGE PARK GRID | 6 | ORANGE PARK SOUTH WTP | E | TASTE-ODOR CONTROL | E20 | T-O CTRL/AERATION
2100741 | ORANGE PARK GRID | 9 | SPENCER'S CROSSING WTP | E | TASTE-ODOR CONTROL | E20 | T-O CTRL/AERATION
2100741 | ORANGE PARK GRID | 11 | MIDDLEBURG HS | E | TASTE-ODOR CONTROL | E20 | T-O CTRL/AERATION
2100741 | ORANGE PARK GRID | 7 | RIDAUGHT LANDING WTP | E | TASTE-ODOR CONTROL | E20 | T-O CTRL/AERATION
2100741 | ORANGE PARK GRID | 8 | OLD JENNINGS ROAD WTP | E | TASTE-ODOR CONTROL | E20 | T-O CTRL/AERATION
2100741 | ORANGE PARK GRID | 10 | OAKLEAF PLANTATION WTP | E | TASTE-ODOR CONTROL | E20 | T-O CTRL/AERATION
2100741 | ORANGE PARK GRID | 1 | MEADOWBROOK WTP | E | TASTE-ODOR CONTROL | E20 | T-O CTRL/AERATION
2100801 | KINGSLEY COVE | 3 | NEW PLANT - SUBDIVISION | B | DISINFECT | B02 | DISINFECT/HYPOCHLORIN
2100845 | OMEGA PARK | 1 | OMEGA PARK WTP | B | DISINFECT | B02 | DISINFECT/HYPOCHLORIN
2100882 | PENNEY FARMS RETIREMENT COMMUNITY WTP | 1 | PENNEY RETIREMENT COMM INC. | B | DISINFECT | B02 | DISINFECT/HYPOCHLORIN
2100957 | RIO VISTA T | 1 |  | B | DISINFECT | B02 | DISINFECT/HYPOCHLORIN
2101019 | PENNEY FARMS WTP | 1 | TOWN OF PENNY FARMS WTP | B | DISINFECT | B02 | DISINFECT/HYPOCHLORIN
2101172 | ILUKA RESOURCES INC. | 1 | ILUKA RESOURCES WTP | B | DISINFECT | B02 | DISINFECT/HYPOCHLORIN
2101172 | ILUKA RESOURCES INC. | 1 | ILUKA RESOURCES WTP | E | TASTE-ODOR CONTROL | E20 | T-O CTRL/AERATION
2101182 | TOWN OF ORANGE PARK | 1 | ASH STREET WTP | B | DISINFECT | B02 | DISINFECT/HYPOCHLORIN
2101182 | TOWN OF ORANGE PARK | 2 | MILWAUKEE AVE WTP | B | DISINFECT | B02 | DISINFECT/HYPOCHLORIN
2101182 | TOWN OF ORANGE PARK | 2 | MILWAUKEE AVE WTP | E | TASTE-ODOR CONTROL | E20 | T-O CTRL/AERATION
2101182 | TOWN OF ORANGE PARK | 1 | ASH STREET WTP | E | TASTE-ODOR CONTROL | E20 | T-O CTRL/AERATION
2101201 | TNT LOUNGE & LIQUOR | 1 | TNT LOUNGE & LIQUOR | B | DISINFECT | B02 | DISINFECT/HYPOCHLORIN
2101201 | TNT LOUNGE & LIQUOR | 1 | TNT LOUNGE & LIQUOR | E | TASTE-ODOR CONTROL | E20 | T-O CTRL/AERATION
2101266 | WHITEYS FISH CAMP | 1 | WHITEYS FISH CAMP | B | DISINFECT | B02 | DISINFECT/HYPOCHLORIN
2104147 | RIDGECREST WTP | 1 |  | B | DISINFECT | B01 | DISINFECT/GASEOUS CHLORIN
2104147 | RIDGECREST WTP | 1 |  | E | TASTE-ODOR CONTROL | E01 | T-O CTRL/GASEOUS CHLORIN
2104147 | RIDGECREST WTP | 1 |  | E | TASTE-ODOR CONTROL | E20 | T-O CTRL/AERATION
2104159 | CLAY COUNTY FAIR GROUNDS | 1 | CLAY COUNTY FAIRGROUNDS WTP | B | DISINFECT | B02 | DISINFECT/HYPOCHLORIN
2104159 | CLAY COUNTY FAIR GROUNDS | 1 | CLAY COUNTY FAIRGROUNDS WTP | E | TASTE-ODOR CONTROL | E20 | T-O CTRL/AERATION
2104167 | POINT CONDOMINIUMS | 1 |  | B | DISINFECT | B02 | DISINFECT/HYPOCHLORIN
2104167 | POINT CONDOMINIUMS | 1 |  | E | TASTE-ODOR CONTROL | E20 | T-O CTRL/AERATION
2104179 | PALMS TRAILER PARK | 1 | PALM TRAILER PARK | B | DISINFECT | B01 | DISINFECT/GASEOUS CHLORIN
2104179 | PALMS TRAILER PARK | 1 | PALM TRAILER PARK | E | TASTE-ODOR CONTROL | E01 | T-O CTRL/GASEOUS CHLORIN
2104332 | RAVINES WTP | 1 | RAVINES WTP | B | DISINFECT | B02 | DISINFECT/HYPOCHLORIN
2104332 | RAVINES WTP | 1 | RAVINES WTP | E | TASTE-ODOR CONTROL | E20 | T-O CTRL/AERATION
2104333 | CLAY HILL ELEMENTARY SCHOOL | 1 | CLAY HILL ELEMENTARY SCHOOL | B | DISINFECT | B02 | DISINFECT/HYPOCHLORIN
2104333 | CLAY HILL ELEMENTARY SCHOOL | 1 | CLAY HILL ELEMENTARY SCHOOL | E | TASTE-ODOR CONTROL | E20 | T-O CTRL/AERATION
2104338 | KID'S KOUNTRY INC DCC | 1 | KID'S KOUNTRY INC DCC | B | DISINFECT | B02 | DISINFECT/HYPOCHLORIN
2104339 | ORANGE PARK SOUTH | 1 |  | B | DISINFECT | B01 | DISINFECT/GASEOUS CHLORIN
2104339 | ORANGE PARK SOUTH | 1 |  | E | TASTE-ODOR CONTROL | E20 | T-O CTRL/AERATION
2104341 | MIDDLEBURG VILLAGE CENTER | 1 |  | B | DISINFECT | B01 | DISINFECT/GASEOUS CHLORIN
2104341 | MIDDLEBURG VILLAGE CENTER | 1 |  | E | TASTE-ODOR CONTROL | E20 | T-O CTRL/AERATION
2104342 | LEAPS & BOUNDS DAY CARE | 1 | LEAPS BOUNDS WTP | B | DISINFECT | B02 | DISINFECT/HYPOCHLORIN
2104345 | MIDDLEBURG BLUFF APARTMENTS | 1 | MDBG BLUFF APTS WTP | B | DISINFECT | B02 | DISINFECT/HYPOCHLORIN
2104345 | MIDDLEBURG BLUFF APARTMENTS | 1 | MDBG BLUFF APTS WTP | E | TASTE-ODOR CONTROL | E20 | T-O CTRL/AERATION
2104351 | PIER STATION WTP | 1 | PIER STATION WTP | B | DISINFECT | B02 | DISINFECT/HYPOCHLORIN
2104353 | CIRCLE K #6286 | 1 | CIRCLE K # 6286 WTP | B | DISINFECT | B02 | DISINFECT/HYPOCHLORIN
2104354 | CIRCLE K #6267 | 1 | CIRCLE K # 6267 WTP | B | DISINFECT | B02 | DISINFECT/HYPOCHLORIN
2104358 | CIRCLE K #6065 | 1 | CIRCLE K # 65 WTP | B | DISINFECT | B02 | DISINFECT/HYPOCHLORIN
2104362 | CIRCLE K #6211 | 1 | CIRCLE K # 6211 | B | DISINFECT | B02 | DISINFECT/HYPOCHLORIN
2104363 | CIRCLE K #6290 | 1 | CIRCLE K #6290 | B | DISINFECT | B02 | DISINFECT/HYPOCHLORIN
2104364 | CIRCLE K #6508 | 1 | CIRCLE K 6508 WTP | B | DISINFECT | B02 | DISINFECT/HYPOCHLORIN
2104368 | BLANDING GROCERY | 1 | BLANDING GROCERY WTP | B | DISINFECT | B02 | DISINFECT/HYPOCHLORIN
2104368 | BLANDING GROCERY | 1 | BLANDING GROCERY WTP | E | TASTE-ODOR CONTROL | E20 | T-O CTRL/AERATION
2104373 | SHERIFF'S SUBSTATION | 1 | MDBG SHERIFF'S SUBSTATION WTP | B | DISINFECT | B02 | DISINFECT/HYPOCHLORIN
2104374 | WATERING HOLE AT SMITH LAKE | 1 | WATERING HOLE BAR WTP | B | DISINFECT | B02 | DISINFECT/HYPOCHLORIN
2104388 | BLUE JAY BP | 1 | BP GAS STATION | B | DISINFECT | B02 | DISINFECT/HYPOCHLORIN
2104388 | BLUE JAY BP | 1 | BP GAS STATION | E | TASTE-ODOR CONTROL | E20 | T-O CTRL/AERATION
2104389 | JACK WILKINSON SCHOOLS | 1 | ELEMENTARY SCHOOL | B | DISINFECT | B02 | DISINFECT/HYPOCHLORIN
2104389 | JACK WILKINSON SCHOOLS | 2 | JR HIGH SCHOOL | B | DISINFECT | B02 | DISINFECT/HYPOCHLORIN
2104389 | JACK WILKINSON SCHOOLS | 1 | ELEMENTARY SCHOOL | E | TASTE-ODOR CONTROL | E20 | T-O CTRL/AERATION
2104389 | JACK WILKINSON SCHOOLS | 2 | JR HIGH SCHOOL | E | TASTE-ODOR CONTROL | E20 | T-O CTRL/AERATION
2104390 | GREEN COVE SPRINGS CHURCH OF GOD | 1 | GCS CHURCH OF GOD WTP | B | DISINFECT | B02 | DISINFECT/HYPOCHLORIN
2104391 | PACE/FLEMING GRID | 2 | FLEMING OAKS WTP | B | DISINFECT | B02 | DISINFECT/HYPOCHLORIN
2104391 | PACE/FLEMING GRID | 1 | PACE ISLAND WTP | B | DISINFECT | B02 | DISINFECT/HYPOCHLORIN
2104391 | PACE/FLEMING GRID | 1 | PACE ISLAND WTP | E | TASTE-ODOR CONTROL | E20 | T-O CTRL/AERATION
2104391 | PACE/FLEMING GRID | 2 | FLEMING OAKS WTP | E | TASTE-ODOR CONTROL | E20 | T-O CTRL/AERATION
2104394 | VFW POST #8255 | 1 | VFW POST #8255 | B | DISINFECT | B02 | DISINFECT/HYPOCHLORIN
2104395 | MIDDLEBURG PRESBYTERIAN CHURCH | 1 | MIDDLEBURG PRESBYTERIAN CHURCH | B | DISINFECT | B02 | DISINFECT/HYPOCHLORIN
2104395 | MIDDLEBURG PRESBYTERIAN CHURCH | 1 | MIDDLEBURG PRESBYTERIAN CHURCH | E | TASTE-ODOR CONTROL | E20 | T-O CTRL/AERATION
2104398 | KINGSLEY LAKE BAPTIST CHURCH | 1 | KINGSLEY LAKE BAPTIST CHURCH | B | DISINFECT | B02 | DISINFECT/HYPOCHLORIN
2104400 | KID'S WORLD CHILD CARE CENTER INC. | 1 | KID'S WORLD CHILD CARE WTP | B | DISINFECT | B02 | DISINFECT/HYPOCHLORIN
2104400 | KID'S WORLD CHILD CARE CENTER INC. | 1 | KID'S WORLD CHILD CARE WTP | E | TASTE-ODOR CONTROL | E20 | T-O CTRL/AERATION
2104401 | ST. LUKES CATHOLIC CHURCH | 1 |  | B | DISINFECT | B02 | DISINFECT/HYPOCHLORIN
2104401 | ST. LUKES CATHOLIC CHURCH | 1 |  | E | TASTE-ODOR CONTROL | E20 | T-O CTRL/AERATION
2104402 | CHEMOURS - TRAILRIDGE PLANT | 1 | CHEMOURS-TRAILRIDGE WTP | B | DISINFECT | B02 | DISINFECT/HYPOCHLORIN
2104404 | 1 QUICKSTOP | 1 | 1 QUICKSTOP | B | DISINFECT | B02 | DISINFECT/HYPOCHLORIN
2104405 | DOCTOR'S LAKE MARINA | 1 | DR. LAKE MARINA | B | DISINFECT | B02 | DISINFECT/HYPOCHLORIN
2104405 | DOCTOR'S LAKE MARINA | 1 | DR. LAKE MARINA | E | TASTE-ODOR CONTROL | E20 | T-O CTRL/AERATION
2104409 | GRISTMILL CENTER | 1 | GRISTMILL CENTER | B | DISINFECT | B02 | DISINFECT/HYPOCHLORIN
2104412 | MCRAE ELEMENTARY SCHOOL WTP | 1 | MCRAE ELEMENTARY SCHOOL WTP | B | DISINFECT | B02 | DISINFECT/HYPOCHLORIN
2104412 | MCRAE ELEMENTARY SCHOOL WTP | 1 | MCRAE ELEMENTARY SCHOOL WTP | E | TASTE-ODOR CONTROL | E20 | T-O CTRL/AERATION
2104413 | AAT OMEGA | 1 | OMEGA METALS WTP | B | DISINFECT | B02 | DISINFECT/HYPOCHLORIN
2104414 | MIDDLEBURG BP | 1 | MIDDLEBURG BP | B | DISINFECT | B02 | DISINFECT/HYPOCHLORIN
2104416 | HUNTER DOUGLAS PARK | 1 | HUNTER DOUGLAS PARK WTP | B | DISINFECT | B02 | DISINFECT/HYPOCHLORIN
2104417 | MAIN STREET PARK | 1 | MAIN STREET PARK WTP | B | DISINFECT | B02 | DISINFECT/HYPOCHLORIN
2104417 | MAIN STREET PARK | 1 | MAIN STREET PARK WTP | E | TASTE-ODOR CONTROL | E20 | T-O CTRL/AERATION
2104420 | CALVARY BAPTIST CHURCH | 1 | CALVARY BAPTIST CHURCH WTP | B | DISINFECT | B02 | DISINFECT/HYPOCHLORIN
2104422 | OLDE POINT PLAZA | 1 | OLDE POINT PLAZA WTP | B | DISINFECT | B02 | DISINFECT/HYPOCHLORIN
2104423 | NATIONAL TRAINING | 1 | NATIONAL TRAINING INC WTP | B | DISINFECT | B02 | DISINFECT/HYPOCHLORIN
2104423 | NATIONAL TRAINING | 1 | NATIONAL TRAINING INC WTP | E | TASTE-ODOR CONTROL | E20 | T-O CTRL/AERATION
2104428 | ADVANCE AUTO PARTS # 9244 | 1 | ADVANCE AUTO PARTS STORE 9244 | B | DISINFECT | B02 | DISINFECT/HYPOCHLORIN
2104428 | ADVANCE AUTO PARTS # 9244 | 1 | ADVANCE AUTO PARTS STORE 9244 | E | TASTE-ODOR CONTROL | E20 | T-O CTRL/AERATION
2104429 | ADVANCE AUTO PARTS # 9395 | 1 | ADVANCE AUTO PARTS STORE 9395 | B | DISINFECT | B02 | DISINFECT/HYPOCHLORIN
2104429 | ADVANCE AUTO PARTS # 9395 | 1 | ADVANCE AUTO PARTS STORE 9395 | E | TASTE-ODOR CONTROL | E20 | T-O CTRL/AERATION
2104430 | MOBRO MARINE INC. | 1 | MOBRO MARINE INC | B | DISINFECT | B02 | DISINFECT/HYPOCHLORIN
2104430 | MOBRO MARINE INC. | 1 | MOBRO MARINE INC | E | TASTE-ODOR CONTROL | E20 | T-O CTRL/AERATION
2104432 | BLACK CREEK PARK | 1 | BLACK CREEK PARK | B | DISINFECT | B02 | DISINFECT/HYPOCHLORIN
2104432 | BLACK CREEK PARK | 1 | BLACK CREEK PARK | E | TASTE-ODOR CONTROL | E20 | T-O CTRL/AERATION
2104437 | FRATERNAL ORDER OF EAGLES 4365 | 1 | FRATERNAL ORDER OF EAGLES 4365 | B | DISINFECT | B02 | DISINFECT/HYPOCHLORIN
2104437 | FRATERNAL ORDER OF EAGLES 4365 | 1 | FRATERNAL ORDER OF EAGLES 4365 | E | TASTE-ODOR CONTROL | E20 | T-O CTRL/AERATION
2104438 | TWIN LAKES PARK | 1 | TWIN LAKES PARK WTP | B | DISINFECT | B02 | DISINFECT/HYPOCHLORIN
2104438 | TWIN LAKES PARK | 1 | TWIN LAKES PARK WTP | E | TASTE-ODOR CONTROL | E20 | T-O CTRL/AERATION
2104439 | ADVANCE AUTO PARTS # 9307 | 1 | ADVANCE AUTO PARTS #9307 | B | DISINFECT | B02 | DISINFECT/HYPOCHLORIN
2104439 | ADVANCE AUTO PARTS # 9307 | 1 | ADVANCE AUTO PARTS #9307 | E | TASTE-ODOR CONTROL | E20 | T-O CTRL/AERATION
2104440 | CIRCLE K # 1297 | 1 | CIRCLE K # 1297 | B | DISINFECT | B02 | DISINFECT/HYPOCHLORIN
2104440 | CIRCLE K # 1297 | 1 | CIRCLE K # 1297 | E | TASTE-ODOR CONTROL | E20 | T-O CTRL/AERATION
2104441 | WHITLEY STEEL CO. INC. | 1 | WHITLEY STEEL CO. INC. | B | DISINFECT | B02 | DISINFECT/HYPOCHLORIN
2104446 | LITTLE RAIN PARK | 1 | LITTLE RAIN LAKE PARK WTP | B | DISINFECT | B02 | DISINFECT/HYPOCHLORIN
2104446 | LITTLE RAIN PARK | 1 | LITTLE RAIN LAKE PARK WTP | E | TASTE-ODOR CONTROL | E20 | T-O CTRL/AERATION
2104448 | PETER'S CREEK WTP | 1 | PETER'S CREEK WTP | B | DISINFECT | B02 | DISINFECT/HYPOCHLORIN
2104448 | PETER'S CREEK WTP | 1 | PETER'S CREEK WTP | E | TASTE-ODOR CONTROL | E20 | T-O CTRL/AERATION
2104449 | NORTH FORK PROPERTY | 3 | NORTH FORK | B | DISINFECT | B02 | DISINFECT/HYPOCHLORIN
2104449 | NORTH FORK PROPERTY | 3 | NORTH FORK | E | TASTE-ODOR CONTROL | E20 | T-O CTRL/AERATION
2104450 | OLIVER PLAZA | 1 | OLIVER PLAZA | B | DISINFECT | B02 | DISINFECT/HYPOCHLORIN
2104451 | 214 BP GAS | 1 | GENEVA OIL BP WTP | B | DISINFECT | B02 | DISINFECT/HYPOCHLORIN
2104451 | 214 BP GAS | 1 | GENEVA OIL BP WTP | E | TASTE-ODOR CONTROL | E20 | T-O CTRL/AERATION
2104453 | RUSSELL BAPTIST CHURCH | 1 | WTP #1 (OLD) | B | DISINFECT | B02 | DISINFECT/HYPOCHLORIN
2104453 | RUSSELL BAPTIST CHURCH | 2 | WTP #2 (NEW) | B | DISINFECT | B02 | DISINFECT/HYPOCHLORIN
2104455 | LONG BRANCH BAPTIST CHURCH | 1 | LONG BRANCH BAPTIST CHURCH WTP | B | DISINFECT | B02 | DISINFECT/HYPOCHLORIN
2104458 | GREEN COVE SPRINGS CHURCH OF CHRIST | 1 | GCS CHURCH OF CHRIST WTP | B | DISINFECT | B02 | DISINFECT/HYPOCHLORIN
2104458 | GREEN COVE SPRINGS CHURCH OF CHRIST | 1 | GCS CHURCH OF CHRIST WTP | E | TASTE-ODOR CONTROL | E20 | T-O CTRL/AERATION
2104459 | SOUTH MIDDLEBURG BAPTIST CHURCH WTP | 1 | SOUTH MDBG BAPTIST CHURH WTP | B | DISINFECT | B02 | DISINFECT/HYPOCHLORIN
2104459 | SOUTH MIDDLEBURG BAPTIST CHURCH WTP | 1 | SOUTH MDBG BAPTIST CHURH WTP | E | TASTE-ODOR CONTROL | E20 | T-O CTRL/AERATION
2104460 | EVANGEL TEMPLE SOUTHWEST | 1 | EVANGEL TEMPLE SW WTP | B | DISINFECT | B02 | DISINFECT/HYPOCHLORIN
2104460 | EVANGEL TEMPLE SOUTHWEST | 1 | EVANGEL TEMPLE SW WTP | E | TASTE-ODOR CONTROL | E20 | T-O CTRL/AERATION
2104461 | MIDDLEBURG CHURCH OF GOD | 1 | MIDDLEBURG CHURCH OF GOD WTP | B | DISINFECT | B02 | DISINFECT/HYPOCHLORIN
2104461 | MIDDLEBURG CHURCH OF GOD | 1 | MIDDLEBURG CHURCH OF GOD WTP | G | IRON REMOVAL | G31 | IRON RMVL/PERMANGANATE
2104462 | MIDDLEBURG CHURCH OF GOD | 1 | MIDDLEBURG CHURCH OF GOD | B | DISINFECT | B02 | DISINFECT/HYPOCHLORIN
2104463 | DOLLAR GENERAL - MIDDLEBURG | 1 | DOLLAR GENERAL @ MIDDLEBURG | B | DISINFECT | B02 | DISINFECT/HYPOCHLORIN
2104464 | CAMP BLANDING LIVE FIRE SHOOT HOUSE | 1 | CAMP BLANDING LFSH WTP | B | DISINFECT | B02 | DISINFECT/HYPOCHLORIN
2104465 | GADARA BAPTIST CHURCH | 1 | GADARA BAPTIST CHURCH | B | DISINFECT | B02 | DISINFECT/HYPOCHLORIN
2104466 | LAKE HILL BAPTIST CHURCH | 1 | LAKE HILL BAPTIST | B | DISINFECT | B02 | DISINFECT/HYPOCHLORIN
2104467 | MIDDLEBURG LDS MEETINGHOUSE | 1 | MIDDLEBURG LDS MEETINGHOUSE | B | DISINFECT | B02 | DISINFECT/HYPOCHLORIN
2104470 | DOLLAR GENERAL KEYSTONE HEIGHTS | 1 | DOLLAR GENERAL KEYSTONE HEIGHT | B | DISINFECT | B02 | DISINFECT/HYPOCHLORIN
2120043 | CANNON CREEK MHP | 1 | CANNON CREEK MHP | B | DISINFECT | B02 | DISINFECT/HYPOCHLORIN
2120043 | CANNON CREEK MHP | 1 | CANNON CREEK MHP | G | IRON REMOVAL | G18 | IRON RMVL/SEQUESTATION
2120047 | AZALEA PARK SUBDIVISON | 1 | AZALEA PARK | B | DISINFECT | B02 | DISINFECT/HYPOCHLORIN
2120224 | COLLEGE MANOR | 1 | COLLEGE MANOR WTP | B | DISINFECT | B02 | DISINFECT/HYPOCHLORIN
2120224 | COLLEGE MANOR | 1 | COLLEGE MANOR WTP | E | TASTE-ODOR CONTROL | E20 | T-O CTRL/AERATION
2120305 | EDGEWOOD ESTATES | 1 |  | B | DISINFECT | B02 | DISINFECT/HYPOCHLORIN
2120494 | PONDVIEW MHP | 1 | PONDVIEW MHP | B | DISINFECT | B02 | DISINFECT/HYPOCHLORIN
2120498 | HOLIDAY INN | 1 |  | B | DISINFECT | B02 | DISINFECT/HYPOCHLORIN
2120539 | ICHETUCKNEE SPRINGS STATE PARK - SOUTH | 1 | SOUTH CARAVAN | B | DISINFECT | B02 | DISINFECT/HYPOCHLORIN
2120539 | ICHETUCKNEE SPRINGS STATE PARK - SOUTH | 2 | SOUTH TAKE-OUT AREA | B | DISINFECT | B02 | DISINFECT/HYPOCHLORIN
2120544 | INN AND OUT CAMPGROUND | 1 |  | B | DISINFECT | B02 | DISINFECT/HYPOCHLORIN
2120618 | LAKE CITY CAMPGROUND | 1 | LAKE CITY KOA | B | DISINFECT | B02 | DISINFECT/HYPOCHLORIN
2120630 | LAKE CITY WTP | 2 | PRICE CREEK WTP | B | DISINFECT | B05 | DISINFECT/OZONATION
2120630 | LAKE CITY WTP | 2 | PRICE CREEK WTP | B | DISINFECT | B04 | DISINFECT/CHLORAMINES
2120630 | LAKE CITY WTP | 2 | PRICE CREEK WTP | B | DISINFECT | B02 | DISINFECT/HYPOCHLORIN
2120630 | LAKE CITY WTP | 2 | PRICE CREEK WTP | G | IRON REMOVAL | G18 | IRON RMVL/SEQUESTATION
2120650 | STARDUST MOTEL | 1 |  | B | DISINFECT | B02 | DISINFECT/HYPOCHLORIN
2120784 | MOTEL 8 (I-75 & 47) | 1 | ALSO SUB SHOP & FOOD STORE | B | DISINFECT | B02 | DISINFECT/HYPOCHLORIN
2120842 | OLENO STATE PARK | 3 | DOGWOOD | B | DISINFECT | B02 | DISINFECT/HYPOCHLORIN
2120842 | OLENO STATE PARK | 4 | RANGER STATION | B | DISINFECT | B02 | DISINFECT/HYPOCHLORIN
2120842 | OLENO STATE PARK | 5 | HORSE BARN AKA MCLEOD PROPERTY | B | DISINFECT | B02 | DISINFECT/HYPOCHLORIN
2120842 | OLENO STATE PARK | 1 | GROUP CAMP | B | DISINFECT | B02 | DISINFECT/HYPOCHLORIN
2120842 | OLENO STATE PARK | 2 | MAGNOLIA | B | DISINFECT | B02 | DISINFECT/HYPOCHLORIN
2120871 | PARADISE VILLAGE MHP | 1 | PARADISE VILLAGE | B | DISINFECT | B02 | DISINFECT/HYPOCHLORIN
2120907 | SUWANNEE VALLEY RESORT LLC | 1 | SUWANNEE VALLEY RESORT LLC | B | DISINFECT | B02 | DISINFECT/HYPOCHLORIN
2120921 | QUAIL HEIGHTS COUNTRY CLUB | 1 | QUAIL HEIGHTS WTP | B | DISINFECT | B02 | DISINFECT/HYPOCHLORIN
2120931 | SUPER 8 MOTEL | 1 | SUPER 8 MOTEL | B | DISINFECT | B02 | DISINFECT/HYPOCHLORIN
2121011 | SCHOOL MATERIALS CENTER | 1 |  | B | DISINFECT | B02 | DISINFECT/HYPOCHLORIN
2121023 | SHADY OAKS SUBDIVISION | 1 | SHADY OAKS S/D | B | DISINFECT | B02 | DISINFECT/HYPOCHLORIN
2121023 | SHADY OAKS SUBDIVISION | 1 | SHADY OAKS S/D | G | IRON REMOVAL | G18 | IRON RMVL/SEQUESTATION
2121366 | SUWANNEE VALLEY ESTATES | 1 | SUWANNEE VALLEY ESTATES | B | DISINFECT | B02 | DISINFECT/HYPOCHLORIN
2124275 | COUNTRY VILLAGE ESTATES | 1 |  | B | DISINFECT | B02 | DISINFECT/HYPOCHLORIN
2124284 | WOODGATE VILLAGE | 1 | WOODGATE VILLAGE | B | DISINFECT | B02 | DISINFECT/HYPOCHLORIN
2124285 | COOL BREEZE MHP | 1 | COOL BREEZE MHP WTP | B | DISINFECT | B02 | DISINFECT/HYPOCHLORIN
2124286 | LYNN'S SOUTH | 1 | M/H PARK INC. | B | DISINFECT | B02 | DISINFECT/HYPOCHLORIN
2124287 | COUNTRY DALE ESTATES | 1 | COUNTRY DALE ESTATES WTP | B | DISINFECT | B02 | DISINFECT/HYPOCHLORIN
2124289 | RIVER RISE RESORT | 1 | RIVER RISE RESORT | B | DISINFECT | B02 | DISINFECT/HYPOCHLORIN
2124290 | CASEY JONES CAMPGROUND | 1 | CASEY JONES CAMPGROUND | B | DISINFECT | B02 | DISINFECT/HYPOCHLORIN
2124292 | GOOD TIMES AT THE COUNTY LINE | 1 | THE COUNTY LINE LOUNGE | B | DISINFECT | B02 | DISINFECT/HYPOCHLORIN
2124294 | ICHETUCKNEE FAMILY GROCERY & CAMPSITES | 1 | ITCHETUCHNEE GROCERY & CAMPS | B | DISINFECT | B02 | DISINFECT/HYPOCHLORIN
2124295 | 242 VILLAGE SUBDIVISION | 1 | 242 VILLAGE WTP | B | DISINFECT | B02 | DISINFECT/HYPOCHLORIN
2124295 | 242 VILLAGE SUBDIVISION | 1 | 242 VILLAGE WTP | G | IRON REMOVAL | G18 | IRON RMVL/SEQUESTATION
2124297 | SUWANNEE SWIFTY #299 | 1 |  | A | NO TRTMT | A | NO TRTMT
2124302 | STOP N GO #2 | 1 | STOP N GO #2 | B | DISINFECT | B02 | DISINFECT/HYPOCHLORIN
2124311 | JOY EXPLOSION | 1 | JOY EXPLOSION WTP | B | DISINFECT | B02 | DISINFECT/HYPOCHLORIN
2124313 | S & S #313 | 1 | S & S #313 | B | DISINFECT | B02 | DISINFECT/HYPOCHLORIN
2124314 | B & B # 7 | 2 | BUSY BEE - NEW PLANT | B | DISINFECT | B02 | DISINFECT/HYPOCHLORIN
2124327 | PIT STOP FOOD STORE | 1 |  | B | DISINFECT | B02 | DISINFECT/HYPOCHLORIN
2124328 | S & S #21 | 1 |  | B | DISINFECT | B02 | DISINFECT/HYPOCHLORIN
2124332 | FARMER PECAN MKT & SNSHINE STP | 1 |  | A | NO TRTMT | A | NO TRTMT
2124338 | SUNDIAL APARTMENTS | 1 | SUNDIAL APTS | B | DISINFECT | B02 | DISINFECT/HYPOCHLORIN
2124341 | CITY DISCOUNT LIQUOR (FKA WOODS PICK QUI | 1 |  | B | DISINFECT | B02 | DISINFECT/HYPOCHLORIN
2124343 | LITTLE CAESARS | 1 | LITTLE CAESARS | B | DISINFECT | B02 | DISINFECT/HYPOCHLORIN
2124347 | S & S #310 | 1 | S & S #310 | B | DISINFECT | B02 | DISINFECT/HYPOCHLORIN
2124348 | S & S #323 | 1 | S & S #323 | B | DISINFECT | B02 | DISINFECT/HYPOCHLORIN
2124357 | THE LAKES APARTMENTS | 1 | LAKES APARTMENTS | B | DISINFECT | B02 | DISINFECT/HYPOCHLORIN
2124358 | CLUB RODEO | 1 | CLUB RODEO | B | DISINFECT | B02 | DISINFECT/HYPOCHLORIN
2124363 | PIT STOP #33 | 1 | B & B #3 | B | DISINFECT | B02 | DISINFECT/HYPOCHLORIN
2124367 | BILLY BON'S | 1 | BILLY BON'S | B | DISINFECT | B02 | DISINFECT/HYPOCHLORIN
2124370 | SUNSET LANDING MHP | 1 | SUNSET LANDING | B | DISINFECT | B02 | DISINFECT/HYPOCHLORIN
2124372 | BRANDON-BRENT WTP | 1 | BRANDON-BRENT | B | DISINFECT | B02 | DISINFECT/HYPOCHLORIN
2124375 | VERNDALE APARTMENTS | 1 | PLANT 1 | B | DISINFECT | B02 | DISINFECT/HYPOCHLORIN
2124375 | VERNDALE APARTMENTS | 2 | PLANT 2 | B | DISINFECT | B02 | DISINFECT/HYPOCHLORIN
2124376 | MILTON'S CAMPGROUND & RESTAURANT | 1 | MILTON'S CAMPGROUND & RESTAURA | B | DISINFECT | B02 | DISINFECT/HYPOCHLORIN
2124384 | DOT REST AREA I-75 ELLISVILLE | 1 | DOT ELLISVILLE | B | DISINFECT | B02 | DISINFECT/HYPOCHLORIN
2124384 | DOT REST AREA I-75 ELLISVILLE | 1 | DOT ELLISVILLE | E | TASTE-ODOR CONTROL | E20 | T-O CTRL/AERATION
2124385 | BIG EAGLE COUNTRY STORE | 1 |  | B | DISINFECT | B02 | DISINFECT/HYPOCHLORIN
2124387 | PIT STOP #36 | 1 | B & B #6 | B | DISINFECT | B02 | DISINFECT/HYPOCHLORIN
2124388 | S & S #344 | 1 | S&S #344 WTP | B | DISINFECT | B02 | DISINFECT/HYPOCHLORIN
2124389 | HUNTER'S CHEVRON #42 | 1 | HUNTER'S CHEVRON #42 | B | DISINFECT | B02 | DISINFECT/HYPOCHLORIN
2124392 | CHRISTIAN FELLOWSHIP CHURCH | 1 | CHRISTIAN FELLOWSHIP CHURCH | B | DISINFECT | B02 | DISINFECT/HYPOCHLORIN
2124393 | NORTH FLORIDA SALES | 1 | NORTH FLORIDA SALES | B | DISINFECT | B02 | DISINFECT/HYPOCHLORIN
2124394 | VFW POST 2206 | 1 | VFW POST 2206 | B | DISINFECT | B02 | DISINFECT/HYPOCHLORIN
2124398 | KELLY'S MOBILE HOME PARK | 1 | KELLY'S MHP | B | DISINFECT | B02 | DISINFECT/HYPOCHLORIN
2124399 | TOWN OF FORT WHITE | 1 | FORT WHITE | B | DISINFECT | B02 | DISINFECT/HYPOCHLORIN
2124399 | TOWN OF FORT WHITE | 1 | FORT WHITE | F | ORGN-RMVL | F23 | ORGN-RMVL/GAC ADDITION
2124399 | TOWN OF FORT WHITE | 1 | FORT WHITE | G | IRON REMOVAL | G30 | IRON RMVL/GREENSAND FILTR
2124399 | TOWN OF FORT WHITE | 1 | FORT WHITE | G | IRON REMOVAL | G31 | IRON RMVL/PERMANGANATE
2124399 | TOWN OF FORT WHITE | 1 | FORT WHITE | G | IRON REMOVAL | G18 | IRON RMVL/SEQUESTATION
2124399 | TOWN OF FORT WHITE | 1 | FORT WHITE | I | COLOR REMOVAL | I23 | COLOR RML/GAC ADDITION
2124400 | WEE CARE PRESCHOOL & DAYCARE | 1 | WEE CARE | B | DISINFECT | B02 | DISINFECT/HYPOCHLORIN
2124404 | LAKE CITY CHRISTIAN ACADEMY | 1 | LAKE CITY CHRISTIAN WTP | B | DISINFECT | B02 | DISINFECT/HYPOCHLORIN
2124405 | LAKE CITY RV RESORT | 1 | LAKE CITY RV RESORT | B | DISINFECT | B02 | DISINFECT/HYPOCHLORIN
2124408 | FUTTERS 4 OAKS RV PARK | 1 | PLANT 1 | B | DISINFECT | B02 | DISINFECT/HYPOCHLORIN
2124409 | LANCE WATER | 1 | LANCE WATER | B | DISINFECT | B02 | DISINFECT/HYPOCHLORIN
2124411 | SHOP SMART #2 | 1 | SHOP SMART #2 | B | DISINFECT | B02 | DISINFECT/HYPOCHLORIN
2124412 | CASTLE HILL ACADEMY | 1 | CASTLE HILL ACADEMY | B | DISINFECT | B02 | DISINFECT/HYPOCHLORIN
2124413 | COLUMBIA COUNTY WATER SYSTEM | 1 | ELLISVILLE WATER PLANT | B | DISINFECT | B04 | DISINFECT/CHLORAMINES
2124414 | M&M DISCOUNT BEVERAGE #3 | 1 | M&M STORE #3 | B | DISINFECT | B02 | DISINFECT/HYPOCHLORIN
2124415 | GREATER TRUEVINE BAPTIST CHURCH | 1 | GREATER TRUVINE BAPTIST CHURCH | B | DISINFECT | B02 | DISINFECT/HYPOCHLORIN
2124416 | ORCHARD COMMUNITY CHURCH WTP | 1 | ORCHARD | B | DISINFECT | B02 | DISINFECT/HYPOCHLORIN
2124416 | ORCHARD COMMUNITY CHURCH WTP | 1 | ORCHARD | G | IRON REMOVAL | G36 | IRON RMVL/CORROSION INHIB
2124416 | ORCHARD COMMUNITY CHURCH WTP | 1 | ORCHARD | G | IRON REMOVAL | G18 | IRON RMVL/SEQUESTATION
2124416 | ORCHARD COMMUNITY CHURCH WTP | 1 | ORCHARD | Z | OTHER | Z12 | OTHER/SEDIMENTATION
2124417 | DOLLAR GENERAL #17873 - LAKE CITY | 1 | PLANT NO. 1 | B | DISINFECT | B02 | DISINFECT/HYPOCHLORIN
2124418 | CAL-MAINE FOODS INC. | 1 | PLANT NO. 1 | B | DISINFECT | B02 | DISINFECT/HYPOCHLORIN
2124418 | CAL-MAINE FOODS INC. | 1 | PLANT NO. 1 | H | SOFTENING | H25 | SOFTENING/ION EXCHANGE
2124418 | CAL-MAINE FOODS INC. | 1 | PLANT NO. 1 | S | ARSENIC REMOVAL | S41 | ARSENIC REMOVAL/ADSORPTIVE MEDIA
2124419 | DOLLAR GENERAL #18371 | 1 | DOLLAR GENERAL LAKE CITY SR 47 | B | DISINFECT | B02 | DISINFECT/HYPOCHLORIN
2124420 | DOLLAR GENERAL LAKE CITY BIRLEY | 1 | DOLLAR GENERAL LAKE CITY BIRLE | B | DISINFECT | B02 | DISINFECT/HYPOCHLORIN
2150243 | CROSS CITY WTP | 1 | CROSS CITY WTP | B | DISINFECT | B02 | DISINFECT/HYPOCHLORIN
2150243 | CROSS CITY WTP | 1 | CROSS CITY WTP | D | CORROSION CONTROL | D18 | CORR-CTRL/SEQUESTATION
2150243 | CROSS CITY WTP | 1 | CROSS CITY WTP | D | CORROSION CONTROL | D19 | CORR-CTRL/PH ADJUSTMENT
2150243 | CROSS CITY WTP | 1 | CROSS CITY WTP | F | ORGN-RMVL | F38 | ORGN-RMVL/NANOFILTRATION
2150243 | CROSS CITY WTP | 1 | CROSS CITY WTP | G | IRON REMOVAL | G14 | IRON RMVL/RAPID SAND FIL
2150243 | CROSS CITY WTP | 1 | CROSS CITY WTP | G | IRON REMOVAL | G20 | IRON RMVL/AERATION
2150243 | CROSS CITY WTP | 1 | CROSS CITY WTP | G | IRON REMOVAL | G30 | IRON RMVL/GREENSAND FILTR
2150243 | CROSS CITY WTP | 1 | CROSS CITY WTP | G | IRON REMOVAL | G29 | IRON RMVL/CARTRIDGE FILTR
2150243 | CROSS CITY WTP | 1 | CROSS CITY WTP | H | SOFTENING | H19 | SOFTENING/PH ADJUSTMENT
2150512 | HORSESHOE BEACH WTP | 1 | HORSESHOE BEACH WTP | B | DISINFECT | B02 | DISINFECT/HYPOCHLORIN
2150512 | HORSESHOE BEACH WTP | 1 | HORSESHOE BEACH WTP | C | PARTICLE REMOVAL | C12 | PART-RMVL/SEDIMENTATION
2150512 | HORSESHOE BEACH WTP | 1 | HORSESHOE BEACH WTP | D | CORROSION CONTROL | D36 | CORR-CTRL/CORROSION INHIB
2150512 | HORSESHOE BEACH WTP | 1 | HORSESHOE BEACH WTP | F | ORGN-RMVL | F26 | ORGN-RMVL/REVERSE OSMOSIS
2150512 | HORSESHOE BEACH WTP | 1 | HORSESHOE BEACH WTP | Z | OTHER | Z19 | OTHER/PH ADJUSTMENT
2150840 | OLD TOWN SCHOOL | 1 | OLD TOWN SCHOOL | B | DISINFECT | B02 | DISINFECT/HYPOCHLORIN
2150840 | OLD TOWN SCHOOL | 1 | OLD TOWN SCHOOL | D | CORROSION CONTROL | D18 | CORR-CTRL/SEQUESTATION
2150840 | OLD TOWN SCHOOL | 1 | OLD TOWN SCHOOL | G | IRON REMOVAL | G15 | IRON RMVL/PRESS SAND FILT
2151026 | SHADY OAKS RV AND MHP | 1 | SHADY OAKS RV & MHP | B | DISINFECT | B02 | DISINFECT/HYPOCHLORIN
2151026 | SHADY OAKS RV AND MHP | 1 | SHADY OAKS RV & MHP | D | CORROSION CONTROL | D18 | CORR-CTRL/SEQUESTATION
2151140 | SUWANNEE WATER & SEWER DISTRICT | 1 | SUWANNEE WATER & WATER DISTRIC | B | DISINFECT | B02 | DISINFECT/HYPOCHLORIN
2151140 | SUWANNEE WATER & SEWER DISTRICT | 1 | SUWANNEE WATER & WATER DISTRIC | C | PARTICLE REMOVAL | C12 | PART-RMVL/SEDIMENTATION
2151140 | SUWANNEE WATER & SEWER DISTRICT | 1 | SUWANNEE WATER & WATER DISTRIC | F | ORGN-RMVL | F26 | ORGN-RMVL/REVERSE OSMOSIS
2151140 | SUWANNEE WATER & SEWER DISTRICT | 1 | SUWANNEE WATER & WATER DISTRIC | Z | OTHER | Z19 | OTHER/PH ADJUSTMENT
2151404 | SUWANNEE LUMBER COMPANY | 1 |  | B | DISINFECT | B02 | DISINFECT/HYPOCHLORIN
2151404 | SUWANNEE LUMBER COMPANY | 1 |  | G | IRON REMOVAL | G14 | IRON RMVL/RAPID SAND FIL
2151404 | SUWANNEE LUMBER COMPANY | 1 |  | G | IRON REMOVAL | G12 | IRON RMVL/SEDIMENTATION
2151404 | SUWANNEE LUMBER COMPANY | 1 |  | G | IRON REMOVAL | G18 | IRON RMVL/SEQUESTATION
2151410 | SUWANNEE BELLE LANDING | 1 | SUWANNEE BELLE LANDING | B | DISINFECT | B02 | DISINFECT/HYPOCHLORIN
2151412 | YELLOW JACKET CAMPGROUND | 1 | YELLOW JACKET CAMPGROUND | B | DISINFECT | B02 | DISINFECT/HYPOCHLORIN
2151412 | YELLOW JACKET CAMPGROUND | 1 | YELLOW JACKET CAMPGROUND | G | IRON REMOVAL | G18 | IRON RMVL/SEQUESTATION
2151412 | YELLOW JACKET CAMPGROUND | 1 | YELLOW JACKET CAMPGROUND | G | IRON REMOVAL | G14 | IRON RMVL/RAPID SAND FIL
2151414 | SUWANNEE PLANTATION CG | 1 |  | A | NO TRTMT | A | NO TRTMT
2151421 | DIXIE REALTY SQUARE | 1 |  | B | DISINFECT | B02 | DISINFECT/HYPOCHLORIN
2151423 | CHARLIE'S BAR | 1 | CHARLIE'S BAR | B | DISINFECT | B02 | DISINFECT/HYPOCHLORIN
2151428 | SOUTHERN COMFORT CAMPGROUND | 1 | SCC | B | DISINFECT | B02 | DISINFECT/HYPOCHLORIN
2151432 | TAMMY SAND BAR | 1 | TAMMY SAND BAR | B | DISINFECT | B02 | DISINFECT/HYPOCHLORIN
2151433 | OLD TOWN CAMPGROUND | 1 | BACK PLANT | B | DISINFECT | B02 | DISINFECT/HYPOCHLORIN
2151433 | OLD TOWN CAMPGROUND | 2 | FRONT PLANT | B | DISINFECT | B02 | DISINFECT/HYPOCHLORIN
2151435 | LILLY CREEK GENERAL STORE | 1 | LILY CREEK GENERAL STORE WTP | B | DISINFECT | B02 | DISINFECT/HYPOCHLORIN
2151436 | JIFFY FOOD 1569 (STEPHENSONS 349 EXPR) | 1 | STEPHENSON'S 349 EXPRESS | B | DISINFECT | B02 | DISINFECT/HYPOCHLORIN
2151439 | TRADING POST | 2 | TRADING POST | B | DISINFECT | B02 | DISINFECT/HYPOCHLORIN
2151440 | DIXIE ONE STOP | 1 | DIXIE ONE STOP WTP | B | DISINFECT | B02 | DISINFECT/HYPOCHLORIN
2151441 | LUCKY CHARM RV PARK | 1 | LUCKY CHARM RV PARK WTP | B | DISINFECT | B02 | DISINFECT/HYPOCHLORIN
2151442 | CHARLIE'S LANDING | 1 | CHARLIE'S LANDING | B | DISINFECT | B02 | DISINFECT/HYPOCHLORIN
2151444 | DOLLAR GENERAL #4715 - OLD TOWN | 1 | DOLLAR GENERAL OLD TOWN | B | DISINFECT | B02 | DISINFECT/HYPOCHLORIN
2151446 | TWO SISTERS COUNTRY STORE | 1 | TWO SISTERS COUNTRY STORE | B | DISINFECT | B02 | DISINFECT/HYPOCHLORIN
2151446 | TWO SISTERS COUNTRY STORE | 1 | TWO SISTERS COUNTRY STORE | G | IRON REMOVAL | G29 | IRON RMVL/CARTRIDGE FILTR
2151447 | DOLLAR GENERAL 18193 - OLD TOWN | 1 | DOLLAR GENERAL | B | DISINFECT | B02 | DISINFECT/HYPOCHLORIN
2160025 | COUNTRY ROADS MHP | 1 | COUNTRY ROADS MHP | B | DISINFECT | B01 | DISINFECT/GASEOUS CHLORIN
2160025 | COUNTRY ROADS MHP | 1 | COUNTRY ROADS MHP | E | TASTE-ODOR CONTROL | E20 | T-O CTRL/AERATION
2160026 | AMERICANA MOBILE HOME PARK | 1 | JACKSONVILLE | B | DISINFECT | B02 | DISINFECT/HYPOCHLORIN
2160037 | ARGYLE FOREST WTP | 1 | ARGYLE FOREST WTP | B | DISINFECT | B01 | DISINFECT/GASEOUS CHLORIN
2160037 | ARGYLE FOREST WTP | 1 | ARGYLE FOREST WTP | E | TASTE-ODOR CONTROL | E20 | T-O CTRL/AERATION
2160037 | ARGYLE FOREST WTP | 1 | ARGYLE FOREST WTP | E | TASTE-ODOR CONTROL | E01 | T-O CTRL/GASEOUS CHLORIN
2160046 | BAE SYSTEMS SE SHIPYARDS JAX LLC | 1 | BAE SYSTEMS SHIPYARD | B | DISINFECT | B02 | DISINFECT/HYPOCHLORIN
2160046 | BAE SYSTEMS SE SHIPYARDS JAX LLC | 1 | BAE SYSTEMS SHIPYARD | E | TASTE-ODOR CONTROL | E20 | T-O CTRL/AERATION
2160053 | BALDWIN WATER SYSTEM | 1 | BALDWIN WATER SYSTEM | B | DISINFECT | B01 | DISINFECT/GASEOUS CHLORIN
2160053 | BALDWIN WATER SYSTEM | 1 | BALDWIN WATER SYSTEM | E | TASTE-ODOR CONTROL | E20 | T-O CTRL/AERATION
2160103 | BOWL A RAMA | 1 | JACKSONVILLE | B | DISINFECT | B02 | DISINFECT/HYPOCHLORIN
2160103 | BOWL A RAMA | 1 | JACKSONVILLE | E | TASTE-ODOR CONTROL | E20 | T-O CTRL/AERATION
2160104 | YOUTH DEV. CENTER FOR BOYS | 1 | BOY'S HOME | B | DISINFECT | B01 | DISINFECT/GASEOUS CHLORIN
2160110 | SUNNY PINES | 1 | SUNNY OAKS | B | DISINFECT | B02 | DISINFECT/HYPOCHLORIN
2160110 | SUNNY PINES | 1 | SUNNY OAKS | E | TASTE-ODOR CONTROL | E20 | T-O CTRL/AERATION
2160115 | HAMPTON OAKS MHP | 1 | PLANT 1 | B | DISINFECT | B02 | DISINFECT/HYPOCHLORIN
2160162 | CAMP WILLEMA | 1 | CAMP WILLEMA | B | DISINFECT | B02 | DISINFECT/HYPOCHLORIN
2160170 | CARR TRAILER PARK | 1 | CARR TRAILER PARK | B | DISINFECT | B02 | DISINFECT/HYPOCHLORIN
2160174 | BACARDI BOTTLING CORPORATION | 1 | BACARDI BOTTLING CORP | B | DISINFECT | B01 | DISINFECT/GASEOUS CHLORIN
2160174 | BACARDI BOTTLING CORPORATION | 1 | BACARDI BOTTLING CORP | E | TASTE-ODOR CONTROL | E20 | T-O CTRL/AERATION
2160190 | CREATIVE CHILDREN'S ACADEMY INC. | 1 | CREATIVE LITTLE HANDS | B | DISINFECT | B02 | DISINFECT/HYPOCHLORIN
2160190 | CREATIVE CHILDREN'S ACADEMY INC. | 1 | CREATIVE LITTLE HANDS | E | TASTE-ODOR CONTROL | E20 | T-O CTRL/AERATION
2160192 | CHOPSTICK CHARLIE & JOE MOTEL | 1 | CHOPSTICK CHARLIE & JOE MOTEL | B | DISINFECT | B02 | DISINFECT/HYPOCHLORIN
2160200 | ATLANTIC BEACH WATER SYSTEM | 1 | WTP #1 - 469 11TH STREET | B | DISINFECT | B01 | DISINFECT/GASEOUS CHLORIN
2160200 | ATLANTIC BEACH WATER SYSTEM | 2 | WTP #2 - 2301 MAYPORT ROAD | B | DISINFECT | B01 | DISINFECT/GASEOUS CHLORIN
2160200 | ATLANTIC BEACH WATER SYSTEM | 3 | WTP#3 - 902 ASSISI LANE | B | DISINFECT | B01 | DISINFECT/GASEOUS CHLORIN
2160200 | ATLANTIC BEACH WATER SYSTEM | 4 | WTP#4 - 2848 MAYPORT ROAD | B | DISINFECT | B01 | DISINFECT/GASEOUS CHLORIN
2160200 | ATLANTIC BEACH WATER SYSTEM | 3 | WTP#3 - 902 ASSISI LANE | D | CORROSION CONTROL | D18 | CORR-CTRL/SEQUESTATION
2160200 | ATLANTIC BEACH WATER SYSTEM | 4 | WTP#4 - 2848 MAYPORT ROAD | D | CORROSION CONTROL | D18 | CORR-CTRL/SEQUESTATION
2160200 | ATLANTIC BEACH WATER SYSTEM | 1 | WTP #1 - 469 11TH STREET | E | TASTE-ODOR CONTROL | E20 | T-O CTRL/AERATION
2160200 | ATLANTIC BEACH WATER SYSTEM | 2 | WTP #2 - 2301 MAYPORT ROAD | E | TASTE-ODOR CONTROL | E20 | T-O CTRL/AERATION
2160200 | ATLANTIC BEACH WATER SYSTEM | 3 | WTP#3 - 902 ASSISI LANE | E | TASTE-ODOR CONTROL | E20 | T-O CTRL/AERATION
2160200 | ATLANTIC BEACH WATER SYSTEM | 4 | WTP#4 - 2848 MAYPORT ROAD | E | TASTE-ODOR CONTROL | E20 | T-O CTRL/AERATION
2160206 | NEPTUNE BEACH | 1 | NEPTUNE BEACH | B | DISINFECT | B02 | DISINFECT/HYPOCHLORIN
2160206 | NEPTUNE BEACH | 1 | NEPTUNE BEACH | E | TASTE-ODOR CONTROL | E20 | T-O CTRL/AERATION
2160227 | COLONY MANOR WTP | 1 | SAME | B | DISINFECT | B02 | DISINFECT/HYPOCHLORIN
2160227 | COLONY MANOR WTP | 1 | SAME | E | TASTE-ODOR CONTROL | E20 | T-O CTRL/AERATION
2160254 | DANIEL MEMORIAL | 1 | DANIEL MEMORIAL | B | DISINFECT | B02 | DISINFECT/HYPOCHLORIN
2160254 | DANIEL MEMORIAL | 1 | DANIEL MEMORIAL | E | TASTE-ODOR CONTROL | E20 | T-O CTRL/AERATION
2160269 | DEERWOOD WATER SYSTEM | 1 | DEERWOOD WTP #1 | B | DISINFECT | B01 | DISINFECT/GASEOUS CHLORIN
2160269 | DEERWOOD WATER SYSTEM | 2 | DEERWOOD WTP #3 | B | DISINFECT | B01 | DISINFECT/GASEOUS CHLORIN
2160269 | DEERWOOD WATER SYSTEM | 1 | DEERWOOD WTP #1 | E | TASTE-ODOR CONTROL | E20 | T-O CTRL/AERATION
2160269 | DEERWOOD WATER SYSTEM | 2 | DEERWOOD WTP #3 | E | TASTE-ODOR CONTROL | E20 | T-O CTRL/AERATION
2160282 | DIXIE EGG CO | 1 | JACKSONVILLE | B | DISINFECT | B02 | DISINFECT/HYPOCHLORIN
2160375 | CMC STEEL FLORIDA MAIN | 1 | MAIN PLANT | B | DISINFECT | B02 | DISINFECT/HYPOCHLORIN
2160375 | CMC STEEL FLORIDA MAIN | 1 | MAIN PLANT | E | TASTE-ODOR CONTROL | E20 | T-O CTRL/AERATION
2160388 | FLEAS ARE US(FOX DRIVE) | 1 | FOX DRIVE IN THEATER | B | DISINFECT | B02 | DISINFECT/HYPOCHLORIN
2160390 | CRYSTAL SPRINGS ESTATES MHP | 1 | CRYSTAL SPRINGS MHP | B | DISINFECT | B02 | DISINFECT/HYPOCHLORIN
2160390 | CRYSTAL SPRINGS ESTATES MHP | 1 | CRYSTAL SPRINGS MHP | E | TASTE-ODOR CONTROL | E20 | T-O CTRL/AERATION
2160398 | FT CAROLINE NATIONAL MONUMENT | 1 | SAME | B | DISINFECT | B02 | DISINFECT/HYPOCHLORIN
2160479 | HENRY F KITE #37 | 1 | HENRY F KITE #37 | B | DISINFECT | B02 | DISINFECT/HYPOCHLORIN
2160507 | HOMESTEAD MOTEL | 1 | SAME | B | DISINFECT | B02 | DISINFECT/HYPOCHLORIN
2160507 | HOMESTEAD MOTEL | 1 | SAME | E | TASTE-ODOR CONTROL | E20 | T-O CTRL/AERATION
2160563 | JACKSONVILLE BEACH WTP | 2 | JACKSONVILLE BCH WTP#2 | B | DISINFECT | B01 | DISINFECT/GASEOUS CHLORIN
2160563 | JACKSONVILLE BEACH WTP | 1 | JACKSONVILLE BCH WTP #1 | B | DISINFECT | B01 | DISINFECT/GASEOUS CHLORIN
2160563 | JACKSONVILLE BEACH WTP | 2 | JACKSONVILLE BCH WTP#2 | E | TASTE-ODOR CONTROL | E20 | T-O CTRL/AERATION
2160563 | JACKSONVILLE BEACH WTP | 1 | JACKSONVILLE BCH WTP #1 | E | TASTE-ODOR CONTROL | E20 | T-O CTRL/AERATION
2160568 | JACKSONVILLE UNIVERSITY | 1 | JACKSONVILLE U | B | DISINFECT | B01 | DISINFECT/GASEOUS CHLORIN
2160568 | JACKSONVILLE UNIVERSITY | 1 | JACKSONVILLE U | E | TASTE-ODOR CONTROL | E20 | T-O CTRL/AERATION
2160571 | MONTGOMERY CORRECTIONAL CENTER | 1 | MONTGOMERY CORRECTIONAL CENTER | B | DISINFECT | B02 | DISINFECT/HYPOCHLORIN
2160571 | MONTGOMERY CORRECTIONAL CENTER | 1 | MONTGOMERY CORRECTIONAL CENTER | E | TASTE-ODOR CONTROL | E20 | T-O CTRL/AERATION
2160572 | JAX LIQUORS GOODBY'S LAKE | 1 |  | B | DISINFECT | B02 | DISINFECT/HYPOCHLORIN
2160572 | JAX LIQUORS GOODBY'S LAKE | 1 |  | E | TASTE-ODOR CONTROL | E20 | T-O CTRL/AERATION
2160588 | JIFFY MART | 1 | SAME | B | DISINFECT | B02 | DISINFECT/HYPOCHLORIN
2160597 | JULINGTON CREEK MARINA | 1 | JULINGTON CREEK MARINA WTP | B | DISINFECT | B02 | DISINFECT/HYPOCHLORIN
2160597 | JULINGTON CREEK MARINA | 1 | JULINGTON CREEK MARINA WTP | E | TASTE-ODOR CONTROL | E20 | T-O CTRL/AERATION
2160601 | YUKON INDUSTRIES LTD. | 1 | YUKON INDUSTRIES LTD | B | DISINFECT | B02 | DISINFECT/HYPOCHLORIN
2160601 | YUKON INDUSTRIES LTD. | 1 | YUKON INDUSTRIES LTD | E | TASTE-ODOR CONTROL | E20 | T-O CTRL/AERATION
2160654 | STUDY ESTATES MHP | 1 | STUDY ESTATES MHP | B | DISINFECT | B02 | DISINFECT/HYPOCHLORIN
2160671 | LINCOLN ESTATES | 1 | LINCOLN ESTATES | B | DISINFECT | B01 | DISINFECT/GASEOUS CHLORIN
2160676 | TALBOT ISLAND COMPLEX | 5 | CANOE AND KAYAK | B | DISINFECT | B02 | DISINFECT/HYPOCHLORIN
2160676 | TALBOT ISLAND COMPLEX | 9 | RIBAULT CLUBHOUSE | B | DISINFECT | B02 | DISINFECT/HYPOCHLORIN
2160676 | TALBOT ISLAND COMPLEX | 2 | NORTH BEACH | B | DISINFECT | B02 | DISINFECT/HYPOCHLORIN
2160676 | TALBOT ISLAND COMPLEX | 1 | CAMPGROUND | B | DISINFECT | B02 | DISINFECT/HYPOCHLORIN
2160676 | TALBOT ISLAND COMPLEX | 4 | BOAT RAMP | B | DISINFECT | B02 | DISINFECT/HYPOCHLORIN
2160676 | TALBOT ISLAND COMPLEX | 8 | AMELIA ISLAND RANGER STATION | B | DISINFECT | B02 | DISINFECT/HYPOCHLORIN
2160676 | TALBOT ISLAND COMPLEX | 10 | PUMPKIN HILL CREEK S.B.P. | B | DISINFECT | B02 | DISINFECT/HYPOCHLORIN
2160676 | TALBOT ISLAND COMPLEX | 7 | SHOP | B | DISINFECT | B02 | DISINFECT/HYPOCHLORIN
2160676 | TALBOT ISLAND COMPLEX | 7 | SHOP | C | PARTICLE REMOVAL | C29 | PART-RMVL/CARTRIDGE FILTR
2160676 | TALBOT ISLAND COMPLEX | 5 | CANOE AND KAYAK | C | PARTICLE REMOVAL | C29 | PART-RMVL/CARTRIDGE FILTR
2160676 | TALBOT ISLAND COMPLEX | 9 | RIBAULT CLUBHOUSE | E | TASTE-ODOR CONTROL | E20 | T-O CTRL/AERATION
2160676 | TALBOT ISLAND COMPLEX | 2 | NORTH BEACH | E | TASTE-ODOR CONTROL | E20 | T-O CTRL/AERATION
2160676 | TALBOT ISLAND COMPLEX | 1 | CAMPGROUND | E | TASTE-ODOR CONTROL | E20 | T-O CTRL/AERATION
2160676 | TALBOT ISLAND COMPLEX | 4 | BOAT RAMP | E | TASTE-ODOR CONTROL | E20 | T-O CTRL/AERATION
2160676 | TALBOT ISLAND COMPLEX | 8 | AMELIA ISLAND RANGER STATION | E | TASTE-ODOR CONTROL | E20 | T-O CTRL/AERATION
2160676 | TALBOT ISLAND COMPLEX | 7 | SHOP | E | TASTE-ODOR CONTROL | E20 | T-O CTRL/AERATION
2160676 | TALBOT ISLAND COMPLEX | 5 | CANOE AND KAYAK | E | TASTE-ODOR CONTROL | E20 | T-O CTRL/AERATION
2160686 | LORETTO SCHOOL | 1 | LORETTO SCHOOL WTP | B | DISINFECT | B02 | DISINFECT/HYPOCHLORIN
2160691 | GREENFERN WTP | 1 | SAME | B | DISINFECT | B01 | DISINFECT/GASEOUS CHLORIN
2160691 | GREENFERN WTP | 1 | SAME | E | TASTE-ODOR CONTROL | E20 | T-O CTRL/AERATION
2160703 | RIVER REGION HUMAN SERVICES | 1 | JACKSONVILLE | B | DISINFECT | B02 | DISINFECT/HYPOCHLORIN
2160713 | MALABAR MOTEL | 1 | MALABAR MOTEL | B | DISINFECT | B02 | DISINFECT/HYPOCHLORIN
2160718 | MANDARIN POINT WTP | 1 | MANDARIN POINT WTP | B | DISINFECT | B02 | DISINFECT/HYPOCHLORIN
2160734 | N.S. MAYPORT | 1 | NAVAL STATION MAYPORT | B | DISINFECT | B02 | DISINFECT/HYPOCHLORIN
2160734 | N.S. MAYPORT | 1 | NAVAL STATION MAYPORT | E | TASTE-ODOR CONTROL | E20 | T-O CTRL/AERATION
2160735 | JEA: MAYPORT WTP | 1 | MAYPORT VILLAGE WTP | B | DISINFECT | B02 | DISINFECT/HYPOCHLORIN
2160735 | JEA: MAYPORT WTP | 1 | MAYPORT VILLAGE WTP | E | TASTE-ODOR CONTROL | E20 | T-O CTRL/AERATION
2160746 | HRS CLUSTER HOMES | 1 | HRS CLUSTER HOMES | B | DISINFECT | B02 | DISINFECT/HYPOCHLORIN
2160772 | NORMANDY ESTATES MHP | 1 | NORMANDY EST MHP | B | DISINFECT | B02 | DISINFECT/HYPOCHLORIN
2160777 | MOOSE LODGE #42 | 1 | SAME | B | DISINFECT | B02 | DISINFECT/HYPOCHLORIN
2160777 | MOOSE LODGE #42 | 1 | SAME | E | TASTE-ODOR CONTROL | E20 | T-O CTRL/AERATION
2160811 | NORMANDY VILLAGE UTILITY CO. | 1 | NORMANDY VILLAGE WTP | B | DISINFECT | B01 | DISINFECT/GASEOUS CHLORIN
2160811 | NORMANDY VILLAGE UTILITY CO. | 1 | NORMANDY VILLAGE WTP | E | TASTE-ODOR CONTROL | E20 | T-O CTRL/AERATION
2160820 | OAK HILL PARK WTP | 1 | JACKSONVILLE | B | DISINFECT | B01 | DISINFECT/GASEOUS CHLORIN
2160824 | MHP JACKSONVILLE AIR LLC | 1 | OCEANWAY OAKS MOBILE HOME PK | B | DISINFECT | B02 | DISINFECT/HYPOCHLORIN
2160831 | OCEANWAY MANOR | 1 | OCEANWAY MANOR | B | DISINFECT | B02 | DISINFECT/HYPOCHLORIN
2160888 | PICKETT ELEMENTARY SCHOOL #205 | 1 | SAME | B | DISINFECT | B02 | DISINFECT/HYPOCHLORIN
2160891 | PINE BREEZE MOBILE HOME PARK | 1 | PINE BREEZE M/H/P/ | B | DISINFECT | B02 | DISINFECT/HYPOCHLORIN
2160940 | REGENCY BAPTIST TEMPLE | 1 | SAME | B | DISINFECT | B02 | DISINFECT/HYPOCHLORIN
2160969 | RIVEREDGE | 1 | RIVEREDGE WTP | B | DISINFECT | B02 | DISINFECT/HYPOCHLORIN
2160981 | RUDDER CLUB | 1 | RUDDER CLUB | B | DISINFECT | B02 | DISINFECT/HYPOCHLORIN
2160981 | RUDDER CLUB | 1 | RUDDER CLUB | E | TASTE-ODOR CONTROL | E20 | T-O CTRL/AERATION
2160998 | SAN MATEO WTP | 1 | SAN MATEO WTP | B | DISINFECT | B01 | DISINFECT/GASEOUS CHLORIN
2160998 | SAN MATEO WTP | 1 | SAN MATEO WTP | E | TASTE-ODOR CONTROL | E20 | T-O CTRL/AERATION
2160998 | SAN MATEO WTP | 1 | SAN MATEO WTP | E | TASTE-ODOR CONTROL | E01 | T-O CTRL/GASEOUS CHLORIN
2161021 | SHADY LANE TRAILER PARK | 1 | SHADY LANE TRAILER PARK | B | DISINFECT | B02 | DISINFECT/HYPOCHLORIN
2161039 | SHERWOOD FOREST WTP | 1 | SHERWOOD FOREST WTP | B | DISINFECT | B01 | DISINFECT/GASEOUS CHLORIN
2161051 | IT'S A SMALL WORLD DCC | 1 | IT'S A SMALL WORLD DCC | B | DISINFECT | B02 | DISINFECT/HYPOCHLORIN
2161053 | RICHIE'S CHICAGO STYLE DELI | 1 | SAME | B | DISINFECT | B02 | DISINFECT/HYPOCHLORIN
2161130 | SUNTREE MOBILE HOME PARK | 1 | SUNTREE M/H/P | B | DISINFECT | B02 | DISINFECT/HYPOCHLORIN
2161169 | TIMUQUANA ELEM SCH 98 | 1 | JACKSONVILLE | B | DISINFECT | B02 | DISINFECT/HYPOCHLORIN
2161212 | N.A.S. JACKSONVILLE | 1 | N.A.S. WTP #1 BLDG.127 | B | DISINFECT | B02 | DISINFECT/HYPOCHLORIN
2161212 | N.A.S. JACKSONVILLE | 1 | N.A.S. WTP #1 BLDG.127 | E | TASTE-ODOR CONTROL | E20 | T-O CTRL/AERATION
2161234 | WASHINGTON HEIGHTS WTP | 1 | WASHINGTON HEIGHTS WTP | B | DISINFECT | B01 | DISINFECT/GASEOUS CHLORIN
2161276 | OAKS OF ATLANTIC BEACH | 1 | OAKS OF ATLANTIC BEACH | B | DISINFECT | B02 | DISINFECT/HYPOCHLORIN
2161276 | OAKS OF ATLANTIC BEACH | 1 | OAKS OF ATLANTIC BEACH | E | TASTE-ODOR CONTROL | E20 | T-O CTRL/AERATION
2161328 | JEA MAJOR GRID | 42 | LAKESHORE WTP | B | DISINFECT | B02 | DISINFECT/HYPOCHLORIN
2161328 | JEA MAJOR GRID | 40 | NORWOOD WTP | B | DISINFECT | B02 | DISINFECT/HYPOCHLORIN
2161328 | JEA MAJOR GRID | 51 | ARLINGTON BOOSTER | B | DISINFECT | B02 | DISINFECT/HYPOCHLORIN
2161328 | JEA MAJOR GRID | 54 | NORTHWEST REGIONAL | B | DISINFECT | B02 | DISINFECT/HYPOCHLORIN
2161328 | JEA MAJOR GRID | 9 | SOUTHEAST REGIONAL WTP | B | DISINFECT | B02 | DISINFECT/HYPOCHLORIN
2161328 | JEA MAJOR GRID | 45 | CECIL COMMERCE CENTER WTP | B | DISINFECT | B02 | DISINFECT/HYPOCHLORIN
2161328 | JEA MAJOR GRID | 43 | MARIETTA WTP | B | DISINFECT | B02 | DISINFECT/HYPOCHLORIN
2161328 | JEA MAJOR GRID | 41 | SOUTHWEST WTP | B | DISINFECT | B02 | DISINFECT/HYPOCHLORIN
2161328 | JEA MAJOR GRID | 44 | WESTLAKE WTP | B | DISINFECT | B02 | DISINFECT/HYPOCHLORIN
2161328 | JEA MAJOR GRID | 2 | ARLINGTON WTP | B | DISINFECT | B02 | DISINFECT/HYPOCHLORIN
2161328 | JEA MAJOR GRID | 35 | WOODMERE | B | DISINFECT | B02 | DISINFECT/HYPOCHLORIN
2161328 | JEA MAJOR GRID | 33 | BEACON HILLS WTP | B | DISINFECT | B02 | DISINFECT/HYPOCHLORIN
2161328 | JEA MAJOR GRID | 23 | MONUMENT RD WTP | B | DISINFECT | B02 | DISINFECT/HYPOCHLORIN
2161328 | JEA MAJOR GRID | 11 | DEERWOOD #3 | B | DISINFECT | B02 | DISINFECT/HYPOCHLORIN
2161328 | JEA MAJOR GRID | 17 | BRIERWOOD WTP | B | DISINFECT | B02 | DISINFECT/HYPOCHLORIN
2161328 | JEA MAJOR GRID | 36 | MAIN ST WTP | B | DISINFECT | B02 | DISINFECT/HYPOCHLORIN
2161328 | JEA MAJOR GRID | 52 | US-1 BOOSTER STATION | B | DISINFECT | B02 | DISINFECT/HYPOCHLORIN
2161328 | JEA MAJOR GRID | 47 | BARTRAM REPUMP | B | DISINFECT | B02 | DISINFECT/HYPOCHLORIN
2161328 | JEA MAJOR GRID | 4 | LOVEGROVE WTP | B | DISINFECT | B02 | DISINFECT/HYPOCHLORIN
2161328 | JEA MAJOR GRID | 1 | HENDRICKS AVE. | B | DISINFECT | B02 | DISINFECT/HYPOCHLORIN
2161328 | JEA MAJOR GRID | 6 | OAKRIDGE WTP | B | DISINFECT | B02 | DISINFECT/HYPOCHLORIN
2161328 | JEA MAJOR GRID | 12 | COMMUNITY HALL (MAND) | B | DISINFECT | B02 | DISINFECT/HYPOCHLORIN
2161328 | JEA MAJOR GRID | 16 | RIDENOUR WTP | B | DISINFECT | B02 | DISINFECT/HYPOCHLORIN
2161328 | JEA MAJOR GRID | 21 | JULINGTON CREEK PLANTATION | B | DISINFECT | B02 | DISINFECT/HYPOCHLORIN
2161328 | JEA MAJOR GRID | 22 | ST. JOHNS NORTH | B | DISINFECT | B02 | DISINFECT/HYPOCHLORIN
2161328 | JEA MAJOR GRID | 24 | ROYAL LAKES WTP | B | DISINFECT | B02 | DISINFECT/HYPOCHLORIN
2161328 | JEA MAJOR GRID | 37 | MCDUFF WTP | B | DISINFECT | B02 | DISINFECT/HYPOCHLORIN
2161328 | JEA MAJOR GRID | 38 | HIGHLANDS WTP | B | DISINFECT | B02 | DISINFECT/HYPOCHLORIN
2161328 | JEA MAJOR GRID | 39 | FAIRFAX WTP | B | DISINFECT | B02 | DISINFECT/HYPOCHLORIN
2161328 | JEA MAJOR GRID | 32 | ST. JOHNS FOREST | B | DISINFECT | B02 | DISINFECT/HYPOCHLORIN
2161328 | JEA MAJOR GRID | 50 | GREENLAND WTP | B | DISINFECT | B02 | DISINFECT/HYPOCHLORIN
2161328 | JEA MAJOR GRID | 50 | GREENLAND WTP | E | TASTE-ODOR CONTROL | E20 | T-O CTRL/AERATION
2161328 | JEA MAJOR GRID | 23 | MONUMENT RD WTP | E | TASTE-ODOR CONTROL | E20 | T-O CTRL/AERATION
2161328 | JEA MAJOR GRID | 50 | GREENLAND WTP | E | TASTE-ODOR CONTROL | E05 | T-O CTRL/OZONATION
2161328 | JEA MAJOR GRID | 54 | NORTHWEST REGIONAL | E | TASTE-ODOR CONTROL | E20 | T-O CTRL/AERATION
2161328 | JEA MAJOR GRID | 1 | HENDRICKS AVE. | E | TASTE-ODOR CONTROL | E20 | T-O CTRL/AERATION
2161328 | JEA MAJOR GRID | 2 | ARLINGTON WTP | E | TASTE-ODOR CONTROL | E20 | T-O CTRL/AERATION
2161328 | JEA MAJOR GRID | 6 | OAKRIDGE WTP | E | TASTE-ODOR CONTROL | E20 | T-O CTRL/AERATION
2161328 | JEA MAJOR GRID | 9 | SOUTHEAST REGIONAL WTP | E | TASTE-ODOR CONTROL | E20 | T-O CTRL/AERATION
2161328 | JEA MAJOR GRID | 11 | DEERWOOD #3 | E | TASTE-ODOR CONTROL | E20 | T-O CTRL/AERATION
2161328 | JEA MAJOR GRID | 12 | COMMUNITY HALL (MAND) | E | TASTE-ODOR CONTROL | E20 | T-O CTRL/AERATION
2161328 | JEA MAJOR GRID | 16 | RIDENOUR WTP | E | TASTE-ODOR CONTROL | E20 | T-O CTRL/AERATION
2161328 | JEA MAJOR GRID | 21 | JULINGTON CREEK PLANTATION | E | TASTE-ODOR CONTROL | E20 | T-O CTRL/AERATION
2161328 | JEA MAJOR GRID | 22 | ST. JOHNS NORTH | E | TASTE-ODOR CONTROL | E20 | T-O CTRL/AERATION
2161328 | JEA MAJOR GRID | 32 | ST. JOHNS FOREST | E | TASTE-ODOR CONTROL | E20 | T-O CTRL/AERATION
2161328 | JEA MAJOR GRID | 33 | BEACON HILLS WTP | E | TASTE-ODOR CONTROL | E20 | T-O CTRL/AERATION
2161328 | JEA MAJOR GRID | 35 | WOODMERE | E | TASTE-ODOR CONTROL | E20 | T-O CTRL/AERATION
2161328 | JEA MAJOR GRID | 36 | MAIN ST WTP | E | TASTE-ODOR CONTROL | E20 | T-O CTRL/AERATION
2161328 | JEA MAJOR GRID | 38 | HIGHLANDS WTP | E | TASTE-ODOR CONTROL | E20 | T-O CTRL/AERATION
2161328 | JEA MAJOR GRID | 40 | NORWOOD WTP | E | TASTE-ODOR CONTROL | E20 | T-O CTRL/AERATION
2161328 | JEA MAJOR GRID | 41 | SOUTHWEST WTP | E | TASTE-ODOR CONTROL | E20 | T-O CTRL/AERATION
2161328 | JEA MAJOR GRID | 45 | CECIL COMMERCE CENTER WTP | E | TASTE-ODOR CONTROL | E20 | T-O CTRL/AERATION
2161328 | JEA MAJOR GRID | 44 | WESTLAKE WTP | E | TASTE-ODOR CONTROL | E20 | T-O CTRL/AERATION
2161328 | JEA MAJOR GRID | 17 | BRIERWOOD WTP | E | TASTE-ODOR CONTROL | E20 | T-O CTRL/AERATION
2161328 | JEA MAJOR GRID | 36 | MAIN ST WTP | E | TASTE-ODOR CONTROL | E05 | T-O CTRL/OZONATION
2161337 | BARCELONA APARTMENTS | 1 | BARCELONA APTS WTP | B | DISINFECT | B02 | DISINFECT/HYPOCHLORIN
2161337 | BARCELONA APARTMENTS | 1 | BARCELONA APTS WTP | E | TASTE-ODOR CONTROL | E20 | T-O CTRL/AERATION
2161352 | TIMUQUANA DEVELOPMENT | 1 | JACKSONVILLE | B | DISINFECT | B01 | DISINFECT/GASEOUS CHLORIN
2164003 | SADDLE BROOK LANDINGS | 1 | SADDLE BROOK LANDINGS | B | DISINFECT | B02 | DISINFECT/HYPOCHLORIN
2164003 | SADDLE BROOK LANDINGS | 1 | SADDLE BROOK LANDINGS | E | TASTE-ODOR CONTROL | E20 | T-O CTRL/AERATION
2164153 | KINDERCARE | 1 | JACKSONVILLE | B | DISINFECT | B02 | DISINFECT/HYPOCHLORIN
2164154 | LYON'S SPECIAL CARE | 1 | JACKSONVILLE | B | DISINFECT | B02 | DISINFECT/HYPOCHLORIN
2164170 | GERRIE'S LULLABY & DCC | 1 | SAME | B | DISINFECT | B02 | DISINFECT/HYPOCHLORIN
2164171 | SCOTT MILL LANE KINDERGARTEN | 1 | SCOTT MILL LANE KINDERGARTEN | B | DISINFECT | B02 | DISINFECT/HYPOCHLORIN
2164182 | HAPPY ACRES RANCH | 1 | HAPPY ACRES RANCH | B | DISINFECT | B02 | DISINFECT/HYPOCHLORIN
2164182 | HAPPY ACRES RANCH | 1 | HAPPY ACRES RANCH | E | TASTE-ODOR CONTROL | E20 | T-O CTRL/AERATION
2164185 | PIZZA INN RESTAURANT | 1 | SAME | B | DISINFECT | B02 | DISINFECT/HYPOCHLORIN
2164188 | TERRY PARKER BAPTIST DCC | 1 | SAME | B | DISINFECT | B02 | DISINFECT/HYPOCHLORIN
2164196 | DELOACH T.P. & BAR (FKA FAST FREDDIES) | 1 | WTP | B | DISINFECT | B02 | DISINFECT/HYPOCHLORIN
2164198 | HOBBY HOUSE RESTAURANT | 1 | SAME | B | DISINFECT | B02 | DISINFECT/HYPOCHLORIN
2164200 | INTERNATIONAL BALER CORP. | 1 | INTERNATIONAL BALER | B | DISINFECT | B02 | DISINFECT/HYPOCHLORIN
2164200 | INTERNATIONAL BALER CORP. | 1 | INTERNATIONAL BALER | E | TASTE-ODOR CONTROL | E20 | T-O CTRL/AERATION
2164204 | WESTSIDE COUNTRY ACADEMY | 1 | SAME | B | DISINFECT | B02 | DISINFECT/HYPOCHLORIN
2164205 | MOOSE LODGE #455 | 1 | JACKSONVILLE | B | DISINFECT | B02 | DISINFECT/HYPOCHLORIN
2164218 | BABES -N- DOLLS | 1 | JACKSONVILLE | B | DISINFECT | B02 | DISINFECT/HYPOCHLORIN
2164224 | COUNTRY CARE DAY CARE CENTER | 1 | SAME | B | DISINFECT | B02 | DISINFECT/HYPOCHLORIN
2164225 | CROWN PRODUCTS | 1 | CROWN PRODUCTS | B | DISINFECT | B02 | DISINFECT/HYPOCHLORIN
2164225 | CROWN PRODUCTS | 1 | CROWN PRODUCTS | E | TASTE-ODOR CONTROL | E20 | T-O CTRL/AERATION
2164240 | RIVERFRONT RV PARK | 1 | RIVERFRONT RV PARK | B | DISINFECT | B02 | DISINFECT/HYPOCHLORIN
2164240 | RIVERFRONT RV PARK | 1 | RIVERFRONT RV PARK | E | TASTE-ODOR CONTROL | E20 | T-O CTRL/AERATION
2164241 | SUNRISE DAY CARE CENTER | 1 | SUNRISE DAY CARE CENTER | B | DISINFECT | B02 | DISINFECT/HYPOCHLORIN
2164241 | SUNRISE DAY CARE CENTER | 1 | SUNRISE DAY CARE CENTER | E | TASTE-ODOR CONTROL | E20 | T-O CTRL/AERATION
2164257 | SISTERS CREEK MARINA | 1 | SISTERS CREEK MARINA | B | DISINFECT | B02 | DISINFECT/HYPOCHLORIN
2164257 | SISTERS CREEK MARINA | 1 | SISTERS CREEK MARINA | E | TASTE-ODOR CONTROL | E20 | T-O CTRL/AERATION
2164260 | CHILDREN'S WORLD DAY CARE CNT. | 1 | SAME | B | DISINFECT | B02 | DISINFECT/HYPOCHLORIN
2164262 | EASTPORT HEADSTART | 1 | SAME | B | DISINFECT | B02 | DISINFECT/HYPOCHLORIN
2164262 | EASTPORT HEADSTART | 1 | SAME | E | TASTE-ODOR CONTROL | E20 | T-O CTRL/AERATION
2164263 | G & K FOOD STORE | 1 | PLANT 1 | B | DISINFECT | B02 | DISINFECT/HYPOCHLORIN
2164263 | G & K FOOD STORE | 1 | PLANT 1 | C | PARTICLE REMOVAL | C29 | PART-RMVL/CARTRIDGE FILTR
2164263 | G & K FOOD STORE | 1 | PLANT 1 | E | TASTE-ODOR CONTROL | E20 | T-O CTRL/AERATION
2164266 | LILY PAD CAFE | 1 | PLANT 1 | B | DISINFECT | B02 | DISINFECT/HYPOCHLORIN
2164266 | LILY PAD CAFE | 1 | PLANT 1 | E | TASTE-ODOR CONTROL | E20 | T-O CTRL/AERATION
2164279 | NEIGHBORHOOD UTILITIES (TIMBER CREEK) | 1 | TIMBER CREEK WTP | B | DISINFECT | B02 | DISINFECT/HYPOCHLORIN
2164279 | NEIGHBORHOOD UTILITIES (TIMBER CREEK) | 1 | TIMBER CREEK WTP | E | TASTE-ODOR CONTROL | E20 | T-O CTRL/AERATION
2164286 | BENNETT'S BEACH MOTEL | 1 | SAME | B | DISINFECT | B02 | DISINFECT/HYPOCHLORIN
2164286 | BENNETT'S BEACH MOTEL | 1 | SAME | E | TASTE-ODOR CONTROL | E20 | T-O CTRL/AERATION
2164298 | LIQUOR MART | 1 | LIQUOR MART | B | DISINFECT | B02 | DISINFECT/HYPOCHLORIN
2164298 | LIQUOR MART | 1 | LIQUOR MART | E | TASTE-ODOR CONTROL | E20 | T-O CTRL/AERATION
2164318 | NATIONAL GUARD ARMORY | 1 | SAME | B | DISINFECT | B02 | DISINFECT/HYPOCHLORIN
2164321 | PALMS FISH CAMP RESTAURANT | 1 | PALMS FISH CAMP | B | DISINFECT | B02 | DISINFECT/HYPOCHLORIN
2164321 | PALMS FISH CAMP RESTAURANT | 1 | PALMS FISH CAMP | E | TASTE-ODOR CONTROL | E20 | T-O CTRL/AERATION
2164326 | SPURLIN SCHOOL | 1 | SAME | B | DISINFECT | B02 | DISINFECT/HYPOCHLORIN
2164332 | TRADER JOHN'S | 1 | TRADER JOHN'S | B | DISINFECT | B02 | DISINFECT/HYPOCHLORIN
2164332 | TRADER JOHN'S | 1 | TRADER JOHN'S | E | TASTE-ODOR CONTROL | E20 | T-O CTRL/AERATION
2164333 | SMOKE HOUSE DELI | 1 | SAME | B | DISINFECT | B02 | DISINFECT/HYPOCHLORIN
2164335 | KIDS R' KIDS | 1 | KIDS R' KIDS | B | DISINFECT | B02 | DISINFECT/HYPOCHLORIN
2164335 | KIDS R' KIDS | 1 | KIDS R' KIDS | E | TASTE-ODOR CONTROL | E20 | T-O CTRL/AERATION
2164341 | CEDAR BAY SEAFOOD & CHICKEN | 1 | CEDAR BAY SEAFOOD & CHICKEN | B | DISINFECT | B02 | DISINFECT/HYPOCHLORIN
2164346 | LITTLE PEOPLES DAY CARE | 1 | LITTLE PEOPLES DAY CARE | B | DISINFECT | B02 | DISINFECT/HYPOCHLORIN
2164348 | BEVERLY HILLS DEVELOPMENT CENTER | 1 | BEVERLY HILLS DAYCARE | B | DISINFECT | B02 | DISINFECT/HYPOCHLORIN
2164352 | MAXVILLE COMMUNITY CENTER | 1 | MAXVILLE COMMUNITY CENTER | B | DISINFECT | B02 | DISINFECT/HYPOCHLORIN
2164352 | MAXVILLE COMMUNITY CENTER | 1 | MAXVILLE COMMUNITY CENTER | E | TASTE-ODOR CONTROL | E20 | T-O CTRL/AERATION
2164362 | BARGAIN HOUSE OF FLEAS | 1 | BARGAIN HOUSE OF FLEAS | B | DISINFECT | B02 | DISINFECT/HYPOCHLORIN
2164364 | CITY OF JAX- MCDUFF WTP | 1 | MCDUFF WTP | B | DISINFECT | B01 | DISINFECT/GASEOUS CHLORIN
2164364 | CITY OF JAX- MCDUFF WTP | 1 | MCDUFF WTP | E | TASTE-ODOR CONTROL | E20 | T-O CTRL/AERATION
2164365 | CITY OF JAX - WHEAT RD WTP | 1 | SOUTHWEST WTP - WHEAT RD | B | DISINFECT | B01 | DISINFECT/GASEOUS CHLORIN
2164365 | CITY OF JAX - WHEAT RD WTP | 1 | SOUTHWEST WTP - WHEAT RD | E | TASTE-ODOR CONTROL | E20 | T-O CTRL/AERATION
2164366 | CITY OF JAX - FAIRFAX WTP | 1 | FAIRFAX WTP | B | DISINFECT | B01 | DISINFECT/GASEOUS CHLORIN
2164366 | CITY OF JAX - FAIRFAX WTP | 1 | FAIRFAX WTP | E | TASTE-ODOR CONTROL | E20 | T-O CTRL/AERATION
2164367 | CITY OF JAX - MARIETTA WTP | 1 | MARIETTA WTP | B | DISINFECT | B01 | DISINFECT/GASEOUS CHLORIN
2164367 | CITY OF JAX - MARIETTA WTP | 1 | MARIETTA WTP | E | TASTE-ODOR CONTROL | E20 | T-O CTRL/AERATION
2164368 | CITY OF JAX - NORWOOD WTP | 1 | NORWOOD WTP | B | DISINFECT | B01 | DISINFECT/GASEOUS CHLORIN
2164368 | CITY OF JAX - NORWOOD WTP | 1 | NORWOOD WTP | E | TASTE-ODOR CONTROL | E20 | T-O CTRL/AERATION
2164377 | CITY OF JAX - HOOD LANDING | 1 | HOOD LANDING WTP | B | DISINFECT | B01 | DISINFECT/GASEOUS CHLORIN
2164377 | CITY OF JAX - HOOD LANDING | 1 | HOOD LANDING WTP | E | TASTE-ODOR CONTROL | E20 | T-O CTRL/AERATION
2164378 | CITY OF JAX-JULINGTON HILLS | 1 | JULINGTON HILLS WTP | B | DISINFECT | B01 | DISINFECT/GASEOUS CHLORIN
2164378 | CITY OF JAX-JULINGTON HILLS | 1 | JULINGTON HILLS WTP | E | TASTE-ODOR CONTROL | E20 | T-O CTRL/AERATION
2164381 | CITY OF JAX-PICKWICK PARK | 1 | PICKWICK PARK WTP | B | DISINFECT | B01 | DISINFECT/GASEOUS CHLORIN
2164381 | CITY OF JAX-PICKWICK PARK | 1 | PICKWICK PARK WTP | E | TASTE-ODOR CONTROL | E20 | T-O CTRL/AERATION
2164383 | UNITED GYMNASTICS ACADEMY | 1 | UNITED GYMNASTICS ACADEMY | B | DISINFECT | B02 | DISINFECT/HYPOCHLORIN
2164386 | VFW POST 7909 | 1 | VFW POST 7909 | B | DISINFECT | B02 | DISINFECT/HYPOCHLORIN
2164387 | ROLLING HILLS BAPTIST CHURCH | 1 | ROLLING HILLS BAPTIST CHURCH | B | DISINFECT | B02 | DISINFECT/HYPOCHLORIN
2164398 | WEST MEADOWS BAPTIST CHURCH | 1 | PLANT 1 | B | DISINFECT | B02 | DISINFECT/HYPOCHLORIN
2164400 | BELLE OAKS WTP | 1 | BELLE OAKS WTP | B | DISINFECT | B02 | DISINFECT/HYPOCHLORIN
2164400 | BELLE OAKS WTP | 1 | BELLE OAKS WTP | E | TASTE-ODOR CONTROL | E20 | T-O CTRL/AERATION
2164401 | TRANSITION HOUSE AT DINSMORE | 1 | DINSMORE COMM. CORREC. WTP | B | DISINFECT | B02 | DISINFECT/HYPOCHLORIN
2164401 | TRANSITION HOUSE AT DINSMORE | 1 | DINSMORE COMM. CORREC. WTP | E | TASTE-ODOR CONTROL | E20 | T-O CTRL/AERATION
2164412 | FIRST UNITED PENTECOSTAL CHURCH | 1 | FIRST UNITED PENTECOSTAL | B | DISINFECT | B02 | DISINFECT/HYPOCHLORIN
2164412 | FIRST UNITED PENTECOSTAL CHURCH | 1 | FIRST UNITED PENTECOSTAL | E | TASTE-ODOR CONTROL | E20 | T-O CTRL/AERATION
2164413 | CIRCLE K #6518 | 1 | CIRCLE K #6518 | B | DISINFECT | B02 | DISINFECT/HYPOCHLORIN
2164417 | WORDS OF LIGHT CHURCH | 1 | WORDS OF LIGHT CHURCH | B | DISINFECT | B02 | DISINFECT/HYPOCHLORIN
2164431 | CIRCLE K #6049 | 1 | CIRCLE K #6049 | B | DISINFECT | B02 | DISINFECT/HYPOCHLORIN
2164434 | SANDOLLAR RESTAURANT | 1 | SANDOLLAR RESTAURANT | B | DISINFECT | B02 | DISINFECT/HYPOCHLORIN
2164434 | SANDOLLAR RESTAURANT | 1 | SANDOLLAR RESTAURANT | E | TASTE-ODOR CONTROL | E20 | T-O CTRL/AERATION
2164438 | JACKSONVILLE YOUTH ACADEMY | 1 | JACKSONVILLE YOUTH ACADEMY | B | DISINFECT | B02 | DISINFECT/HYPOCHLORIN
2164438 | JACKSONVILLE YOUTH ACADEMY | 1 | JACKSONVILLE YOUTH ACADEMY | E | TASTE-ODOR CONTROL | E20 | T-O CTRL/AERATION
2164439 | HUGUENOT MEMORIAL PARK #2 (CAMPGROUND) | 1 | HUGUENOT MEMORIAL PARK | B | DISINFECT | B02 | DISINFECT/HYPOCHLORIN
2164439 | HUGUENOT MEMORIAL PARK #2 (CAMPGROUND) | 1 | HUGUENOT MEMORIAL PARK | E | TASTE-ODOR CONTROL | E20 | T-O CTRL/AERATION
2164441 | KINGDOM HALL OF JEHOVAH'S WITNESS | 1 | KINGDOM HALL | B | DISINFECT | B02 | DISINFECT/HYPOCHLORIN
2164448 | AMERICA'S AUTO AUCTION | 1 | JACKSONVILLE AUTO AUCTION | B | DISINFECT | B02 | DISINFECT/HYPOCHLORIN
2164448 | AMERICA'S AUTO AUCTION | 1 | JACKSONVILLE AUTO AUCTION | Z | OTHER | Z20 | OTHER/AERATION
2164467 | HECKSCHER DRIVE BAPTIST CHURCH | 1 | HECKSCHER DRIVE BAPTIST CHURCH | B | DISINFECT | B02 | DISINFECT/HYPOCHLORIN
2164467 | HECKSCHER DRIVE BAPTIST CHURCH | 1 | HECKSCHER DRIVE BAPTIST CHURCH | E | TASTE-ODOR CONTROL | E20 | T-O CTRL/AERATION
2164487 | THOMAS CREEK PARK | 1 | THOMAS CREEK PARK | B | DISINFECT | B02 | DISINFECT/HYPOCHLORIN
2164487 | THOMAS CREEK PARK | 1 | THOMAS CREEK PARK | E | TASTE-ODOR CONTROL | E20 | T-O CTRL/AERATION
2164494 | BAILEY'S MHP (NORTH) | 1 | BAILEY'S MHP NORTH | B | DISINFECT | B02 | DISINFECT/HYPOCHLORIN
2164494 | BAILEY'S MHP (NORTH) | 1 | BAILEY'S MHP NORTH | D | CORROSION CONTROL | D18 | CORR-CTRL/SEQUESTATION
2164497 | HOPE CHAPEL | 1 | HOPE CHAPEL WTP | B | DISINFECT | B02 | DISINFECT/HYPOCHLORIN
2164497 | HOPE CHAPEL | 1 | HOPE CHAPEL WTP | E | TASTE-ODOR CONTROL | E20 | T-O CTRL/AERATION
2164502 | BAYMEADOWS SQUARE I&II | 2 | BAYMEADOWS SQUARE #II | B | DISINFECT | B02 | DISINFECT/HYPOCHLORIN
2164516 | MONCRIEF LIQUORS & LOUNGE | 1 | MONCRIEF LIQUORS & LOUNGE | B | DISINFECT | B02 | DISINFECT/HYPOCHLORIN
2164517 | FAITH BAPTIST CHURCH | 1 | FAITH BAPTIST CHURCH | B | DISINFECT | B02 | DISINFECT/HYPOCHLORIN
2164517 | FAITH BAPTIST CHURCH | 1 | FAITH BAPTIST CHURCH | E | TASTE-ODOR CONTROL | E20 | T-O CTRL/AERATION
2164522 | TRAIL RIDGE LANDFILL | 1 | TRAILRIDGE LANDFILL | B | DISINFECT | B02 | DISINFECT/HYPOCHLORIN
2164522 | TRAIL RIDGE LANDFILL | 1 | TRAILRIDGE LANDFILL | E | TASTE-ODOR CONTROL | E20 | T-O CTRL/AERATION
2164524 | WEST FRASER | 1 | WTP 1 | B | DISINFECT | B02 | DISINFECT/HYPOCHLORIN
2164524 | WEST FRASER | 1 | WTP 1 | E | TASTE-ODOR CONTROL | E20 | T-O CTRL/AERATION
2164526 | COUNTRY SCHOOL III | 1 | COUNTRY SCHOOL III | B | DISINFECT | B02 | DISINFECT/HYPOCHLORIN
2164526 | COUNTRY SCHOOL III | 1 | COUNTRY SCHOOL III | E | TASTE-ODOR CONTROL | E20 | T-O CTRL/AERATION
2164533 | MARKET MASTERS #5 | 1 | MARKET MASTERS #5 WTP | B | DISINFECT | B02 | DISINFECT/HYPOCHLORIN
2164548 | JONES ROAD FOOD MART | 1 | PLANT 1 | B | DISINFECT | B02 | DISINFECT/HYPOCHLORIN
2164548 | JONES ROAD FOOD MART | 1 | PLANT 1 | E | TASTE-ODOR CONTROL | E20 | T-O CTRL/AERATION
2164559 | JEA: DISTRICT II | 1 | DISTRICT II | B | DISINFECT | B20 | DISINFECT/AERATION
2164559 | JEA: DISTRICT II | 1 | DISTRICT II | E | TASTE-ODOR CONTROL | E20 | T-O CTRL/AERATION
2164562 | GATE STATION #1171 | 1 | GATE# 1171 | B | DISINFECT | B02 | DISINFECT/HYPOCHLORIN
2164566 | CIRCLE K #1174 | 1 | CIRCLE K #1174 | B | DISINFECT | B02 | DISINFECT/HYPOCHLORIN
2164566 | CIRCLE K #1174 | 1 | CIRCLE K #1174 | E | TASTE-ODOR CONTROL | E20 | T-O CTRL/AERATION
2164574 | CHOWDER TED'S | 1 | CHOWDER TED'S | B | DISINFECT | B02 | DISINFECT/HYPOCHLORIN
2164574 | CHOWDER TED'S | 1 | CHOWDER TED'S | E | TASTE-ODOR CONTROL | E20 | T-O CTRL/AERATION
2164575 | JONES RD. GENERAL STORE | 1 | JONES RD. GENERAL STORE | B | DISINFECT | B02 | DISINFECT/HYPOCHLORIN
2164584 | THOMAS MARSHALL PARK | 1 | THOMAS MARSHALL PARK | B | DISINFECT | B02 | DISINFECT/HYPOCHLORIN
2164588 | SOUTHPOINT BAPTIST CHURCH | 1 | SOUTHPOINT BAPTIST CHURCH | B | DISINFECT | B02 | DISINFECT/HYPOCHLORIN
2164588 | SOUTHPOINT BAPTIST CHURCH | 1 | SOUTHPOINT BAPTIST CHURCH | E | TASTE-ODOR CONTROL | E20 | T-O CTRL/AERATION
2164592 | JOE CARLUCCI SISTERS CREEK BOAT RAMP | 1 | JOE CARLUCCI BOAT RAMP | B | DISINFECT | B02 | DISINFECT/HYPOCHLORIN
2164592 | JOE CARLUCCI SISTERS CREEK BOAT RAMP | 1 | JOE CARLUCCI BOAT RAMP | E | TASTE-ODOR CONTROL | E20 | T-O CTRL/AERATION
2164599 | MILLENNIA INDUSTRIES | 1 | MILLENNIA INDUSTRIES | B | DISINFECT | B02 | DISINFECT/HYPOCHLORIN
2164602 | METALPLATE GALVANIZING LP | 1 | METAL PLATE GALVANIZING | B | DISINFECT | B02 | DISINFECT/HYPOCHLORIN
2164602 | METALPLATE GALVANIZING LP | 1 | METAL PLATE GALVANIZING | E | TASTE-ODOR CONTROL | E20 | T-O CTRL/AERATION
2164604 | PABLO CREEK GOLF CLUB | 1 | PABLO CREEK GOLF CLUB | B | DISINFECT | B02 | DISINFECT/HYPOCHLORIN
2164604 | PABLO CREEK GOLF CLUB | 1 | PABLO CREEK GOLF CLUB | E | TASTE-ODOR CONTROL | E20 | T-O CTRL/AERATION
2164610 | HUGUENOT PARK OFFICE | 1 | HUGUENOT PARK OFFICE | B | DISINFECT | B02 | DISINFECT/HYPOCHLORIN
2164610 | HUGUENOT PARK OFFICE | 1 | HUGUENOT PARK OFFICE | E | TASTE-ODOR CONTROL | E20 | T-O CTRL/AERATION
2164613 | KNIGHTS OF COLUMBUS #4727 | 1 |  | A | NO TRTMT | A | NO TRTMT
2164615 | PUBLIC STORAGE I (8727) | 1 | PUBLIC STORAGE I | B | DISINFECT | B02 | DISINFECT/HYPOCHLORIN
2164615 | PUBLIC STORAGE I (8727) | 1 | PUBLIC STORAGE I | E | TASTE-ODOR CONTROL | E20 | T-O CTRL/AERATION
2164618 | LANIER AND LUCAS INC | 1 | LANIER AND LUCAS INC WTP | B | DISINFECT | B02 | DISINFECT/HYPOCHLORIN
2164620 | RIVER CITY FAMILY CHURCH | 1 | RIVER CITY FAMILY CHURCH | B | DISINFECT | B02 | DISINFECT/HYPOCHLORIN
2164620 | RIVER CITY FAMILY CHURCH | 1 | RIVER CITY FAMILY CHURCH | E | TASTE-ODOR CONTROL | E20 | T-O CTRL/AERATION
2164623 | TEMPLE BAPTIST CHURCH | 1 |  | B | DISINFECT | B02 | DISINFECT/HYPOCHLORIN
2164624 | MANDARIN HOLIDAY MARINA | 1 | MANDARIN HOLIDAY MARINA | B | DISINFECT | B02 | DISINFECT/HYPOCHLORIN
2164626 | SUNBELT RENTALS | 1 | SUNBELT RENTALS | B | DISINFECT | B02 | DISINFECT/HYPOCHLORIN
2164626 | SUNBELT RENTALS | 1 | SUNBELT RENTALS | E | TASTE-ODOR CONTROL | E20 | T-O CTRL/AERATION
2164628 | PELOTES ISLAND BUILDING #2 | 1 | PELOTES ISLAND BUILDING #2 | B | DISINFECT | B02 | DISINFECT/HYPOCHLORIN
2164628 | PELOTES ISLAND BUILDING #2 | 1 | PELOTES ISLAND BUILDING #2 | E | TASTE-ODOR CONTROL | E20 | T-O CTRL/AERATION
2164629 | MAXVILLE FOOD MART | 1 | MAXVILLE FOOD MART | B | DISINFECT | B02 | DISINFECT/HYPOCHLORIN
2164636 | CMC STEEL JAX SHREDDER | 2 | PLANT #2 (LOCKER ROOM/SUPPLY) | B | DISINFECT | B02 | DISINFECT/HYPOCHLORIN
2164641 | TALBOT ISLAND CANOE AND KAYAK CONCESSION | 1 | TALBOT ISLAND CANOE AND KAYAK | B | DISINFECT | B20 | DISINFECT/AERATION
2164641 | TALBOT ISLAND CANOE AND KAYAK CONCESSION | 1 | TALBOT ISLAND CANOE AND KAYAK | B | DISINFECT | B02 | DISINFECT/HYPOCHLORIN
2164641 | TALBOT ISLAND CANOE AND KAYAK CONCESSION | 1 | TALBOT ISLAND CANOE AND KAYAK | C | PARTICLE REMOVAL | C20 | PART-RMVL/AERATION
2164641 | TALBOT ISLAND CANOE AND KAYAK CONCESSION | 1 | TALBOT ISLAND CANOE AND KAYAK | Z | OTHER | Z20 | OTHER/AERATION
2164642 | KINGSLEY PLANTATION | 1 | KINGSLEY PLANTATION | B | DISINFECT | B02 | DISINFECT/HYPOCHLORIN
2164642 | KINGSLEY PLANTATION | 1 | KINGSLEY PLANTATION | E | TASTE-ODOR CONTROL | E20 | T-O CTRL/AERATION
2164645 | OLD PLANK ROAD BAPTIST CHURCH | 1 | OLD PLANK ROAD BAPTIST CHURCH | B | DISINFECT | B02 | DISINFECT/HYPOCHLORIN
2164645 | OLD PLANK ROAD BAPTIST CHURCH | 1 | OLD PLANK ROAD BAPTIST CHURCH | E | TASTE-ODOR CONTROL | E20 | T-O CTRL/AERATION
2164645 | OLD PLANK ROAD BAPTIST CHURCH | 1 | OLD PLANK ROAD BAPTIST CHURCH | I | COLOR REMOVAL | I23 | COLOR RML/GAC ADDITION
2164650 | JACKSONVILLE NATIONAL CEMETERY | 1 | PLANT 1 (SOUTH) | B | DISINFECT | B02 | DISINFECT/HYPOCHLORIN
2164650 | JACKSONVILLE NATIONAL CEMETERY | 2 | PLANT 2 (NORTH) | B | DISINFECT | B02 | DISINFECT/HYPOCHLORIN
2164650 | JACKSONVILLE NATIONAL CEMETERY | 1 | PLANT 1 (SOUTH) | E | TASTE-ODOR CONTROL | E20 | T-O CTRL/AERATION
2164650 | JACKSONVILLE NATIONAL CEMETERY | 2 | PLANT 2 (NORTH) | E | TASTE-ODOR CONTROL | E20 | T-O CTRL/AERATION
2164651 | FT. GEORGE ISLAND MARINA | 1 | FT. GEORGE ISLAND MARINA | B | DISINFECT | B02 | DISINFECT/HYPOCHLORIN
2164651 | FT. GEORGE ISLAND MARINA | 1 | FT. GEORGE ISLAND MARINA | E | TASTE-ODOR CONTROL | E20 | T-O CTRL/AERATION
2164653 | SAL TAYLOR PARK WTP | 1 | SAL TAYLOR PARK | B | DISINFECT | B02 | DISINFECT/HYPOCHLORIN
2164653 | SAL TAYLOR PARK WTP | 1 | SAL TAYLOR PARK | E | TASTE-ODOR CONTROL | E20 | T-O CTRL/AERATION
2164654 | DOLL HOUSE | 1 | WELL 1 | B | DISINFECT | B02 | DISINFECT/HYPOCHLORIN
2164655 | DYNAREX WAREHOUSE WTP | 1 | 14500 HYATT ROAD | B | DISINFECT | B02 | DISINFECT/HYPOCHLORIN
2164656 | SAN MATEO LITTLE LEAGUE OF JAX | 1 | WTP | B | DISINFECT | B02 | DISINFECT/HYPOCHLORIN
2164657 | FIRST BAPTIST CHURCH OF MAXVILLE | 1 | PLANT 1 | B | DISINFECT | B02 | DISINFECT/HYPOCHLORIN
2164657 | FIRST BAPTIST CHURCH OF MAXVILLE | 1 | PLANT 1 | E | TASTE-ODOR CONTROL | E20 | T-O CTRL/AERATION
2180002 | BEVERLY BEACH WATER SYSTEM | 3 | INTERCONNECTION | B | DISINFECT | B02 | DISINFECT/HYPOCHLORIN
2180002 | BEVERLY BEACH WATER SYSTEM | 3 | INTERCONNECTION | B | DISINFECT | B04 | DISINFECT/CHLORAMINES
2180132 | BULOW PLANTATION | 1 | BULOW PLANTATION | B | DISINFECT | B04 | DISINFECT/CHLORAMINES
2180132 | BULOW PLANTATION | 1 | BULOW PLANTATION | E | TASTE-ODOR CONTROL | E20 | T-O CTRL/AERATION
2180133 | BULOW RUINS STATE PARK | 1 | BULOW RUINS STATE HIST. SITE | B | DISINFECT | B02 | DISINFECT/HYPOCHLORIN
2180133 | BULOW RUINS STATE PARK | 1 | BULOW RUINS STATE HIST. SITE | E | TASTE-ODOR CONTROL | E20 | T-O CTRL/AERATION
2180134 | BUNNELL WATER PLANT | 1 | BUNNELL WATER PLANT | B | DISINFECT | B04 | DISINFECT/CHLORAMINES
2180134 | BUNNELL WATER PLANT | 1 | BUNNELL WATER PLANT | B | DISINFECT | B02 | DISINFECT/HYPOCHLORIN
2180134 | BUNNELL WATER PLANT | 1 | BUNNELL WATER PLANT | C | PARTICLE REMOVAL | C14 | PART-RMVL/RAPID SAND FIL
2180134 | BUNNELL WATER PLANT | 1 | BUNNELL WATER PLANT | D | CORROSION CONTROL | D18 | CORR-CTRL/SEQUESTATION
2180134 | BUNNELL WATER PLANT | 1 | BUNNELL WATER PLANT | E | TASTE-ODOR CONTROL | E20 | T-O CTRL/AERATION
2180134 | BUNNELL WATER PLANT | 1 | BUNNELL WATER PLANT | E | TASTE-ODOR CONTROL | E25 | T-O CTRL/ION EXCHANGE
2180349 | FLAGLER BEACH WTP | 2 | FLAGLER BEACH RO | B | DISINFECT | B02 | DISINFECT/HYPOCHLORIN
2180349 | FLAGLER BEACH WTP | 2 | FLAGLER BEACH RO | C | PARTICLE REMOVAL | C29 | PART-RMVL/CARTRIDGE FILTR
2180349 | FLAGLER BEACH WTP | 2 | FLAGLER BEACH RO | F | ORGN-RMVL | F38 | ORGN-RMVL/NANOFILTRATION
2180349 | FLAGLER BEACH WTP | 2 | FLAGLER BEACH RO | Z | OTHER | Z19 | OTHER/PH ADJUSTMENT
2180349 | FLAGLER BEACH WTP | 2 | FLAGLER BEACH RO | Z | OTHER | Z20 | OTHER/AERATION
2180349 | FLAGLER BEACH WTP | 2 | FLAGLER BEACH RO | Z | OTHER | Z18 | OTHER/SEQUESTATION
2180551 | ITT RAYONIER LUMBER DIVISION | 1 |  | B | DISINFECT | B02 | DISINFECT/HYPOCHLORIN
2180729 | CAPRI MHP | 1 | CAPRI MHP | B | DISINFECT | B02 | DISINFECT/HYPOCHLORIN
2180863 | PALM COAST UTILITY | 4 | WTP#3 RO | B | DISINFECT | B04 | DISINFECT/CHLORAMINES
2180863 | PALM COAST UTILITY | 2 | WTP #2 | B | DISINFECT | B02 | DISINFECT/HYPOCHLORIN
2180863 | PALM COAST UTILITY | 2 | WTP #2 | B | DISINFECT | B04 | DISINFECT/CHLORAMINES
2180863 | PALM COAST UTILITY | 1 | WTP#1 LIME SOFTENING PLANT | B | DISINFECT | B04 | DISINFECT/CHLORAMINES
2180863 | PALM COAST UTILITY | 2 | WTP #2 | C | PARTICLE REMOVAL | C29 | PART-RMVL/CARTRIDGE FILTR
2180863 | PALM COAST UTILITY | 2 | WTP #2 | C | PARTICLE REMOVAL | C08 | PART-RMVL/MICROSCREENING
2180863 | PALM COAST UTILITY | 4 | WTP#3 RO | C | PARTICLE REMOVAL | C08 | PART-RMVL/MICROSCREENING
2180863 | PALM COAST UTILITY | 1 | WTP#1 LIME SOFTENING PLANT | C | PARTICLE REMOVAL | C10 | PART-RMVL/COAGULATION
2180863 | PALM COAST UTILITY | 2 | WTP #2 | C | PARTICLE REMOVAL | C10 | PART-RMVL/COAGULATION
2180863 | PALM COAST UTILITY | 1 | WTP#1 LIME SOFTENING PLANT | C | PARTICLE REMOVAL | C11 | PART-RMVL/FLOCCULATION
2180863 | PALM COAST UTILITY | 4 | WTP#3 RO | C | PARTICLE REMOVAL | C29 | PART-RMVL/CARTRIDGE FILTR
2180863 | PALM COAST UTILITY | 1 | WTP#1 LIME SOFTENING PLANT | D | CORROSION CONTROL | D18 | CORR-CTRL/SEQUESTATION
2180863 | PALM COAST UTILITY | 2 | WTP #2 | E | TASTE-ODOR CONTROL | E28 | T-O CTRL/PACKED TWR-AERA
2180863 | PALM COAST UTILITY | 4 | WTP#3 RO | E | TASTE-ODOR CONTROL | E28 | T-O CTRL/PACKED TWR-AERA
2180863 | PALM COAST UTILITY | 4 | WTP#3 RO | F | ORGN-RMVL | F26 | ORGN-RMVL/REVERSE OSMOSIS
2180863 | PALM COAST UTILITY | 2 | WTP #2 | F | ORGN-RMVL | F38 | ORGN-RMVL/NANOFILTRATION
2180863 | PALM COAST UTILITY | 1 | WTP#1 LIME SOFTENING PLANT | G | IRON REMOVAL | G14 | IRON RMVL/RAPID SAND FIL
2180863 | PALM COAST UTILITY | 2 | WTP #2 | H | SOFTENING | H38 | SOFTENING/NANOFILTRATION
2180863 | PALM COAST UTILITY | 2 | WTP #2 | H | SOFTENING | H24 | SOFTENING/LIME-SODA
2180863 | PALM COAST UTILITY | 1 | WTP#1 LIME SOFTENING PLANT | H | SOFTENING | H24 | SOFTENING/LIME-SODA
2180863 | PALM COAST UTILITY | 4 | WTP#3 RO | Z | OTHER | Z19 | OTHER/PH ADJUSTMENT
2180863 | PALM COAST UTILITY | 2 | WTP #2 | Z | OTHER | Z19 | OTHER/PH ADJUSTMENT
2180863 | PALM COAST UTILITY | 2 | WTP #2 | Z | OTHER | Z18 | OTHER/SEQUESTATION
2180863 | PALM COAST UTILITY | 4 | WTP#3 RO | Z | OTHER | Z18 | OTHER/SEQUESTATION
2180863 | PALM COAST UTILITY | 1 | WTP#1 LIME SOFTENING PLANT | Z | OTHER | Z19 | OTHER/PH ADJUSTMENT
2181288 | HOLIDAY TRAVEL PARK | 1 | HOLIDAY TRAVEL PARK | B | DISINFECT | B04 | DISINFECT/CHLORAMINES
2181288 | HOLIDAY TRAVEL PARK | 1 | HOLIDAY TRAVEL PARK | E | TASTE-ODOR CONTROL | E20 | T-O CTRL/AERATION
2181288 | HOLIDAY TRAVEL PARK | 1 | HOLIDAY TRAVEL PARK | G | IRON REMOVAL | G18 | IRON RMVL/SEQUESTATION
2184250 | BULL CREEK FISH CAMP | 1 | BULL CREEK | B | DISINFECT | B02 | DISINFECT/HYPOCHLORIN
2184250 | BULL CREEK FISH CAMP | 1 | BULL CREEK | C | PARTICLE REMOVAL | C29 | PART-RMVL/CARTRIDGE FILTR
2184250 | BULL CREEK FISH CAMP | 1 | BULL CREEK | E | TASTE-ODOR CONTROL | E20 | T-O CTRL/AERATION
2184250 | BULL CREEK FISH CAMP | 1 | BULL CREEK | Z | OTHER | Z26 | OTHER/REVERSE OSMOSIS
2184251 | PLANTATION BAY WTP | 1 | PLANTATION BAY WTP | B | DISINFECT | B02 | DISINFECT/HYPOCHLORIN
2184251 | PLANTATION BAY WTP | 1 | PLANTATION BAY WTP | B | DISINFECT | B04 | DISINFECT/CHLORAMINES
2184251 | PLANTATION BAY WTP | 1 | PLANTATION BAY WTP | C | PARTICLE REMOVAL | C10 | PART-RMVL/COAGULATION
2184251 | PLANTATION BAY WTP | 1 | PLANTATION BAY WTP | C | PARTICLE REMOVAL | C14 | PART-RMVL/RAPID SAND FIL
2184251 | PLANTATION BAY WTP | 1 | PLANTATION BAY WTP | D | CORROSION CONTROL | D36 | CORR-CTRL/CORROSION INHIB
2184251 | PLANTATION BAY WTP | 1 | PLANTATION BAY WTP | D | CORROSION CONTROL | D19 | CORR-CTRL/PH ADJUSTMENT
2184251 | PLANTATION BAY WTP | 1 | PLANTATION BAY WTP | E | TASTE-ODOR CONTROL | E20 | T-O CTRL/AERATION
2184251 | PLANTATION BAY WTP | 1 | PLANTATION BAY WTP | H | SOFTENING | H24 | SOFTENING/LIME-SODA
2184255 | AFRIDI INVESTMENTS/HESS STATION | 1 | AFRIDI INVESTMENTS | B | DISINFECT | B02 | DISINFECT/HYPOCHLORIN
2184257 | QUICK KING #26 | 1 | PLANT 1 | B | DISINFECT | B02 | DISINFECT/HYPOCHLORIN
2184259 | DUNES COMMUNITY DEVELOPMENT DISTRICT | 2 | DUNES COMMUNITY DEV. DISTRICT | B | DISINFECT | B02 | DISINFECT/HYPOCHLORIN
2184259 | DUNES COMMUNITY DEVELOPMENT DISTRICT | 2 | DUNES COMMUNITY DEV. DISTRICT | C | PARTICLE REMOVAL | C29 | PART-RMVL/CARTRIDGE FILTR
2184259 | DUNES COMMUNITY DEVELOPMENT DISTRICT | 2 | DUNES COMMUNITY DEV. DISTRICT | C | PARTICLE REMOVAL | C20 | PART-RMVL/AERATION
2184259 | DUNES COMMUNITY DEVELOPMENT DISTRICT | 2 | DUNES COMMUNITY DEV. DISTRICT | D | CORROSION CONTROL | D36 | CORR-CTRL/CORROSION INHIB
2184259 | DUNES COMMUNITY DEVELOPMENT DISTRICT | 2 | DUNES COMMUNITY DEV. DISTRICT | F | ORGN-RMVL | F26 | ORGN-RMVL/REVERSE OSMOSIS
2184259 | DUNES COMMUNITY DEVELOPMENT DISTRICT | 2 | DUNES COMMUNITY DEV. DISTRICT | Z | OTHER | Z19 | OTHER/PH ADJUSTMENT
2184261 | PLANTATION BP STATION | 1 | PLANTATION BP STATION | B | DISINFECT | B02 | DISINFECT/HYPOCHLORIN
2184261 | PLANTATION BP STATION | 1 | PLANTATION BP STATION | E | TASTE-ODOR CONTROL | E20 | T-O CTRL/AERATION
2184265 | COUNTRY COOLER | 1 | COUNTRY COOLER | B | DISINFECT | B02 | DISINFECT/HYPOCHLORIN
2184265 | COUNTRY COOLER | 1 | COUNTRY COOLER | H | SOFTENING | H02 | SOFTENING/HYPOCHLORIN
2184268 | EAGLE LAKES WTP | 1 | EAGLE LAKES INTERIM WTP | B | DISINFECT | B02 | DISINFECT/HYPOCHLORIN
2184268 | EAGLE LAKES WTP | 1 | EAGLE LAKES INTERIM WTP | Z | OTHER | Z26 | OTHER/REVERSE OSMOSIS
2184272 | FIRST FARMS WORKER HOUSING | 1 | FIRST FARMS WORKER HOUSING | B | DISINFECT | B02 | DISINFECT/HYPOCHLORIN
2184273 | CARMELITE MONASTERY | 1 | CARMELITE MONASTERY | B | DISINFECT | B02 | DISINFECT/HYPOCHLORIN
2184273 | CARMELITE MONASTERY | 1 | CARMELITE MONASTERY | H | SOFTENING | H29 | SOFTENING/CARTRIDGE FILTR
2184274 | CODY'S CORNER | 1 | CODY'S CORNER | B | DISINFECT | B02 | DISINFECT/HYPOCHLORIN
2184276 | SUNLIGHT FOOD MART #3 | 1 | SUNSHINE FOOD MART #275 | B | DISINFECT | B02 | DISINFECT/HYPOCHLORIN
2184276 | SUNLIGHT FOOD MART #3 | 1 | SUNSHINE FOOD MART #275 | G | IRON REMOVAL | G18 | IRON RMVL/SEQUESTATION
2184276 | SUNLIGHT FOOD MART #3 | 1 | SUNSHINE FOOD MART #275 | Z | OTHER | Z20 | OTHER/AERATION
2184278 | DAYTONA NORTH WATER SYSTEM | 1 | DAYTONA NORTH WATER SYSTEM | B | DISINFECT | B02 | DISINFECT/HYPOCHLORIN
2184278 | DAYTONA NORTH WATER SYSTEM | 1 | DAYTONA NORTH WATER SYSTEM | C | PARTICLE REMOVAL | C23 | PART-RMVL/GAC ADDITION
2184278 | DAYTONA NORTH WATER SYSTEM | 1 | DAYTONA NORTH WATER SYSTEM | F | ORGN-RMVL | F26 | ORGN-RMVL/REVERSE OSMOSIS
2184278 | DAYTONA NORTH WATER SYSTEM | 1 | DAYTONA NORTH WATER SYSTEM | G | IRON REMOVAL | G29 | IRON RMVL/CARTRIDGE FILTR
2184278 | DAYTONA NORTH WATER SYSTEM | 1 | DAYTONA NORTH WATER SYSTEM | Z | OTHER | Z19 | OTHER/PH ADJUSTMENT
2184280 | DOLLAR GENERAL BUNNELL | 1 | DOLLAR GENERAL FLAGLER | B | DISINFECT | B02 | DISINFECT/HYPOCHLORIN
2184282 | MIGRANT WORKFORCE HOUSING | 1 | MIGRANT WORKFORCE HOUSING | B | DISINFECT | B02 | DISINFECT/HYPOCHLORIN
2184283 | DOLLAR GENERAL KORONA | 1 | DOLLAR GENERAL KORONA | B | DISINFECT | B02 | DISINFECT/HYPOCHLORIN
2184284 | GARDEN OF FAITH PRESCHOOL | 1 | GOD'S FAMILY BIBLE CHURCH | B | DISINFECT | B02 | DISINFECT/HYPOCHLORIN
2210072 | BELL HIGH SCHOOL | 1 | BELL HIGH SCHOOL | B | DISINFECT | B02 | DISINFECT/HYPOCHLORIN
2210072 | BELL HIGH SCHOOL | 1 | BELL HIGH SCHOOL | D | CORROSION CONTROL | D36 | CORR-CTRL/CORROSION INHIB
2210095 | BLUE SPRINGS CAMPGROUND | 2 | CAMPGROUND / BATH HOUSE | B | DISINFECT | B02 | DISINFECT/HYPOCHLORIN
2210095 | BLUE SPRINGS CAMPGROUND | 1 | SHOP / CONC. STAND / BARN | B | DISINFECT | B02 | DISINFECT/HYPOCHLORIN
2210143 | CADILLAC MOTEL | 1 | CADILLAC MOTEL | B | DISINFECT | B02 | DISINFECT/HYPOCHLORIN
2210143 | CADILLAC MOTEL | 1 | CADILLAC MOTEL | E | TASTE-ODOR CONTROL | E01 | T-O CTRL/GASEOUS CHLORIN
2210193 | LIGHTHOUSE RESTAURANT | 1 | LIGHTHOUSE RESTAURANT | B | DISINFECT | B02 | DISINFECT/HYPOCHLORIN
2210193 | LIGHTHOUSE RESTAURANT | 1 | LIGHTHOUSE RESTAURANT | E | TASTE-ODOR CONTROL | E01 | T-O CTRL/GASEOUS CHLORIN
2210419 | GINNIE SPRINGS OUTDOOR | 2 | GINNIE SPRINGS #2 | B | DISINFECT | B02 | DISINFECT/HYPOCHLORIN
2210419 | GINNIE SPRINGS OUTDOOR | 1 | GINNIE SPRINGS #1 | B | DISINFECT | B02 | DISINFECT/HYPOCHLORIN
2210475 | HART SPRINGS CAMPGROUND | 1 | HART SPRINGS CAMPGROUND | B | DISINFECT | B02 | DISINFECT/HYPOCHLORIN
2210475 | HART SPRINGS CAMPGROUND | 1 | HART SPRINGS CAMPGROUND | C | PARTICLE REMOVAL | C13 | PART-RMVL/SLOW SAND FILTR
2210647 | LANCASTER CORRECTIONAL INSTITUTE | 1 | LANCASTER CORRECTIONAL | B | DISINFECT | B01 | DISINFECT/GASEOUS CHLORIN
2210855 | FOR VETS / OTTER SPRING CAMPGROUND | 1 | OTTER SPRINGS WTP | B | DISINFECT | B02 | DISINFECT/HYPOCHLORIN
2211188 | TRENTON WATER DEPARTMENT | 2 | TRENTON WTP #2 (WELL #3) | B | DISINFECT | B02 | DISINFECT/HYPOCHLORIN
2211188 | TRENTON WATER DEPARTMENT | 1 | TRENTON WTP #1 (WELLS 1&2) | B | DISINFECT | B02 | DISINFECT/HYPOCHLORIN
2211188 | TRENTON WATER DEPARTMENT | 1 | TRENTON WTP #1 (WELLS 1&2) | D | CORROSION CONTROL | D36 | CORR-CTRL/CORROSION INHIB
2211188 | TRENTON WATER DEPARTMENT | 2 | TRENTON WTP #2 (WELL #3) | D | CORROSION CONTROL | D36 | CORR-CTRL/CORROSION INHIB
2214175 | RIC -N- RIC'S RESTAURANT | 1 | RIC -N- RIC'S RESTAURANT | B | DISINFECT | B02 | DISINFECT/HYPOCHLORIN
2214175 | RIC -N- RIC'S RESTAURANT | 1 | RIC -N- RIC'S RESTAURANT | E | TASTE-ODOR CONTROL | E01 | T-O CTRL/GASEOUS CHLORIN
2214177 | BELLS COUNTRY COOKING | 1 | BELLS COUNTRY COOKING | B | DISINFECT | B02 | DISINFECT/HYPOCHLORIN
2214179 | UNCLE TOM'S | 1 |  | A | NO TRTMT | A | NO TRTMT
2214180 | MA N PA EXPRESS | 1 | MA N PA EXPRESS | B | DISINFECT | B02 | DISINFECT/HYPOCHLORIN
2214182 | ESTHER'S SCHOOL | 1 | WTP | B | DISINFECT | B02 | DISINFECT/HYPOCHLORIN
2214184 | AKINS BBQ | 1 | AKINS BBQ | B | DISINFECT | B02 | DISINFECT/HYPOCHLORIN
2214185 | BP COUNTRY QUICK STOP | 1 | BP COUNTRY QUICK STOP | B | DISINFECT | B02 | DISINFECT/HYPOCHLORIN
2214186 | ELLIE RAY'S RIVER LANDING | 1 | ELLIE RAY'S RIVER LANDING | B | DISINFECT | B02 | DISINFECT/HYPOCHLORIN
2214186 | ELLIE RAY'S RIVER LANDING | 1 | ELLIE RAY'S RIVER LANDING | C | PARTICLE REMOVAL | C29 | PART-RMVL/CARTRIDGE FILTR
2214186 | ELLIE RAY'S RIVER LANDING | 1 | ELLIE RAY'S RIVER LANDING | H | SOFTENING | H07 | SOFTENING/OTHER DISINFECT
2214187 | CJ'S SANTA FE SALOON | 1 | CJ'S SANTA FE SALOON | B | DISINFECT | B02 | DISINFECT/HYPOCHLORIN
2214188 | S & S #350 | 1 | S&S #350 | B | DISINFECT | B02 | DISINFECT/HYPOCHLORIN
2214189 | JIFFY FOOD STORE # 316 | 1 | JIFFY FOOD STORE #316 | B | DISINFECT | B02 | DISINFECT/HYPOCHLORIN
2214190 | BP QUICK STORE | 1 | QUICK STORE | B | DISINFECT | B02 | DISINFECT/HYPOCHLORIN
2214191 | COUNTRYSIDE BAPTIST/RIVERSIDE CHRISTIAN | 1 | WELL 1 | B | DISINFECT | B02 | DISINFECT/HYPOCHLORIN
2214192 | HITCHING POST BAR | 1 | HITCHING POST BAR WTP | B | DISINFECT | B02 | DISINFECT/HYPOCHLORIN
2214193 | FUN 4 KIDS | 1 | FUN 4 KIDS WTP | B | DISINFECT | B02 | DISINFECT/HYPOCHLORIN
2214194 | CENTRAL CAMPUS | 1 | CENTRAL CAMPUS | B | DISINFECT | B02 | DISINFECT/HYPOCHLORIN
2214195 | BELL FAMILY HEALTH CARE | 1 | BELL FAMILY HEALTH CARE WTP | B | DISINFECT | B02 | DISINFECT/HYPOCHLORIN
2214197 | BURGER SPOT | 1 | PLANT 1 | B | DISINFECT | B02 | DISINFECT/HYPOCHLORIN
2214199 | GILCHRIST CLUB | 2 | WELL 3 | B | DISINFECT | B02 | DISINFECT/HYPOCHLORIN
2214200 | MOON ROCK BLUFF STORE | 1 | WELL 1 | B | DISINFECT | B02 | DISINFECT/HYPOCHLORIN
2214201 | FAMILY DOLLAR #10718 - BELL | 1 | FAMILY DOLLAR - BELL | B | DISINFECT | B02 | DISINFECT/HYPOCHLORIN
2214202 | JIFFY 1580 | 1 | HUDSON FOODS | B | DISINFECT | B02 | DISINFECT/HYPOCHLORIN
2214204 | BRA LONNI'S BED AND BREAKFAST | 1 | BRA LONNI'S BED AND BREAKFAST | B | DISINFECT | B02 | DISINFECT/HYPOCHLORIN
2214205 | DOLLAR GENERAL - BELL | 1 | DOLLAR GENERAL BELL FLORIDA | B | DISINFECT | B02 | DISINFECT/HYPOCHLORIN
2240443 | GREENWOOD SCHOOL CENTER | 1 | GREENWOOD SCHOOL | B | DISINFECT | B02 | DISINFECT/HYPOCHLORIN
2240570 | JASPER WTP | 1 | JASPER WTP | B | DISINFECT | B01 | DISINFECT/GASEOUS CHLORIN
2240570 | JASPER WTP | 1 | JASPER WTP | E | TASTE-ODOR CONTROL | E20 | T-O CTRL/AERATION
2240570 | JASPER WTP | 1 | JASPER WTP | G | IRON REMOVAL | G18 | IRON RMVL/SEQUESTATION
2240579 | JENNINGS WTP | 1 | JENNINGS | B | DISINFECT | B01 | DISINFECT/GASEOUS CHLORIN
2240579 | JENNINGS WTP | 1 | JENNINGS | E | TASTE-ODOR CONTROL | E20 | T-O CTRL/AERATION
2240579 | JENNINGS WTP | 1 | JENNINGS | Z | OTHER | Z18 | OTHER/SEQUESTATION
2240826 | NUTRIEN-SUWANNEE RIVER CHEMICAL COMPLEX | 1 | NORTH PLANT | B | DISINFECT | B02 | DISINFECT/HYPOCHLORIN
2240826 | NUTRIEN-SUWANNEE RIVER CHEMICAL COMPLEX | 1 | NORTH PLANT | F | ORGN-RMVL | F29 | ORGN-RMVL/CARTRIDGE FILTR
2240827 | NUTRIEN-SWIFT CREEK MINE | 1 | PCS SWIFT CREEK MINES | B | DISINFECT | B02 | DISINFECT/HYPOCHLORIN
2240827 | NUTRIEN-SWIFT CREEK MINE | 1 | PCS SWIFT CREEK MINES | F | ORGN-RMVL | F29 | ORGN-RMVL/CARTRIDGE FILTR
2240828 | NUTRIEN-ADMINISTRATION BLDG | 1 | ADMINISTRATION BLDG | B | DISINFECT | B02 | DISINFECT/HYPOCHLORIN
2240828 | NUTRIEN-ADMINISTRATION BLDG | 1 | ADMINISTRATION BLDG | D | CORROSION CONTROL | D18 | CORR-CTRL/SEQUESTATION
2240828 | NUTRIEN-ADMINISTRATION BLDG | 1 | ADMINISTRATION BLDG | F | ORGN-RMVL | F29 | ORGN-RMVL/CARTRIDGE FILTR
2240830 | NUTRIEN-SUWANNEE RIVER MINE | 1 | PCS - SUWANNE RIVER MINES | B | DISINFECT | B02 | DISINFECT/HYPOCHLORIN
2240830 | NUTRIEN-SUWANNEE RIVER MINE | 1 | PCS - SUWANNE RIVER MINES | D | CORROSION CONTROL | D36 | CORR-CTRL/CORROSION INHIB
2241137 | SUWANNEE RIVER TEXACO | 1 |  | B | DISINFECT | B02 | DISINFECT/HYPOCHLORIN
2241264 | WHITE SPRINGS WTP | 2 | PLANT 2 | B | DISINFECT | B01 | DISINFECT/GASEOUS CHLORIN
2241264 | WHITE SPRINGS WTP | 2 | PLANT 2 | E | TASTE-ODOR CONTROL | E20 | T-O CTRL/AERATION
2241264 | WHITE SPRINGS WTP | 2 | PLANT 2 | G | IRON REMOVAL | G18 | IRON RMVL/SEQUESTATION
2244129 | NUTRIEN-SWIFT CREEK CHEMICAL COMPLEX | 1 | SWIFT CREEK CHEMICAL COMPLEX | B | DISINFECT | B02 | DISINFECT/HYPOCHLORIN
2244129 | NUTRIEN-SWIFT CREEK CHEMICAL COMPLEX | 1 | SWIFT CREEK CHEMICAL COMPLEX | D | CORROSION CONTROL | D36 | CORR-CTRL/CORROSION INHIB
2244129 | NUTRIEN-SWIFT CREEK CHEMICAL COMPLEX | 1 | SWIFT CREEK CHEMICAL COMPLEX | F | ORGN-RMVL | F29 | ORGN-RMVL/CARTRIDGE FILTR
2244143 | JENNINGS LABOR CAMP/FARMHAND LEASING | 1 | CIRCLE C. PRODUCE FARMERS CAMP | B | DISINFECT | B02 | DISINFECT/HYPOCHLORIN
2244143 | JENNINGS LABOR CAMP/FARMHAND LEASING | 1 | CIRCLE C. PRODUCE FARMERS CAMP | G | IRON REMOVAL | G15 | IRON RMVL/PRESS SAND FILT
2244144 | DOT. I-75 WEIGH IN MOTION (NORTH BOUND) | 1 | I75 WEIGH IN MOTION NORTH WTP | B | DISINFECT | B02 | DISINFECT/HYPOCHLORIN
2244144 | DOT. I-75 WEIGH IN MOTION (NORTH BOUND) | 1 | I75 WEIGH IN MOTION NORTH WTP | B | DISINFECT | B20 | DISINFECT/AERATION
2244145 | DOT. I-75 WEIGHT IN MOTION (SO. BOUND) | 1 | I75 WEIGH IN MOTION SOUTH WTP | B | DISINFECT | B20 | DISINFECT/AERATION
2244145 | DOT. I-75 WEIGHT IN MOTION (SO. BOUND) | 1 | I75 WEIGH IN MOTION SOUTH WTP | B | DISINFECT | B02 | DISINFECT/HYPOCHLORIN
2244146 | KUZZENS SHADY GROVE LABOR CAMP | 1 | KUZZENS SHADY GROVE LABOR CAMP | B | DISINFECT | B02 | DISINFECT/HYPOCHLORIN
2244147 | SRWT - HOLTON CREEK RIVER CAMP | 1 | HOLTON CREEK RIVER CAMP | B | DISINFECT | B02 | DISINFECT/HYPOCHLORIN
2244150 | SR-6 / I-75 HAMILTON COUNTY WTP | 1 | SR-6 / I-75 HAMILTON COUNTY WA | B | DISINFECT | B03 | DISINFECT/CHLORINEDIOX
2244150 | SR-6 / I-75 HAMILTON COUNTY WTP | 1 | SR-6 / I-75 HAMILTON COUNTY WA | B | DISINFECT | B02 | DISINFECT/HYPOCHLORIN
2244150 | SR-6 / I-75 HAMILTON COUNTY WTP | 1 | SR-6 / I-75 HAMILTON COUNTY WA | G | IRON REMOVAL | G30 | IRON RMVL/GREENSAND FILTR
2244150 | SR-6 / I-75 HAMILTON COUNTY WTP | 1 | SR-6 / I-75 HAMILTON COUNTY WA | G | IRON REMOVAL | G20 | IRON RMVL/AERATION
2244150 | SR-6 / I-75 HAMILTON COUNTY WTP | 1 | SR-6 / I-75 HAMILTON COUNTY WA | I | COLOR REMOVAL | I25 | COLOR RML/ION EXCHANGE
2244150 | SR-6 / I-75 HAMILTON COUNTY WTP | 1 | SR-6 / I-75 HAMILTON COUNTY WA | Z | OTHER | Z23 | OTHER/GAC ADDITION
2244150 | SR-6 / I-75 HAMILTON COUNTY WTP | 1 | SR-6 / I-75 HAMILTON COUNTY WA | Z | OTHER | Z20 | OTHER/AERATION
2244151 | ECMHS DAYCARE AT JENNINGS | 1 | ECHMS DAYCARE AT JENNINGS | B | DISINFECT | B02 | DISINFECT/HYPOCHLORIN
2244152 | CORINTH CHRISTIAN ACADEMY | 1 | PLANT 1 | B | DISINFECT | B02 | DISINFECT/HYPOCHLORIN
2244153 | CROSSROADS MOTOX AND CAFE | 1 | CAFE PLANT | B | DISINFECT | B02 | DISINFECT/HYPOCHLORIN
2244154 | SUWANNEE HOLINESS CHURCH CAMP | 1 | CAMP PLANT | B | DISINFECT | B02 | DISINFECT/HYPOCHLORIN
2331182 | AUCILLA CHRISTIAN ACADEMY | 1 | AUCILLA CHRISTIAN ACADEMY | B | DISINFECT | B02 | DISINFECT/HYPOCHLORIN
2331184 | FDOT I-10 REST AREA - JEFFERSON | 1 | JEFFERSON COUNTY REST AREA | B | DISINFECT | B02 | DISINFECT/HYPOCHLORIN
2331184 | FDOT I-10 REST AREA - JEFFERSON | 1 | JEFFERSON COUNTY REST AREA | E | TASTE-ODOR CONTROL | E20 | T-O CTRL/AERATION
2331185 | JEFFERSON CORRECTIONAL INSTITUTION | 1 | JEFFERSON CORRECTIONAL INST. | B | DISINFECT | B01 | DISINFECT/GASEOUS CHLORIN
2331185 | JEFFERSON CORRECTIONAL INSTITUTION | 1 | JEFFERSON CORRECTIONAL INST. | D | CORROSION CONTROL | D36 | CORR-CTRL/CORROSION INHIB
2341181 | MAYO WTP | 1 | MAYO WATER DEPT. | B | DISINFECT | B02 | DISINFECT/HYPOCHLORIN
2341181 | MAYO WTP | 1 | MAYO WATER DEPT. | D | CORROSION CONTROL | D36 | CORR-CTRL/CORROSION INHIB
2341182 | MAYO CORRECTIONAL INSTITUTION | 1 | MAYO CORRECTIONAL WTP | B | DISINFECT | B02 | DISINFECT/HYPOCHLORIN
2341182 | MAYO CORRECTIONAL INSTITUTION | 1 | MAYO CORRECTIONAL WTP | B | DISINFECT | B04 | DISINFECT/CHLORAMINES
2341182 | MAYO CORRECTIONAL INSTITUTION | 1 | MAYO CORRECTIONAL WTP | D | CORROSION CONTROL | D36 | CORR-CTRL/CORROSION INHIB
2341182 | MAYO CORRECTIONAL INSTITUTION | 1 | MAYO CORRECTIONAL WTP | G | IRON REMOVAL | G31 | IRON RMVL/PERMANGANATE
2341182 | MAYO CORRECTIONAL INSTITUTION | 1 | MAYO CORRECTIONAL WTP | G | IRON REMOVAL | G15 | IRON RMVL/PRESS SAND FILT
2341183 | JIFFY FOOD STORE #324 | 1 | JIFFY FOOD STORE #324 | B | DISINFECT | B02 | DISINFECT/HYPOCHLORIN
2341184 | SUWANNEE RIVER RENDEZVOUS | 1 | PLANT #1 | B | DISINFECT | B02 | DISINFECT/HYPOCHLORIN
2341184 | SUWANNEE RIVER RENDEZVOUS | 3 | PLANT #2 | B | DISINFECT | B02 | DISINFECT/HYPOCHLORIN
2341185 | LIGHTHOUSE CHRISTIAN CENTER | 1 | LIGHTHOUSE CHRISTIAN CENTER | B | DISINFECT | B02 | DISINFECT/HYPOCHLORIN
2341187 | TROY SPRINGS STATE PARK | 2 | PLANT #2 - BARN | B | DISINFECT | B02 | DISINFECT/HYPOCHLORIN
2341187 | TROY SPRINGS STATE PARK | 1 | PLANT #1 - MAIN PARK | B | DISINFECT | B02 | DISINFECT/HYPOCHLORIN
2341191 | LAFAYETTE BLUE SPRINGS STATE PARK | 2 | PLANT #2 | B | DISINFECT | B02 | DISINFECT/HYPOCHLORIN
2341191 | LAFAYETTE BLUE SPRINGS STATE PARK | 1 | LAFAYETTE BLUE SPRINGS WTP#1 | B | DISINFECT | B02 | DISINFECT/HYPOCHLORIN
2341192 | SRWT - ADAMS TRACT PRIMITIVE CAMPSITE | 1 | ADAMS TRACT WTP | B | DISINFECT | B02 | DISINFECT/HYPOCHLORIN
2341193 | SRWT-DOWLING PARK PRIMITIVE CAMPSITE | 1 | SRWT-DOWLING PARK | B | DISINFECT | B02 | DISINFECT/HYPOCHLORIN
2341194 | ALLEN MILL POND | 1 | ALLEN MILL POND WTP | B | DISINFECT | B02 | DISINFECT/HYPOCHLORIN
2341195 | R.O. RANCH EQUESTRIAN PARK | 1 | RO RANCH | B | DISINFECT | B02 | DISINFECT/HYPOCHLORIN
2380178 | CEDAR KEY WTP | 1 | CEDAR KEY | B | DISINFECT | B02 | DISINFECT/HYPOCHLORIN
2380178 | CEDAR KEY WTP | 1 | CEDAR KEY | C | PARTICLE REMOVAL | C14 | PART-RMVL/RAPID SAND FIL
2380178 | CEDAR KEY WTP | 1 | CEDAR KEY | H | SOFTENING | H24 | SOFTENING/LIME-SODA
2380178 | CEDAR KEY WTP | 1 | CEDAR KEY | Z | OTHER | Z25 | OTHER/ION EXCHANGE
2380188 | MANATEE UTILITIES | 1 | MANATEE UTILITIES | B | DISINFECT | B02 | DISINFECT/HYPOCHLORIN
2380189 | CHIEFLAND WTP | 1 | WTP #1 | B | DISINFECT | B02 | DISINFECT/HYPOCHLORIN
2380189 | CHIEFLAND WTP | 3 | WTP #3 | B | DISINFECT | B02 | DISINFECT/HYPOCHLORIN
2380189 | CHIEFLAND WTP | 4 | WTP#4 | B | DISINFECT | B02 | DISINFECT/HYPOCHLORIN
2380387 | FOWLERS BLUFF WTP | 2 | NANOFILTRATION WTP | B | DISINFECT | B02 | DISINFECT/HYPOCHLORIN
2380387 | FOWLERS BLUFF WTP | 2 | NANOFILTRATION WTP | C | PARTICLE REMOVAL | C29 | PART-RMVL/CARTRIDGE FILTR
2380387 | FOWLERS BLUFF WTP | 2 | NANOFILTRATION WTP | C | PARTICLE REMOVAL | C14 | PART-RMVL/RAPID SAND FIL
2380387 | FOWLERS BLUFF WTP | 2 | NANOFILTRATION WTP | D | CORROSION CONTROL | D36 | CORR-CTRL/CORROSION INHIB
2380387 | FOWLERS BLUFF WTP | 2 | NANOFILTRATION WTP | F | ORGN-RMVL | F38 | ORGN-RMVL/NANOFILTRATION
2380387 | FOWLERS BLUFF WTP | 2 | NANOFILTRATION WTP | X | DECHLORINATION | X43 | DECHLORINATION/BISULFATE ADDITION
2380854 | OTTER CREEK | 1 | OTTER CREEK WTP | B | DISINFECT | B02 | DISINFECT/HYPOCHLORIN
2380854 | OTTER CREEK | 1 | OTTER CREEK WTP | B | DISINFECT | B04 | DISINFECT/CHLORAMINES
2380854 | OTTER CREEK | 1 | OTTER CREEK WTP | D | CORROSION CONTROL | D18 | CORR-CTRL/SEQUESTATION
2380854 | OTTER CREEK | 1 | OTTER CREEK WTP | G | IRON REMOVAL | G14 | IRON RMVL/RAPID SAND FIL
2380854 | OTTER CREEK | 1 | OTTER CREEK WTP | Z | OTHER | Z28 | OTHER/PACKED TWR-AERA
2381178 | BRONSON WTP | 3 | BRONSON WTP #3 | B | DISINFECT | B02 | DISINFECT/HYPOCHLORIN
2381208 | UNIVERSITY OAKS MHP | 1 | PLANT 1 | B | DISINFECT | B02 | DISINFECT/HYPOCHLORIN
2381383 | MANATEE SPRINGS STATE PARK | 1 | MANATEE SPRINGS STATE PARK WTP | B | DISINFECT | B02 | DISINFECT/HYPOCHLORIN
2381409 | FIMC HIDEAWAY INC | 1 | FIMC HIDEAWAY INC | B | DISINFECT | B02 | DISINFECT/HYPOCHLORIN
2381410 | BREEZY ACRES CAMPGROUND | 1 |  | B | DISINFECT | B02 | DISINFECT/HYPOCHLORIN
2381411 | FANNING SPRINGS WS | 2 | KIKAHA | B | DISINFECT | B02 | DISINFECT/HYPOCHLORIN
2381412 | ROSES RESTAURANT | 1 |  | B | DISINFECT | B02 | DISINFECT/HYPOCHLORIN
2381414 | LEVY FORESTRY WORK CAMP | 1 | LEVY FORESTRY WORK CAMP | B | DISINFECT | B02 | DISINFECT/HYPOCHLORIN
2381414 | LEVY FORESTRY WORK CAMP | 1 | LEVY FORESTRY WORK CAMP | E | TASTE-ODOR CONTROL | E20 | T-O CTRL/AERATION
2381415 | RAINBOW COUNTRY RV CAMPGROUND | 1 | RAINBOW COUNTRY R.V. CAMPGROUN | B | DISINFECT | B02 | DISINFECT/HYPOCHLORIN
2381416 | BRONSON SPEEDWAY | 1 |  | A | NO TRTMT | A | NO TRTMT
2381419 | CEDAR KEY RV AND STORE | 2 | CEDAR KEY RV PARK | B | DISINFECT | B02 | DISINFECT/HYPOCHLORIN
2381419 | CEDAR KEY RV AND STORE | 1 | GENERAL STORE | B | DISINFECT | B02 | DISINFECT/HYPOCHLORIN
2381420 | ABC'S&123'S CARING FOR KIDS LEARNING CTR | 1 |  | B | DISINFECT | B02 | DISINFECT/HYPOCHLORIN
2381423 | MANATEE JIFFY #2280 / HUDSON FOOD STORE | 1 | PLANT | B | DISINFECT | B02 | DISINFECT/HYPOCHLORIN
2381435 | PINE GROVE BAPTIST CHURCH | 1 | PINE GROVE BAPTIST CHURCH | B | DISINFECT | B02 | DISINFECT/HYPOCHLORIN
2381435 | PINE GROVE BAPTIST CHURCH | 1 | PINE GROVE BAPTIST CHURCH | G | IRON REMOVAL | G29 | IRON RMVL/CARTRIDGE FILTR
2381435 | PINE GROVE BAPTIST CHURCH | 1 | PINE GROVE BAPTIST CHURCH | H | SOFTENING | H29 | SOFTENING/CARTRIDGE FILTR
2381436 | DISCOUNT FOOD MART | 1 | DISCOUNT FOOD MART | B | DISINFECT | B02 | DISINFECT/HYPOCHLORIN
2381438 | SOUTH LEVY RECREATION PARK | 1 | SOUTH LEVY REC. PARK WTP | B | DISINFECT | B02 | DISINFECT/HYPOCHLORIN
2381445 | BLUE GROTTO | 1 | BLUE GROTTO | B | DISINFECT | B02 | DISINFECT/HYPOCHLORIN
2381447 | H&R SHOP AND HOP | 1 | H&R SHOP N HOP | B | DISINFECT | B02 | DISINFECT/HYPOCHLORIN
2381452 | WILLARD'S RESTAURANT & BAR | 1 | WILLARD'S RESTAURANT & BAR | B | DISINFECT | B02 | DISINFECT/HYPOCHLORIN
2381453 | LIGHTHOUSE WORD CHURCH | 1 | LIGHTHOUSE WORD CHURCH | B | DISINFECT | B02 | DISINFECT/HYPOCHLORIN
2381454 | SUNRAY SALOON | 1 | SUNRAY SALOON | B | DISINFECT | B02 | DISINFECT/HYPOCHLORIN
2381455 | BIG BASS VILLAGE CAMPGROUND | 1 | BIG BASS VILLAGE CAMPGROUND | B | DISINFECT | B02 | DISINFECT/HYPOCHLORIN
2381456 | NATURE COAST MIDDLE SCHOOL | 1 | NATURE COAST MIDDLE SCHOOL | B | DISINFECT | B02 | DISINFECT/HYPOCHLORIN
2381457 | ROBINSON'S SEAFOOD & RESTAURANT | 1 | ROBINSON'S SEAFOOD & RESTAURAN | B | DISINFECT | B02 | DISINFECT/HYPOCHLORIN
2381459 | CLYATT HOUSE LEARNING CENTER | 1 | CLYATT HOUSE LEARNING CENTER | B | DISINFECT | B02 | DISINFECT/HYPOCHLORIN
2381460 | JIFFY 1590 CROSSROADS COUNTRY STORE | 1 | CARTER'S CROSSROADS COUNTRY ST | B | DISINFECT | B02 | DISINFECT/HYPOCHLORIN
2381462 | ROSEWOOD RANCH / BELL RESTAURANT | 1 | BELL'S | B | DISINFECT | B02 | DISINFECT/HYPOCHLORIN
2381463 | GOETHE TRAILHEAD RANCH RV CAMPGROUND | 1 | TRAILHEAD RANCH | B | DISINFECT | B02 | DISINFECT/HYPOCHLORIN
2381465 | LEVY COUNTY SOLID WASTE MGMT | 1 | LEVY COUNTY SOLID WASTE MGMT | B | DISINFECT | B02 | DISINFECT/HYPOCHLORIN
2381466 | AMVET POST 444 | 1 | AMVET POST 444 | B | DISINFECT | B02 | DISINFECT/HYPOCHLORIN
2381467 | AMVET POST 88 | 1 | AMVET POST 88 | B | DISINFECT | B02 | DISINFECT/HYPOCHLORIN
2381468 | SHELLMOUND RV PARK | 1 | SHELLMOUND RV PARK | B | DISINFECT | B02 | DISINFECT/HYPOCHLORIN
2381469 | VISION CHRISTIAN ACADEMY | 1 | PLANT 1 | B | DISINFECT | B02 | DISINFECT/HYPOCHLORIN
2381470 | LEVY BEEF O' BRADYS | 1 | LEVY BEEF O' BRADYS | B | DISINFECT | B02 | DISINFECT/HYPOCHLORIN
2381471 | MORRISTON BAPTIST CHURCH WTP | 1 | MORRISTON BAPTIST CHURCH WTP | B | DISINFECT | B02 | DISINFECT/HYPOCHLORIN
2381471 | MORRISTON BAPTIST CHURCH WTP | 1 | MORRISTON BAPTIST CHURCH WTP | E | TASTE-ODOR CONTROL | E20 | T-O CTRL/AERATION
2381472 | TEMPLO DE LA ALABANZA | 1 | TEMPLO DE ALABANZA | B | DISINFECT | B02 | DISINFECT/HYPOCHLORIN
2381473 | RAFTER CROSS COWBOY CHURCH | 1 | THE CROSS BRAND COWBOY CHURCH | B | DISINFECT | B02 | DISINFECT/HYPOCHLORIN
2381474 | FAMILY DOLLAR - MORRISTON | 1 | FAMILY DOLLAR - MORRISTON | B | DISINFECT | B02 | DISINFECT/HYPOCHLORIN
2381475 | DOLLAR GENERAL MORRISTON | 1 | DOLLAR GENERAL MORRISTON | B | DISINFECT | B02 | DISINFECT/HYPOCHLORIN
2381476 | DOLLAR GENERAL #19646 | 1 | DOLLAR GENERAL WILLISTON | B | DISINFECT | B02 | DISINFECT/HYPOCHLORIN
2381477 | BLACK PRONG EQUESTRIAN VILLAGE WTP | 1 | BLACK PRONG EQUESTRIAN VILLAGE | B | DISINFECT | B02 | DISINFECT/HYPOCHLORIN
2400185 | CHERRY LAKE UTILITIES | 1 | CHERRY LAKE UTILITIES | B | DISINFECT | B02 | DISINFECT/HYPOCHLORIN
2400205 | MADISON WATER DEPARTMENT | 1 | BARRS FIELD | B | DISINFECT | B01 | DISINFECT/GASEOUS CHLORIN
2400205 | MADISON WATER DEPARTMENT | 2 | COODY | B | DISINFECT | B01 | DISINFECT/GASEOUS CHLORIN
2400205 | MADISON WATER DEPARTMENT | 3 | CHASON | B | DISINFECT | B01 | DISINFECT/GASEOUS CHLORIN
2400205 | MADISON WATER DEPARTMENT | 3 | CHASON | G | IRON REMOVAL | G18 | IRON RMVL/SEQUESTATION
2400205 | MADISON WATER DEPARTMENT | 1 | BARRS FIELD | G | IRON REMOVAL | G18 | IRON RMVL/SEQUESTATION
2400205 | MADISON WATER DEPARTMENT | 2 | COODY | G | IRON REMOVAL | G18 | IRON RMVL/SEQUESTATION
2400205 | MADISON WATER DEPARTMENT | 1 | BARRS FIELD | Z | OTHER | Z27 | OTHER/FLUORIDATION
2400205 | MADISON WATER DEPARTMENT | 3 | CHASON | Z | OTHER | Z27 | OTHER/FLUORIDATION
2400205 | MADISON WATER DEPARTMENT | 2 | COODY | Z | OTHER | Z27 | OTHER/FLUORIDATION
2400362 | FLORIDA PLYWOOD CORP | 1 | FLORIDA PLYWOOD | B | DISINFECT | B02 | DISINFECT/HYPOCHLORIN
2400440 | GREENVILLE WTP | 1 | GREENVILLE | B | DISINFECT | B01 | DISINFECT/GASEOUS CHLORIN
2400440 | GREENVILLE WTP | 1 | GREENVILLE | G | IRON REMOVAL | G20 | IRON RMVL/AERATION
2400440 | GREENVILLE WTP | 1 | GREENVILLE | G | IRON REMOVAL | G36 | IRON RMVL/CORROSION INHIB
2400440 | GREENVILLE WTP | 1 | GREENVILLE | G | IRON REMOVAL | G14 | IRON RMVL/RAPID SAND FIL
2400440 | GREENVILLE WTP | 1 | GREENVILLE | Z | OTHER | Z27 | OTHER/FLUORIDATION
2400706 | DOT: I-10 & CR-255 | 1 | D.O.T | B | DISINFECT | B02 | DISINFECT/HYPOCHLORIN
2400706 | DOT: I-10 & CR-255 | 1 | D.O.T | E | TASTE-ODOR CONTROL | E20 | T-O CTRL/AERATION
2400899 | PINETTA SCHOOL | 1 | PINETTA SCHOOL | B | DISINFECT | B02 | DISINFECT/HYPOCHLORIN
2401038 | SHERROD LUMBER COMPANY | 1 |  | B | DISINFECT | B02 | DISINFECT/HYPOCHLORIN
2401070 | DEERWOOD INN | 1 | MADISON | B | DISINFECT | B02 | DISINFECT/HYPOCHLORIN
2401295 | BLUE SPRINGS CAMPGROUND | 1 | WELL 1 | B | DISINFECT | B02 | DISINFECT/HYPOCHLORIN
2401296 | LEE WTP | 1 | TOWN OF LEE | B | DISINFECT | B02 | DISINFECT/HYPOCHLORIN
2401296 | LEE WTP | 1 | TOWN OF LEE | E | TASTE-ODOR CONTROL | E20 | T-O CTRL/AERATION
2401297 | FAST TRACK #428 | 1 | FAST TRACK #428 | B | DISINFECT | B02 | DISINFECT/HYPOCHLORIN
2401303 | NESTLE WATERS NORTH AMERICA INC. | 1 | NESTLE WATERS NORTH AMERICA | B | DISINFECT | B02 | DISINFECT/HYPOCHLORIN
2401303 | NESTLE WATERS NORTH AMERICA INC. | 1 | NESTLE WATERS NORTH AMERICA | C | PARTICLE REMOVAL | C39 | PARTICLE REMOVAL/ULTRAFILTRATION
2401303 | NESTLE WATERS NORTH AMERICA INC. | 1 | NESTLE WATERS NORTH AMERICA | C | PARTICLE REMOVAL | C40 | PARTICLE REMOVAL/MICROFILTRATION
2401304 | MADE TO ORDER | 1 | MADE TO ORDER | B | DISINFECT | B02 | DISINFECT/HYPOCHLORIN
2401307 | DEER & HOG HUNTING CAMP | 1 | DEER & HOG HUNTING CAMP | B | DISINFECT | B02 | DISINFECT/HYPOCHLORIN
2401311 | HONEY LAKE CLINIC | 1 | HONEY LAKE PLANTATION WTP | B | DISINFECT | B02 | DISINFECT/HYPOCHLORIN
2401312 | FUMCH-MADISON YOUTH RANCH | 1 | FUMCH- MADISON YOUTH RANCH WTP | B | DISINFECT | B02 | DISINFECT/HYPOCHLORIN
2401313 | DOLLAR GENERAL PINETTA | 1 | DOLLAR GENERAL PINETTA | B | DISINFECT | B02 | DISINFECT/HYPOCHLORIN
2401315 | NEW TESTAMENT CHRISTIAN CENTER | 1 | NEW TESTAMENT CHRISTIAN CENTER | B | DISINFECT | B02 | DISINFECT/HYPOCHLORIN
2401316 | MADISON COUNTY GOLF AND COUNTRY CLUB RV | 1 | MADISON COUNTY GOLF RV PARK | B | DISINFECT | B02 | DISINFECT/HYPOCHLORIN
2450022 | NASSAU-AMELIA UTILITIES | 1 | NASSAU-AMELIA WTP | B | DISINFECT | B02 | DISINFECT/HYPOCHLORIN
2450022 | NASSAU-AMELIA UTILITIES | 1 | NASSAU-AMELIA WTP | D | CORROSION CONTROL | D18 | CORR-CTRL/SEQUESTATION
2450022 | NASSAU-AMELIA UTILITIES | 1 | NASSAU-AMELIA WTP | E | TASTE-ODOR CONTROL | E20 | T-O CTRL/AERATION
2450122 | BRYCEVILLE ELEMENTARY SCHOOL | 1 | BRYCEVILLE ELEMENTARY SCHOOL | B | DISINFECT | B04 | DISINFECT/CHLORAMINES
2450122 | BRYCEVILLE ELEMENTARY SCHOOL | 1 | BRYCEVILLE ELEMENTARY SCHOOL | D | CORROSION CONTROL | D36 | CORR-CTRL/CORROSION INHIB
2450122 | BRYCEVILLE ELEMENTARY SCHOOL | 1 | BRYCEVILLE ELEMENTARY SCHOOL | E | TASTE-ODOR CONTROL | E20 | T-O CTRL/AERATION
2450145 | CALLAHAN INTERMEDIATE SCHOOL | 1 | CALLAHAN INTERMEDIATE WTP | B | DISINFECT | B02 | DISINFECT/HYPOCHLORIN
2450145 | CALLAHAN INTERMEDIATE SCHOOL | 1 | CALLAHAN INTERMEDIATE WTP | E | TASTE-ODOR CONTROL | E20 | T-O CTRL/AERATION
2450146 | CALLAHAN WTP | 1 | CALLAHAN | B | DISINFECT | B01 | DISINFECT/GASEOUS CHLORIN
2450146 | CALLAHAN WTP | 1 | CALLAHAN | E | TASTE-ODOR CONTROL | E20 | T-O CTRL/AERATION
2450286 | DORSEYS RESTAURANT | 1 |  | B | DISINFECT | B02 | DISINFECT/HYPOCHLORIN
2450303 | EASTWOOD OAKS APARTMENTS | 1 | HILLIARD | B | DISINFECT | B01 | DISINFECT/GASEOUS CHLORIN
2450303 | EASTWOOD OAKS APARTMENTS | 1 | HILLIARD | E | TASTE-ODOR CONTROL | E20 | T-O CTRL/AERATION
2450364 | FERNANDINA BEACH WTP | 1 | WATER WKS #1: N. 11TH & ATL AV | B | DISINFECT | B01 | DISINFECT/GASEOUS CHLORIN
2450364 | FERNANDINA BEACH WTP | 3 | PLANT 3: AIRPORT ROAD | B | DISINFECT | B01 | DISINFECT/GASEOUS CHLORIN
2450364 | FERNANDINA BEACH WTP | 2 | WATER WORKS #2: 2203 RYAN RD | B | DISINFECT | B01 | DISINFECT/GASEOUS CHLORIN
2450364 | FERNANDINA BEACH WTP | 3 | PLANT 3: AIRPORT ROAD | E | TASTE-ODOR CONTROL | E20 | T-O CTRL/AERATION
2450364 | FERNANDINA BEACH WTP | 1 | WATER WKS #1: N. 11TH & ATL AV | E | TASTE-ODOR CONTROL | E20 | T-O CTRL/AERATION
2450364 | FERNANDINA BEACH WTP | 2 | WATER WORKS #2: 2203 RYAN RD | E | TASTE-ODOR CONTROL | E20 | T-O CTRL/AERATION
2450431 | DUCK POND MHP | 1 | DUCK POND PARK | B | DISINFECT | B02 | DISINFECT/HYPOCHLORIN
2450431 | DUCK POND MHP | 1 | DUCK POND PARK | G | IRON REMOVAL | G18 | IRON RMVL/SEQUESTATION
2450789 | NEW LIFE BAPTIST CHURCH | 1 | NBTS WTP | B | DISINFECT | B02 | DISINFECT/HYPOCHLORIN
2450923 | SHIP INN MOTEL | 1 | SHIP INN MOTEL WTP | B | DISINFECT | B02 | DISINFECT/HYPOCHLORIN
2450923 | SHIP INN MOTEL | 1 | SHIP INN MOTEL WTP | E | TASTE-ODOR CONTROL | E20 | T-O CTRL/AERATION
2451002 | SANDPIPER MOBILE HOME PARK | 1 | SANDPIPER MHP WTP | B | DISINFECT | B02 | DISINFECT/HYPOCHLORIN
2451115 | STUCKEY'S (I-95 & A1A) | 1 | STUCKEY'S | B | DISINFECT | B02 | DISINFECT/HYPOCHLORIN
2451115 | STUCKEY'S (I-95 & A1A) | 1 | STUCKEY'S | E | TASTE-ODOR CONTROL | E20 | T-O CTRL/AERATION
2451147 | TEAKWOOD MHP | 1 | TEAKWOOD MHP WTP | B | DISINFECT | B02 | DISINFECT/HYPOCHLORIN
2451179 | HILLIARD WTP | 1 | HILLIARD WTP | B | DISINFECT | B01 | DISINFECT/GASEOUS CHLORIN
2451179 | HILLIARD WTP | 1 | HILLIARD WTP | E | TASTE-ODOR CONTROL | E20 | T-O CTRL/AERATION
2451245 | D.O.T. WELCOME CENTER | 1 | DOT WELCOME STATION I-95 | B | DISINFECT | B02 | DISINFECT/HYPOCHLORIN
2451245 | D.O.T. WELCOME CENTER | 1 | DOT WELCOME STATION I-95 | E | TASTE-ODOR CONTROL | E20 | T-O CTRL/AERATION
2451289 | YULEE COMMUNITY EDUCATION SCHOOL | 1 | YULEE COMMUNITY ED. SCHOOL | B | DISINFECT | B02 | DISINFECT/HYPOCHLORIN
2451322 | MARSH COVE CONDOS | 1 | MARSH COVE APTS. WTP | B | DISINFECT | B02 | DISINFECT/HYPOCHLORIN
2451322 | MARSH COVE CONDOS | 1 | MARSH COVE APTS. WTP | E | TASTE-ODOR CONTROL | E20 | T-O CTRL/AERATION
2451323 | NASSAU ACRES MHP | 1 | NASSAU ACRES WTP | B | DISINFECT | B02 | DISINFECT/HYPOCHLORIN
2451323 | NASSAU ACRES MHP | 1 | NASSAU ACRES WTP | E | TASTE-ODOR CONTROL | E20 | T-O CTRL/AERATION
2454138 | DAYSPRING VILLAGE | 1 | DAYSPRING VILLAGE | B | DISINFECT | B02 | DISINFECT/HYPOCHLORIN
2454138 | DAYSPRING VILLAGE | 1 | DAYSPRING VILLAGE | E | TASTE-ODOR CONTROL | E20 | T-O CTRL/AERATION
2454284 | BOW & ARROW CAMPGROUND | 2 | BOW&ARROW (NEW PLANT) | B | DISINFECT | B02 | DISINFECT/HYPOCHLORIN
2454285 | YULEE PRIMARY SCHOOL | 1 | YULEE PRIMARY SCHOOL | B | DISINFECT | B02 | DISINFECT/HYPOCHLORIN
2454285 | YULEE PRIMARY SCHOOL | 1 | YULEE PRIMARY SCHOOL | E | TASTE-ODOR CONTROL | E20 | T-O CTRL/AERATION
2454292 | YULEE BAPTIST CHURCH | 1 | YULEE BAPTIST CHURCH | B | DISINFECT | B02 | DISINFECT/HYPOCHLORIN
2454292 | YULEE BAPTIST CHURCH | 1 | YULEE BAPTIST CHURCH | E | TASTE-ODOR CONTROL | E20 | T-O CTRL/AERATION
2454294 | OAK HILL STORE & CAMPGROUND | 1 | OAK HILL WTP | B | DISINFECT | B02 | DISINFECT/HYPOCHLORIN
2454295 | DOWN UNDER RESTAURANT | 1 | DOWN UNDER RESTAURANT WTP | B | DISINFECT | B02 | DISINFECT/HYPOCHLORIN
2454295 | DOWN UNDER RESTAURANT | 1 | DOWN UNDER RESTAURANT WTP | E | TASTE-ODOR CONTROL | E20 | T-O CTRL/AERATION
2454296 | MULCH MANUFACTURING | 1 | MULCH MANUFACTURING WTP | B | DISINFECT | B02 | DISINFECT/HYPOCHLORIN
2454298 | CASEY'S LIQUORS | 1 | CASEY'S LIQUORS WTP | B | DISINFECT | B02 | DISINFECT/HYPOCHLORIN
2454298 | CASEY'S LIQUORS | 1 | CASEY'S LIQUORS WTP | E | TASTE-ODOR CONTROL | E20 | T-O CTRL/AERATION
2454300 | GREEN ACRES OF YULEE | 1 | GREEN ACRES OF YULEE WTP | B | DISINFECT | B02 | DISINFECT/HYPOCHLORIN
2454300 | GREEN ACRES OF YULEE | 1 | GREEN ACRES OF YULEE WTP | E | TASTE-ODOR CONTROL | E20 | T-O CTRL/AERATION
2454305 | CIRCLE K #6109 | 1 | CIRCLE K #6109 WTP | B | DISINFECT | B02 | DISINFECT/HYPOCHLORIN
2454305 | CIRCLE K #6109 | 1 | CIRCLE K #6109 WTP | E | TASTE-ODOR CONTROL | E20 | T-O CTRL/AERATION
2454309 | CIRCLE K #6056 | 1 | CIRCLE K #6056 WTP | B | DISINFECT | B02 | DISINFECT/HYPOCHLORIN
2454319 | AMELIA ISLAND MARINA | 1 | AMELIA ISLAND YACHT BASIN | B | DISINFECT | B02 | DISINFECT/HYPOCHLORIN
2454319 | AMELIA ISLAND MARINA | 1 | AMELIA ISLAND YACHT BASIN | E | TASTE-ODOR CONTROL | E20 | T-O CTRL/AERATION
2454320 | FLASH FOOD #171 | 1 |  | B | DISINFECT | B02 | DISINFECT/HYPOCHLORIN
2454322 | FLASH FOODS #97 | 1 | FLASH FOODS #97 | B | DISINFECT | B02 | DISINFECT/HYPOCHLORIN
2454329 | KANGAROO EXPRESS AKA CIRCLE K #6095 | 1 | CIRCLE K #6095 WTP | B | DISINFECT | B02 | DISINFECT/HYPOCHLORIN
2454330 | CIRCLE K #6284 | 1 | CIRCLE K 6284 | B | DISINFECT | B02 | DISINFECT/HYPOCHLORIN
2454330 | CIRCLE K #6284 | 1 | CIRCLE K 6284 | E | TASTE-ODOR CONTROL | E20 | T-O CTRL/AERATION
2454331 | HORNE LAKE RV PARK | 1 | HORNE RV PARK | B | DISINFECT | B02 | DISINFECT/HYPOCHLORIN
2454332 | KELLY'S COUNTRYSIDE RV PARK | 1 | KELLY'S COUNTRYSIDE RV PARK | B | DISINFECT | B02 | DISINFECT/HYPOCHLORIN
2454332 | KELLY'S COUNTRYSIDE RV PARK | 1 | KELLY'S COUNTRYSIDE RV PARK | E | TASTE-ODOR CONTROL | E20 | T-O CTRL/AERATION
2454338 | LOFTON OAKS GRID | 1 | LOFTON OAKS | B | DISINFECT | B02 | DISINFECT/HYPOCHLORIN
2454338 | LOFTON OAKS GRID | 3 | NASSAU REGIONAL WTP | B | DISINFECT | B02 | DISINFECT/HYPOCHLORIN
2454338 | LOFTON OAKS GRID | 2 | OTTER RUN | B | DISINFECT | B02 | DISINFECT/HYPOCHLORIN
2454338 | LOFTON OAKS GRID | 4 | WEST NASSAU | B | DISINFECT | B02 | DISINFECT/HYPOCHLORIN
2454338 | LOFTON OAKS GRID | 3 | NASSAU REGIONAL WTP | E | TASTE-ODOR CONTROL | E20 | T-O CTRL/AERATION
2454338 | LOFTON OAKS GRID | 2 | OTTER RUN | E | TASTE-ODOR CONTROL | E20 | T-O CTRL/AERATION
2454338 | LOFTON OAKS GRID | 1 | LOFTON OAKS | E | TASTE-ODOR CONTROL | E20 | T-O CTRL/AERATION
2454338 | LOFTON OAKS GRID | 4 | WEST NASSAU | E | TASTE-ODOR CONTROL | E20 | T-O CTRL/AERATION
2454341 | TROPIC MOTEL (HEDGES MEAT MARKET) | 1 | TROPIC MOTEL | B | DISINFECT | B02 | DISINFECT/HYPOCHLORIN
2454341 | TROPIC MOTEL (HEDGES MEAT MARKET) | 1 | TROPIC MOTEL | E | TASTE-ODOR CONTROL | E20 | T-O CTRL/AERATION
2454343 | WHITE OAK CONSERVATION | 1 | WHITE OAK WTP | B | DISINFECT | B02 | DISINFECT/HYPOCHLORIN
2454343 | WHITE OAK CONSERVATION | 1 | WHITE OAK WTP | E | TASTE-ODOR CONTROL | E20 | T-O CTRL/AERATION
2454343 | WHITE OAK CONSERVATION | 1 | WHITE OAK WTP | Z | OTHER | Z18 | OTHER/SEQUESTATION
2454347 | AMERICAN BEACH VILLAS | 1 | AMERICAN BEACH VILLAS | B | DISINFECT | B02 | DISINFECT/HYPOCHLORIN
2454347 | AMERICAN BEACH VILLAS | 1 | AMERICAN BEACH VILLAS | E | TASTE-ODOR CONTROL | E20 | T-O CTRL/AERATION
2454349 | OREMC | 1 | OREMC | B | DISINFECT | B02 | DISINFECT/HYPOCHLORIN
2454349 | OREMC | 1 | OREMC | E | TASTE-ODOR CONTROL | E20 | T-O CTRL/AERATION
2454350 | YULEE BALL PARK | 1 | YULEE BALL PARK WTP | B | DISINFECT | B02 | DISINFECT/HYPOCHLORIN
2454354 | SHUCKERS OYSTER BAR | 1 | SHUCKERS OYSTER BAR | B | DISINFECT | B02 | DISINFECT/HYPOCHLORIN
2454354 | SHUCKERS OYSTER BAR | 1 | SHUCKERS OYSTER BAR | E | TASTE-ODOR CONTROL | E20 | T-O CTRL/AERATION
2454355 | FLORIDA COMMUNITY COLLEGE | 1 | FLORIDA COMMUNITY COLLEGE | B | DISINFECT | B01 | DISINFECT/GASEOUS CHLORIN
2454355 | FLORIDA COMMUNITY COLLEGE | 1 | FLORIDA COMMUNITY COLLEGE | M | MANGANESE REMOVAL | M20 | MANGANESE RMVL/AERATION
2454356 | STARTING POINT BEHAVIORAL HEALTH | 1 | SUTTON PLACE | B | DISINFECT | B02 | DISINFECT/HYPOCHLORIN
2454357 | CALLAHAN SPORTS COMPLEX | 1 | CALLAHAN SPORTS COMPLEX | B | DISINFECT | B02 | DISINFECT/HYPOCHLORIN
2454359 | YULEE COUNTY BUILDING | 1 | NASSAU COUNTY BUILDING | B | DISINFECT | B02 | DISINFECT/HYPOCHLORIN
2454359 | YULEE COUNTY BUILDING | 1 | NASSAU COUNTY BUILDING | E | TASTE-ODOR CONTROL | E20 | T-O CTRL/AERATION
2454362 | YULEE MINI MALL | 1 | YULEE MINI MALL | B | DISINFECT | B02 | DISINFECT/HYPOCHLORIN
2454363 | BRYCEVILLE COMMUNITY CENTER | 1 | BRYCEVILLE COMMUNITY CENTER | B | DISINFECT | B02 | DISINFECT/HYPOCHLORIN
2454363 | BRYCEVILLE COMMUNITY CENTER | 1 | BRYCEVILLE COMMUNITY CENTER | E | TASTE-ODOR CONTROL | E20 | T-O CTRL/AERATION
2454364 | DOT I-95 NORTHBOUND WEIGH-IN-MOTION | 1 | PLANT 1 | B | DISINFECT | B02 | DISINFECT/HYPOCHLORIN
2454364 | DOT I-95 NORTHBOUND WEIGH-IN-MOTION | 1 | PLANT 1 | E | TASTE-ODOR CONTROL | E20 | T-O CTRL/AERATION
2454365 | DOT I-95 SOUTHBOUND WEIGH-IN-MOTION | 1 | PLANT 1 | B | DISINFECT | B02 | DISINFECT/HYPOCHLORIN
2454365 | DOT I-95 SOUTHBOUND WEIGH-IN-MOTION | 1 | PLANT 1 | E | TASTE-ODOR CONTROL | E20 | T-O CTRL/AERATION
2454367 | SUNSHINE EXPRESS #315 | 1 |  | B | DISINFECT | B02 | DISINFECT/HYPOCHLORIN
2454367 | SUNSHINE EXPRESS #315 | 1 |  | B | DISINFECT | B20 | DISINFECT/AERATION
2454369 | ST. MARY'S RIVER FISH CAMP | 1 | ST. MARY'S RIVER FISHCAMP | B | DISINFECT | B02 | DISINFECT/HYPOCHLORIN
2454369 | ST. MARY'S RIVER FISH CAMP | 1 | ST. MARY'S RIVER FISHCAMP | E | TASTE-ODOR CONTROL | E20 | T-O CTRL/AERATION
2454372 | SET FREE BY THE SEA | 1 | SET FREE BY THE SEA | B | DISINFECT | B02 | DISINFECT/HYPOCHLORIN
2454375 | THE ANCHOR/LIGHTHOUSE CHRISTIAN SCHOOL | 1 | LIGHTHOUSE CHRISTIAN SCHOOL | B | DISINFECT | B02 | DISINFECT/HYPOCHLORIN
2454375 | THE ANCHOR/LIGHTHOUSE CHRISTIAN SCHOOL | 1 | LIGHTHOUSE CHRISTIAN SCHOOL | E | TASTE-ODOR CONTROL | E20 | T-O CTRL/AERATION
2454378 | DAYSPRING SENIOR LIVING | 1 | DAYSPRING HEALTH PWS | B | DISINFECT | B02 | DISINFECT/HYPOCHLORIN
2454378 | DAYSPRING SENIOR LIVING | 1 | DAYSPRING HEALTH PWS | E | TASTE-ODOR CONTROL | E20 | T-O CTRL/AERATION
2454381 | DOLLAR GENERAL CALLAHAN | 1 | DOLLAR GENERAL CALLAHAN | B | DISINFECT | B02 | DISINFECT/HYPOCHLORIN
2454382 | DOLLAR GENERAL STORE #19601 | 1 | DOLLAR GENERAL - NASSAUVILLE | B | DISINFECT | B02 | DISINFECT/HYPOCHLORIN
2454383 | DOLLAR GENERAL BRYCEVILLE | 1 | DOLLAR GENERAL BRYCEVILLE | B | DISINFECT | B02 | DISINFECT/HYPOCHLORIN
2540050 | CAMP SHANDS SCOUT RESERVATION | 1 | CAMP SHANDS | B | DISINFECT | B02 | DISINFECT/HYPOCHLORIN
2540058 | BASS CAPITAL MHP | 1 | BASS CAPITAL | B | DISINFECT | B02 | DISINFECT/HYPOCHLORIN
2540167 | SOME PLACE ELSE | 1 | EAST PALATKA | B | DISINFECT | B02 | DISINFECT/HYPOCHLORIN
2540238 | CRESCENT CITY CHERRY BLOSSOM CAMPGROUND | 1 | WTP | B | DISINFECT | B02 | DISINFECT/HYPOCHLORIN
2540238 | CRESCENT CITY CHERRY BLOSSOM CAMPGROUND | 1 | WTP | E | TASTE-ODOR CONTROL | E20 | T-O CTRL/AERATION
2540239 | CRESCENT CITY WTP | 1 | CRECENT CITY WTP | B | DISINFECT | B02 | DISINFECT/HYPOCHLORIN
2540239 | CRESCENT CITY WTP | 1 | CRECENT CITY WTP | E | TASTE-ODOR CONTROL | E20 | T-O CTRL/AERATION
2540239 | CRESCENT CITY WTP | 1 | CRECENT CITY WTP | Z | OTHER | Z19 | OTHER/PH ADJUSTMENT
2540270 | ECONOMY INN | 1 | ECONOMY INN | B | DISINFECT | B02 | DISINFECT/HYPOCHLORIN
2540270 | ECONOMY INN | 1 | ECONOMY INN | E | TASTE-ODOR CONTROL | E20 | T-O CTRL/AERATION
2540297 | DUNNS CREEK FISHING RESORT | 1 |  | B | DISINFECT | B02 | DISINFECT/HYPOCHLORIN
2540297 | DUNNS CREEK FISHING RESORT | 1 |  | E | TASTE-ODOR CONTROL | E20 | T-O CTRL/AERATION
2540482 | HERMITS COVE WATER SYSTEM | 1 | HERMITS COVE WTP | B | DISINFECT | B02 | DISINFECT/HYPOCHLORIN
2540482 | HERMITS COVE WATER SYSTEM | 1 | HERMITS COVE WTP | E | TASTE-ODOR CONTROL | E20 | T-O CTRL/AERATION
2540497 | HALF SHELL RESORTS | 1 | HALF SHELL RESORT | B | DISINFECT | B02 | DISINFECT/HYPOCHLORIN
2540497 | HALF SHELL RESORTS | 1 | HALF SHELL RESORT | E | TASTE-ODOR CONTROL | E20 | T-O CTRL/AERATION
2540521 | GEORGIA PACIFIC PAPER MILL | 1 | GP - PAPER MILL | B | DISINFECT | B02 | DISINFECT/HYPOCHLORIN
2540521 | GEORGIA PACIFIC PAPER MILL | 1 | GP - PAPER MILL | E | TASTE-ODOR CONTROL | E20 | T-O CTRL/AERATION
2540521 | GEORGIA PACIFIC PAPER MILL | 1 | GP - PAPER MILL | G | IRON REMOVAL | G36 | IRON RMVL/CORROSION INHIB
2540545 | INTERLACHEN LAKE ESTATES | 1 | INTERLACHEN LAKE ESTATES | B | DISINFECT | B02 | DISINFECT/HYPOCHLORIN
2540545 | INTERLACHEN LAKE ESTATES | 1 | INTERLACHEN LAKE ESTATES | E | TASTE-ODOR CONTROL | E20 | T-O CTRL/AERATION
2540631 | LAKE COMO WATER ASSOCIATION | 1 | PALMER RD PLANT | B | DISINFECT | B02 | DISINFECT/HYPOCHLORIN
2540641 | LAKE SWAN CAMP | 2 | LAKE SWAN CAMP | B | DISINFECT | B02 | DISINFECT/HYPOCHLORIN
2540641 | LAKE SWAN CAMP | 1 | LAKE ROSA SIDE | B | DISINFECT | B02 | DISINFECT/HYPOCHLORIN
2540865 | PALM PORT SUBDIVISION | 1 | PALM PORT | B | DISINFECT | B02 | DISINFECT/HYPOCHLORIN
2540865 | PALM PORT SUBDIVISION | 1 | PALM PORT | E | TASTE-ODOR CONTROL | E20 | T-O CTRL/AERATION
2540881 | PENIEL BAPTIST ACADEMY | 2 | PENIEL WTP | B | DISINFECT | B02 | DISINFECT/HYPOCHLORIN
2540881 | PENIEL BAPTIST ACADEMY | 2 | PENIEL WTP | E | TASTE-ODOR CONTROL | E20 | T-O CTRL/AERATION
2540905 | POMONA PARK WATER SYSTEM | 1 | POMONA PARK WTP | B | DISINFECT | B02 | DISINFECT/HYPOCHLORIN
2540905 | POMONA PARK WATER SYSTEM | 1 | POMONA PARK WTP | D | CORROSION CONTROL | D36 | CORR-CTRL/CORROSION INHIB
2540911 | PORT BUENA VISTA | 1 | PORT BUENA VISTA | B | DISINFECT | B02 | DISINFECT/HYPOCHLORIN
2540911 | PORT BUENA VISTA | 1 | PORT BUENA VISTA | E | TASTE-ODOR CONTROL | E20 | T-O CTRL/AERATION
2540911 | PORT BUENA VISTA | 1 | PORT BUENA VISTA | G | IRON REMOVAL | G14 | IRON RMVL/RAPID SAND FIL
2540964 | RPUMA | 1 | RPUMA | B | DISINFECT | B02 | DISINFECT/HYPOCHLORIN
2540964 | RPUMA | 1 | RPUMA | E | TASTE-ODOR CONTROL | E20 | T-O CTRL/AERATION
2540964 | RPUMA | 1 | RPUMA | G | IRON REMOVAL | G14 | IRON RMVL/RAPID SAND FIL
2540974 | RODEHEAVER BOYS RANCH | 1 | PLANT #1 | B | DISINFECT | B02 | DISINFECT/HYPOCHLORIN
2540974 | RODEHEAVER BOYS RANCH | 2 | PLANT #2 | B | DISINFECT | B02 | DISINFECT/HYPOCHLORIN
2540974 | RODEHEAVER BOYS RANCH | 2 | PLANT #2 | E | TASTE-ODOR CONTROL | E20 | T-O CTRL/AERATION
2540974 | RODEHEAVER BOYS RANCH | 1 | PLANT #1 | E | TASTE-ODOR CONTROL | E20 | T-O CTRL/AERATION
2541008 | SARATOGA HARBOR | 1 | SARATOGA HARBOR WTP | B | DISINFECT | B02 | DISINFECT/HYPOCHLORIN
2541008 | SARATOGA HARBOR | 1 | SARATOGA HARBOR WTP | E | TASTE-ODOR CONTROL | E20 | T-O CTRL/AERATION
2541086 | ST. JOHN'S HARBOR | 2 | ST. JOHNS HARBOR | B | DISINFECT | B02 | DISINFECT/HYPOCHLORIN
2541086 | ST. JOHN'S HARBOR | 2 | ST. JOHNS HARBOR | F | ORGN-RMVL | F26 | ORGN-RMVL/REVERSE OSMOSIS
2541086 | ST. JOHN'S HARBOR | 2 | ST. JOHNS HARBOR | F | ORGN-RMVL | F28 | ORGN-RMVL/PACKED TWR-AERA
2541087 | SAINT JOHNS CAMPGROUND | 1 | SAINT JOHNS CAMPGROUND | B | DISINFECT | B02 | DISINFECT/HYPOCHLORIN
2541087 | SAINT JOHNS CAMPGROUND | 1 | SAINT JOHNS CAMPGROUND | E | TASTE-ODOR CONTROL | E20 | T-O CTRL/AERATION
2541180 | INTERLACHEN WS | 2 | STRICKLAND WTP | B | DISINFECT | B02 | DISINFECT/HYPOCHLORIN
2541180 | INTERLACHEN WS | 1 | TREMONT PLANT | B | DISINFECT | B02 | DISINFECT/HYPOCHLORIN
2541200 | RIVER VILLAS | 1 | RIVER VILLAS WTP | B | DISINFECT | B02 | DISINFECT/HYPOCHLORIN
2541242 | WELAKA MHP | 1 | WELAKA MHP | B | DISINFECT | B02 | DISINFECT/HYPOCHLORIN
2541280 | WOOTEN'S MHP | 1 | WOOTENS MHP | B | DISINFECT | B02 | DISINFECT/HYPOCHLORIN
2541280 | WOOTEN'S MHP | 1 | WOOTENS MHP | E | TASTE-ODOR CONTROL | E20 | T-O CTRL/AERATION
2541280 | WOOTEN'S MHP | 1 | WOOTENS MHP | F | ORGN-RMVL | F23 | ORGN-RMVL/GAC ADDITION
2541450 | SEMINOLE ELECTRIC COOPERATIVE INC. | 1 | SEMINOLE ELECTRIC | B | DISINFECT | B02 | DISINFECT/HYPOCHLORIN
2541450 | SEMINOLE ELECTRIC COOPERATIVE INC. | 1 | SEMINOLE ELECTRIC | E | TASTE-ODOR CONTROL | E28 | T-O CTRL/PACKED TWR-AERA
2544008 | COOPER LAKE MHP | 2 | COOPER LAKE MHP WTP #2 | B | DISINFECT | B02 | DISINFECT/HYPOCHLORIN
2544008 | COOPER LAKE MHP | 1 | COOPER LAKE MHP WTP #1 | B | DISINFECT | B02 | DISINFECT/HYPOCHLORIN
2544251 | BENNY'S STEAK SEAFOOD & CHICKN | 1 | EAST PALATKA | B | DISINFECT | B02 | DISINFECT/HYPOCHLORIN
2544251 | BENNY'S STEAK SEAFOOD & CHICKN | 1 | EAST PALATKA | E | TASTE-ODOR CONTROL | E20 | T-O CTRL/AERATION
2544251 | BENNY'S STEAK SEAFOOD & CHICKN | 1 | EAST PALATKA | H | SOFTENING | H25 | SOFTENING/ION EXCHANGE
2544255 | MELROSE WTP | 1 | MELROSE WTP | B | DISINFECT | B02 | DISINFECT/HYPOCHLORIN
2544257 | CRESCENT HILLS SUBDIVISION | 1 | CRESCENT HILLS SUBDIVISION | B | DISINFECT | B02 | DISINFECT/HYPOCHLORIN
2544258 | SILVER LAKE OAKS MHP | 1 | SILVER LAKE OAKS MHV | B | DISINFECT | B02 | DISINFECT/HYPOCHLORIN
2544258 | SILVER LAKE OAKS MHP | 1 | SILVER LAKE OAKS MHV | E | TASTE-ODOR CONTROL | E20 | T-O CTRL/AERATION
2544260 | R. C. WILLIS WTP (CITY OF PALATKA) | 1 | R. C. WILLIS WTP | B | DISINFECT | B02 | DISINFECT/HYPOCHLORIN
2544260 | R. C. WILLIS WTP (CITY OF PALATKA) | 1 | R. C. WILLIS WTP | D | CORROSION CONTROL | D18 | CORR-CTRL/SEQUESTATION
2544260 | R. C. WILLIS WTP (CITY OF PALATKA) | 1 | R. C. WILLIS WTP | D | CORROSION CONTROL | D19 | CORR-CTRL/PH ADJUSTMENT
2544260 | R. C. WILLIS WTP (CITY OF PALATKA) | 1 | R. C. WILLIS WTP | E | TASTE-ODOR CONTROL | E20 | T-O CTRL/AERATION
2544260 | R. C. WILLIS WTP (CITY OF PALATKA) | 1 | R. C. WILLIS WTP | P | DISINF BY-PROD CONTRO | P32 | DISINF BY-PROD CONTRO/PEROXIDE
2544264 | PUTNAM BARGE PORT | 1 |  | B | DISINFECT | B02 | DISINFECT/HYPOCHLORIN
2544264 | PUTNAM BARGE PORT | 1 |  | E | TASTE-ODOR CONTROL | E20 | T-O CTRL/AERATION
2544265 | MOUNT ROYAL COMMON PROPERTY LLC | 2 | MOUNT ROYAL | B | DISINFECT | B20 | DISINFECT/AERATION
2544265 | MOUNT ROYAL COMMON PROPERTY LLC | 2 | MOUNT ROYAL | B | DISINFECT | B02 | DISINFECT/HYPOCHLORIN
2544266 | ST. JOHN'S RIVER CLUB UTILITIES | 1 | ST. JOHNS RIVER CLUB UTILITIES | B | DISINFECT | B02 | DISINFECT/HYPOCHLORIN
2544266 | ST. JOHN'S RIVER CLUB UTILITIES | 1 | ST. JOHNS RIVER CLUB UTILITIES | E | TASTE-ODOR CONTROL | E20 | T-O CTRL/AERATION
2544274 | LIL HILLTOP MOBILE HOME & RV PARK | 1 | LIL HILL TOP MHP | B | DISINFECT | B02 | DISINFECT/HYPOCHLORIN
2544275 | PARADISE VIEW | 1 | PARADISE VIEW ESTATES | B | DISINFECT | B02 | DISINFECT/HYPOCHLORIN
2544278 | HIDE-A-WAY ACRES | 1 | HIDE-A-WAY ACRES | B | DISINFECT | B02 | DISINFECT/HYPOCHLORIN
2544281 | HWY 19 SOUTH WATER SYSTEM LLC. | 1 | HWY 19 SOUTH WTP | B | DISINFECT | B02 | DISINFECT/HYPOCHLORIN
2544281 | HWY 19 SOUTH WATER SYSTEM LLC. | 1 | HWY 19 SOUTH WTP | E | TASTE-ODOR CONTROL | E20 | T-O CTRL/AERATION
2544281 | HWY 19 SOUTH WATER SYSTEM LLC. | 1 | HWY 19 SOUTH WTP | F | ORGN-RMVL | F23 | ORGN-RMVL/GAC ADDITION
2544282 | GATEWAY GIRL SCOUT COUNCIL (CAMP KATERI) | 3 | EAST | B | DISINFECT | B02 | DISINFECT/HYPOCHLORIN
2544282 | GATEWAY GIRL SCOUT COUNCIL (CAMP KATERI) | 2 | NORTH | B | DISINFECT | B02 | DISINFECT/HYPOCHLORIN
2544282 | GATEWAY GIRL SCOUT COUNCIL (CAMP KATERI) | 1 | MAIN | B | DISINFECT | B02 | DISINFECT/HYPOCHLORIN
2544282 | GATEWAY GIRL SCOUT COUNCIL (CAMP KATERI) | 3 | EAST | E | TASTE-ODOR CONTROL | E20 | T-O CTRL/AERATION
2544283 | PALATKA BAPTIST TEMPLE | 1 | PALATKA BAPTIST | B | DISINFECT | B02 | DISINFECT/HYPOCHLORIN
2544285 | GEORGETOWN SPORTSMANS / LUNKER LODGE | 1 | GEORGETOWN SPORTSMAN | B | DISINFECT | B02 | DISINFECT/HYPOCHLORIN
2544287 | FIRST BAPTIST CHURCH OF HOLLISTER | 1 | HOLLISTER BAPTIST ACADEMY | B | DISINFECT | B02 | DISINFECT/HYPOCHLORIN
2544288 | CALVARY BAPTIST CHURCH | 1 | CALVARY BAPTIST CHURCH | B | DISINFECT | B02 | DISINFECT/HYPOCHLORIN
2544288 | CALVARY BAPTIST CHURCH | 1 | CALVARY BAPTIST CHURCH | G | IRON REMOVAL | G29 | IRON RMVL/CARTRIDGE FILTR
2544295 | SAN MATEO ESTATES | 1 | JAN'S MODULAR ESTATES | B | DISINFECT | B02 | DISINFECT/HYPOCHLORIN
2544298 | GRASSY LAKE WTP | 1 | GRASSY LAKE WTP | B | DISINFECT | B02 | DISINFECT/HYPOCHLORIN
2544301 | CSX CONFERENCE CENTER | 1 | CSX CONFERENCE CENTER WTP | B | DISINFECT | B02 | DISINFECT/HYPOCHLORIN
2544301 | CSX CONFERENCE CENTER | 1 | CSX CONFERENCE CENTER WTP | E | TASTE-ODOR CONTROL | E20 | T-O CTRL/AERATION
2544309 | BIKER'S HOWLIN' WOLF | 1 | BIKER'S HOWLIN' WOLF | B | DISINFECT | B02 | DISINFECT/HYPOCHLORIN
2544310 | CHRIST IND. METHODIST CHURCH | 1 | CHRIST IND. METH. CHURCH | B | DISINFECT | B02 | DISINFECT/HYPOCHLORIN
2544313 | GEORGETOWN MARINA & LODGE | 1 | GEORGETOWN MARINA & LODGE | B | DISINFECT | B02 | DISINFECT/HYPOCHLORIN
2544316 | PORT COVE RV PARK & MARINA | 1 |  | B | DISINFECT | B02 | DISINFECT/HYPOCHLORIN
2544321 | CRESCENT CITY CONG OF JEHOVAH'S | 1 | CRES CITY CONG OF JEHOVAH'S WI | B | DISINFECT | B02 | DISINFECT/HYPOCHLORIN
2544324 | BETTY AND RAY'S | 1 | BETTY AND RAY'S | B | DISINFECT | B02 | DISINFECT/HYPOCHLORIN
2544324 | BETTY AND RAY'S | 1 | BETTY AND RAY'S | E | TASTE-ODOR CONTROL | E20 | T-O CTRL/AERATION
2544333 | CIRCLE K # 2109 (FKA KANGAROO EXPRESS) | 1 | WTP | B | DISINFECT | B02 | DISINFECT/HYPOCHLORIN
2544334 | CIRCLE K #2006 | 1 | CIRCLE K #2006 | B | DISINFECT | B02 | DISINFECT/HYPOCHLORIN
2544336 | CIRCLE K #2577 | 1 | CIRCLE K #2577 | B | DISINFECT | B02 | DISINFECT/HYPOCHLORIN
2544339 | SAFEWAY DISCOUNT | 1 | SAFEWAY DISCOUNT | B | DISINFECT | B02 | DISINFECT/HYPOCHLORIN
2544339 | SAFEWAY DISCOUNT | 1 | SAFEWAY DISCOUNT | E | TASTE-ODOR CONTROL | E20 | T-O CTRL/AERATION
2544340 | HAWTHORNE FOOD STORE | 1 | HAWTHORNE FOOD STORE | B | DISINFECT | B02 | DISINFECT/HYPOCHLORIN
2544344 | MCKINLEY'S BARDIN GROCERY | 1 | BARDIN GROCERY STORE | B | DISINFECT | B02 | DISINFECT/HYPOCHLORIN
2544358 | DENTZ STORE | 1 |  | A | NO TRTMT | A | NO TRTMT
2544359 | QUICK KING #28 | 1 | QUICK KING #28 | B | DISINFECT | B02 | DISINFECT/HYPOCHLORIN
2544359 | QUICK KING #28 | 1 | QUICK KING #28 | E | TASTE-ODOR CONTROL | E20 | T-O CTRL/AERATION
2544362 | HALL'S SUPERETTE | 1 | HALL'S SUPERETTE | B | DISINFECT | B02 | DISINFECT/HYPOCHLORIN
2544370 | CIRCLE K #2428 | 1 | CIRCLE K #2428 | B | DISINFECT | B02 | DISINFECT/HYPOCHLORIN
2544371 | IN & OUT STORE #1 | 1 | IN & OUT STORE #1 | B | DISINFECT | B02 | DISINFECT/HYPOCHLORIN
2544389 | FAST TRACK #313 | 2 | NEW PLANT | B | DISINFECT | B02 | DISINFECT/HYPOCHLORIN
2544390 | FAST TRACK #325 | 1 | FAST TRACK #325 | B | DISINFECT | B02 | DISINFECT/HYPOCHLORIN
2544392 | TOWN OF WELAKA | 1 | CITRUS CIRCLE | B | DISINFECT | B02 | DISINFECT/HYPOCHLORIN
2544392 | TOWN OF WELAKA | 1 | CITRUS CIRCLE | D | CORROSION CONTROL | D18 | CORR-CTRL/SEQUESTATION
2544392 | TOWN OF WELAKA | 1 | CITRUS CIRCLE | E | TASTE-ODOR CONTROL | E20 | T-O CTRL/AERATION
2544399 | MEMA & CO. | 2 | PLANT #2 (CONSTRUCTED 2018) | B | DISINFECT | B02 | DISINFECT/HYPOCHLORIN
2544404 | LIT'L CAESARS | 1 | LIT'L CAESARS | B | DISINFECT | B02 | DISINFECT/HYPOCHLORIN
2544413 | COW CATCHER LOUNGE | 1 | PLANT 1 | B | DISINFECT | B02 | DISINFECT/HYPOCHLORIN
2544416 | OCHWILLA ELEMENTARY SCHOOL | 1 | OCHWILLA ELEMENTARY SCHOOL | B | DISINFECT | B02 | DISINFECT/HYPOCHLORIN
2544416 | OCHWILLA ELEMENTARY SCHOOL | 1 | OCHWILLA ELEMENTARY SCHOOL | E | TASTE-ODOR CONTROL | E20 | T-O CTRL/AERATION
2544419 | US VETERANS POST #104 | 1 | US VERTERANS POST #104 | B | DISINFECT | B02 | DISINFECT/HYPOCHLORIN
2544420 | LIVING HOPE FAMILY WORSHIP CENTER | 1 | LIVING HOPE FWC | B | DISINFECT | B02 | DISINFECT/HYPOCHLORIN
2544425 | BASS WORLD LODGE AND MARINA | 1 | BASS WORLD LODGE | B | DISINFECT | B02 | DISINFECT/HYPOCHLORIN
2544425 | BASS WORLD LODGE AND MARINA | 1 | BASS WORLD LODGE | E | TASTE-ODOR CONTROL | E20 | T-O CTRL/AERATION
2544427 | OAKS GOLF & COUNTRY CLUB | 1 | GOLF COURSE | B | DISINFECT | B02 | DISINFECT/HYPOCHLORIN
2544430 | ACOSTA CREEK MARINA LLC | 1 | ACOSTA CREEK HARBOR | B | DISINFECT | B02 | DISINFECT/HYPOCHLORIN
2544430 | ACOSTA CREEK MARINA LLC | 1 | ACOSTA CREEK HARBOR | E | TASTE-ODOR CONTROL | E20 | T-O CTRL/AERATION
2544432 | CROSSROADS SALOON | 1 | CROSSROADS SALOON | B | DISINFECT | B02 | DISINFECT/HYPOCHLORIN
2544432 | CROSSROADS SALOON | 1 | CROSSROADS SALOON | B | DISINFECT | B20 | DISINFECT/AERATION
2544434 | WESTWOOD VILLAGE APARTMENTS | 1 | WESTWOOD VILLAGE APARTMENTS | B | DISINFECT | B02 | DISINFECT/HYPOCHLORIN
2544435 | RODMAN WATER SYSTEM | 1 | KIRKPATRICK DAM WTP (BATHRMS) | B | DISINFECT | B02 | DISINFECT/HYPOCHLORIN
2544435 | RODMAN WATER SYSTEM | 2 | CAMPGROUND WTP (BATH HOUSE) | B | DISINFECT | B02 | DISINFECT/HYPOCHLORIN
2544435 | RODMAN WATER SYSTEM | 2 | CAMPGROUND WTP (BATH HOUSE) | E | TASTE-ODOR CONTROL | E20 | T-O CTRL/AERATION
2544435 | RODMAN WATER SYSTEM | 1 | KIRKPATRICK DAM WTP (BATHRMS) | E | TASTE-ODOR CONTROL | E20 | T-O CTRL/AERATION
2544443 | D J'S DELI | 1 |  | B | DISINFECT | B02 | DISINFECT/HYPOCHLORIN
2544443 | D J'S DELI | 1 |  | E | TASTE-ODOR CONTROL | E20 | T-O CTRL/AERATION
2544444 | EAST PUTNAM REGIONAL | 1 | EAST PUTNAM | B | DISINFECT | B02 | DISINFECT/HYPOCHLORIN
2544444 | EAST PUTNAM REGIONAL | 1 | EAST PUTNAM | F | ORGN-RMVL | F26 | ORGN-RMVL/REVERSE OSMOSIS
2544444 | EAST PUTNAM REGIONAL | 1 | EAST PUTNAM | Z | OTHER | Z19 | OTHER/PH ADJUSTMENT
2544444 | EAST PUTNAM REGIONAL | 1 | EAST PUTNAM | Z | OTHER | Z28 | OTHER/PACKED TWR-AERA
2544447 | LUTHER SPRINGS | 1 | LUTHER SPRINGS | B | DISINFECT | B02 | DISINFECT/HYPOCHLORIN
2544448 | CARIBBEAN PLAZA | 1 | CARIBBEAN PLAZA | B | DISINFECT | B02 | DISINFECT/HYPOCHLORIN
2544450 | RIVER'S EDGE RV PARK | 1 | RIVERWOOD RV VILLAGE | B | DISINFECT | B02 | DISINFECT/HYPOCHLORIN
2544454 | WALKER HEAD START CENTER | 1 | WALKER HEAD START CENTER | B | DISINFECT | B02 | DISINFECT/HYPOCHLORIN
2544457 | RCNAL LLC | 1 | ALF OF POMONA PARK | B | DISINFECT | B02 | DISINFECT/HYPOCHLORIN
2544458 | GATEWAY FISHING CAMP | 1 | GATEWAY FISHING CAMP | B | DISINFECT | B02 | DISINFECT/HYPOCHLORIN
2544458 | GATEWAY FISHING CAMP | 1 | GATEWAY FISHING CAMP | E | TASTE-ODOR CONTROL | E20 | T-O CTRL/AERATION
2544460 | CONTINENTAL BUILDING PRODUCTS LLC | 1 | LAFARGE GYPSUM MFG FACILITY | B | DISINFECT | B02 | DISINFECT/HYPOCHLORIN
2544460 | CONTINENTAL BUILDING PRODUCTS LLC | 1 | LAFARGE GYPSUM MFG FACILITY | D | CORROSION CONTROL | D36 | CORR-CTRL/CORROSION INHIB
2544461 | ABUNDANT LIFE MINISTRIES | 1 | ABUNDANT LIFE MINISTRIES | B | DISINFECT | B02 | DISINFECT/HYPOCHLORIN
2544461 | ABUNDANT LIFE MINISTRIES | 1 | ABUNDANT LIFE MINISTRIES | E | TASTE-ODOR CONTROL | E20 | T-O CTRL/AERATION
2544463 | TRINITY BAPTIST CHURCH | 1 | TRINITY BAPTIST CHURCH | B | DISINFECT | B02 | DISINFECT/HYPOCHLORIN
2544467 | EDGAR MINERALS INC. | 1 | EDGAR MINERALS | B | DISINFECT | B02 | DISINFECT/HYPOCHLORIN
2544468 | Q.I. ROBERTS MIDDLE SCHOOL | 1 | Q.I. ROBERTS MIDDLE SCHOOL | B | DISINFECT | B02 | DISINFECT/HYPOCHLORIN
2544470 | LITTLE STEPS CHILD LEARNING | 1 | LITTLE STEPS CHILD LEARNING | B | DISINFECT | B02 | DISINFECT/HYPOCHLORIN
2544475 | STAY-N-PLAY DAYCARE | 1 | PLANT 1 | B | DISINFECT | B20 | DISINFECT/AERATION
2544475 | STAY-N-PLAY DAYCARE | 1 | PLANT 1 | B | DISINFECT | B02 | DISINFECT/HYPOCHLORIN
2544479 | A K FOOD STORE | 1 | PLANT | B | DISINFECT | B02 | DISINFECT/HYPOCHLORIN
2544479 | A K FOOD STORE | 1 | PLANT | E | TASTE-ODOR CONTROL | E20 | T-O CTRL/AERATION
2544480 | BACKWOODS SMOKEHOUSE | 1 | BACKWOODS SMOKEHOUSE | B | DISINFECT | B02 | DISINFECT/HYPOCHLORIN
2544482 | SOUTH PUTNAM CHURCH | 1 | SOUTH PUTNAM CHURCH | B | DISINFECT | B02 | DISINFECT/HYPOCHLORIN
2544483 | CROSS ROAD COMMUNITY CHURCH | 1 | LIVING WORD BAPTIST CHURCH WEL | B | DISINFECT | B02 | DISINFECT/HYPOCHLORIN
2544483 | CROSS ROAD COMMUNITY CHURCH | 1 | LIVING WORD BAPTIST CHURCH WEL | E | TASTE-ODOR CONTROL | E20 | T-O CTRL/AERATION
2544484 | DOLLAR GENERAL - FLORAHOME | 1 | DOLLAR GENERAL FLORAHOME | B | DISINFECT | B02 | DISINFECT/HYPOCHLORIN
2544485 | DUNHAM WOODS BAPTIST CHURCH | 1 | DUNHAM WOODS BAPTIST CHURCH | B | DISINFECT | B02 | DISINFECT/HYPOCHLORIN
2544486 | DOLLAR GENERAL - SATSUMA | 1 | DOLLAR GENERAL SATSUMA WTP | B | DISINFECT | B02 | DISINFECT/HYPOCHLORIN
2544487 | CRESCENT CITY CHRISTIAN ACADEMY | 2 | PLANT 2 | B | DISINFECT | B02 | DISINFECT/HYPOCHLORIN
2544487 | CRESCENT CITY CHRISTIAN ACADEMY | 2 | PLANT 2 | E | TASTE-ODOR CONTROL | E20 | T-O CTRL/AERATION
2544488 | KIRKWOOD ESTATES | 1 | KIRKWOOD ESTATES | B | DISINFECT | B02 | DISINFECT/HYPOCHLORIN
2544488 | KIRKWOOD ESTATES | 1 | KIRKWOOD ESTATES | E | TASTE-ODOR CONTROL | E20 | T-O CTRL/AERATION
2544489 | DOLLAR GENERAL - POMONA PARK | 1 | DG-POMONA PARK | B | DISINFECT | B02 | DISINFECT/HYPOCHLORIN
2544490 | DOLLAR GENERAL - BOSTWICK | 1 | DOLLAR GENERAL BOSTWICK | B | DISINFECT | B02 | DISINFECT/HYPOCHLORIN
2544491 | DOLLAR GENERAL - HAWTHORNE | 1 | DOLLAR GENERAL - INTERLACHEN | B | DISINFECT | B02 | DISINFECT/HYPOCHLORIN
2544492 | DOLLAR GENERAL @ PENIEL ROAD | 1 | DOLLAR GENERAL@PENIEL ROAD | B | DISINFECT | B02 | DISINFECT/HYPOCHLORIN
2544493 | DOLLAR GENERAL HOLLISTER | 1 | DG-HOLLISTER | B | DISINFECT | B02 | DISINFECT/HYPOCHLORIN
2544494 | MELROSE FOOD MART | 1 | HARMONY FOOD STORE | B | DISINFECT | B02 | DISINFECT/HYPOCHLORIN
2544495 | INTERLACHEN LDS MEETINGHOUSE | 1 | INTERLACHEN LDS MEETINGHOUSE | B | DISINFECT | B02 | DISINFECT/HYPOCHLORIN
2544496 | DOLLAR GENERAL CRESCENT CITY | 1 | PLANT NO. 1 | B | DISINFECT | B02 | DISINFECT/HYPOCHLORIN
2544497 | HOG WALLER MUD BOG WTP | 1 | HOG WALLER MUD BOG | B | DISINFECT | B02 | DISINFECT/HYPOCHLORIN
2544497 | HOG WALLER MUD BOG WTP | 1 | HOG WALLER MUD BOG | G | IRON REMOVAL | G29 | IRON RMVL/CARTRIDGE FILTR
2544498 | ST. JOHN THE BAPTIST CATHOLIC CHURCH | 1 | ST. JOHN THE BAPTIST PARISH | B | DISINFECT | B02 | DISINFECT/HYPOCHLORIN
2550210 | ST. AUGUSTINE WS | 4 | SOUTH BOOSTER STATION | A | NO TRTMT | A | NO TRTMT
2550210 | ST. AUGUSTINE WS | 2 | WTP # 2 (RO) | B | DISINFECT | B04 | DISINFECT/CHLORAMINES
2550210 | ST. AUGUSTINE WS | 1 | LIME SOFTENING PLANT | B | DISINFECT | B02 | DISINFECT/HYPOCHLORIN
2550210 | ST. AUGUSTINE WS | 3 | NORTH BOOSTER STATION | B | DISINFECT | B04 | DISINFECT/CHLORAMINES
2550210 | ST. AUGUSTINE WS | 3 | NORTH BOOSTER STATION | B | DISINFECT | B02 | DISINFECT/HYPOCHLORIN
2550210 | ST. AUGUSTINE WS | 1 | LIME SOFTENING PLANT | C | PARTICLE REMOVAL | C14 | PART-RMVL/RAPID SAND FIL
2550210 | ST. AUGUSTINE WS | 2 | WTP # 2 (RO) | C | PARTICLE REMOVAL | C29 | PART-RMVL/CARTRIDGE FILTR
2550210 | ST. AUGUSTINE WS | 1 | LIME SOFTENING PLANT | E | TASTE-ODOR CONTROL | E20 | T-O CTRL/AERATION
2550210 | ST. AUGUSTINE WS | 2 | WTP # 2 (RO) | F | ORGN-RMVL | F26 | ORGN-RMVL/REVERSE OSMOSIS
2550210 | ST. AUGUSTINE WS | 2 | WTP # 2 (RO) | Z | OTHER | Z20 | OTHER/AERATION
2550210 | ST. AUGUSTINE WS | 2 | WTP # 2 (RO) | Z | OTHER | Z19 | OTHER/PH ADJUSTMENT
2550210 | ST. AUGUSTINE WS | 2 | WTP # 2 (RO) | Z | OTHER | Z18 | OTHER/SEQUESTATION
2550250 | CYPRESS LANDING WTP | 1 | CYPRESS LANDING WTP | B | DISINFECT | B02 | DISINFECT/HYPOCHLORIN
2550250 | CYPRESS LANDING WTP | 1 | CYPRESS LANDING WTP | E | TASTE-ODOR CONTROL | E20 | T-O CTRL/AERATION
2550252 | FLORIDA VISITORS CENTER | 1 |  | B | DISINFECT | B02 | DISINFECT/HYPOCHLORIN
2550252 | FLORIDA VISITORS CENTER | 1 |  | F | ORGN-RMVL | F23 | ORGN-RMVL/GAC ADDITION
2550332 | FAVER-DYKES STATE PARK | 2 | CAMPGROUND | B | DISINFECT | B02 | DISINFECT/HYPOCHLORIN
2550332 | FAVER-DYKES STATE PARK | 1 | PICNIC AREA | B | DISINFECT | B02 | DISINFECT/HYPOCHLORIN
2550401 | JAX SOUTH TRAVEL CENTER | 1 |  | B | DISINFECT | B02 | DISINFECT/HYPOCHLORIN
2550401 | JAX SOUTH TRAVEL CENTER | 1 |  | E | TASTE-ODOR CONTROL | E20 | T-O CTRL/AERATION
2550453 | HALLS SUBDIVISION | 1 |  | B | DISINFECT | B02 | DISINFECT/HYPOCHLORIN
2550476 | SJCU-HASTINGS WTP | 1 | HASTINGS WTP | B | DISINFECT | B01 | DISINFECT/GASEOUS CHLORIN
2550476 | SJCU-HASTINGS WTP | 1 | HASTINGS WTP | E | TASTE-ODOR CONTROL | E28 | T-O CTRL/PACKED TWR-AERA
2550476 | SJCU-HASTINGS WTP | 1 | HASTINGS WTP | F | ORGN-RMVL | F26 | ORGN-RMVL/REVERSE OSMOSIS
2550476 | SJCU-HASTINGS WTP | 1 | HASTINGS WTP | Z | OTHER | Z19 | OTHER/PH ADJUSTMENT
2550812 | NORTH BEACH UTILITIES | 1 | NORTH BEACH UTILITIES | B | DISINFECT | B02 | DISINFECT/HYPOCHLORIN
2550812 | NORTH BEACH UTILITIES | 1 | NORTH BEACH UTILITIES | E | TASTE-ODOR CONTROL | E20 | T-O CTRL/AERATION
2550812 | NORTH BEACH UTILITIES | 1 | NORTH BEACH UTILITIES | F | ORGN-RMVL | F26 | ORGN-RMVL/REVERSE OSMOSIS
2550838 | OLD CITY MHP | 1 |  | B | DISINFECT | B02 | DISINFECT/HYPOCHLORIN
2550838 | OLD CITY MHP | 1 |  | E | TASTE-ODOR CONTROL | E20 | T-O CTRL/AERATION
2550880 | PELLICER CREEK CAMPGROUND | 1 | PELLICER CREEK CAMPGROUND | B | DISINFECT | B02 | DISINFECT/HYPOCHLORIN
2550880 | PELLICER CREEK CAMPGROUND | 1 | PELLICER CREEK CAMPGROUND | E | TASTE-ODOR CONTROL | E20 | T-O CTRL/AERATION
2550908 | JEA: PONTE VEDRA GRID | 2 | CORONA WTP | B | DISINFECT | B02 | DISINFECT/HYPOCHLORIN
2550908 | JEA: PONTE VEDRA GRID | 1 | PONTE VEDRA NORTH WTP | B | DISINFECT | B02 | DISINFECT/HYPOCHLORIN
2550908 | JEA: PONTE VEDRA GRID | 1 | PONTE VEDRA NORTH WTP | E | TASTE-ODOR CONTROL | E20 | T-O CTRL/AERATION
2550908 | JEA: PONTE VEDRA GRID | 2 | CORONA WTP | E | TASTE-ODOR CONTROL | E20 | T-O CTRL/AERATION
2551004 | SJCU-SAWGRASS GRID | 2 | PLANTATION WTP | B | DISINFECT | B02 | DISINFECT/HYPOCHLORIN
2551004 | SJCU-SAWGRASS GRID | 1 | SAWGRASS WTP | B | DISINFECT | B02 | DISINFECT/HYPOCHLORIN
2551004 | SJCU-SAWGRASS GRID | 2 | PLANTATION WTP | D | CORROSION CONTROL | D36 | CORR-CTRL/CORROSION INHIB
2551004 | SJCU-SAWGRASS GRID | 1 | SAWGRASS WTP | D | CORROSION CONTROL | D36 | CORR-CTRL/CORROSION INHIB
2551004 | SJCU-SAWGRASS GRID | 1 | SAWGRASS WTP | E | TASTE-ODOR CONTROL | E20 | T-O CTRL/AERATION
2551004 | SJCU-SAWGRASS GRID | 2 | PLANTATION WTP | E | TASTE-ODOR CONTROL | E20 | T-O CTRL/AERATION
2551120 | SJCU-BARTRAM OAKS WTP | 2 | NEW PLANT | B | DISINFECT | B02 | DISINFECT/HYPOCHLORIN
2551120 | SJCU-BARTRAM OAKS WTP | 2 | NEW PLANT | E | TASTE-ODOR CONTROL | E20 | T-O CTRL/AERATION
2551228 | WAGON WHEEL MHP | 1 | WAGON WHEEL MHP | B | DISINFECT | B02 | DISINFECT/HYPOCHLORIN
2551370 | WILDWOOD WATER SYSTEM | 1 | WILDWOOD WATER SYSTEM | B | DISINFECT | B02 | DISINFECT/HYPOCHLORIN
2551398 | DAIRY QUEEN OF MARINELAND | 1 | DAIRY QUEEN OF MARINELAND | B | DISINFECT | B02 | DISINFECT/HYPOCHLORIN
2551398 | DAIRY QUEEN OF MARINELAND | 1 | DAIRY QUEEN OF MARINELAND | E | TASTE-ODOR CONTROL | E20 | T-O CTRL/AERATION
2551437 | SEAHORSE MHP | 1 |  | B | DISINFECT | B02 | DISINFECT/HYPOCHLORIN
2551437 | SEAHORSE MHP | 1 |  | E | TASTE-ODOR CONTROL | E20 | T-O CTRL/AERATION
2551459 | ST. AUGUSTINE RV PARK LLC (FKA SHAMROCK | 1 | ST. AUGUSTINE RV PK | B | DISINFECT | B02 | DISINFECT/HYPOCHLORIN
2554166 | CAMACHEE COVE YACHT HARBOR WTP | 1 | CAMACHEE COVE WTP | B | DISINFECT | B02 | DISINFECT/HYPOCHLORIN
2554166 | CAMACHEE COVE YACHT HARBOR WTP | 1 | CAMACHEE COVE WTP | E | TASTE-ODOR CONTROL | E20 | T-O CTRL/AERATION
2554166 | CAMACHEE COVE YACHT HARBOR WTP | 1 | CAMACHEE COVE WTP | F | ORGN-RMVL | F26 | ORGN-RMVL/REVERSE OSMOSIS
2554332 | OAK HAVEN RETIREMENT VILLAGE | 1 | OAK HAVEN RETIREMENT VILLAGE | B | DISINFECT | B04 | DISINFECT/CHLORAMINES
2554332 | OAK HAVEN RETIREMENT VILLAGE | 1 | OAK HAVEN RETIREMENT VILLAGE | G | IRON REMOVAL | G18 | IRON RMVL/SEQUESTATION
2554334 | JEA: PONCE DE LEON GRID | 2 | 2722 A1A - A1A SOUTH WTP | B | DISINFECT | B02 | DISINFECT/HYPOCHLORIN
2554334 | JEA: PONCE DE LEON GRID | 3 | 2494 A1A - A1A NORTH WTP | B | DISINFECT | B02 | DISINFECT/HYPOCHLORIN
2554334 | JEA: PONCE DE LEON GRID | 1 | 3152 A1A: PONCE DELEON WTP | B | DISINFECT | B02 | DISINFECT/HYPOCHLORIN
2554334 | JEA: PONCE DE LEON GRID | 1 | 3152 A1A: PONCE DELEON WTP | E | TASTE-ODOR CONTROL | E20 | T-O CTRL/AERATION
2554334 | JEA: PONCE DE LEON GRID | 2 | 2722 A1A - A1A SOUTH WTP | E | TASTE-ODOR CONTROL | E20 | T-O CTRL/AERATION
2554334 | JEA: PONCE DE LEON GRID | 3 | 2494 A1A - A1A NORTH WTP | E | TASTE-ODOR CONTROL | E20 | T-O CTRL/AERATION
2554337 | HOMEOWNERS UTILITIES INC. | 1 | HOMEOWNER UTILITIES | B | DISINFECT | B02 | DISINFECT/HYPOCHLORIN
2554337 | HOMEOWNERS UTILITIES INC. | 1 | HOMEOWNER UTILITIES | E | TASTE-ODOR CONTROL | E20 | T-O CTRL/AERATION
2554342 | MARYWOOD RETREAT #1 (CAMP ST. JOHNS) | 1 | CAMP ST. JOHNS | B | DISINFECT | B02 | DISINFECT/HYPOCHLORIN
2554342 | MARYWOOD RETREAT #1 (CAMP ST. JOHNS) | 1 | CAMP ST. JOHNS | E | TASTE-ODOR CONTROL | E20 | T-O CTRL/AERATION
2554343 | SJCU-PONTE VEDRA WS | 2 | INNLET BEACH WTP | B | DISINFECT | B02 | DISINFECT/HYPOCHLORIN
2554343 | SJCU-PONTE VEDRA WS | 1 | MARSH LANDING WTP | B | DISINFECT | B02 | DISINFECT/HYPOCHLORIN
2554343 | SJCU-PONTE VEDRA WS | 2 | INNLET BEACH WTP | D | CORROSION CONTROL | D36 | CORR-CTRL/CORROSION INHIB
2554343 | SJCU-PONTE VEDRA WS | 1 | MARSH LANDING WTP | D | CORROSION CONTROL | D36 | CORR-CTRL/CORROSION INHIB
2554343 | SJCU-PONTE VEDRA WS | 2 | INNLET BEACH WTP | E | TASTE-ODOR CONTROL | E20 | T-O CTRL/AERATION
2554343 | SJCU-PONTE VEDRA WS | 1 | MARSH LANDING WTP | E | TASTE-ODOR CONTROL | E20 | T-O CTRL/AERATION
2554344 | BAYSIDE ESTATES WTP | 1 | BAYSIDE ESTATES | B | DISINFECT | B02 | DISINFECT/HYPOCHLORIN
2554350 | PIZZA HUT | 1 |  | B | DISINFECT | B02 | DISINFECT/HYPOCHLORIN
2554350 | PIZZA HUT | 1 |  | E | TASTE-ODOR CONTROL | E20 | T-O CTRL/AERATION
2554362 | MARYWOOD RETREAT #2 | 1 | MARYWOOD RETREAT #2 | B | DISINFECT | B02 | DISINFECT/HYPOCHLORIN
2554362 | MARYWOOD RETREAT #2 | 1 | MARYWOOD RETREAT #2 | E | TASTE-ODOR CONTROL | E20 | T-O CTRL/AERATION
2554366 | MILL CREEK BAPTIST CHURCH | 1 | PLANT 1 | B | DISINFECT | B02 | DISINFECT/HYPOCHLORIN
2554366 | MILL CREEK BAPTIST CHURCH | 1 | PLANT 1 | E | TASTE-ODOR CONTROL | E15 | T-O CTRL/PRESS SAND FILT
2554372 | TRINITY FREEDOM FARM | 1 | TRINITY FREEDOM FARM WTP | B | DISINFECT | B02 | DISINFECT/HYPOCHLORIN
2554372 | TRINITY FREEDOM FARM | 1 | TRINITY FREEDOM FARM WTP | E | TASTE-ODOR CONTROL | E20 | T-O CTRL/AERATION
2554377 | CYPRESS ROAD TRAILER PARK | 4 | NO. 4 | B | DISINFECT | B02 | DISINFECT/HYPOCHLORIN
2554377 | CYPRESS ROAD TRAILER PARK | 3 | NO. 3 | B | DISINFECT | B02 | DISINFECT/HYPOCHLORIN
2554377 | CYPRESS ROAD TRAILER PARK | 2 | NO. 2 | B | DISINFECT | B02 | DISINFECT/HYPOCHLORIN
2554381 | LIL CHAMP #0571 | 1 |  | B | DISINFECT | B02 | DISINFECT/HYPOCHLORIN
2554381 | LIL CHAMP #0571 | 1 |  | E | TASTE-ODOR CONTROL | E20 | T-O CTRL/AERATION
2554382 | CIRCLE K #6084 | 1 | CIRCLE K #6084 | B | DISINFECT | B02 | DISINFECT/HYPOCHLORIN
2554382 | CIRCLE K #6084 | 1 | CIRCLE K #6084 | E | TASTE-ODOR CONTROL | E20 | T-O CTRL/AERATION
2554385 | WEEDMAN'S EXPRESS | 1 | WEEDMAN'S EXPRESS | B | DISINFECT | B02 | DISINFECT/HYPOCHLORIN
2554385 | WEEDMAN'S EXPRESS | 1 | WEEDMAN'S EXPRESS | E | TASTE-ODOR CONTROL | E20 | T-O CTRL/AERATION
2554389 | COMPLETE FAMILY EYE CARE | 1 | COMPLETE FAMILY EYE CARE | B | DISINFECT | B02 | DISINFECT/HYPOCHLORIN
2554389 | COMPLETE FAMILY EYE CARE | 1 | COMPLETE FAMILY EYE CARE | E | TASTE-ODOR CONTROL | E20 | T-O CTRL/AERATION
2554393 | WEEDMAN'S GENERAL STORE | 1 | WEEDMAN'S GENERAL STORE | B | DISINFECT | B02 | DISINFECT/HYPOCHLORIN
2554393 | WEEDMAN'S GENERAL STORE | 1 | WEEDMAN'S GENERAL STORE | E | TASTE-ODOR CONTROL | E20 | T-O CTRL/AERATION
2554399 | COLEE COVE JUNCTION | 1 | COLEE COVE CENTER | B | DISINFECT | B02 | DISINFECT/HYPOCHLORIN
2554399 | COLEE COVE JUNCTION | 1 | COLEE COVE CENTER | E | TASTE-ODOR CONTROL | E20 | T-O CTRL/AERATION
2554400 | BUDDY BOYS COUNTRY STORE | 1 | BUDDY BOYS COUNTRY STORE | B | DISINFECT | B02 | DISINFECT/HYPOCHLORIN
2554400 | BUDDY BOYS COUNTRY STORE | 1 | BUDDY BOYS COUNTRY STORE | E | TASTE-ODOR CONTROL | E20 | T-O CTRL/AERATION
2554401 | GERNER'S TRAILER PARK | 2 |  | B | DISINFECT | B02 | DISINFECT/HYPOCHLORIN
2554401 | GERNER'S TRAILER PARK | 2 |  | E | TASTE-ODOR CONTROL | E20 | T-O CTRL/AERATION
2554417 | AMITY MARINA LLC | 1 | AMITY MARINA LLC | B | DISINFECT | B02 | DISINFECT/HYPOCHLORIN
2554417 | AMITY MARINA LLC | 1 | AMITY MARINA LLC | E | TASTE-ODOR CONTROL | E20 | T-O CTRL/AERATION
2554419 | BETHUNE-COOKMAN UNIVERSITY-MILLER CENTER | 1 |  | B | DISINFECT | B02 | DISINFECT/HYPOCHLORIN
2554419 | BETHUNE-COOKMAN UNIVERSITY-MILLER CENTER | 1 |  | E | TASTE-ODOR CONTROL | E20 | T-O CTRL/AERATION
2554425 | HASTINGS LABOR CAMP / SPUDS | 1 | HASTINGS LABOR CAMP / SPUDS | B | DISINFECT | B02 | DISINFECT/HYPOCHLORIN
2554427 | FREEMAN-MCDONALD MIGRANT CAMP | 1 |  | B | DISINFECT | B02 | DISINFECT/HYPOCHLORIN
2554442 | GENEVA PRESBYTERIAN CHURCH | 1 | GENEVA PRESBYTERIAN CHURCH | B | DISINFECT | B02 | DISINFECT/HYPOCHLORIN
2554442 | GENEVA PRESBYTERIAN CHURCH | 1 | GENEVA PRESBYTERIAN CHURCH | E | TASTE-ODOR CONTROL | E20 | T-O CTRL/AERATION
2554443 | FOUNTAIN OF YOUTH | 1 | FOUNTAIN OF YOUTH | B | DISINFECT | B02 | DISINFECT/HYPOCHLORIN
2554447 | SJCU-CR214 MAINLAND WTP | 2 | REVERSE OSMOSIS WTP | B | DISINFECT | B04 | DISINFECT/CHLORAMINES
2554447 | SJCU-CR214 MAINLAND WTP | 2 | REVERSE OSMOSIS WTP | C | PARTICLE REMOVAL | C29 | PART-RMVL/CARTRIDGE FILTR
2554447 | SJCU-CR214 MAINLAND WTP | 2 | REVERSE OSMOSIS WTP | F | ORGN-RMVL | F26 | ORGN-RMVL/REVERSE OSMOSIS
2554447 | SJCU-CR214 MAINLAND WTP | 2 | REVERSE OSMOSIS WTP | Z | OTHER | Z19 | OTHER/PH ADJUSTMENT
2554447 | SJCU-CR214 MAINLAND WTP | 2 | REVERSE OSMOSIS WTP | Z | OTHER | Z28 | OTHER/PACKED TWR-AERA
2554451 | VICTORY TABERNACLE | 1 | VICTORY TABERNACLE | B | DISINFECT | B02 | DISINFECT/HYPOCHLORIN
2554463 | SEGOVIA OAKS (FKA BAYSIDE VILLAGE) | 1 | WTP | B | DISINFECT | B02 | DISINFECT/HYPOCHLORIN
2554463 | SEGOVIA OAKS (FKA BAYSIDE VILLAGE) | 1 | WTP | E | TASTE-ODOR CONTROL | E20 | T-O CTRL/AERATION
2554469 | JIM'S PLACE | 1 | JIM'S PLACE | B | DISINFECT | B02 | DISINFECT/HYPOCHLORIN
2554471 | SJCU-NORTHWEST UTILITIES WTP | 1 | NORTHWEST UTILITIES | B | DISINFECT | B02 | DISINFECT/HYPOCHLORIN
2554471 | SJCU-NORTHWEST UTILITIES WTP | 1 | NORTHWEST UTILITIES | E | TASTE-ODOR CONTROL | E20 | T-O CTRL/AERATION
2554471 | SJCU-NORTHWEST UTILITIES WTP | 1 | NORTHWEST UTILITIES | Z | OTHER | Z19 | OTHER/PH ADJUSTMENT
2554471 | SJCU-NORTHWEST UTILITIES WTP | 1 | NORTHWEST UTILITIES | Z | OTHER | Z28 | OTHER/PACKED TWR-AERA
2554475 | SJCU-NORTHEAST UTILITIES WS | 1 | NORTHEAST UTILITIES | B | DISINFECT | B04 | DISINFECT/CHLORAMINES
2554475 | SJCU-NORTHEAST UTILITIES WS | 1 | NORTHEAST UTILITIES | E | TASTE-ODOR CONTROL | E20 | T-O CTRL/AERATION
2554480 | ELKTON ACADEMY | 1 | ELKTON ACADEMY | B | DISINFECT | B02 | DISINFECT/HYPOCHLORIN
2554482 | FLORIDA CITRUS CENTER #10 | 1 | FLORIDA CITRUS CENTER #10 | B | DISINFECT | B02 | DISINFECT/HYPOCHLORIN
2554485 | YU AN FARMS | 1 | YU AN FARMS WTP | B | DISINFECT | B02 | DISINFECT/HYPOCHLORIN
2554489 | SOUTH WOODS ELEMENTARY SCHOOL | 1 | SOUTH WOODS ELEMENTARY SCHOOL | B | DISINFECT | B02 | DISINFECT/HYPOCHLORIN
2554489 | SOUTH WOODS ELEMENTARY SCHOOL | 1 | SOUTH WOODS ELEMENTARY SCHOOL | E | TASTE-ODOR CONTROL | E28 | T-O CTRL/PACKED TWR-AERA
2554489 | SOUTH WOODS ELEMENTARY SCHOOL | 1 | SOUTH WOODS ELEMENTARY SCHOOL | F | ORGN-RMVL | F26 | ORGN-RMVL/REVERSE OSMOSIS
2554489 | SOUTH WOODS ELEMENTARY SCHOOL | 1 | SOUTH WOODS ELEMENTARY SCHOOL | Z | OTHER | Z19 | OTHER/PH ADJUSTMENT
2554490 | OUR LADY OF GOOD COUNSEL | 1 | OUR LADY OF GOOD COUNSEL | B | DISINFECT | B02 | DISINFECT/HYPOCHLORIN
2554490 | OUR LADY OF GOOD COUNSEL | 1 | OUR LADY OF GOOD COUNSEL | E | TASTE-ODOR CONTROL | E20 | T-O CTRL/AERATION
2554492 | SOUTH LOGAN HOUSING | 1 | SOUTH LOGAN HOUSING | B | DISINFECT | B02 | DISINFECT/HYPOCHLORIN
2554493 | CJCLDS - ST. JOHNS BUILDING | 1 | CJCLDS - ST. JOHNS BUILDING | B | DISINFECT | B02 | DISINFECT/HYPOCHLORIN
2554493 | CJCLDS - ST. JOHNS BUILDING | 1 | CJCLDS - ST. JOHNS BUILDING | E | TASTE-ODOR CONTROL | E20 | T-O CTRL/AERATION
2554494 | VILANO BEACH BOAT RAMP | 1 | WTP | B | DISINFECT | B02 | DISINFECT/HYPOCHLORIN
2554494 | VILANO BEACH BOAT RAMP | 1 | WTP | E | TASTE-ODOR CONTROL | E20 | T-O CTRL/AERATION
2554496 | MOLASSES JUNCTION | 1 | MOLASSES JUNCTION | B | DISINFECT | B02 | DISINFECT/HYPOCHLORIN
2554496 | MOLASSES JUNCTION | 1 | MOLASSES JUNCTION | E | TASTE-ODOR CONTROL | E20 | T-O CTRL/AERATION
2554497 | DOLLAR GENERAL - FLAGLER ESTATES | 1 | DOLLAR GENERAL@FLAGLER ESTATES | B | DISINFECT | B02 | DISINFECT/HYPOCHLORIN
2554499 | WOODPECKER'S BACKYARD BBQ | 1 | PLANT | B | DISINFECT | B02 | DISINFECT/HYPOCHLORIN
2554499 | WOODPECKER'S BACKYARD BBQ | 1 | PLANT | E | TASTE-ODOR CONTROL | E20 | T-O CTRL/AERATION
2554500 | 4 LAKES CAMPGROUND | 1 | WELL 1 | B | DISINFECT | B02 | DISINFECT/HYPOCHLORIN
2554500 | 4 LAKES CAMPGROUND | 1 | WELL 1 | E | TASTE-ODOR CONTROL | E20 | T-O CTRL/AERATION
2554501 | FDOT SR 207 TRAILHEAD WTP | 1 | WTP | B | DISINFECT | B02 | DISINFECT/HYPOCHLORIN
2610012 | ADVENT CHRISTIAN VILLAGE | 1 | ADVENT CHRISTIAN VILLAGE | B | DISINFECT | B02 | DISINFECT/HYPOCHLORIN
2610012 | ADVENT CHRISTIAN VILLAGE | 1 | ADVENT CHRISTIAN VILLAGE | C | PARTICLE REMOVAL | C13 | PART-RMVL/SLOW SAND FILTR
2610012 | ADVENT CHRISTIAN VILLAGE | 1 | ADVENT CHRISTIAN VILLAGE | E | TASTE-ODOR CONTROL | E20 | T-O CTRL/AERATION
2610012 | ADVENT CHRISTIAN VILLAGE | 1 | ADVENT CHRISTIAN VILLAGE | G | IRON REMOVAL | G18 | IRON RMVL/SEQUESTATION
2610012 | ADVENT CHRISTIAN VILLAGE | 1 | ADVENT CHRISTIAN VILLAGE | H | SOFTENING | H24 | SOFTENING/LIME-SODA
2610012 | ADVENT CHRISTIAN VILLAGE | 1 | ADVENT CHRISTIAN VILLAGE | Z | OTHER | Z19 | OTHER/PH ADJUSTMENT
2610012 | ADVENT CHRISTIAN VILLAGE | 1 | ADVENT CHRISTIAN VILLAGE | Z | OTHER | Z10 | OTHER/COAGULATION
2610109 | BRANFORD WTP | 1 | BRANFORD WTP | B | DISINFECT | B02 | DISINFECT/HYPOCHLORIN
2610109 | BRANFORD WTP | 1 | BRANFORD WTP | G | IRON REMOVAL | G18 | IRON RMVL/SEQUESTATION
2610203 | LIVE OAK WTP | 3 | LIVE OAK WTP-GW (NEW) | B | DISINFECT | B02 | DISINFECT/HYPOCHLORIN
2610203 | LIVE OAK WTP | 3 | LIVE OAK WTP-GW (NEW) | D | CORROSION CONTROL | D36 | CORR-CTRL/CORROSION INHIB
2610203 | LIVE OAK WTP | 3 | LIVE OAK WTP-GW (NEW) | Z | OTHER | Z27 | OTHER/FLUORIDATION
2610220 | COLONIAL HOUSE INN | 1 | WHITE SPRINGS | B | DISINFECT | B02 | DISINFECT/HYPOCHLORIN
2610370 | FLORIDA SHERIFF'S BOYS RANCH | 1 | FLORIDA SHERIFFS BOYS RANCH | B | DISINFECT | B04 | DISINFECT/CHLORAMINES
2610370 | FLORIDA SHERIFF'S BOYS RANCH | 1 | FLORIDA SHERIFFS BOYS RANCH | E | TASTE-ODOR CONTROL | E20 | T-O CTRL/AERATION
2610370 | FLORIDA SHERIFF'S BOYS RANCH | 1 | FLORIDA SHERIFFS BOYS RANCH | G | IRON REMOVAL | G18 | IRON RMVL/SEQUESTATION
2610428 | PILGRIM'S PRIDE WTP | 1 | PILGRIM'S PRIDE WTP | B | DISINFECT | B04 | DISINFECT/CHLORAMINES
2610428 | PILGRIM'S PRIDE WTP | 1 | PILGRIM'S PRIDE WTP | B | DISINFECT | B02 | DISINFECT/HYPOCHLORIN
2610428 | PILGRIM'S PRIDE WTP | 1 | PILGRIM'S PRIDE WTP | C | PARTICLE REMOVAL | C10 | PART-RMVL/COAGULATION
2610428 | PILGRIM'S PRIDE WTP | 1 | PILGRIM'S PRIDE WTP | C | PARTICLE REMOVAL | C11 | PART-RMVL/FLOCCULATION
2610428 | PILGRIM'S PRIDE WTP | 1 | PILGRIM'S PRIDE WTP | F | ORGN-RMVL | F14 | ORGN-RMVL/RAPID SAND FIL
2610428 | PILGRIM'S PRIDE WTP | 1 | PILGRIM'S PRIDE WTP | Z | OTHER | Z20 | OTHER/AERATION
2610541 | ICHETUCKNEE SPRINGS STATE PARK-NORTH | 1 | WELL 2 - N PICNIC AREA | B | DISINFECT | B02 | DISINFECT/HYPOCHLORIN
2610779 | MORGAN'S TRAILER PARK | 1 | MORGAN'S TRAILER PARK | B | DISINFECT | B02 | DISINFECT/HYPOCHLORIN
2611003 | SANDY POINT T.P. & CAMPGROUND | 1 | SANDY POINT T.P. & CAMPGROUND | B | DISINFECT | B02 | DISINFECT/HYPOCHLORIN
2611105 | AMERICA'S BEST VALUE INN | 1 | AMERICA'S BEST VALUE INN | B | DISINFECT | B02 | DISINFECT/HYPOCHLORIN
2611131 | SUWANNEE COUNTRY CLUB | 1 | SUWANNEE COUNTRY CLUB | B | DISINFECT | B02 | DISINFECT/HYPOCHLORIN
2611136 | SUWANNEE RIVER STATE PARK | 1 | SUWANNEE RIVER STATE PARK | B | DISINFECT | B02 | DISINFECT/HYPOCHLORIN
2611239 | WAYNE FRIER'S TRAILER PARK | 1 | WAYNE FRIER'S TRAILER PARK | B | DISINFECT | B02 | DISINFECT/HYPOCHLORIN
2611246 | WELLBORN WTP | 1 | WELLBORN WTP | B | DISINFECT | B02 | DISINFECT/HYPOCHLORIN
2611406 | SPIRIT OF THE SUWANNEE CAMPGROUND | 2 | PLANT 2 (NEW WTP) | B | DISINFECT | B02 | DISINFECT/HYPOCHLORIN
2611406 | SPIRIT OF THE SUWANNEE CAMPGROUND | 1 | PLANT 1 (OLD WTP) | B | DISINFECT | B02 | DISINFECT/HYPOCHLORIN
2614000 | SHERIFFS RANCHES ENTERPRISES | 1 | SHERIFFS RANCHES ENTERPRISES | B | DISINFECT | B02 | DISINFECT/HYPOCHLORIN
2614148 | GATE STATION 136 | 1 | GATE STATION 136 | B | DISINFECT | B02 | DISINFECT/HYPOCHLORIN
2614148 | GATE STATION 136 | 1 | GATE STATION 136 | E | TASTE-ODOR CONTROL | E20 | T-O CTRL/AERATION
2614148 | GATE STATION 136 | 1 | GATE STATION 136 | N | NITRATE REMOVAL | N25 | NITRATE REMOVAL/ION EXCHANGE
2614178 | CAMP WEED AND CERVENY CONFERENCE CENTER | 1 | CAMP WEED | B | DISINFECT | B02 | DISINFECT/HYPOCHLORIN
2614178 | CAMP WEED AND CERVENY CONFERENCE CENTER | 1 | CAMP WEED | E | TASTE-ODOR CONTROL | E20 | T-O CTRL/AERATION
2614214 | ECONO LODGE - LIVE OAK | 1 | ECONO LODGE - LIVE OAK | B | DISINFECT | B02 | DISINFECT/HYPOCHLORIN
2614215 | SUWANNEE VALLEY FARMERS MARKET | 1 | PLANT 1 | B | DISINFECT | B02 | DISINFECT/HYPOCHLORIN
2614215 | SUWANNEE VALLEY FARMERS MARKET | 3 | PLANT 3 | B | DISINFECT | B02 | DISINFECT/HYPOCHLORIN
2614215 | SUWANNEE VALLEY FARMERS MARKET | 4 | PLANT 4 | B | DISINFECT | B02 | DISINFECT/HYPOCHLORIN
2614215 | SUWANNEE VALLEY FARMERS MARKET | 5 | PLANT 5 | B | DISINFECT | B02 | DISINFECT/HYPOCHLORIN
2614215 | SUWANNEE VALLEY FARMERS MARKET | 2 | PLANT 2 | B | DISINFECT | B02 | DISINFECT/HYPOCHLORIN
2614217 | SOUTH CONG. OF JEHOVAHS WIT. | 1 | SOUTH CONG. OF JEHOVAHS WT | B | DISINFECT | B02 | DISINFECT/HYPOCHLORIN
2614218 | LURAVILLE STORE AND DELI | 1 | LURAVILLE STORE AND DELI | B | DISINFECT | B02 | DISINFECT/HYPOCHLORIN
2614221 | MCDONALDS - WHITE SPRINGS | 1 | MCDONALDS-WHITE SPRINGS | B | DISINFECT | B02 | DISINFECT/HYPOCHLORIN
2614222 | QUALITY INN & SUITES | 1 | QUALITY INN & SUITES | B | DISINFECT | B02 | DISINFECT/HYPOCHLORIN
2614223 | MOUNT OLIVE CHURCH OF CHRIST | 1 | MOUNT OLIVE CHURCH OF CHRIST | B | DISINFECT | B02 | DISINFECT/HYPOCHLORIN
2614228 | JIFFY STORE #321 | 1 | JIFFY #321 WTP | B | DISINFECT | B02 | DISINFECT/HYPOCHLORIN
2614229 | ONE STOP STORE #7 | 1 | ONE STOP 7 | B | DISINFECT | B02 | DISINFECT/HYPOCHLORIN
2614230 | RIVER RUN CAMPGROUND | 1 | RIVER RUN CAMPGROUND | B | DISINFECT | B02 | DISINFECT/HYPOCHLORIN
2614231 | THE KEG ROOM | 1 | THE KEG ROOM | B | DISINFECT | B02 | DISINFECT/HYPOCHLORIN
2614233 | S & S #325 | 1 | S & S STORE #325 | B | DISINFECT | B02 | DISINFECT/HYPOCHLORIN
2614234 | S & S #335 | 1 | S & S #335 | B | DISINFECT | B02 | DISINFECT/HYPOCHLORIN
2614235 | S & S #319 | 1 | S & S STORE #319 | B | DISINFECT | B02 | DISINFECT/HYPOCHLORIN
2614236 | S & S #353 | 1 | S & S #353 | B | DISINFECT | B02 | DISINFECT/HYPOCHLORIN
2614237 | TAYLOR'S GROCERY | 1 | TAYLORS GROCERY WTP | B | DISINFECT | B02 | DISINFECT/HYPOCHLORIN
2614238 | JIFFY FOOD STORE #311 | 1 | JIFFY #311 WTP | B | DISINFECT | B02 | DISINFECT/HYPOCHLORIN
2614239 | MAHI MAHI DISCOUNT STORE | 1 | MAHI MAHI DISCOUNT STORE | B | DISINFECT | B02 | DISINFECT/HYPOCHLORIN
2614241 | WELLBORN GENERAL STORE | 1 | WELLBORN GENERAL STORE | B | DISINFECT | B02 | DISINFECT/HYPOCHLORIN
2614242 | JIFFY # 310 | 1 | JIFFY STORE #310 WTP | B | DISINFECT | B02 | DISINFECT/HYPOCHLORIN
2614245 | SUWANNEE FARMS - LABOR CAMP | 1 | SUWANNEE FARMS-LABOR CAMP | B | DISINFECT | B02 | DISINFECT/HYPOCHLORIN
2614246 | TACO BELL | 1 |  | B | DISINFECT | B02 | DISINFECT/HYPOCHLORIN
2614248 | S & S #347 | 1 | S & S #347 | B | DISINFECT | B02 | DISINFECT/HYPOCHLORIN
2614250 | S & S #346 | 1 | S & S STORE #346 | B | DISINFECT | B02 | DISINFECT/HYPOCHLORIN
2614250 | S & S #346 | 1 | S & S STORE #346 | Z | OTHER | Z29 | OTHER/CARTRIDGE FILTR
2614252 | MELODY CHRISTIAN CENTER (SCHOOL) | 1 | MELODY CHRISTIAN WTP | B | DISINFECT | B02 | DISINFECT/HYPOCHLORIN
2614252 | MELODY CHRISTIAN CENTER (SCHOOL) | 1 | MELODY CHRISTIAN WTP | G | IRON REMOVAL | G25 | IRON RMVL/ION EXCHANGE
2614253 | SRWT-WOODS FERRY | 1 | SRWT - WOODS FERRY | B | DISINFECT | B02 | DISINFECT/HYPOCHLORIN
2614255 | JAYVEER FOOD MART 2-DOWLING PARK | 1 | JAYVEER FOOD MART #2 | B | DISINFECT | B02 | DISINFECT/HYPOCHLORIN
2614256 | SRWT-PEACOCK SLOUGH | 1 | SWRT-PEACOCK SLOUGH | B | DISINFECT | B02 | DISINFECT/HYPOCHLORIN
2614257 | FIRST BAPTIST CHURCH OF DOWLING PARK | 1 | FBC OF DOWLING PARK | B | DISINFECT | B02 | DISINFECT/HYPOCHLORIN
2614257 | FIRST BAPTIST CHURCH OF DOWLING PARK | 1 | FBC OF DOWLING PARK | E | TASTE-ODOR CONTROL | E23 | T-O CTRL/GAC ADDITION
2614257 | FIRST BAPTIST CHURCH OF DOWLING PARK | 1 | FBC OF DOWLING PARK | G | IRON REMOVAL | G23 | IRON RMVL/GAC ADDITION
2614261 | JAYVEER FOOD MART 1 - US 90 | 1 | JAYVEER FOOD MART 1 | B | DISINFECT | B02 | DISINFECT/HYPOCHLORIN
2614263 | SUWANNEE AMERICAN CEMENT COMPANY LLC | 1 | SUWANNEE AMERICAN CEMENT | B | DISINFECT | B02 | DISINFECT/HYPOCHLORIN
2614264 | SUWANNEE CATALYST SITE | 1 | SUWANNEE CATALYST SITE | B | DISINFECT | B02 | DISINFECT/HYPOCHLORIN
2614265 | DOLLAR GENERAL STORE #16349 | 1 | DOLLAR GENERAL DOWLING PARK | B | DISINFECT | B02 | DISINFECT/HYPOCHLORIN
2614266 | DOLLAR GENERAL STORE #16350 | 1 | DOLLAR GENERAL MCALPIN | B | DISINFECT | B02 | DISINFECT/HYPOCHLORIN
2614267 | SUWANNEE VALLEY ELECTRIC COOPERATIVE | 1 | SVEC PLANT | B | DISINFECT | B02 | DISINFECT/HYPOCHLORIN
2614268 | SUWANNEE CORRECTIONAL INSTITUTE | 1 | SUWANNEE CORRECTION INSTITUTE | B | DISINFECT | B02 | DISINFECT/HYPOCHLORIN
2614268 | SUWANNEE CORRECTIONAL INSTITUTE | 1 | SUWANNEE CORRECTION INSTITUTE | Z | OTHER | Z27 | OTHER/FLUORIDATION
2614269 | DOLLAR GENERAL #19593 | 1 | DOLLAR GENERAL #19593 | B | DISINFECT | B02 | DISINFECT/HYPOCHLORIN
2614271 | SHOPS OF MAPLE GROVE | 1 | SHOPS OF MAPLE GROVE | B | DISINFECT | B02 | DISINFECT/HYPOCHLORIN
2620208 | PERRY WATER SYSTEM | 3 | WTP #3 (WELL 3) | B | DISINFECT | B01 | DISINFECT/GASEOUS CHLORIN
2620208 | PERRY WATER SYSTEM | 2 | WTP #2 (NEW PLANT WELL 7) | B | DISINFECT | B01 | DISINFECT/GASEOUS CHLORIN
2620208 | PERRY WATER SYSTEM | 1 | WTP #1 (OLD PLANT - WELL 2) | B | DISINFECT | B01 | DISINFECT/GASEOUS CHLORIN
2620208 | PERRY WATER SYSTEM | 1 | WTP #1 (OLD PLANT - WELL 2) | C | PARTICLE REMOVAL | C14 | PART-RMVL/RAPID SAND FIL
2620208 | PERRY WATER SYSTEM | 2 | WTP #2 (NEW PLANT WELL 7) | C | PARTICLE REMOVAL | C14 | PART-RMVL/RAPID SAND FIL
2620208 | PERRY WATER SYSTEM | 2 | WTP #2 (NEW PLANT WELL 7) | E | TASTE-ODOR CONTROL | E20 | T-O CTRL/AERATION
2620208 | PERRY WATER SYSTEM | 3 | WTP #3 (WELL 3) | G | IRON REMOVAL | G18 | IRON RMVL/SEQUESTATION
2620208 | PERRY WATER SYSTEM | 2 | WTP #2 (NEW PLANT WELL 7) | G | IRON REMOVAL | G18 | IRON RMVL/SEQUESTATION
2620208 | PERRY WATER SYSTEM | 1 | WTP #1 (OLD PLANT - WELL 2) | G | IRON REMOVAL | G18 | IRON RMVL/SEQUESTATION
2620208 | PERRY WATER SYSTEM | 2 | WTP #2 (NEW PLANT WELL 7) | P | DISINF BY-PROD CONTRO | P32 | DISINF BY-PROD CONTRO/PEROXIDE
2620208 | PERRY WATER SYSTEM | 3 | WTP #3 (WELL 3) | Z | OTHER | Z27 | OTHER/FLUORIDATION
2620208 | PERRY WATER SYSTEM | 2 | WTP #2 (NEW PLANT WELL 7) | Z | OTHER | Z27 | OTHER/FLUORIDATION
2620208 | PERRY WATER SYSTEM | 1 | WTP #1 (OLD PLANT - WELL 2) | Z | OTHER | Z27 | OTHER/FLUORIDATION
2620271 | DEKLE BEACH WATER DEPARTMENT | 1 | DEKLE BEACH | B | DISINFECT | B02 | DISINFECT/HYPOCHLORIN
2621102 | BIG BEND WATER AUTHORITY | 1 | BIG BEND WATER AUTHORITY | B | DISINFECT | B02 | DISINFECT/HYPOCHLORIN
2621102 | BIG BEND WATER AUTHORITY | 1 | BIG BEND WATER AUTHORITY | F | ORGN-RMVL | F14 | ORGN-RMVL/RAPID SAND FIL
2621102 | BIG BEND WATER AUTHORITY | 1 | BIG BEND WATER AUTHORITY | F | ORGN-RMVL | F23 | ORGN-RMVL/GAC ADDITION
2621102 | BIG BEND WATER AUTHORITY | 1 | BIG BEND WATER AUTHORITY | G | IRON REMOVAL | G18 | IRON RMVL/SEQUESTATION
2621102 | BIG BEND WATER AUTHORITY | 1 | BIG BEND WATER AUTHORITY | P | DISINF BY-PROD CONTRO | P32 | DISINF BY-PROD CONTRO/PEROXIDE
2621102 | BIG BEND WATER AUTHORITY | 1 | BIG BEND WATER AUTHORITY | Z | OTHER | Z28 | OTHER/PACKED TWR-AERA
2621102 | BIG BEND WATER AUTHORITY | 1 | BIG BEND WATER AUTHORITY | Z | OTHER | Z19 | OTHER/PH ADJUSTMENT
2621279 | WOODS GULF BREEZE | 1 | STEINHATCHEE | B | DISINFECT | B02 | DISINFECT/HYPOCHLORIN
2624164 | DOT - PERRY REST AREA | 1 | FDOT PERRY REST AREA | B | DISINFECT | B02 | DISINFECT/HYPOCHLORIN
2624164 | DOT - PERRY REST AREA | 1 | FDOT PERRY REST AREA | G | IRON REMOVAL | G14 | IRON RMVL/RAPID SAND FIL
2624165 | TAYLOR COASTAL WATER & SEWER DISTRICT | 1 | TAYLOR COASTAL | B | DISINFECT | B02 | DISINFECT/HYPOCHLORIN
2624165 | TAYLOR COASTAL WATER & SEWER DISTRICT | 1 | TAYLOR COASTAL | D | CORROSION CONTROL | D36 | CORR-CTRL/CORROSION INHIB
2624166 | STEINHATCHEE OUTPOST | 1 | STEINHATCHEE OUTPOST | B | DISINFECT | B02 | DISINFECT/HYPOCHLORIN
2624167 | ECONFINA WATER SYSTEM | 1 | ECONFINA WATER SYSTEM | B | DISINFECT | B02 | DISINFECT/HYPOCHLORIN
2624167 | ECONFINA WATER SYSTEM | 1 | ECONFINA WATER SYSTEM | E | TASTE-ODOR CONTROL | E32 | TASTE-ODOR CONTROL/PEROXIDE
2624167 | ECONFINA WATER SYSTEM | 1 | ECONFINA WATER SYSTEM | F | ORGN-RMVL | F15 | ORGN-RMVL/PRESS SAND FILT
2624167 | ECONFINA WATER SYSTEM | 1 | ECONFINA WATER SYSTEM | G | IRON REMOVAL | G15 | IRON RMVL/PRESS SAND FILT
2624167 | ECONFINA WATER SYSTEM | 1 | ECONFINA WATER SYSTEM | G | IRON REMOVAL | G18 | IRON RMVL/SEQUESTATION
2624167 | ECONFINA WATER SYSTEM | 1 | ECONFINA WATER SYSTEM | Z | OTHER | Z20 | OTHER/AERATION
2624169 | GRAVES DRIVE-IN | 1 | GRAVES DRIVE-IN | B | DISINFECT | B02 | DISINFECT/HYPOCHLORIN
2624170 | NAFEE CAMPGROUND | 1 | NAFEE CAMPGROUND | B | DISINFECT | B02 | DISINFECT/HYPOCHLORIN
2624172 | TAYLOR CORRECTIONAL INSTITUTIO | 1 | CITY OF PERRY WTP | B | DISINFECT | B01 | DISINFECT/GASEOUS CHLORIN
2624173 | NAMMO | 1 | CHEMRING ORDINANCE INC | B | DISINFECT | B02 | DISINFECT/HYPOCHLORIN
2624174 | ROCKY'S SHADY GROVE GROCERY | 1 | ROCKY'S SHADY GROVE GROCERY | B | DISINFECT | B02 | DISINFECT/HYPOCHLORIN
2624175 | 221 GAS AND GRILL | 1 | 221 GAS AND GRILL | B | DISINFECT | B02 | DISINFECT/HYPOCHLORIN
2624177 | BEACH BAR | 1 | BEACH BAR | B | DISINFECT | B02 | DISINFECT/HYPOCHLORIN
2624179 | WACO #30 | 1 | WACO #30 | B | DISINFECT | B02 | DISINFECT/HYPOCHLORIN
2624179 | WACO #30 | 1 | WACO #30 | G | IRON REMOVAL | G18 | IRON RMVL/SEQUESTATION
2624180 | SUNOCO #19 | 1 | WACO #19 | B | DISINFECT | B02 | DISINFECT/HYPOCHLORIN
2624180 | SUNOCO #19 | 1 | WACO #19 | Z | OTHER | Z29 | OTHER/CARTRIDGE FILTR
2624181 | WALTER B'S | 1 | WALTER B'S | B | DISINFECT | B02 | DISINFECT/HYPOCHLORIN
2624181 | WALTER B'S | 1 | WALTER B'S | G | IRON REMOVAL | G23 | IRON RMVL/GAC ADDITION
2624182 | BAPTIST PURITY CHURCH | 1 | BAPTIST PURITY CHURCH | B | DISINFECT | B02 | DISINFECT/HYPOCHLORIN
2624183 | NOWHERE GRILL | 1 | WHITEY'S RESTAURANT WTP | B | DISINFECT | B02 | DISINFECT/HYPOCHLORIN
2624184 | ERIDU COUNTRY STORE | 1 | USA COUNTRY MART | B | DISINFECT | B02 | DISINFECT/HYPOCHLORIN
2624185 | PACEM-DEFENSE | 1 | PACEM | B | DISINFECT | B02 | DISINFECT/HYPOCHLORIN
2624185 | PACEM-DEFENSE | 1 | PACEM | G | IRON REMOVAL | G02 | IRON RMVL/HYPOCHLORIN
2624186 | BOYS & GIRLS CLUB WTP | 1 | PLANT NO. 1 | B | DISINFECT | B02 | DISINFECT/HYPOCHLORIN
2630202 | LAKE BUTLER WTP | 1 | LAKE BUTLER | B | DISINFECT | B01 | DISINFECT/GASEOUS CHLORIN
2630202 | LAKE BUTLER WTP | 1 | LAKE BUTLER | E | TASTE-ODOR CONTROL | E20 | T-O CTRL/AERATION
2634212 | WEST FRASER LUMBER MILL (FKA GILMAN BP) | 1 | WTP | B | DISINFECT | B02 | DISINFECT/HYPOCHLORIN
2634215 | CIRCLE K #2842 | 1 | CIRCLE K #2842 | B | DISINFECT | B02 | DISINFECT/HYPOCHLORIN
2634219 | S & S #336 | 1 | PLANT 1 | B | DISINFECT | B02 | DISINFECT/HYPOCHLORIN
2634220 | FAST TRACK #214 | 1 | FAST TRACK #214 | B | DISINFECT | B02 | DISINFECT/HYPOCHLORIN
2634221 | PLAYPORT DAY CARE | 1 |  | B | DISINFECT | B02 | DISINFECT/HYPOCHLORIN
2634222 | RECEPTION AND MEDICAL CENTER | 1 | RECEPTION AND MEDICAL CENTER | B | DISINFECT | B01 | DISINFECT/GASEOUS CHLORIN
2634222 | RECEPTION AND MEDICAL CENTER | 1 | RECEPTION AND MEDICAL CENTER | E | TASTE-ODOR CONTROL | E20 | T-O CTRL/AERATION
2634225 | FELLOWSHIP BAPTIST CHURCH | 1 | WTP | B | DISINFECT | B02 | DISINFECT/HYPOCHLORIN
2634232 | CJCLDS-UNION COUNTY | 1 | CHURCH OF LATTER DAY SAINTS | B | DISINFECT | B02 | DISINFECT/HYPOCHLORIN
2634232 | CJCLDS-UNION COUNTY | 1 | CHURCH OF LATTER DAY SAINTS | H | SOFTENING | H29 | SOFTENING/CARTRIDGE FILTR
2634233 | UNION JUVENILE RESIDENTIAL FACILITY | 1 | UNION JUVENILE | B | DISINFECT | B02 | DISINFECT/HYPOCHLORIN
3050057 | BAREFOOT BAY | 1 | BAREFOOT BAY | B | DISINFECT | B04 | DISINFECT/CHLORAMINES
3050057 | BAREFOOT BAY | 1 | BAREFOOT BAY | C | PARTICLE REMOVAL | C14 | PART-RMVL/RAPID SAND FIL
3050057 | BAREFOOT BAY | 1 | BAREFOOT BAY | C | PARTICLE REMOVAL | C10 | PART-RMVL/COAGULATION
3050057 | BAREFOOT BAY | 1 | BAREFOOT BAY | C | PARTICLE REMOVAL | C11 | PART-RMVL/FLOCCULATION
3050057 | BAREFOOT BAY | 1 | BAREFOOT BAY | C | PARTICLE REMOVAL | C12 | PART-RMVL/SEDIMENTATION
3050057 | BAREFOOT BAY | 1 | BAREFOOT BAY | D | CORROSION CONTROL | D19 | CORR-CTRL/PH ADJUSTMENT
3050057 | BAREFOOT BAY | 1 | BAREFOOT BAY | H | SOFTENING | H24 | SOFTENING/LIME-SODA
3050086 | BIG OAK MOBILE HOME PARK | 1 |  | B | DISINFECT | B02 | DISINFECT/HYPOCHLORIN
3050108 | BREEZEWAY TRAILER PARK | 1 | BREEZEWAY TRAILER PARK | B | DISINFECT | B02 | DISINFECT/HYPOCHLORIN
3050108 | BREEZEWAY TRAILER PARK | 1 | BREEZEWAY TRAILER PARK | E | TASTE-ODOR CONTROL | E20 | T-O CTRL/AERATION
3050131 | CAMELOT RV PARK INC | 2 | CAMELOT RO PLANT | B | DISINFECT | B02 | DISINFECT/HYPOCHLORIN
3050131 | CAMELOT RV PARK INC | 2 | CAMELOT RO PLANT | C | PARTICLE REMOVAL | C29 | PART-RMVL/CARTRIDGE FILTR
3050131 | CAMELOT RV PARK INC | 2 | CAMELOT RO PLANT | D | CORROSION CONTROL | D19 | CORR-CTRL/PH ADJUSTMENT
3050131 | CAMELOT RV PARK INC | 2 | CAMELOT RO PLANT | E | TASTE-ODOR CONTROL | E20 | T-O CTRL/AERATION
3050131 | CAMELOT RV PARK INC | 2 | CAMELOT RO PLANT | H | SOFTENING | H38 | SOFTENING/NANOFILTRATION
3050131 | CAMELOT RV PARK INC | 2 | CAMELOT RO PLANT | Z | OTHER | Z18 | OTHER/SEQUESTATION
3050134 | CAMP HOLLY | 1 | CAMP HOLLY | B | DISINFECT | B02 | DISINFECT/HYPOCHLORIN
3050223 | COCOA CITY OF | 1 | CLAUDE H. DYAL WATER PLANT | B | DISINFECT | B04 | DISINFECT/CHLORAMINES
3050223 | COCOA CITY OF | 2 | COCOA SFC WATER PLANT | B | DISINFECT | B04 | DISINFECT/CHLORAMINES
3050223 | COCOA CITY OF | 2 | COCOA SFC WATER PLANT | B | DISINFECT | B05 | DISINFECT/OZONATION
3050223 | COCOA CITY OF | 1 | CLAUDE H. DYAL WATER PLANT | B | DISINFECT | B01 | DISINFECT/GASEOUS CHLORIN
3050223 | COCOA CITY OF | 2 | COCOA SFC WATER PLANT | B | DISINFECT | B01 | DISINFECT/GASEOUS CHLORIN
3050223 | COCOA CITY OF | 1 | CLAUDE H. DYAL WATER PLANT | B | DISINFECT | B02 | DISINFECT/HYPOCHLORIN
3050223 | COCOA CITY OF | 1 | CLAUDE H. DYAL WATER PLANT | C | PARTICLE REMOVAL | C12 | PART-RMVL/SEDIMENTATION
3050223 | COCOA CITY OF | 2 | COCOA SFC WATER PLANT | C | PARTICLE REMOVAL | C14 | PART-RMVL/RAPID SAND FIL
3050223 | COCOA CITY OF | 2 | COCOA SFC WATER PLANT | C | PARTICLE REMOVAL | C09 | PART-RMVL/RAPID MIX
3050223 | COCOA CITY OF | 2 | COCOA SFC WATER PLANT | C | PARTICLE REMOVAL | C10 | PART-RMVL/COAGULATION
3050223 | COCOA CITY OF | 2 | COCOA SFC WATER PLANT | C | PARTICLE REMOVAL | C11 | PART-RMVL/FLOCCULATION
3050223 | COCOA CITY OF | 2 | COCOA SFC WATER PLANT | C | PARTICLE REMOVAL | C12 | PART-RMVL/SEDIMENTATION
3050223 | COCOA CITY OF | 1 | CLAUDE H. DYAL WATER PLANT | C | PARTICLE REMOVAL | C10 | PART-RMVL/COAGULATION
3050223 | COCOA CITY OF | 1 | CLAUDE H. DYAL WATER PLANT | C | PARTICLE REMOVAL | C11 | PART-RMVL/FLOCCULATION
3050223 | COCOA CITY OF | 1 | CLAUDE H. DYAL WATER PLANT | C | PARTICLE REMOVAL | C14 | PART-RMVL/RAPID SAND FIL
3050223 | COCOA CITY OF | 1 | CLAUDE H. DYAL WATER PLANT | E | TASTE-ODOR CONTROL | E20 | T-O CTRL/AERATION
3050223 | COCOA CITY OF | 1 | CLAUDE H. DYAL WATER PLANT | H | SOFTENING | H24 | SOFTENING/LIME-SODA
3050223 | COCOA CITY OF | 1 | CLAUDE H. DYAL WATER PLANT | Z | OTHER | Z27 | OTHER/FLUORIDATION
3050223 | COCOA CITY OF | 1 | CLAUDE H. DYAL WATER PLANT | Z | OTHER | Z19 | OTHER/PH ADJUSTMENT
3050223 | COCOA CITY OF | 2 | COCOA SFC WATER PLANT | Z | OTHER | Z27 | OTHER/FLUORIDATION
3050223 | COCOA CITY OF | 2 | COCOA SFC WATER PLANT | Z | OTHER | Z19 | OTHER/PH ADJUSTMENT
3050341 | ENCHANTED LAKES ESTATES | 1 | ENCHANTED LAKES ESTATES | B | DISINFECT | B04 | DISINFECT/CHLORAMINES
3050341 | ENCHANTED LAKES ESTATES | 1 | ENCHANTED LAKES ESTATES | F | ORGN-RMVL | F23 | ORGN-RMVL/GAC ADDITION
3050441 | PORT ST. JOHN C/O G.D.U. | 1 |  | B | DISINFECT | B01 | DISINFECT/GASEOUS CHLORIN
3050442 | PALM BAY CITY OF | 3 | SOUTH REGIONAL R.O. WTP | B | DISINFECT | B02 | DISINFECT/HYPOCHLORIN
3050442 | PALM BAY CITY OF | 3 | SOUTH REGIONAL R.O. WTP | B | DISINFECT | B04 | DISINFECT/CHLORAMINES
3050442 | PALM BAY CITY OF | 1 | LIME SOFTENING PLANT | B | DISINFECT | B02 | DISINFECT/HYPOCHLORIN
3050442 | PALM BAY CITY OF | 4 | ASR WELL | B | DISINFECT | B02 | DISINFECT/HYPOCHLORIN
3050442 | PALM BAY CITY OF | 1 | LIME SOFTENING PLANT | B | DISINFECT | B04 | DISINFECT/CHLORAMINES
3050442 | PALM BAY CITY OF | 3 | SOUTH REGIONAL R.O. WTP | C | PARTICLE REMOVAL | C29 | PART-RMVL/CARTRIDGE FILTR
3050442 | PALM BAY CITY OF | 1 | LIME SOFTENING PLANT | C | PARTICLE REMOVAL | C14 | PART-RMVL/RAPID SAND FIL
3050442 | PALM BAY CITY OF | 3 | SOUTH REGIONAL R.O. WTP | D | CORROSION CONTROL | D19 | CORR-CTRL/PH ADJUSTMENT
3050442 | PALM BAY CITY OF | 3 | SOUTH REGIONAL R.O. WTP | D | CORROSION CONTROL | D36 | CORR-CTRL/CORROSION INHIB
3050442 | PALM BAY CITY OF | 1 | LIME SOFTENING PLANT | D | CORROSION CONTROL | D18 | CORR-CTRL/SEQUESTATION
3050442 | PALM BAY CITY OF | 3 | SOUTH REGIONAL R.O. WTP | E | TASTE-ODOR CONTROL | E28 | T-O CTRL/PACKED TWR-AERA
3050442 | PALM BAY CITY OF | 1 | LIME SOFTENING PLANT | F | ORGN-RMVL | F28 | ORGN-RMVL/PACKED TWR-AERA
3050442 | PALM BAY CITY OF | 1 | LIME SOFTENING PLANT | H | SOFTENING | H24 | SOFTENING/LIME-SODA
3050442 | PALM BAY CITY OF | 1 | LIME SOFTENING PLANT | H | SOFTENING | H10 | SOFTENING/COAGULATION
3050442 | PALM BAY CITY OF | 1 | LIME SOFTENING PLANT | H | SOFTENING | H12 | SOFTENING/SEDIMENTATION
3050442 | PALM BAY CITY OF | 3 | SOUTH REGIONAL R.O. WTP | K | DESALINATION | K26 | DESALINAT/REVERSE OSMOSIS
3050442 | PALM BAY CITY OF | 1 | LIME SOFTENING PLANT | Z | OTHER | Z27 | OTHER/FLUORIDATION
3050442 | PALM BAY CITY OF | 3 | SOUTH REGIONAL R.O. WTP | Z | OTHER | Z18 | OTHER/SEQUESTATION
3050442 | PALM BAY CITY OF | 3 | SOUTH REGIONAL R.O. WTP | Z | OTHER | Z19 | OTHER/PH ADJUSTMENT
3050442 | PALM BAY CITY OF | 3 | SOUTH REGIONAL R.O. WTP | Z | OTHER | Z27 | OTHER/FLUORIDATION
3050442 | PALM BAY CITY OF | 1 | LIME SOFTENING PLANT | Z | OTHER | Z19 | OTHER/PH ADJUSTMENT
3050596 | INDIAN RIVER SHORES MHP | 1 | INDIAN RIVER SHORES MHP | B | DISINFECT | B04 | DISINFECT/CHLORAMINES
3050596 | INDIAN RIVER SHORES MHP | 1 | INDIAN RIVER SHORES MHP | C | PARTICLE REMOVAL | C12 | PART-RMVL/SEDIMENTATION
3050596 | INDIAN RIVER SHORES MHP | 1 | INDIAN RIVER SHORES MHP | F | ORGN-RMVL | F23 | ORGN-RMVL/GAC ADDITION
3050596 | INDIAN RIVER SHORES MHP | 1 | INDIAN RIVER SHORES MHP | F | ORGN-RMVL | F13 | ORGN-RMVL/SLOW SAND FILTR
3050596 | INDIAN RIVER SHORES MHP | 1 | INDIAN RIVER SHORES MHP | G | IRON REMOVAL | G18 | IRON RMVL/SEQUESTATION
3050773 | LONGPOINT RECREATION PARK (2 WPS) | 2 | LONGPOINT #2 | B | DISINFECT | B02 | DISINFECT/HYPOCHLORIN
3050773 | LONGPOINT RECREATION PARK (2 WPS) | 1 | LONGPOINT #1 | B | DISINFECT | B02 | DISINFECT/HYPOCHLORIN
3050834 | MIMS WATER TREATMENT / NORTH BREVARD CO. | 1 | MIMS | B | DISINFECT | B07 | DISINFECT/OTHER DISINFECT
3050834 | MIMS WATER TREATMENT / NORTH BREVARD CO. | 1 | MIMS | B | DISINFECT | B02 | DISINFECT/HYPOCHLORIN
3050834 | MIMS WATER TREATMENT / NORTH BREVARD CO. | 1 | MIMS | B | DISINFECT | B04 | DISINFECT/CHLORAMINES
3050834 | MIMS WATER TREATMENT / NORTH BREVARD CO. | 1 | MIMS | C | PARTICLE REMOVAL | C14 | PART-RMVL/RAPID SAND FIL
3050834 | MIMS WATER TREATMENT / NORTH BREVARD CO. | 1 | MIMS | C | PARTICLE REMOVAL | C10 | PART-RMVL/COAGULATION
3050834 | MIMS WATER TREATMENT / NORTH BREVARD CO. | 1 | MIMS | C | PARTICLE REMOVAL | C12 | PART-RMVL/SEDIMENTATION
3050834 | MIMS WATER TREATMENT / NORTH BREVARD CO. | 1 | MIMS | D | CORROSION CONTROL | D36 | CORR-CTRL/CORROSION INHIB
3050834 | MIMS WATER TREATMENT / NORTH BREVARD CO. | 1 | MIMS | D | CORROSION CONTROL | D19 | CORR-CTRL/PH ADJUSTMENT
3050834 | MIMS WATER TREATMENT / NORTH BREVARD CO. | 1 | MIMS | E | TASTE-ODOR CONTROL | E20 | T-O CTRL/AERATION
3050834 | MIMS WATER TREATMENT / NORTH BREVARD CO. | 1 | MIMS | H | SOFTENING | H24 | SOFTENING/LIME-SODA
3050834 | MIMS WATER TREATMENT / NORTH BREVARD CO. | 1 | MIMS | Z | OTHER | Z10 | OTHER/COAGULATION
3050841 | INTERCOASTAL ESTATES | 1 | INTERCOASTAL ESTATES | B | DISINFECT | B02 | DISINFECT/HYPOCHLORIN
3050841 | INTERCOASTAL ESTATES | 1 | INTERCOASTAL ESTATES | G | IRON REMOVAL | G18 | IRON RMVL/SEQUESTATION
3050872 | SEBASTIAN RIVER MARINA & BOAT YARD | 1 | SEB.RIVER MARINA/BOAT YARD | B | DISINFECT | B02 | DISINFECT/HYPOCHLORIN
3050872 | SEBASTIAN RIVER MARINA & BOAT YARD | 1 | SEB.RIVER MARINA/BOAT YARD | C | PARTICLE REMOVAL | C29 | PART-RMVL/CARTRIDGE FILTR
3050872 | SEBASTIAN RIVER MARINA & BOAT YARD | 1 | SEB.RIVER MARINA/BOAT YARD | H | SOFTENING | H25 | SOFTENING/ION EXCHANGE
3050873 | PINEWOOD VILLAGE MHP | 1 | PINEWOOD VILLAGE | B | DISINFECT | B04 | DISINFECT/CHLORAMINES
3050873 | PINEWOOD VILLAGE MHP | 1 | PINEWOOD VILLAGE | E | TASTE-ODOR CONTROL | E20 | T-O CTRL/AERATION
3050873 | PINEWOOD VILLAGE MHP | 1 | PINEWOOD VILLAGE | G | IRON REMOVAL | G15 | IRON RMVL/PRESS SAND FILT
3050890 | NORTHGATE MOBILE RANCH | 1 | NORTHGATE MHP | B | DISINFECT | B04 | DISINFECT/CHLORAMINES
3050890 | NORTHGATE MOBILE RANCH | 1 | NORTHGATE MHP | C | PARTICLE REMOVAL | C14 | PART-RMVL/RAPID SAND FIL
3050890 | NORTHGATE MOBILE RANCH | 1 | NORTHGATE MHP | D | CORROSION CONTROL | D36 | CORR-CTRL/CORROSION INHIB
3050890 | NORTHGATE MOBILE RANCH | 1 | NORTHGATE MHP | E | TASTE-ODOR CONTROL | E20 | T-O CTRL/AERATION
3050905 | OAK PARK TRAILER COURT LLC | 1 | OAK PARK TRAILER PARK | B | DISINFECT | B02 | DISINFECT/HYPOCHLORIN
3051086 | PELICAN BAY | 1 | PELICAN BAY | B | DISINFECT | B04 | DISINFECT/CHLORAMINES
3051086 | PELICAN BAY | 1 | PELICAN BAY | F | ORGN-RMVL | F23 | ORGN-RMVL/GAC ADDITION
3051086 | PELICAN BAY | 1 | PELICAN BAY | Z | OTHER | Z25 | OTHER/ION EXCHANGE
3051311 | SOUTH BREVARD WATER CO-OP | 1 | SOUTH BREVARD WATER CO-OP | B | DISINFECT | B02 | DISINFECT/HYPOCHLORIN
3051311 | SOUTH BREVARD WATER CO-OP | 1 | SOUTH BREVARD WATER CO-OP | C | PARTICLE REMOVAL | C29 | PART-RMVL/CARTRIDGE FILTR
3051311 | SOUTH BREVARD WATER CO-OP | 1 | SOUTH BREVARD WATER CO-OP | D | CORROSION CONTROL | D36 | CORR-CTRL/CORROSION INHIB
3051311 | SOUTH BREVARD WATER CO-OP | 1 | SOUTH BREVARD WATER CO-OP | E | TASTE-ODOR CONTROL | E28 | T-O CTRL/PACKED TWR-AERA
3051311 | SOUTH BREVARD WATER CO-OP | 1 | SOUTH BREVARD WATER CO-OP | K | DESALINATION | K26 | DESALINAT/REVERSE OSMOSIS
3051311 | SOUTH BREVARD WATER CO-OP | 1 | SOUTH BREVARD WATER CO-OP | Z | OTHER | Z18 | OTHER/SEQUESTATION
3051311 | SOUTH BREVARD WATER CO-OP | 1 | SOUTH BREVARD WATER CO-OP | Z | OTHER | Z19 | OTHER/PH ADJUSTMENT
3051367 | TITUSVILLE CITY OF | 1 | TITUSVILLE CITY OF | B | DISINFECT | B04 | DISINFECT/CHLORAMINES
3051367 | TITUSVILLE CITY OF | 1 | TITUSVILLE CITY OF | B | DISINFECT | B02 | DISINFECT/HYPOCHLORIN
3051367 | TITUSVILLE CITY OF | 1 | TITUSVILLE CITY OF | C | PARTICLE REMOVAL | C11 | PART-RMVL/FLOCCULATION
3051367 | TITUSVILLE CITY OF | 1 | TITUSVILLE CITY OF | C | PARTICLE REMOVAL | C10 | PART-RMVL/COAGULATION
3051367 | TITUSVILLE CITY OF | 1 | TITUSVILLE CITY OF | C | PARTICLE REMOVAL | C12 | PART-RMVL/SEDIMENTATION
3051367 | TITUSVILLE CITY OF | 1 | TITUSVILLE CITY OF | C | PARTICLE REMOVAL | C14 | PART-RMVL/RAPID SAND FIL
3051367 | TITUSVILLE CITY OF | 1 | TITUSVILLE CITY OF | H | SOFTENING | H19 | SOFTENING/PH ADJUSTMENT
3051367 | TITUSVILLE CITY OF | 1 | TITUSVILLE CITY OF | H | SOFTENING | H24 | SOFTENING/LIME-SODA
3051367 | TITUSVILLE CITY OF | 1 | TITUSVILLE CITY OF | Z | OTHER | Z27 | OTHER/FLUORIDATION
3051447 | MELBOURNE CITY OF | 1 | MELBOURNE SOUTH PLANT | B | DISINFECT | B04 | DISINFECT/CHLORAMINES
3051447 | MELBOURNE CITY OF | 1 | MELBOURNE SOUTH PLANT | B | DISINFECT | B05 | DISINFECT/OZONATION
3051447 | MELBOURNE CITY OF | 2 | R.O. TREATMENT PLANT | B | DISINFECT | B02 | DISINFECT/HYPOCHLORIN
3051447 | MELBOURNE CITY OF | 1 | MELBOURNE SOUTH PLANT | B | DISINFECT | B02 | DISINFECT/HYPOCHLORIN
3051447 | MELBOURNE CITY OF | 1 | MELBOURNE SOUTH PLANT | C | PARTICLE REMOVAL | C10 | PART-RMVL/COAGULATION
3051447 | MELBOURNE CITY OF | 1 | MELBOURNE SOUTH PLANT | C | PARTICLE REMOVAL | C14 | PART-RMVL/RAPID SAND FIL
3051447 | MELBOURNE CITY OF | 2 | R.O. TREATMENT PLANT | C | PARTICLE REMOVAL | C29 | PART-RMVL/CARTRIDGE FILTR
3051447 | MELBOURNE CITY OF | 1 | MELBOURNE SOUTH PLANT | C | PARTICLE REMOVAL | C12 | PART-RMVL/SEDIMENTATION
3051447 | MELBOURNE CITY OF | 1 | MELBOURNE SOUTH PLANT | C | PARTICLE REMOVAL | C11 | PART-RMVL/FLOCCULATION
3051447 | MELBOURNE CITY OF | 2 | R.O. TREATMENT PLANT | D | CORROSION CONTROL | D19 | CORR-CTRL/PH ADJUSTMENT
3051447 | MELBOURNE CITY OF | 2 | R.O. TREATMENT PLANT | E | TASTE-ODOR CONTROL | E28 | T-O CTRL/PACKED TWR-AERA
3051447 | MELBOURNE CITY OF | 1 | MELBOURNE SOUTH PLANT | E | TASTE-ODOR CONTROL | E05 | T-O CTRL/OZONATION
3051447 | MELBOURNE CITY OF | 2 | R.O. TREATMENT PLANT | K | DESALINATION | K26 | DESALINAT/REVERSE OSMOSIS
3051447 | MELBOURNE CITY OF | 1 | MELBOURNE SOUTH PLANT | Z | OTHER | Z27 | OTHER/FLUORIDATION
3051447 | MELBOURNE CITY OF | 2 | R.O. TREATMENT PLANT | Z | OTHER | Z18 | OTHER/SEQUESTATION
3051447 | MELBOURNE CITY OF | 2 | R.O. TREATMENT PLANT | Z | OTHER | Z27 | OTHER/FLUORIDATION
3051447 | MELBOURNE CITY OF | 2 | R.O. TREATMENT PLANT | Z | OTHER | Z19 | OTHER/PH ADJUSTMENT
3051447 | MELBOURNE CITY OF | 1 | MELBOURNE SOUTH PLANT | Z | OTHER | Z19 | OTHER/PH ADJUSTMENT
3051460 | WEST MELBOURNE WTR SYS(CONSEC) | 1 | WEST MELBOURNE CONSECUTIVE | A | NO TRTMT | A | NO TRTMT
3051538 | STUCKEY'S PECAN SHOP | 1 | STUCKY'S I95 EXIT 82 WTP | B | DISINFECT | B02 | DISINFECT/HYPOCHLORIN
3051538 | STUCKEY'S PECAN SHOP | 1 | STUCKY'S I95 EXIT 82 WTP | E | TASTE-ODOR CONTROL | E20 | T-O CTRL/AERATION
3054015 | SOUTHERN COMFORT MHP | 1 | SOUTHERN COMFORT M.H.P. | B | DISINFECT | B04 | DISINFECT/CHLORAMINES
3054016 | HOLIDAY VILLAGE RV PARK | 1 |  | B | DISINFECT | B02 | DISINFECT/HYPOCHLORIN
3054017 | SUMMIT COVE (STE.ADELE SOUTH) | 1 | SUMMIT COVE (STE.ADELE SOUTH) | B | DISINFECT | B02 | DISINFECT/HYPOCHLORIN
3054017 | SUMMIT COVE (STE.ADELE SOUTH) | 1 | SUMMIT COVE (STE.ADELE SOUTH) | D | CORROSION CONTROL | D36 | CORR-CTRL/CORROSION INHIB
3054017 | SUMMIT COVE (STE.ADELE SOUTH) | 1 | SUMMIT COVE (STE.ADELE SOUTH) | H | SOFTENING | H25 | SOFTENING/ION EXCHANGE
3054024 | JOHN F KENNEDY SPACE CENTER (CONSEC) | 1 | JFK BOOSTER W-1 (N6-1007) | B | DISINFECT | B04 | DISINFECT/CHLORAMINES
3054047 | SEBASTIAN INLET STATE PARK NORTH | 1 | SEBASTIAN INLET NORTHSIDE | B | DISINFECT | B02 | DISINFECT/HYPOCHLORIN
3054047 | SEBASTIAN INLET STATE PARK NORTH | 1 | SEBASTIAN INLET NORTHSIDE | E | TASTE-ODOR CONTROL | E20 | T-O CTRL/AERATION
3054058 | LIGHTHOUSE COVE | 1 | LIGHTHOUSE COVE | B | DISINFECT | B02 | DISINFECT/HYPOCHLORIN
3054058 | LIGHTHOUSE COVE | 1 | LIGHTHOUSE COVE | C | PARTICLE REMOVAL | C29 | PART-RMVL/CARTRIDGE FILTR
3054058 | LIGHTHOUSE COVE | 1 | LIGHTHOUSE COVE | D | CORROSION CONTROL | D19 | CORR-CTRL/PH ADJUSTMENT
3054058 | LIGHTHOUSE COVE | 1 | LIGHTHOUSE COVE | D | CORROSION CONTROL | D18 | CORR-CTRL/SEQUESTATION
3054058 | LIGHTHOUSE COVE | 1 | LIGHTHOUSE COVE | E | TASTE-ODOR CONTROL | E20 | T-O CTRL/AERATION
3054058 | LIGHTHOUSE COVE | 1 | LIGHTHOUSE COVE | H | SOFTENING | H26 | SOFTENING/REVERSE OSMOSIS
3054059 | L3HARRIS TECHNOLOGIES INC | 1 | HARRIS CORPORATION-MALABAR WTP | B | DISINFECT | B02 | DISINFECT/HYPOCHLORIN
3054059 | L3HARRIS TECHNOLOGIES INC | 1 | HARRIS CORPORATION-MALABAR WTP | C | PARTICLE REMOVAL | C29 | PART-RMVL/CARTRIDGE FILTR
3054059 | L3HARRIS TECHNOLOGIES INC | 1 | HARRIS CORPORATION-MALABAR WTP | D | CORROSION CONTROL | D19 | CORR-CTRL/PH ADJUSTMENT
3054059 | L3HARRIS TECHNOLOGIES INC | 1 | HARRIS CORPORATION-MALABAR WTP | H | SOFTENING | H26 | SOFTENING/REVERSE OSMOSIS
3054059 | L3HARRIS TECHNOLOGIES INC | 1 | HARRIS CORPORATION-MALABAR WTP | Z | OTHER | Z18 | OTHER/SEQUESTATION
3054060 | AQUARINA UTILITIES | 1 | AQUARINA R.O. WTP | B | DISINFECT | B02 | DISINFECT/HYPOCHLORIN
3054060 | AQUARINA UTILITIES | 1 | AQUARINA R.O. WTP | C | PARTICLE REMOVAL | C29 | PART-RMVL/CARTRIDGE FILTR
3054060 | AQUARINA UTILITIES | 1 | AQUARINA R.O. WTP | D | CORROSION CONTROL | D36 | CORR-CTRL/CORROSION INHIB
3054060 | AQUARINA UTILITIES | 1 | AQUARINA R.O. WTP | E | TASTE-ODOR CONTROL | E28 | T-O CTRL/PACKED TWR-AERA
3054060 | AQUARINA UTILITIES | 1 | AQUARINA R.O. WTP | K | DESALINATION | K26 | DESALINAT/REVERSE OSMOSIS
3054062 | SOUTH SHORES UTILITY ASSOCIATION | 1 | SOUTH SHORES UTILITY ASSOC | B | DISINFECT | B02 | DISINFECT/HYPOCHLORIN
3054062 | SOUTH SHORES UTILITY ASSOCIATION | 1 | SOUTH SHORES UTILITY ASSOC | C | PARTICLE REMOVAL | C29 | PART-RMVL/CARTRIDGE FILTR
3054062 | SOUTH SHORES UTILITY ASSOCIATION | 1 | SOUTH SHORES UTILITY ASSOC | D | CORROSION CONTROL | D36 | CORR-CTRL/CORROSION INHIB
3054062 | SOUTH SHORES UTILITY ASSOCIATION | 1 | SOUTH SHORES UTILITY ASSOC | E | TASTE-ODOR CONTROL | E20 | T-O CTRL/AERATION
3054062 | SOUTH SHORES UTILITY ASSOCIATION | 1 | SOUTH SHORES UTILITY ASSOC | H | SOFTENING | H19 | SOFTENING/PH ADJUSTMENT
3054062 | SOUTH SHORES UTILITY ASSOCIATION | 1 | SOUTH SHORES UTILITY ASSOC | H | SOFTENING | H26 | SOFTENING/REVERSE OSMOSIS
3054062 | SOUTH SHORES UTILITY ASSOCIATION | 1 | SOUTH SHORES UTILITY ASSOC | Z | OTHER | Z19 | OTHER/PH ADJUSTMENT
3054062 | SOUTH SHORES UTILITY ASSOCIATION | 1 | SOUTH SHORES UTILITY ASSOC | Z | OTHER | Z18 | OTHER/SEQUESTATION
3054064 | HUNTLEY JIFFY-W ROAD 514 | 1 | HUNTLEY JIFFY-WEST ROAD 514 | B | DISINFECT | B02 | DISINFECT/HYPOCHLORIN
3054065 | ZIPPY MART-MALABAR | 1 | ZIPPY MART-MALABAR | B | DISINFECT | B02 | DISINFECT/HYPOCHLORIN
3054066 | SEBASTIAN HARBORVIEW MOTEL | 1 | HARBOR VIEW MOTEL | B | DISINFECT | B02 | DISINFECT/HYPOCHLORIN
3054066 | SEBASTIAN HARBORVIEW MOTEL | 1 | HARBOR VIEW MOTEL | E | TASTE-ODOR CONTROL | E20 | T-O CTRL/AERATION
3054071 | THE ROCK CHURCH | 1 | FIRST BAPTIST CHURCH | A | NO TRTMT | A | NO TRTMT
3054074 | KNIGHTS OF COLUMBUS #7408 | 1 | KNIGHTS OF COLUMBUS | B | DISINFECT | B02 | DISINFECT/HYPOCHLORIN
3054077 | THE LI'L SHACK | 1 | THE LI'L SHACK | B | DISINFECT | B02 | DISINFECT/HYPOCHLORIN
3054078 | STEP SAVER #18 | 1 | STEP SAVER #18 | B | DISINFECT | B02 | DISINFECT/HYPOCHLORIN
3054079 | BLUE CLAW RESTAURANT | 1 | BLUE CLAW RESTAURANT | B | DISINFECT | B02 | DISINFECT/HYPOCHLORIN
3054080 | CAFE COCONUT COVE | 1 | CAFE COCONUT COVE | B | DISINFECT | B02 | DISINFECT/HYPOCHLORIN
3054082 | ZIPPY MART-GRANT | 1 | ZIPPY MART-GRANT | B | DISINFECT | B02 | DISINFECT/HYPOCHLORIN
3054083 | ALLIS CHALMERS | 1 | ALLIS CHALMERS | B | DISINFECT | B02 | DISINFECT/HYPOCHLORIN
3054089 | CHRIST CATHEDRAL SCHOOL | 1 | BIBLE FELLOWSHIP | A | NO TRTMT | A | NO TRTMT
3054098 | CIRCLE K #2111 | 1 | KANGAROO EXPRESS #2111 | B | DISINFECT | B02 | DISINFECT/HYPOCHLORIN
3054098 | CIRCLE K #2111 | 1 | KANGAROO EXPRESS #2111 | H | SOFTENING | H25 | SOFTENING/ION EXCHANGE
3054099 | CUMBERLAND FARMS - MICCO | 1 | CUMBERLAND FARMS #9747 | B | DISINFECT | B02 | DISINFECT/HYPOCHLORIN
3054099 | CUMBERLAND FARMS - MICCO | 1 | CUMBERLAND FARMS #9747 | C | PARTICLE REMOVAL | C29 | PART-RMVL/CARTRIDGE FILTR
3054099 | CUMBERLAND FARMS - MICCO | 1 | CUMBERLAND FARMS #9747 | E | TASTE-ODOR CONTROL | E25 | T-O CTRL/ION EXCHANGE
3054100 | OAKWOOD MANOR(CONSEC.TO MIMS) | 1 | OAKWOOD | A | NO TRTMT | A | NO TRTMT
3054101 | KINGSWOOD MANOR(CONSEC.TO MIMS | 1 | KINGSWOOD | A | NO TRTMT | A | NO TRTMT
3054106 | RIVER'S EDGE INN | 1 | RIVER'S EDGE INN | B | DISINFECT | B02 | DISINFECT/HYPOCHLORIN
3054106 | RIVER'S EDGE INN | 1 | RIVER'S EDGE INN | C | PARTICLE REMOVAL | C29 | PART-RMVL/CARTRIDGE FILTR
3054106 | RIVER'S EDGE INN | 1 | RIVER'S EDGE INN | H | SOFTENING | H25 | SOFTENING/ION EXCHANGE
3054107 | HABITAT GOLF COURSE CLUBHOUSE | 1 | HABITAT GOLF COURSE | B | DISINFECT | B02 | DISINFECT/HYPOCHLORIN
3054107 | HABITAT GOLF COURSE CLUBHOUSE | 1 | HABITAT GOLF COURSE | E | TASTE-ODOR CONTROL | E20 | T-O CTRL/AERATION
3054109 | SUNSHINE FOOD MART #41 | 1 | SUNSHINE FOOD MART #41) | B | DISINFECT | B02 | DISINFECT/HYPOCHLORIN
3054109 | SUNSHINE FOOD MART #41 | 1 | SUNSHINE FOOD MART #41) | E | TASTE-ODOR CONTROL | E29 | T-O CTRL/CARTRIDGE FILTR
3054110 | SUNSHINE FOOD MART #81 | 1 | SUNSHINE FOOD MART #81 | B | DISINFECT | B02 | DISINFECT/HYPOCHLORIN
3054111 | SUNSHINE FOOD MART#44/CITGO OF MALABAR | 1 | SUNSHINE FOOD MART 44/CITGO | B | DISINFECT | B02 | DISINFECT/HYPOCHLORIN
3054112 | BOTTOM'S UP RESTAURANT | 1 | BOTTOM'S UP | B | DISINFECT | B02 | DISINFECT/HYPOCHLORIN
3054114 | CHRIST UNITED METHODIST CHURCH | 1 | CHRIST UNITED METHODIST CHURCH | B | DISINFECT | B02 | DISINFECT/HYPOCHLORIN
3054115 | OUC INDIAN RIVER PLANT | 1 | OUC INDIAN RIVER PLANT | B | DISINFECT | B04 | DISINFECT/CHLORAMINES
3054115 | OUC INDIAN RIVER PLANT | 1 | OUC INDIAN RIVER PLANT | B | DISINFECT | B02 | DISINFECT/HYPOCHLORIN
3054115 | OUC INDIAN RIVER PLANT | 1 | OUC INDIAN RIVER PLANT | C | PARTICLE REMOVAL | C12 | PART-RMVL/SEDIMENTATION
3054115 | OUC INDIAN RIVER PLANT | 1 | OUC INDIAN RIVER PLANT | C | PARTICLE REMOVAL | C09 | PART-RMVL/RAPID MIX
3054115 | OUC INDIAN RIVER PLANT | 1 | OUC INDIAN RIVER PLANT | C | PARTICLE REMOVAL | C11 | PART-RMVL/FLOCCULATION
3054115 | OUC INDIAN RIVER PLANT | 1 | OUC INDIAN RIVER PLANT | C | PARTICLE REMOVAL | C14 | PART-RMVL/RAPID SAND FIL
3054115 | OUC INDIAN RIVER PLANT | 1 | OUC INDIAN RIVER PLANT | C | PARTICLE REMOVAL | C10 | PART-RMVL/COAGULATION
3054115 | OUC INDIAN RIVER PLANT | 1 | OUC INDIAN RIVER PLANT | H | SOFTENING | H19 | SOFTENING/PH ADJUSTMENT
3054115 | OUC INDIAN RIVER PLANT | 1 | OUC INDIAN RIVER PLANT | H | SOFTENING | H24 | SOFTENING/LIME-SODA
3054117 | FRATERNAL ORDER OF ORIOLES #272 | 1 | FRATERNAL ORDER OF ORIOLES | B | DISINFECT | B02 | DISINFECT/HYPOCHLORIN
3054118 | DON'S RIVERSIDE RESTAURANT | 1 | KZ'S II RIVERS INN | B | DISINFECT | B02 | DISINFECT/HYPOCHLORIN
3054119 | CIRCLE K #2005 | 1 | CIRCLE K #2005 | B | DISINFECT | B02 | DISINFECT/HYPOCHLORIN
3054119 | CIRCLE K #2005 | 1 | CIRCLE K #2005 | E | TASTE-ODOR CONTROL | E25 | T-O CTRL/ION EXCHANGE
3054126 | MOOSE LODGE # 1767 | 1 | MOOSE LODGE # 1767 | B | DISINFECT | B02 | DISINFECT/HYPOCHLORIN
3054126 | MOOSE LODGE # 1767 | 1 | MOOSE LODGE # 1767 | E | TASTE-ODOR CONTROL | E20 | T-O CTRL/AERATION
3054127 | SUMMIT PLAZA | 1 | SUMMIT PLAZA | B | DISINFECT | B02 | DISINFECT/HYPOCHLORIN
3054127 | SUMMIT PLAZA | 1 | SUMMIT PLAZA | E | TASTE-ODOR CONTROL | E20 | T-O CTRL/AERATION
3054128 | PATRICK AIR FORCE BASE(CONSEC) | 1 | PATRICK AIR FORCE BASE | B | DISINFECT | B01 | DISINFECT/GASEOUS CHLORIN
3054128 | PATRICK AIR FORCE BASE(CONSEC) | 1 | PATRICK AIR FORCE BASE | B | DISINFECT | B04 | DISINFECT/CHLORAMINES
3054130 | BOATHOUSE PUB | 2 | BOATHOUSE PUB | B | DISINFECT | B02 | DISINFECT/HYPOCHLORIN
3054130 | BOATHOUSE PUB | 2 | BOATHOUSE PUB | H | SOFTENING | H25 | SOFTENING/ION EXCHANGE
3054134 | MALABAR MO'S | 1 | MALABAR MO'S | B | DISINFECT | B02 | DISINFECT/HYPOCHLORIN
3054140 | CAPE CANAVERAL AFS (CONSEC) | 1 | CCAFS PUMP STATION #2 | B | DISINFECT | B04 | DISINFECT/CHLORAMINES
3054140 | CAPE CANAVERAL AFS (CONSEC) | 3 | PUMP STATION #3 | B | DISINFECT | B04 | DISINFECT/CHLORAMINES
3054140 | CAPE CANAVERAL AFS (CONSEC) | 3 | PUMP STATION #3 | B | DISINFECT | B02 | DISINFECT/HYPOCHLORIN
3054141 | VALKARIA DIS. TACKLE & MARINE | 1 | LITTLE PECKERS SUB SHOP | A | NO TRTMT | A | NO TRTMT
3054143 | HONEYSUCKLE RESTAURANT | 1 | HONEYSUCKLE | B | DISINFECT | B02 | DISINFECT/HYPOCHLORIN
3054146 | WINGATE RESERVE SUBDIVISION | 1 | WINGATE RESERVE SUBDIVISION | B | DISINFECT | B02 | DISINFECT/HYPOCHLORIN
3054146 | WINGATE RESERVE SUBDIVISION | 1 | WINGATE RESERVE SUBDIVISION | C | PARTICLE REMOVAL | C29 | PART-RMVL/CARTRIDGE FILTR
3054146 | WINGATE RESERVE SUBDIVISION | 1 | WINGATE RESERVE SUBDIVISION | D | CORROSION CONTROL | D19 | CORR-CTRL/PH ADJUSTMENT
3054146 | WINGATE RESERVE SUBDIVISION | 1 | WINGATE RESERVE SUBDIVISION | E | TASTE-ODOR CONTROL | E20 | T-O CTRL/AERATION
3054146 | WINGATE RESERVE SUBDIVISION | 1 | WINGATE RESERVE SUBDIVISION | H | SOFTENING | H26 | SOFTENING/REVERSE OSMOSIS
3054148 | WATERMARK GRILL | 1 | WATERMARK GRILL | B | DISINFECT | B02 | DISINFECT/HYPOCHLORIN
3054148 | WATERMARK GRILL | 1 | WATERMARK GRILL | C | PARTICLE REMOVAL | C29 | PART-RMVL/CARTRIDGE FILTR
3054148 | WATERMARK GRILL | 1 | WATERMARK GRILL | E | TASTE-ODOR CONTROL | E25 | T-O CTRL/ION EXCHANGE
3054149 | DATA MANAGEMENT ASSOCIATES | 1 | DATA MANAGEMENT ASSOCIATES | B | DISINFECT | B02 | DISINFECT/HYPOCHLORIN
3054149 | DATA MANAGEMENT ASSOCIATES | 1 | DATA MANAGEMENT ASSOCIATES | B | DISINFECT | B25 | DISINFECT/ION EXCHANGE
3054149 | DATA MANAGEMENT ASSOCIATES | 1 | DATA MANAGEMENT ASSOCIATES | F | ORGN-RMVL | F23 | ORGN-RMVL/GAC ADDITION
3054152 | MICCO RIDGE CENTER | 1 | MICCO RIDGE WTP | B | DISINFECT | B02 | DISINFECT/HYPOCHLORIN
3054152 | MICCO RIDGE CENTER | 1 | MICCO RIDGE WTP | H | SOFTENING | H25 | SOFTENING/ION EXCHANGE
3054153 | MR K FOOD STORE | 1 | MR. K FOOD STORE WTP | B | DISINFECT | B02 | DISINFECT/HYPOCHLORIN
3054153 | MR K FOOD STORE | 1 | MR. K FOOD STORE WTP | E | TASTE-ODOR CONTROL | E25 | T-O CTRL/ION EXCHANGE
3054156 | INDIAN RIVER LAGOON EAGLES #4527 | 1 | INDIAN RIVER LAGOON EAGLES | B | DISINFECT | B02 | DISINFECT/HYPOCHLORIN
3054156 | INDIAN RIVER LAGOON EAGLES #4527 | 1 | INDIAN RIVER LAGOON EAGLES | E | TASTE-ODOR CONTROL | E20 | T-O CTRL/AERATION
3054157 | CRYSTAL LAKE RV PARK | 1 | CRYSTAL LAKE RV PARK | B | DISINFECT | B02 | DISINFECT/HYPOCHLORIN
3054159 | NEW HOPE SANCTUARY | 1 | NEW HOPE SANCTUARY WTP | B | DISINFECT | B04 | DISINFECT/CHLORAMINES
3054161 | FILL-IN-STATION | 1 | FILL-IN-STATION WTP | B | DISINFECT | B02 | DISINFECT/HYPOCHLORIN
3054161 | FILL-IN-STATION | 1 | FILL-IN-STATION WTP | Z | OTHER | Z23 | OTHER/GAC ADDITION
3054162 | SURFCASTER'S MOTEL & DEANGELO'S | 1 | SURFCASTER WTP | B | DISINFECT | B02 | DISINFECT/HYPOCHLORIN
3054162 | SURFCASTER'S MOTEL & DEANGELO'S | 1 | SURFCASTER WTP | E | TASTE-ODOR CONTROL | E20 | T-O CTRL/AERATION
3054163 | FIRST BAPTIST CHURCH OF AURANTIA | 1 | 1ST BAPTIST CHURCH OF AURANTIA | B | DISINFECT | B02 | DISINFECT/HYPOCHLORIN
3054163 | FIRST BAPTIST CHURCH OF AURANTIA | 1 | 1ST BAPTIST CHURCH OF AURANTIA | H | SOFTENING | H25 | SOFTENING/ION EXCHANGE
3054164 | ORBIT RV PARK INC | 1 | ORBIT CAMP SITE | B | DISINFECT | B02 | DISINFECT/HYPOCHLORIN
3054164 | ORBIT RV PARK INC | 1 | ORBIT CAMP SITE | E | TASTE-ODOR CONTROL | E20 | T-O CTRL/AERATION
3054165 | SMOKIN ICE HOUSE | 1 | SMOKIN ICE HOUSE | B | DISINFECT | B02 | DISINFECT/HYPOCHLORIN
3054165 | SMOKIN ICE HOUSE | 1 | SMOKIN ICE HOUSE | E | TASTE-ODOR CONTROL | E20 | T-O CTRL/AERATION
3054166 | SOUTH MAINLAND COMMUNITY CTR | 1 | SOUTH MAINLAND COMM. CENTER | B | DISINFECT | B02 | DISINFECT/HYPOCHLORIN
3054166 | SOUTH MAINLAND COMMUNITY CTR | 1 | SOUTH MAINLAND COMM. CENTER | H | SOFTENING | H25 | SOFTENING/ION EXCHANGE
3054166 | SOUTH MAINLAND COMMUNITY CTR | 1 | SOUTH MAINLAND COMM. CENTER | I | COLOR REMOVAL | I25 | COLOR RML/ION EXCHANGE
3054168 | MARINA CAFE | 1 | MARINA CAFE | B | DISINFECT | B02 | DISINFECT/HYPOCHLORIN
3054168 | MARINA CAFE | 1 | MARINA CAFE | E | TASTE-ODOR CONTROL | E20 | T-O CTRL/AERATION
3054168 | MARINA CAFE | 1 | MARINA CAFE | H | SOFTENING | H25 | SOFTENING/ION EXCHANGE
3054169 | PALM BAY CONGR. OF JEHOVAH'S WITNESSES | 1 | PALM BAY CONGREGATION OF JEHOV | B | DISINFECT | B02 | DISINFECT/HYPOCHLORIN
3054170 | SAN SEBASTIAN WOODS | 1 | SAN SEBASTIAN WOODS | B | DISINFECT | B02 | DISINFECT/HYPOCHLORIN
3054170 | SAN SEBASTIAN WOODS | 1 | SAN SEBASTIAN WOODS | B | DISINFECT | B04 | DISINFECT/CHLORAMINES
3054170 | SAN SEBASTIAN WOODS | 1 | SAN SEBASTIAN WOODS | C | PARTICLE REMOVAL | C29 | PART-RMVL/CARTRIDGE FILTR
3054170 | SAN SEBASTIAN WOODS | 1 | SAN SEBASTIAN WOODS | D | CORROSION CONTROL | D36 | CORR-CTRL/CORROSION INHIB
3054170 | SAN SEBASTIAN WOODS | 1 | SAN SEBASTIAN WOODS | E | TASTE-ODOR CONTROL | E20 | T-O CTRL/AERATION
3054171 | LONG POINT BAIT AND TACKLE | 1 | LONG POINT BAIT AND TACKLE | B | DISINFECT | B02 | DISINFECT/HYPOCHLORIN
3054171 | LONG POINT BAIT AND TACKLE | 1 | LONG POINT BAIT AND TACKLE | E | TASTE-ODOR CONTROL | E20 | T-O CTRL/AERATION
3054174 | OUTRIGGERS BAR & GRILL | 1 | OUTRIGGERS | B | DISINFECT | B02 | DISINFECT/HYPOCHLORIN
3054174 | OUTRIGGERS BAR & GRILL | 1 | OUTRIGGERS | H | SOFTENING | H25 | SOFTENING/ION EXCHANGE
3054179 | MICCO PARK | 1 | MICCO PARK | B | DISINFECT | B02 | DISINFECT/HYPOCHLORIN
3054179 | MICCO PARK | 1 | MICCO PARK | E | TASTE-ODOR CONTROL | E20 | T-O CTRL/AERATION
3054179 | MICCO PARK | 1 | MICCO PARK | H | SOFTENING | H25 | SOFTENING/ION EXCHANGE
3054180 | GRANT CONVENIENCE STORE | 1 | GRANT CONVENIENCE STORE | B | DISINFECT | B02 | DISINFECT/HYPOCHLORIN
3054180 | GRANT CONVENIENCE STORE | 1 | GRANT CONVENIENCE STORE | E | TASTE-ODOR CONTROL | E20 | T-O CTRL/AERATION
3054180 | GRANT CONVENIENCE STORE | 1 | GRANT CONVENIENCE STORE | H | SOFTENING | H25 | SOFTENING/ION EXCHANGE
3054181 | ST. SEBASTIAN RIVER PRESERVE VISITOR CTR | 1 | PLANT #1 | B | DISINFECT | B02 | DISINFECT/HYPOCHLORIN
3054181 | ST. SEBASTIAN RIVER PRESERVE VISITOR CTR | 1 | PLANT #1 | E | TASTE-ODOR CONTROL | E23 | T-O CTRL/GAC ADDITION
3054181 | ST. SEBASTIAN RIVER PRESERVE VISITOR CTR | 1 | PLANT #1 | H | SOFTENING | H25 | SOFTENING/ION EXCHANGE
3054183 | BARRIER ISLAND ECOSYSTEM CENTER | 1 | BARRIER ISLAND ECOSYSTEM CTR | B | DISINFECT | B02 | DISINFECT/HYPOCHLORIN
3054183 | BARRIER ISLAND ECOSYSTEM CENTER | 1 | BARRIER ISLAND ECOSYSTEM CTR | C | PARTICLE REMOVAL | C29 | PART-RMVL/CARTRIDGE FILTR
3054183 | BARRIER ISLAND ECOSYSTEM CENTER | 1 | BARRIER ISLAND ECOSYSTEM CTR | E | TASTE-ODOR CONTROL | E20 | T-O CTRL/AERATION
3054184 | TROPICAL SPOT TIKI BAR & GRILL | 1 | PLANT 1 | B | DISINFECT | B02 | DISINFECT/HYPOCHLORIN
3054185 | THE OLD FISH HOUSE | 1 | TREASURE COAST MARINA/THE OLD | B | DISINFECT | B02 | DISINFECT/HYPOCHLORIN
3054186 | GRANT STATION RESTAURANT & STORE | 1 | GRANT STATION RESTAURANT & STO | B | DISINFECT | B02 | DISINFECT/HYPOCHLORIN
3054186 | GRANT STATION RESTAURANT & STORE | 1 | GRANT STATION RESTAURANT & STO | I | COLOR REMOVAL | I29 | COLOR RML/CARTRIDGE FILTR
3054189 | DOLLAR GENERAL MIMS | 1 | DOLLAR GENERAL MIMS | B | DISINFECT | B02 | DISINFECT/HYPOCHLORIN
3054190 | VALKARIA AIRPORT TERMINAL | 1 | VALKARIA AIRPORT TEMINAL WTP | B | DISINFECT | B02 | DISINFECT/HYPOCHLORIN
3054190 | VALKARIA AIRPORT TERMINAL | 1 | VALKARIA AIRPORT TEMINAL WTP | C | PARTICLE REMOVAL | C29 | PART-RMVL/CARTRIDGE FILTR
3054190 | VALKARIA AIRPORT TERMINAL | 1 | VALKARIA AIRPORT TEMINAL WTP | F | ORGN-RMVL | F25 | ORGN-RMVL/ION EXCHANGE
3310206 | VERO BEACH CITY OF | 2 | VERO BEACH 3.3MGD R.O. WTP | B | DISINFECT | B01 | DISINFECT/GASEOUS CHLORIN
3310206 | VERO BEACH CITY OF | 1 | VERO BEACH LIME SOFTENING WTP | B | DISINFECT | B01 | DISINFECT/GASEOUS CHLORIN
3310206 | VERO BEACH CITY OF | 2 | VERO BEACH 3.3MGD R.O. WTP | B | DISINFECT | B04 | DISINFECT/CHLORAMINES
3310206 | VERO BEACH CITY OF | 1 | VERO BEACH LIME SOFTENING WTP | B | DISINFECT | B04 | DISINFECT/CHLORAMINES
3310206 | VERO BEACH CITY OF | 2 | VERO BEACH 3.3MGD R.O. WTP | C | PARTICLE REMOVAL | C29 | PART-RMVL/CARTRIDGE FILTR
3310206 | VERO BEACH CITY OF | 1 | VERO BEACH LIME SOFTENING WTP | C | PARTICLE REMOVAL | C10 | PART-RMVL/COAGULATION
3310206 | VERO BEACH CITY OF | 1 | VERO BEACH LIME SOFTENING WTP | C | PARTICLE REMOVAL | C11 | PART-RMVL/FLOCCULATION
3310206 | VERO BEACH CITY OF | 1 | VERO BEACH LIME SOFTENING WTP | C | PARTICLE REMOVAL | C12 | PART-RMVL/SEDIMENTATION
3310206 | VERO BEACH CITY OF | 1 | VERO BEACH LIME SOFTENING WTP | C | PARTICLE REMOVAL | C14 | PART-RMVL/RAPID SAND FIL
3310206 | VERO BEACH CITY OF | 2 | VERO BEACH 3.3MGD R.O. WTP | D | CORROSION CONTROL | D19 | CORR-CTRL/PH ADJUSTMENT
3310206 | VERO BEACH CITY OF | 2 | VERO BEACH 3.3MGD R.O. WTP | E | TASTE-ODOR CONTROL | E20 | T-O CTRL/AERATION
3310206 | VERO BEACH CITY OF | 1 | VERO BEACH LIME SOFTENING WTP | F | ORGN-RMVL | F28 | ORGN-RMVL/PACKED TWR-AERA
3310206 | VERO BEACH CITY OF | 1 | VERO BEACH LIME SOFTENING WTP | H | SOFTENING | H19 | SOFTENING/PH ADJUSTMENT
3310206 | VERO BEACH CITY OF | 2 | VERO BEACH 3.3MGD R.O. WTP | H | SOFTENING | H26 | SOFTENING/REVERSE OSMOSIS
3310206 | VERO BEACH CITY OF | 1 | VERO BEACH LIME SOFTENING WTP | H | SOFTENING | H24 | SOFTENING/LIME-SODA
3310206 | VERO BEACH CITY OF | 2 | VERO BEACH 3.3MGD R.O. WTP | Z | OTHER | Z18 | OTHER/SEQUESTATION
3310206 | VERO BEACH CITY OF | 1 | VERO BEACH LIME SOFTENING WTP | Z | OTHER | Z27 | OTHER/FLUORIDATION
3310274 | DAYS INN | 1 |  | B | DISINFECT | B02 | DISINFECT/HYPOCHLORIN
3310305 | DOUGLAS ELEMENTARY SCHOOL | 1 |  | B | DISINFECT | B02 | DISINFECT/HYPOCHLORIN
3310364 | SUN-AG PACKING HOUSE | 1 | FELLSMERE PACKING HOUSE | B | DISINFECT | B02 | DISINFECT/HYPOCHLORIN
3310364 | SUN-AG PACKING HOUSE | 1 | FELLSMERE PACKING HOUSE | E | TASTE-ODOR CONTROL | E20 | T-O CTRL/AERATION
3310477 | GULF SERVICE STATION | 1 |  | B | DISINFECT | B02 | DISINFECT/HYPOCHLORIN
3310552 | HOLIDAY INN WEST | 1 |  | B | DISINFECT | B02 | DISINFECT/HYPOCHLORIN
3310565 | HORNES | 1 |  | B | DISINFECT | B02 | DISINFECT/HYPOCHLORIN
3310629 | PELICAN'S LANDING | 1 | PELICAN'S LANDING | B | DISINFECT | B02 | DISINFECT/HYPOCHLORIN
3310629 | PELICAN'S LANDING | 1 | PELICAN'S LANDING | E | TASTE-ODOR CONTROL | E20 | T-O CTRL/AERATION
3310731 | NEW HORIZONS MHP | 1 | NEW HORIZONS MHP | B | DISINFECT | B02 | DISINFECT/HYPOCHLORIN
3310817 | MCKEE JUNGLE GARDENS CAMPSITES | 1 |  | B | DISINFECT | B02 | DISINFECT/HYPOCHLORIN
3310821 | MECCA CONVALESCENT HOME | 1 |  | B | DISINFECT | B02 | DISINFECT/HYPOCHLORIN
3310827 | INDIAN RIVER CO. UTIL.SOUTH | 1 | ROCKRIDGE | B | DISINFECT | B01 | DISINFECT/GASEOUS CHLORIN
3310982 | PALM PARADISE MOBILE HOME PARK | 1 | PALM PARADISE MOBILE HOME PARK | B | DISINFECT | B02 | DISINFECT/HYPOCHLORIN
3310982 | PALM PARADISE MOBILE HOME PARK | 1 | PALM PARADISE MOBILE HOME PARK | E | TASTE-ODOR CONTROL | E20 | T-O CTRL/AERATION
3311064 | CARLANA PARK | 1 |  | B | DISINFECT | B02 | DISINFECT/HYPOCHLORIN
3311137 | SEBASTIAN INLET STATE PARK SOUTH | 1 | SEBASTIAN INLET SOUTHSIDE | B | DISINFECT | B02 | DISINFECT/HYPOCHLORIN
3311137 | SEBASTIAN INLET STATE PARK SOUTH | 1 | SEBASTIAN INLET SOUTHSIDE | E | TASTE-ODOR CONTROL | E20 | T-O CTRL/AERATION
3311337 | TEXACO CARWASH WEST | 1 | TEXACO CARWASH WEST | B | DISINFECT | B02 | DISINFECT/HYPOCHLORIN
3311396 | TWI LITE MHP | 1 |  | B | DISINFECT | B02 | DISINFECT/HYPOCHLORIN
3311403 | COURTESY HOUSE TRUCK PLAZA | 1 | SR 60 @ I-95 | B | DISINFECT | B02 | DISINFECT/HYPOCHLORIN
3311427 | VERO BEACH HIGHLANDS C/O GAC | 1 |  | B | DISINFECT | B01 | DISINFECT/GASEOUS CHLORIN
3311486 | WOODLAWN MANOR MOBILE HOME PK | 1 |  | B | DISINFECT | B02 | DISINFECT/HYPOCHLORIN
3314052 | INDIAN RIVER COUNTY UTILITIES (2 WTPS) | 2 | NORTH HOBART RO | B | DISINFECT | B02 | DISINFECT/HYPOCHLORIN
3314052 | INDIAN RIVER COUNTY UTILITIES (2 WTPS) | 1 | SOUTH COUNTY R.O. | B | DISINFECT | B02 | DISINFECT/HYPOCHLORIN
3314052 | INDIAN RIVER COUNTY UTILITIES (2 WTPS) | 1 | SOUTH COUNTY R.O. | C | PARTICLE REMOVAL | C29 | PART-RMVL/CARTRIDGE FILTR
3314052 | INDIAN RIVER COUNTY UTILITIES (2 WTPS) | 2 | NORTH HOBART RO | C | PARTICLE REMOVAL | C29 | PART-RMVL/CARTRIDGE FILTR
3314052 | INDIAN RIVER COUNTY UTILITIES (2 WTPS) | 1 | SOUTH COUNTY R.O. | D | CORROSION CONTROL | D19 | CORR-CTRL/PH ADJUSTMENT
3314052 | INDIAN RIVER COUNTY UTILITIES (2 WTPS) | 2 | NORTH HOBART RO | D | CORROSION CONTROL | D18 | CORR-CTRL/SEQUESTATION
3314052 | INDIAN RIVER COUNTY UTILITIES (2 WTPS) | 2 | NORTH HOBART RO | D | CORROSION CONTROL | D19 | CORR-CTRL/PH ADJUSTMENT
3314052 | INDIAN RIVER COUNTY UTILITIES (2 WTPS) | 1 | SOUTH COUNTY R.O. | D | CORROSION CONTROL | D18 | CORR-CTRL/SEQUESTATION
3314052 | INDIAN RIVER COUNTY UTILITIES (2 WTPS) | 1 | SOUTH COUNTY R.O. | E | TASTE-ODOR CONTROL | E28 | T-O CTRL/PACKED TWR-AERA
3314052 | INDIAN RIVER COUNTY UTILITIES (2 WTPS) | 2 | NORTH HOBART RO | E | TASTE-ODOR CONTROL | E28 | T-O CTRL/PACKED TWR-AERA
3314052 | INDIAN RIVER COUNTY UTILITIES (2 WTPS) | 1 | SOUTH COUNTY R.O. | H | SOFTENING | H26 | SOFTENING/REVERSE OSMOSIS
3314052 | INDIAN RIVER COUNTY UTILITIES (2 WTPS) | 2 | NORTH HOBART RO | H | SOFTENING | H26 | SOFTENING/REVERSE OSMOSIS
3314052 | INDIAN RIVER COUNTY UTILITIES (2 WTPS) | 1 | SOUTH COUNTY R.O. | Z | OTHER | Z18 | OTHER/SEQUESTATION
3314052 | INDIAN RIVER COUNTY UTILITIES (2 WTPS) | 1 | SOUTH COUNTY R.O. | Z | OTHER | Z27 | OTHER/FLUORIDATION
3314052 | INDIAN RIVER COUNTY UTILITIES (2 WTPS) | 2 | NORTH HOBART RO | Z | OTHER | Z18 | OTHER/SEQUESTATION
3314052 | INDIAN RIVER COUNTY UTILITIES (2 WTPS) | 2 | NORTH HOBART RO | Z | OTHER | Z27 | OTHER/FLUORIDATION
3314057 | IRCU/NORTH BEACH PLANT | 1 | NORTH BEACH R.O.PLANT | B | DISINFECT | B01 | DISINFECT/GASEOUS CHLORIN
3314057 | IRCU/NORTH BEACH PLANT | 1 | NORTH BEACH R.O.PLANT | C | PARTICLE REMOVAL | C29 | PART-RMVL/CARTRIDGE FILTR
3314057 | IRCU/NORTH BEACH PLANT | 1 | NORTH BEACH R.O.PLANT | D | CORROSION CONTROL | D19 | CORR-CTRL/PH ADJUSTMENT
3314057 | IRCU/NORTH BEACH PLANT | 1 | NORTH BEACH R.O.PLANT | E | TASTE-ODOR CONTROL | E28 | T-O CTRL/PACKED TWR-AERA
3314057 | IRCU/NORTH BEACH PLANT | 1 | NORTH BEACH R.O.PLANT | H | SOFTENING | H18 | SOFTENING/SEQUESTATION
3314057 | IRCU/NORTH BEACH PLANT | 1 | NORTH BEACH R.O.PLANT | K | DESALINATION | K26 | DESALINAT/REVERSE OSMOSIS
3314057 | IRCU/NORTH BEACH PLANT | 1 | NORTH BEACH R.O.PLANT | Z | OTHER | Z19 | OTHER/PH ADJUSTMENT
3314060 | IRCU/PELICAN POINTE | 1 | PELICAN POINTE | B | DISINFECT | B01 | DISINFECT/GASEOUS CHLORIN
3314060 | IRCU/PELICAN POINTE | 1 | PELICAN POINTE | C | PARTICLE REMOVAL | C08 | PART-RMVL/MICROSCREENING
3314060 | IRCU/PELICAN POINTE | 1 | PELICAN POINTE | D | CORROSION CONTROL | D19 | CORR-CTRL/PH ADJUSTMENT
3314060 | IRCU/PELICAN POINTE | 1 | PELICAN POINTE | E | TASTE-ODOR CONTROL | E20 | T-O CTRL/AERATION
3314060 | IRCU/PELICAN POINTE | 1 | PELICAN POINTE | Z | OTHER | Z26 | OTHER/REVERSE OSMOSIS
3314081 | FIRST BAPTIST CHURCH | 1 | FIRST BAPTIST CHURCH | B | DISINFECT | B02 | DISINFECT/HYPOCHLORIN
3314089 | FELLSMERE BAPTIST CHURCH | 1 | FELLSMERE BAPTIST CHURCH | B | DISINFECT | B02 | DISINFECT/HYPOCHLORIN
3314091 | RCMA FELLSMERE CHILD DEVELOP. | 1 | FELLSMERE UNITED METHODIST CH. | B | DISINFECT | B02 | DISINFECT/HYPOCHLORIN
3314093 | FELLSMERE COMMUNITY CHURCH | 1 | FELLSMERE COMMUNITY CHURCH | A | NO TRTMT | A | NO TRTMT
3314101 | SEBASTIAN CHURCH OF GOD | 1 | HIGHLANDS CHAPEL CHURCH OF GOD | B | DISINFECT | B02 | DISINFECT/HYPOCHLORIN
3314107 | KEEN'S FOODTOWN INC. # 2 | 1 | KEEN'S FOODTOWN | B | DISINFECT | B02 | DISINFECT/HYPOCHLORIN
3314107 | KEEN'S FOODTOWN INC. # 2 | 1 | KEEN'S FOODTOWN | H | SOFTENING | H25 | SOFTENING/ION EXCHANGE
3314120 | 2003 RESTAURANT;%JEAN O'ROURKE | 1 | MY MOTHER'S KITCHEN-SEBASTIAN | B | DISINFECT | B02 | DISINFECT/HYPOCHLORIN
3314124 | PELICAN PUB | 1 | PELICAN PUB WTP | B | DISINFECT | B02 | DISINFECT/HYPOCHLORIN
3314124 | PELICAN PUB | 1 | PELICAN PUB WTP | E | TASTE-ODOR CONTROL | E20 | T-O CTRL/AERATION
3314132 | SEVEN ELEVEN #57 | 1 | SEVEN ELEVEN #57 | B | DISINFECT | B02 | DISINFECT/HYPOCHLORIN
3314173 | ZIPPY MART STORE #140 | 1 | ZIPPY MART STORE #140 | B | DISINFECT | B02 | DISINFECT/HYPOCHLORIN
3314175 | ZIPPY MART STORE #153 | 1 | ZIPPY MART STORE #153 | B | DISINFECT | B02 | DISINFECT/HYPOCHLORIN
3314189 | JOHN'S ISLAND WEST GOLF COURSE | 1 | JOHN'S ISLAND WEST GOLF COURSE | B | DISINFECT | B02 | DISINFECT/HYPOCHLORIN
3314189 | JOHN'S ISLAND WEST GOLF COURSE | 1 | JOHN'S ISLAND WEST GOLF COURSE | H | SOFTENING | H25 | SOFTENING/ION EXCHANGE
3314202 | HAWKS NEST GOLF COURSE | 1 | HAWKS NEST GOLF COURSE | B | DISINFECT | B02 | DISINFECT/HYPOCHLORIN
3314202 | HAWKS NEST GOLF COURSE | 1 | HAWKS NEST GOLF COURSE | C | PARTICLE REMOVAL | C16 | PART-RMVL/DIAT-ERTH FILTR
3314202 | HAWKS NEST GOLF COURSE | 1 | HAWKS NEST GOLF COURSE | H | SOFTENING | H25 | SOFTENING/ION EXCHANGE
3314205 | SUNSET MOBILE HOME COURT | 1 | SUNSET MOBLIE HOME COURT | B | DISINFECT | B02 | DISINFECT/HYPOCHLORIN
3314261 | INDIAN RIVR MIG HEADSTART-RCMA | 1 | RCMA HEADSTART | B | DISINFECT | B01 | DISINFECT/GASEOUS CHLORIN
3314261 | INDIAN RIVR MIG HEADSTART-RCMA | 1 | RCMA HEADSTART | Z | OTHER | Z25 | OTHER/ION EXCHANGE
3314265 | SAGO PALM MOBILE HOME PARK | 1 | SAGO PALM MOBILE HOME PARK | B | DISINFECT | B02 | DISINFECT/HYPOCHLORIN
3314276 | UNITED CHURCH OF SEBASTIAN | 1 | UNITED CHURCH OF SEBASTIAN | B | DISINFECT | B02 | DISINFECT/HYPOCHLORIN
3314279 | PREMIER CITRUS LLC | 1 | PREMIER CITRUS | B | DISINFECT | B02 | DISINFECT/HYPOCHLORIN
3314279 | PREMIER CITRUS LLC | 1 | PREMIER CITRUS | C | PARTICLE REMOVAL | C29 | PART-RMVL/CARTRIDGE FILTR
3314279 | PREMIER CITRUS LLC | 1 | PREMIER CITRUS | F | ORGN-RMVL | F23 | ORGN-RMVL/GAC ADDITION
3314279 | PREMIER CITRUS LLC | 1 | PREMIER CITRUS | H | SOFTENING | H25 | SOFTENING/ION EXCHANGE
3314280 | FELLSMERE CITY OF | 1 | TOWN OF FELLSMERE | B | DISINFECT | B27 | DISINFECT/FLUORIDATION
3314280 | FELLSMERE CITY OF | 1 | TOWN OF FELLSMERE | B | DISINFECT | B04 | DISINFECT/CHLORAMINES
3314280 | FELLSMERE CITY OF | 1 | TOWN OF FELLSMERE | B | DISINFECT | B01 | DISINFECT/GASEOUS CHLORIN
3314280 | FELLSMERE CITY OF | 1 | TOWN OF FELLSMERE | F | ORGN-RMVL | F23 | ORGN-RMVL/GAC ADDITION
3314287 | QUAIL VALLEY GOLF CLUB | 1 | QUAIL VALLEY | B | DISINFECT | B02 | DISINFECT/HYPOCHLORIN
3314287 | QUAIL VALLEY GOLF CLUB | 1 | QUAIL VALLEY | C | PARTICLE REMOVAL | C29 | PART-RMVL/CARTRIDGE FILTR
3314287 | QUAIL VALLEY GOLF CLUB | 1 | QUAIL VALLEY | D | CORROSION CONTROL | D19 | CORR-CTRL/PH ADJUSTMENT
3314287 | QUAIL VALLEY GOLF CLUB | 1 | QUAIL VALLEY | F | ORGN-RMVL | F23 | ORGN-RMVL/GAC ADDITION
3314287 | QUAIL VALLEY GOLF CLUB | 1 | QUAIL VALLEY | F | ORGN-RMVL | F25 | ORGN-RMVL/ION EXCHANGE
3314287 | QUAIL VALLEY GOLF CLUB | 1 | QUAIL VALLEY | H | SOFTENING | H25 | SOFTENING/ION EXCHANGE
3314289 | HAWKS NEST GOLF COURSE 2 | 1 | PLANT 1 | B | DISINFECT | B02 | DISINFECT/HYPOCHLORIN
3314289 | HAWKS NEST GOLF COURSE 2 | 1 | PLANT 1 | E | TASTE-ODOR CONTROL | E25 | T-O CTRL/ION EXCHANGE
3314290 | LAKESIDE FELLOWSHIP CHURCH | 1 | LAKESIDE FELLOWSHIP CHURCH | B | DISINFECT | B02 | DISINFECT/HYPOCHLORIN
3314290 | LAKESIDE FELLOWSHIP CHURCH | 1 | LAKESIDE FELLOWSHIP CHURCH | G | IRON REMOVAL | G19 | IRON RMVL/PH ADJUSTMENT
3314291 | B&W QUALITY GROWERS | 1 | B&W QUALITY GOWERS INC | B | DISINFECT | B02 | DISINFECT/HYPOCHLORIN
3314291 | B&W QUALITY GROWERS | 1 | B&W QUALITY GOWERS INC | F | ORGN-RMVL | F23 | ORGN-RMVL/GAC ADDITION
3350005 | FORTY-EIGHT ESTATES | 1 | FORTY-EIGHT ESTATES | B | DISINFECT | B02 | DISINFECT/HYPOCHLORIN
3350020 | USDA/ALEXANDER SPRGS REC AREA | 1 | USFS/ALEXANDER SPRGS REC AREA | B | DISINFECT | B02 | DISINFECT/HYPOCHLORIN
3350027 | ACA CAMP LAKE GENEVA (2 WPS) | 1 | A.C.A. CAMP GENEVA/PRIMARY PLT | B | DISINFECT | B02 | DISINFECT/HYPOCHLORIN
3350027 | ACA CAMP LAKE GENEVA (2 WPS) | 2 | A.C.A. CAMP GENEVA/BACKUP PLT | B | DISINFECT | B02 | DISINFECT/HYPOCHLORIN
3350044 | ST. JOHN'S RIVER UTILITY INC | 1 | ST JOHN'S RIVER UTILITY INC | B | DISINFECT | B04 | DISINFECT/CHLORAMINES
3350044 | ST. JOHN'S RIVER UTILITY INC | 1 | ST JOHN'S RIVER UTILITY INC | C | PARTICLE REMOVAL | C14 | PART-RMVL/RAPID SAND FIL
3350044 | ST. JOHN'S RIVER UTILITY INC | 1 | ST JOHN'S RIVER UTILITY INC | D | CORROSION CONTROL | D36 | CORR-CTRL/CORROSION INHIB
3350044 | ST. JOHN'S RIVER UTILITY INC | 1 | ST JOHN'S RIVER UTILITY INC | G | IRON REMOVAL | G20 | IRON RMVL/AERATION
3350062 | CYPRESS COVE MHP | 1 | CYPRESS COVE MHP | B | DISINFECT | B02 | DISINFECT/HYPOCHLORIN
3350065 | BAY ISLAND COTTAGES | 1 | BAY ISLAND COTTAGES | B | DISINFECT | B02 | DISINFECT/HYPOCHLORIN
3350090 | CROSS CREEK VILLAGE (BLACK BASS RESORT) | 1 | BLACK BASS RESORT | B | DISINFECT | B02 | DISINFECT/HYPOCHLORIN
3350094 | BLUE PARROT RV PARK | 1 | BLUE PARROT RV PARK | B | DISINFECT | B02 | DISINFECT/HYPOCHLORIN
3350102 | BONFIRE MOBILE HOME PARK | 1 | BONFIRE MOBILE HOME PARK | B | DISINFECT | B02 | DISINFECT/HYPOCHLORIN
3350117 | BRITTANY ESTATES | 1 | BRITTANY ESTATES | B | DISINFECT | B02 | DISINFECT/HYPOCHLORIN
3350133 | CAMP CHALLENGE | 1 | CAMP CHALLENGE | B | DISINFECT | B02 | DISINFECT/HYPOCHLORIN
3350133 | CAMP CHALLENGE | 1 | CAMP CHALLENGE | G | IRON REMOVAL | G18 | IRON RMVL/SEQUESTATION
3350138 | LA-NO-CHE SCOUT RESERVATION | 1 | CAMP LA-NO-CHE SCOUT RESERVAT. | B | DISINFECT | B02 | DISINFECT/HYPOCHLORIN
3350138 | LA-NO-CHE SCOUT RESERVATION | 1 | CAMP LA-NO-CHE SCOUT RESERVAT. | E | TASTE-ODOR CONTROL | E20 | T-O CTRL/AERATION
3350139 | CAMP MCQUARRIE | 1 | UMATILLA | B | DISINFECT | B02 | DISINFECT/HYPOCHLORIN
3350140 | CHURCH OF GOD YOUTH & RETREAT CNTR | 2 | WTP 2 | B | DISINFECT | B02 | DISINFECT/HYPOCHLORIN
3350140 | CHURCH OF GOD YOUTH & RETREAT CNTR | 1 | WTP 1 | B | DISINFECT | B02 | DISINFECT/HYPOCHLORIN
3350152 | CARLTON VILLAGE | 2 | OAKRIDGE DRIVE WTP | B | DISINFECT | B02 | DISINFECT/HYPOCHLORIN
3350165 | CENTRAL FLORIDA BIBLE CAMP | 1 | CENTRAL FLORIDA BIBLE CAMP | B | DISINFECT | B02 | DISINFECT/HYPOCHLORIN
3350172 | GRAND ISLAND RESORT MHP (2 WPS) | 1 | WTP #1 (WEST) (0.144 MGD) | B | DISINFECT | B02 | DISINFECT/HYPOCHLORIN
3350172 | GRAND ISLAND RESORT MHP (2 WPS) | 2 | WTP #2EAST(0.180 MGD) - BACKUP | B | DISINFECT | B02 | DISINFECT/HYPOCHLORIN
3350172 | GRAND ISLAND RESORT MHP (2 WPS) | 1 | WTP #1 (WEST) (0.144 MGD) | G | IRON REMOVAL | G18 | IRON RMVL/SEQUESTATION
3350172 | GRAND ISLAND RESORT MHP (2 WPS) | 2 | WTP #2EAST(0.180 MGD) - BACKUP | G | IRON REMOVAL | G18 | IRON RMVL/SEQUESTATION
3350180 | CHISHOLM TRAIL CAMPGROUND | 1 | CHISHOLM TRAIL CAMPGROUNDS | B | DISINFECT | B02 | DISINFECT/HYPOCHLORIN
3350191 | LEISURE MEADOWS MH RANCH | 1 | LEISURE MEADOWS MH RANCH | B | DISINFECT | B02 | DISINFECT/HYPOCHLORIN
3350207 | SHADY NEST MOBILE HOME PARK | 1 | SHADY NEST MOBILE HOME PARK | B | DISINFECT | B02 | DISINFECT/HYPOCHLORIN
3350213 | USDA/CLEARWATER LAKE REC AREA | 1 | USFS/CLEARWATER LAKE REC AREA | B | DISINFECT | B02 | DISINFECT/HYPOCHLORIN
3350215 | CLERMONT CITY OF (2 WPS) | 3 | WTP #3/GRAND AVENUE WELL | B | DISINFECT | B01 | DISINFECT/GASEOUS CHLORIN
3350215 | CLERMONT CITY OF (2 WPS) | 1 | WTP #1/FOURTH STREET WELL | B | DISINFECT | B01 | DISINFECT/GASEOUS CHLORIN
3350215 | CLERMONT CITY OF (2 WPS) | 1 | WTP #1/FOURTH STREET WELL | D | CORROSION CONTROL | D36 | CORR-CTRL/CORROSION INHIB
3350215 | CLERMONT CITY OF (2 WPS) | 3 | WTP #3/GRAND AVENUE WELL | D | CORROSION CONTROL | D36 | CORR-CTRL/CORROSION INHIB
3350240 | CORLEY ISLAND MOBILE MANOR | 1 | CORLEY ISLAND MOBILE MANOR | B | DISINFECT | B02 | DISINFECT/HYPOCHLORIN
3350249 | COUNTRY SQUIRE MOBILE HOME PK | 1 | COUNTRY SQUIRE MOBILE HOME PK | B | DISINFECT | B02 | DISINFECT/HYPOCHLORIN
3350254 | CRESCENT VIEW SUBDIVISION | 1 | CLERMONT | B | DISINFECT | B02 | DISINFECT/HYPOCHLORIN
3350284 | DEERHAVEN CAMPGROUND INC. | 1 | DEERHAVEN CAMPGROUND INC. | B | DISINFECT | B02 | DISINFECT/HYPOCHLORIN
3350284 | DEERHAVEN CAMPGROUND INC. | 1 | DEERHAVEN CAMPGROUND INC. | E | TASTE-ODOR CONTROL | E20 | T-O CTRL/AERATION
3350284 | DEERHAVEN CAMPGROUND INC. | 1 | DEERHAVEN CAMPGROUND INC. | G | IRON REMOVAL | G18 | IRON RMVL/SEQUESTATION
3350316 | DURA-STRESS INC | 1 | DURA-STRESS INC. | B | DISINFECT | B02 | DISINFECT/HYPOCHLORIN
3350319 | EAGLES NEST ESTATES LLC | 1 | EAGLE NEST MOBILE HOME ESTATES | B | DISINFECT | B01 | DISINFECT/GASEOUS CHLORIN
3350322 | EAST LAKE HARRIS ESTATES | 1 | EAST LAKE HARRIS ESTATES | B | DISINFECT | B02 | DISINFECT/HYPOCHLORIN
3350322 | EAST LAKE HARRIS ESTATES | 1 | EAST LAKE HARRIS ESTATES | D | CORROSION CONTROL | D18 | CORR-CTRL/SEQUESTATION
3350346 | EUSTIS CITY OF (4 WPS) | 2 | ARDICE WTP [6.288 MGD] | B | DISINFECT | B02 | DISINFECT/HYPOCHLORIN
3350346 | EUSTIS CITY OF (4 WPS) | 1 | HASELTON WTP [1.909 MGD] | B | DISINFECT | B02 | DISINFECT/HYPOCHLORIN
3350346 | EUSTIS CITY OF (4 WPS) | 3 | CR 44A WTP [4.608 MGD] | B | DISINFECT | B02 | DISINFECT/HYPOCHLORIN
3350346 | EUSTIS CITY OF (4 WPS) | 4 | GRAND ISLAND WTP | B | DISINFECT | B02 | DISINFECT/HYPOCHLORIN
3350346 | EUSTIS CITY OF (4 WPS) | 3 | CR 44A WTP [4.608 MGD] | E | TASTE-ODOR CONTROL | E20 | T-O CTRL/AERATION
3350346 | EUSTIS CITY OF (4 WPS) | 1 | HASELTON WTP [1.909 MGD] | E | TASTE-ODOR CONTROL | E20 | T-O CTRL/AERATION
3350346 | EUSTIS CITY OF (4 WPS) | 2 | ARDICE WTP [6.288 MGD] | E | TASTE-ODOR CONTROL | E20 | T-O CTRL/AERATION
3350346 | EUSTIS CITY OF (4 WPS) | 3 | CR 44A WTP [4.608 MGD] | Z | OTHER | Z27 | OTHER/FLUORIDATION
3350346 | EUSTIS CITY OF (4 WPS) | 2 | ARDICE WTP [6.288 MGD] | Z | OTHER | Z27 | OTHER/FLUORIDATION
3350346 | EUSTIS CITY OF (4 WPS) | 1 | HASELTON WTP [1.909 MGD] | Z | OTHER | Z27 | OTHER/FLUORIDATION
3350346 | EUSTIS CITY OF (4 WPS) | 4 | GRAND ISLAND WTP | Z | OTHER | Z27 | OTHER/FLUORIDATION
3350370 | FERN TERRACE SUBDIVISION | 1 | FERN TERRACE SUBDIVISION | B | DISINFECT | B02 | DISINFECT/HYPOCHLORIN
3350384 | FISHERMAN'S COVE | 1 | FISHERMAN'S COVE | B | DISINFECT | B02 | DISINFECT/HYPOCHLORIN
3350385 | LAKE YALE BAPTIST CONFERENCE CTR (2WPS) | 1 | NORTH PLANT | B | DISINFECT | B02 | DISINFECT/HYPOCHLORIN
3350385 | LAKE YALE BAPTIST CONFERENCE CTR (2WPS) | 2 | SOUTH PLANT | B | DISINFECT | B02 | DISINFECT/HYPOCHLORIN
3350385 | LAKE YALE BAPTIST CONFERENCE CTR (2WPS) | 1 | NORTH PLANT | E | TASTE-ODOR CONTROL | E20 | T-O CTRL/AERATION
3350385 | LAKE YALE BAPTIST CONFERENCE CTR (2WPS) | 2 | SOUTH PLANT | G | IRON REMOVAL | G15 | IRON RMVL/PRESS SAND FILT
3350385 | LAKE YALE BAPTIST CONFERENCE CTR (2WPS) | 1 | NORTH PLANT | G | IRON REMOVAL | G15 | IRON RMVL/PRESS SAND FILT
3350398 | FLORIDA BAPTIST ENCAMPMENT | 1 | FLORIDA BAPTIST ENCAMPMENT | B | DISINFECT | B02 | DISINFECT/HYPOCHLORIN
3350400 | FLORIDA CENTRAL ACADEMY | 1 | MOUNT DORA | B | DISINFECT | B02 | DISINFECT/HYPOCHLORIN
3350417 | FORESTER HAVEN II | 1 | FORESTER HAVEN II | B | DISINFECT | B02 | DISINFECT/HYPOCHLORIN
3350417 | FORESTER HAVEN II | 1 | FORESTER HAVEN II | C | PARTICLE REMOVAL | C29 | PART-RMVL/CARTRIDGE FILTR
3350417 | FORESTER HAVEN II | 1 | FORESTER HAVEN II | D | CORROSION CONTROL | D18 | CORR-CTRL/SEQUESTATION
3350426 | FRIENDLY CENTER SUBDIVISION | 1 | FRIENDLY CENTER SUBDIVISION | B | DISINFECT | B02 | DISINFECT/HYPOCHLORIN
3350427 | FRUITLAND PARK CITY OF (3 WPS) | 1 | PLANT #1/RR ST (WELLS #3 & 7) | B | DISINFECT | B02 | DISINFECT/HYPOCHLORIN
3350427 | FRUITLAND PARK CITY OF (3 WPS) | 2 | PLANT #4/OLIVE AVE (WELL #4) | B | DISINFECT | B01 | DISINFECT/GASEOUS CHLORIN
3350427 | FRUITLAND PARK CITY OF (3 WPS) | 3 | PLANT #5/SHILOH ST (WELL #5) | B | DISINFECT | B01 | DISINFECT/GASEOUS CHLORIN
3350427 | FRUITLAND PARK CITY OF (3 WPS) | 1 | PLANT #1/RR ST (WELLS #3 & 7) | E | TASTE-ODOR CONTROL | E20 | T-O CTRL/AERATION
3350454 | FLORIDA'S NATURAL GROWERS | 1 | FLORIDA'S NATURAL GROWERS | B | DISINFECT | B02 | DISINFECT/HYPOCHLORIN
3350464 | GRAND ISLAND TRAILER PARK | 1 | GRAND ISLAND TRAILER PARK | B | DISINFECT | B02 | DISINFECT/HYPOCHLORIN
3350474 | GRIFFWOOD MOBILE HOME PARK | 1 | GRIFFWOOD MOBILE HOME PARK | B | DISINFECT | B02 | DISINFECT/HYPOCHLORIN
3350474 | GRIFFWOOD MOBILE HOME PARK | 1 | GRIFFWOOD MOBILE HOME PARK | G | IRON REMOVAL | G18 | IRON RMVL/SEQUESTATION
3350475 | PINE LAKE RETREAT | 1 | PINE LAKE RETREAT | B | DISINFECT | B02 | DISINFECT/HYPOCHLORIN
3350476 | GROVELAND WATER DEPARTMENT (3 WPS) | 1 | GROVELAND WTP #1/POMELO ST | B | DISINFECT | B01 | DISINFECT/GASEOUS CHLORIN
3350476 | GROVELAND WATER DEPARTMENT (3 WPS) | 2 | GROVELAND WTP #2/SAMPEY RD | B | DISINFECT | B01 | DISINFECT/GASEOUS CHLORIN
3350476 | GROVELAND WATER DEPARTMENT (3 WPS) | 3 | WTP #5 | B | DISINFECT | B02 | DISINFECT/HYPOCHLORIN
3350481 | HAINES CREEK MOBILE HOME PARK | 1 | HAINES CREEK MOBILE HOME S/D | B | DISINFECT | B02 | DISINFECT/HYPOCHLORIN
3350495 | HARBOR OAKS MOBILE HOME PARK | 1 | HARBOR OAKS MOBILE HOME PARK | B | DISINFECT | B01 | DISINFECT/GASEOUS CHLORIN
3350495 | HARBOR OAKS MOBILE HOME PARK | 1 | HARBOR OAKS MOBILE HOME PARK | G | IRON REMOVAL | G18 | IRON RMVL/SEQUESTATION
3350506 | HASELTON VILLAGE | 1 | HASELTON VILLAGE | B | DISINFECT | B02 | DISINFECT/HYPOCHLORIN
3350507 | HAWTHORNE AT LEESBURG | 1 | HAWTHORNE AT LEESBURG | B | DISINFECT | B01 | DISINFECT/GASEOUS CHLORIN
3350507 | HAWTHORNE AT LEESBURG | 1 | HAWTHORNE AT LEESBURG | E | TASTE-ODOR CONTROL | E20 | T-O CTRL/AERATION
3350523 | HICKORY HOLLOW ESTATES | 1 | HICKORY HOLLOW ESTATES | B | DISINFECT | B02 | DISINFECT/HYPOCHLORIN
3350523 | HICKORY HOLLOW ESTATES | 1 | HICKORY HOLLOW ESTATES | E | TASTE-ODOR CONTROL | E20 | T-O CTRL/AERATION
3350529 | HIDE-AWAY-HARBOR MHP | 1 | HIDE-AWAY-HARBOR MHP | B | DISINFECT | B02 | DISINFECT/HYPOCHLORIN
3350536 | HIGHLANDS MOBILE HOME PARK | 1 | HIGHLANDS MOBILE HOME PARK | B | DISINFECT | B02 | DISINFECT/HYPOCHLORIN
3350544 | HOBBY HILL SUBDIVISION | 1 | HOBBY HILL SUBDIVISION | B | DISINFECT | B02 | DISINFECT/HYPOCHLORIN
3350551 | HOLIDAY RV VILLAGE | 1 | HOLIDAY TRAVEL RESORT | B | DISINFECT | B01 | DISINFECT/GASEOUS CHLORIN
3350572 | ROMAR ESTATES | 1 | ROMAR ESTATES | B | DISINFECT | B02 | DISINFECT/HYPOCHLORIN
3350573 | HOWEY IN THE HILLS (2 WPS) | 1 | HOWEY IN THE HILLS/WELL #2 | B | DISINFECT | B01 | DISINFECT/GASEOUS CHLORIN
3350573 | HOWEY IN THE HILLS (2 WPS) | 2 | HOWEY IN THE HILLS/WELL #3 | B | DISINFECT | B01 | DISINFECT/GASEOUS CHLORIN
3350573 | HOWEY IN THE HILLS (2 WPS) | 1 | HOWEY IN THE HILLS/WELL #2 | C | PARTICLE REMOVAL | C20 | PART-RMVL/AERATION
3350573 | HOWEY IN THE HILLS (2 WPS) | 1 | HOWEY IN THE HILLS/WELL #2 | G | IRON REMOVAL | G18 | IRON RMVL/SEQUESTATION
3350573 | HOWEY IN THE HILLS (2 WPS) | 2 | HOWEY IN THE HILLS/WELL #3 | G | IRON REMOVAL | G18 | IRON RMVL/SEQUESTATION
3350584 | IMPERIAL TERRACE WEST | 1 | IMPERIAL TERRACE WEST | B | DISINFECT | B02 | DISINFECT/HYPOCHLORIN
3350647 | KEENE HARVESTING CO LABOR CAMP | 1 | CLERMONT | B | DISINFECT | B02 | DISINFECT/HYPOCHLORIN
3350655 | KING'S COVE SUBDIVISION | 1 | KING'S COVE SUBDIVISION | B | DISINFECT | B02 | DISINFECT/HYPOCHLORIN
3350679 | LADY LAKE MOBILE HOME PARK | 1 | LADY LAKE MOBILE HOME PARK | B | DISINFECT | B02 | DISINFECT/HYPOCHLORIN
3350690 | LAKE CORRECTIONAL INSTITUTION | 1 | LAKE CORRECTIONAL INSTITUTION | B | DISINFECT | B01 | DISINFECT/GASEOUS CHLORIN
3350690 | LAKE CORRECTIONAL INSTITUTION | 1 | LAKE CORRECTIONAL INSTITUTION | D | CORROSION CONTROL | D36 | CORR-CTRL/CORROSION INHIB
3350691 | SUNSHINE PARKWAY SYSTEMS | 1 | SUNSHINE PARKWAY SYSTEMS | B | DISINFECT | B01 | DISINFECT/GASEOUS CHLORIN
3350693 | USDA/LAKE DORR REC AREA | 1 | USDA/LAKE DORR REC AREA | B | DISINFECT | B02 | DISINFECT/HYPOCHLORIN
3350694 | LAKE DORR MOBILE HOME PARK | 1 | LAKE DORR MOBILE HOME PARK | B | DISINFECT | B02 | DISINFECT/HYPOCHLORIN
3350716 | LAKE SUSAN LODGE & MARINA | 1 | LAKE SUSAN LODGE & MARINA | B | DISINFECT | B02 | DISINFECT/HYPOCHLORIN
3350730 | LAKEVIEW TERRACE RETIREMENT SERVICES | 1 | LAKEVIEW TERR RET. SRVCS. INC | B | DISINFECT | B02 | DISINFECT/HYPOCHLORIN
3350734 | LAKE HARRIS LODGE | 1 | LAKE HARRIS LODGE | B | DISINFECT | B02 | DISINFECT/HYPOCHLORIN
3350740 | LAZY OAKS RESORT | 1 | LAZY OAKS RESORT | B | DISINFECT | B02 | DISINFECT/HYPOCHLORIN
3350744 | LAKESIDE VILLAGE I | 1 | LAKESIDE VILLAGE I | B | DISINFECT | B02 | DISINFECT/HYPOCHLORIN
3350745 | LEESBURG CITY OF | 1 | LEESBURG MAIN SYSTEM | B | DISINFECT | B02 | DISINFECT/HYPOCHLORIN
3350760 | LITTLE LAKE HARRIS SHORES ASSOC | 1 | LITTLE LK HARRIS SHORES ASSOC | B | DISINFECT | B02 | DISINFECT/HYPOCHLORIN
3350783 | YOUTH WITH A MISSION (2WPS) | 1 | NORTH WTP | B | DISINFECT | B02 | DISINFECT/HYPOCHLORIN
3350812 | MASCOTTE WATER DEPARTMENT | 1 | MASCOTTE WTP #1/KNIGHT ST. | B | DISINFECT | B01 | DISINFECT/GASEOUS CHLORIN
3350812 | MASCOTTE WATER DEPARTMENT | 1 | MASCOTTE WTP #1/KNIGHT ST. | G | IRON REMOVAL | G18 | IRON RMVL/SEQUESTATION
3350825 | MID-FLORIDA LAKES YACHT CLUB | 1 | MID-FLORIDA LAKES MHP | B | DISINFECT | B02 | DISINFECT/HYPOCHLORIN
3350825 | MID-FLORIDA LAKES YACHT CLUB | 1 | MID-FLORIDA LAKES MHP | B | DISINFECT | B04 | DISINFECT/CHLORAMINES
3350825 | MID-FLORIDA LAKES YACHT CLUB | 1 | MID-FLORIDA LAKES MHP | E | TASTE-ODOR CONTROL | E20 | T-O CTRL/AERATION
3350836 | MINNEOLA WATER DEPARTMENT (2 WPS) | 3 | EASTRIDGE WTP | B | DISINFECT | B01 | DISINFECT/GASEOUS CHLORIN
3350836 | MINNEOLA WATER DEPARTMENT (2 WPS) | 4 | OAK VALLEY WTP | B | DISINFECT | B01 | DISINFECT/GASEOUS CHLORIN
3350836 | MINNEOLA WATER DEPARTMENT (2 WPS) | 4 | OAK VALLEY WTP | E | TASTE-ODOR CONTROL | E20 | T-O CTRL/AERATION
3350838 | MISSION INN GOLF & TENNIS RESORT | 1 | MISSION INN RESORT | B | DISINFECT | B02 | DISINFECT/HYPOCHLORIN
3350842 | MOLOKAI MOBILE COMMUNITY | 1 | MOLOKAI MOBILE COMMUNITY | B | DISINFECT | B02 | DISINFECT/HYPOCHLORIN
3350842 | MOLOKAI MOBILE COMMUNITY | 1 | MOLOKAI MOBILE COMMUNITY | D | CORROSION CONTROL | D18 | CORR-CTRL/SEQUESTATION
3350846 | MONTVERDE MOBILE HOME SD | 1 | MONTVERDE MOBILE HOME SD | B | DISINFECT | B02 | DISINFECT/HYPOCHLORIN
3350847 | MONTVERDE WATER DEPARTMENT (2WPS) | 1 | MONTVERDE WELL #2 WTP | B | DISINFECT | B01 | DISINFECT/GASEOUS CHLORIN
3350847 | MONTVERDE WATER DEPARTMENT (2WPS) | 2 | MONTVERDE WELL #3 WTP | B | DISINFECT | B01 | DISINFECT/GASEOUS CHLORIN
3350847 | MONTVERDE WATER DEPARTMENT (2WPS) | 2 | MONTVERDE WELL #3 WTP | H | SOFTENING | H18 | SOFTENING/SEQUESTATION
3350847 | MONTVERDE WATER DEPARTMENT (2WPS) | 1 | MONTVERDE WELL #2 WTP | H | SOFTENING | H18 | SOFTENING/SEQUESTATION
3350851 | DUKES LANDING (MORGAN'S MHP & FISH CAMP) | 1 | MORGAN'S MHP & FISH CAMP | B | DISINFECT | B02 | DISINFECT/HYPOCHLORIN
3350852 | MORNINGVIEW SUBDIVISION | 1 | MORNINGVIEW SUBDIVISION | B | DISINFECT | B02 | DISINFECT/HYPOCHLORIN
3350852 | MORNINGVIEW SUBDIVISION | 1 | MORNINGVIEW SUBDIVISION | D | CORROSION CONTROL | D18 | CORR-CTRL/SEQUESTATION
3350858 | MOUNT DORA CITY OF (2WPS) | 2 | ESA WTP (EASTERN SERVICE AREA) | B | DISINFECT | B02 | DISINFECT/HYPOCHLORIN
3350858 | MOUNT DORA CITY OF (2WPS) | 1 | CITY OF MOUNT DORA WTP | B | DISINFECT | B02 | DISINFECT/HYPOCHLORIN
3350858 | MOUNT DORA CITY OF (2WPS) | 2 | ESA WTP (EASTERN SERVICE AREA) | D | CORROSION CONTROL | D36 | CORR-CTRL/CORROSION INHIB
3350858 | MOUNT DORA CITY OF (2WPS) | 1 | CITY OF MOUNT DORA WTP | D | CORROSION CONTROL | D36 | CORR-CTRL/CORROSION INHIB
3350858 | MOUNT DORA CITY OF (2WPS) | 2 | ESA WTP (EASTERN SERVICE AREA) | E | TASTE-ODOR CONTROL | E20 | T-O CTRL/AERATION
3350858 | MOUNT DORA CITY OF (2WPS) | 1 | CITY OF MOUNT DORA WTP | E | TASTE-ODOR CONTROL | E20 | T-O CTRL/AERATION
3350895 | OAK GROVE MOBILE HOME S/D | 1 | LEESBURG | B | DISINFECT | B02 | DISINFECT/HYPOCHLORIN
3350900 | OAK LANE TRAILER PARK | 1 | OAK LANE TRAILER PARK | B | DISINFECT | B02 | DISINFECT/HYPOCHLORIN
3350900 | OAK LANE TRAILER PARK | 1 | OAK LANE TRAILER PARK | G | IRON REMOVAL | G15 | IRON RMVL/PRESS SAND FILT
3350907 | OAK SPRINGS MOBILE HOME PARK | 1 | OAK SPRINGS MOBILE HOME PARK | B | DISINFECT | B02 | DISINFECT/HYPOCHLORIN
3350907 | OAK SPRINGS MOBILE HOME PARK | 1 | OAK SPRINGS MOBILE HOME PARK | E | TASTE-ODOR CONTROL | E20 | T-O CTRL/AERATION
3350942 | VILLAGES OF LAKE-SUMTER - WTPS 1 3 & 5 | 5 | WTP #5 (WELL #5) | B | DISINFECT | B01 | DISINFECT/GASEOUS CHLORIN
3350942 | VILLAGES OF LAKE-SUMTER - WTPS 1 3 & 5 | 1 | WTP #1 (WELLS #1A & #2) | B | DISINFECT | B02 | DISINFECT/HYPOCHLORIN
3350977 | LADY LAKE CENTRAL - WPS 1 2 3 | 1 | LADY LAKE CENTRAL WTP #1 | B | DISINFECT | B02 | DISINFECT/HYPOCHLORIN
3350977 | LADY LAKE CENTRAL - WPS 1 2 3 | 3 | LADY LAKE CENTRAL WTP #3 | B | DISINFECT | B02 | DISINFECT/HYPOCHLORIN
3350977 | LADY LAKE CENTRAL - WPS 1 2 3 | 2 | LADY LAKE CENTRAL WTP #2 | B | DISINFECT | B02 | DISINFECT/HYPOCHLORIN
3350977 | LADY LAKE CENTRAL - WPS 1 2 3 | 3 | LADY LAKE CENTRAL WTP #3 | E | TASTE-ODOR CONTROL | E20 | T-O CTRL/AERATION
3350980 | PALM GARDENS MOBILE HOME PARK | 1 | PALM GARDENS MOBILE HOME PARK | B | DISINFECT | B02 | DISINFECT/HYPOCHLORIN
3350981 | PALMS MOBILE HOME ESTATES | 1 | PALMS MOBILE HOME ESTATES | B | DISINFECT | B02 | DISINFECT/HYPOCHLORIN
3350981 | PALMS MOBILE HOME ESTATES | 1 | PALMS MOBILE HOME ESTATES | G | IRON REMOVAL | G13 | IRON RMVL/SLOW SAND FILTR
3350984 | PALM SHORES RV RESORT | 1 | PALM SHORES RV RESORT | B | DISINFECT | B02 | DISINFECT/HYPOCHLORIN
3351007 | PEWTER PUB | 1 | LEESBURG | B | DISINFECT | B02 | DISINFECT/HYPOCHLORIN
3351009 | PICCIOLA ISLAND SUBDIVISION | 1 | PICCIOLA ISLAND SUBDIVISION | B | DISINFECT | B02 | DISINFECT/HYPOCHLORIN
3351021 | PINEY WOODS SUBDIVISION - 2 WTPS | 1 | PINEY WOODS WTP/0.216 MGD | B | DISINFECT | B02 | DISINFECT/HYPOCHLORIN
3351021 | PINEY WOODS SUBDIVISION - 2 WTPS | 2 | SPRING LAKE MANOR WTP/0.108MGD | B | DISINFECT | B02 | DISINFECT/HYPOCHLORIN
3351021 | PINEY WOODS SUBDIVISION - 2 WTPS | 1 | PINEY WOODS WTP/0.216 MGD | E | TASTE-ODOR CONTROL | E20 | T-O CTRL/AERATION
3351022 | FLORIDIAN GARDENS RESORT AND SPA VILLAGE | 1 | FLORIDAN GARDENS RESORT | B | DISINFECT | B02 | DISINFECT/HYPOCHLORIN
3351062 | RAVENSWOOD WATER SYSTEM | 1 | RAVENSWOOD WATER SYSTEM | B | DISINFECT | B02 | DISINFECT/HYPOCHLORIN
3351069 | REDWING RESTAURANT | 1 | HAPPS REDWING RESTAURANT | B | DISINFECT | B02 | DISINFECT/HYPOCHLORIN
3351095 | ROD 'N REEL ASSOCIATION | 1 | ROD 'N REEL ASSOCIATION | B | DISINFECT | B02 | DISINFECT/HYPOCHLORIN
3351115 | SANDPIPER MOBILE HOME MANOR | 1 | SANDPIPER MOBILE HOME MANOR | B | DISINFECT | B02 | DISINFECT/HYPOCHLORIN
3351154 | SHADY OAKS MOBILE HOME & RV PARK | 1 | SHADY OAKS MOBILE HOME & RV PK | B | DISINFECT | B02 | DISINFECT/HYPOCHLORIN
3351162 | SHELTONS JIFFY FOOD STORE #151 | 1 |  | B | DISINFECT | B02 | DISINFECT/HYPOCHLORIN
3351177 | SHORT STOP SHOPPING | 1 |  | B | DISINFECT | B02 | DISINFECT/HYPOCHLORIN
3351182 | SILVER LAKE ESTATES | 1 | SILVER LAKE ESTATES | B | DISINFECT | B02 | DISINFECT/HYPOCHLORIN
3351189 | SILVER SPRINGS CITRUS LLC | 1 | SILVER SPRINGS CITRUS CO-OP | B | DISINFECT | B01 | DISINFECT/GASEOUS CHLORIN
3351205 | SKYCREST SUBDIVISION | 1 | SKYCREST SUBDIVISION | B | DISINFECT | B02 | DISINFECT/HYPOCHLORIN
3351206 | SKYLINE HILLS MHP | 1 | LEESBURG | B | DISINFECT | B02 | DISINFECT/HYPOCHLORIN
3351243 | SPILLWAY GRILL & MARINA INC | 1 | SPILLWAY GRILL & MARINA INC | B | DISINFECT | B02 | DISINFECT/HYPOCHLORIN
3351254 | SPRINGS PARK AREA INC | 1 | SPRINGS PARK AREA INC | B | DISINFECT | B02 | DISINFECT/HYPOCHLORIN
3351317 | SUNSHINE MOBILE HOME PARK | 1 | LEESBURG | B | DISINFECT | B02 | DISINFECT/HYPOCHLORIN
3351331 | TARA VILLAGE | 1 | TARA VILLAGE | B | DISINFECT | B02 | DISINFECT/HYPOCHLORIN
3351333 | TAVARES WATER DEPARTMENT (4 WPS) | 2 | TAVARES WTP #2/INGRAHAM AVENUE | B | DISINFECT | B01 | DISINFECT/GASEOUS CHLORIN
3351333 | TAVARES WATER DEPARTMENT (4 WPS) | 3 | TAVARES WTP #3/LAKE HARRIS DR. | B | DISINFECT | B01 | DISINFECT/GASEOUS CHLORIN
3351333 | TAVARES WATER DEPARTMENT (4 WPS) | 4 | TAVARES WTP #4/LANE PARK | B | DISINFECT | B01 | DISINFECT/GASEOUS CHLORIN
3351333 | TAVARES WATER DEPARTMENT (4 WPS) | 4 | TAVARES WTP #4/LANE PARK | B | DISINFECT | B27 | DISINFECT/FLUORIDATION
3351333 | TAVARES WATER DEPARTMENT (4 WPS) | 1 | TAVARES WTP #1/DISSTON AVENUE | B | DISINFECT | B01 | DISINFECT/GASEOUS CHLORIN
3351333 | TAVARES WATER DEPARTMENT (4 WPS) | 1 | TAVARES WTP #1/DISSTON AVENUE | E | TASTE-ODOR CONTROL | E20 | T-O CTRL/AERATION
3351333 | TAVARES WATER DEPARTMENT (4 WPS) | 4 | TAVARES WTP #4/LANE PARK | E | TASTE-ODOR CONTROL | E20 | T-O CTRL/AERATION
3351333 | TAVARES WATER DEPARTMENT (4 WPS) | 3 | TAVARES WTP #3/LAKE HARRIS DR. | Z | OTHER | Z27 | OTHER/FLUORIDATION
3351333 | TAVARES WATER DEPARTMENT (4 WPS) | 1 | TAVARES WTP #1/DISSTON AVENUE | Z | OTHER | Z27 | OTHER/FLUORIDATION
3351333 | TAVARES WATER DEPARTMENT (4 WPS) | 2 | TAVARES WTP #2/INGRAHAM AVENUE | Z | OTHER | Z27 | OTHER/FLUORIDATION
3351335 | RIDGECREST RESORT COMMUNITY | 1 | RIDGE CREST MOBILE HOME & RV | B | DISINFECT | B01 | DISINFECT/GASEOUS CHLORIN
3351348 | HILL THE | 1 | HILL THE | B | DISINFECT | B01 | DISINFECT/GASEOUS CHLORIN
3351361 | THREE PALMS TRAILER PARK | 1 | THREE PALMS TRAILER PARK | B | DISINFECT | B02 | DISINFECT/HYPOCHLORIN
3351366 | TIMBER VILLAGE MOBILE HOME PK | 1 | TIMBER VILLAGE MOBILE HOME PK | B | DISINFECT | B02 | DISINFECT/HYPOCHLORIN
3351376 | TORCHLIGHT MOBILE HOME PARK | 1 | TORCHLIGHT TRAILER PARK | B | DISINFECT | B02 | DISINFECT/HYPOCHLORIN
3351376 | TORCHLIGHT MOBILE HOME PARK | 1 | TORCHLIGHT TRAILER PARK | G | IRON REMOVAL | G18 | IRON RMVL/SEQUESTATION
3351398 | TWIN PALMS TRAILER PARK | 1 | TWIN PALMS TRAILER PARK | B | DISINFECT | B02 | DISINFECT/HYPOCHLORIN
3351402 | UMATILLA WATER WORKS (2 WPS) | 1 | UMATILLA WATER WORKS WTP #1 | B | DISINFECT | B01 | DISINFECT/GASEOUS CHLORIN
3351402 | UMATILLA WATER WORKS (2 WPS) | 2 | UMATILLA WATER WORKS WTP #2 | B | DISINFECT | B01 | DISINFECT/GASEOUS CHLORIN
3351402 | UMATILLA WATER WORKS (2 WPS) | 1 | UMATILLA WATER WORKS WTP #1 | E | TASTE-ODOR CONTROL | E20 | T-O CTRL/AERATION
3351402 | UMATILLA WATER WORKS (2 WPS) | 1 | UMATILLA WATER WORKS WTP #1 | Z | OTHER | Z27 | OTHER/FLUORIDATION
3351402 | UMATILLA WATER WORKS (2 WPS) | 2 | UMATILLA WATER WORKS WTP #2 | Z | OTHER | Z27 | OTHER/FLUORIDATION
3351418 | VACATION VILLAGE CONDOMINIUMS | 1 | VACATION VILLAGE CONDOMINIUMS | B | DISINFECT | B02 | DISINFECT/HYPOCHLORIN
3351418 | VACATION VILLAGE CONDOMINIUMS | 1 | VACATION VILLAGE CONDOMINIUMS | D | CORROSION CONTROL | D36 | CORR-CTRL/CORROSION INHIB
3351421 | VALENCIA TERRACE SUBDIVISION | 1 | VALENCIA TERRACE SUBDIVISION | B | DISINFECT | B02 | DISINFECT/HYPOCHLORIN
3351421 | VALENCIA TERRACE SUBDIVISION | 1 | VALENCIA TERRACE SUBDIVISION | D | CORROSION CONTROL | D18 | CORR-CTRL/SEQUESTATION
3351421 | VALENCIA TERRACE SUBDIVISION | 1 | VALENCIA TERRACE SUBDIVISION | G | IRON REMOVAL | G18 | IRON RMVL/SEQUESTATION
3351426 | VENETIAN VILLAGE | 1 | VENETIAN VILLAGE | B | DISINFECT | B02 | DISINFECT/HYPOCHLORIN
3351455 | WEKIVA FALLS RESORT | 1 | WEKIVA FALLS RESORT | B | DISINFECT | B02 | DISINFECT/HYPOCHLORIN
3351458 | FISHERMAN'S WHARF | 1 | FISHERMAN'S WHARF | B | DISINFECT | B02 | DISINFECT/HYPOCHLORIN
3351464 | WESTERN SHORES SUBDIVISION | 1 | WESTERN SHORES SUBDIVISION | B | DISINFECT | B02 | DISINFECT/HYPOCHLORIN
3351555 | SUNLAKE ESTATES | 1 |  | B | DISINFECT | B02 | DISINFECT/HYPOCHLORIN
3351561 | CYPRESS CREEK | 1 | CYPRESS CREEK | B | DISINFECT | B02 | DISINFECT/HYPOCHLORIN
3351563 | THE WOODLANDS AT CHURCH LAKE | 1 | THE WOODLANDS AT CHURCH LAKE | B | DISINFECT | B02 | DISINFECT/HYPOCHLORIN
3351563 | THE WOODLANDS AT CHURCH LAKE | 1 | THE WOODLANDS AT CHURCH LAKE | E | TASTE-ODOR CONTROL | E20 | T-O CTRL/AERATION
3351564 | CITRUS CIRCLE MOBILE HOME S/D | 1 | CITRUS CIRCLE MOBILE HOME S/D | B | DISINFECT | B02 | DISINFECT/HYPOCHLORIN
3351565 | FL UNTED METHODIST LIFE ENRC. CENTER | 2 | FLA.UNTD.METHOD.LIFE ENRC-WP#2 | B | DISINFECT | B02 | DISINFECT/HYPOCHLORIN
3351565 | FL UNTED METHODIST LIFE ENRC. CENTER | 1 | FLA.UNTD.METHOD.LIFE ENRC-WP#1 | B | DISINFECT | B02 | DISINFECT/HYPOCHLORIN
3351566 | LEESBURG EAST (2WPS) | 2 | AIRPORT | B | DISINFECT | B02 | DISINFECT/HYPOCHLORIN
3351566 | LEESBURG EAST (2WPS) | 1 | LAKE SQUARE MALL | B | DISINFECT | B01 | DISINFECT/GASEOUS CHLORIN
3351567 | BAYWOOD CONDOMINIUMS | 1 | BAYWOOD CONDOMINIUMS | B | DISINFECT | B01 | DISINFECT/GASEOUS CHLORIN
3351567 | BAYWOOD CONDOMINIUMS | 1 | BAYWOOD CONDOMINIUMS | B | DISINFECT | B02 | DISINFECT/HYPOCHLORIN
3351567 | BAYWOOD CONDOMINIUMS | 1 | BAYWOOD CONDOMINIUMS | E | TASTE-ODOR CONTROL | E20 | T-O CTRL/AERATION
3354000 | ASTATULA ELEMENTARY SCHOOL | 1 | ASTATULA ELEMENTARY | B | DISINFECT | B02 | DISINFECT/HYPOCHLORIN
3354000 | ASTATULA ELEMENTARY SCHOOL | 1 | ASTATULA ELEMENTARY | G | IRON REMOVAL | G18 | IRON RMVL/SEQUESTATION
3354002 | CENTRAL BAPTIST CH YOUTH CAMP | 1 | UMATILLA/DELAND | B | DISINFECT | B02 | DISINFECT/HYPOCHLORIN
3354004 | PINE ISLAND FISH CAMP | 1 | PINE ISLAND FISH CAMP | B | DISINFECT | B02 | DISINFECT/HYPOCHLORIN
3354005 | COVE WATER SYSTEM INC. | 1 | COVE WTR SYS(WAS GLENN'S COVE) | B | DISINFECT | B02 | DISINFECT/HYPOCHLORIN
3354010 | WATER OAK COUNTRY CLUB ESTATES | 1 | WATER OAK COUNTRY CLUB ESTATES | B | DISINFECT | B02 | DISINFECT/HYPOCHLORIN
3354019 | BRUNSWICK CORPORATION | 1 | TAVARES | B | DISINFECT | B02 | DISINFECT/HYPOCHLORIN
3354020 | CUTRALE CITRUS JUICES - LEESBURG | 1 | CUTRALE CITRUS JUICES | B | DISINFECT | B02 | DISINFECT/HYPOCHLORIN
3354020 | CUTRALE CITRUS JUICES - LEESBURG | 1 | CUTRALE CITRUS JUICES | F | ORGN-RMVL | F23 | ORGN-RMVL/GAC ADDITION
3354027 | CENTURY ESTATES UTILITIES INC. | 1 | CENTURY ESTATES | B | DISINFECT | B02 | DISINFECT/HYPOCHLORIN
3354028 | SHANGRI-LA BY THE LAKE UTILITIES INC. | 1 | SHANGRI-LA BY THE LAKE | B | DISINFECT | B02 | DISINFECT/HYPOCHLORIN
3354028 | SHANGRI-LA BY THE LAKE UTILITIES INC. | 1 | SHANGRI-LA BY THE LAKE | E | TASTE-ODOR CONTROL | E20 | T-O CTRL/AERATION
3354038 | THE MEADOWS OF ASTATULA | 1 | ASTATULA ESTATES MHP | B | DISINFECT | B02 | DISINFECT/HYPOCHLORIN
3354043 | BRENDENWOOD WATERWORKS | 1 | BRENDENWOOD UTILITIES LLC | B | DISINFECT | B02 | DISINFECT/HYPOCHLORIN
3354044 | LAKE JOANNA ESTATES | 1 | LAKE JOANNA ESTATES | B | DISINFECT | B02 | DISINFECT/HYPOCHLORIN
3354052 | CAMP HORIZON | 1 | CAMP HORIZON | B | DISINFECT | B02 | DISINFECT/HYPOCHLORIN
3354053 | CITRUS COVE SUBDIVISION | 1 | CITRUS COVE SUBDIVISION | B | DISINFECT | B02 | DISINFECT/HYPOCHLORIN
3354054 | LAKE GRIFFIN ISLES MHP (2 WTPS) | 1 | SOUTH PLANT (0.1584 MGD) WL1&2 | B | DISINFECT | B02 | DISINFECT/HYPOCHLORIN
3354054 | LAKE GRIFFIN ISLES MHP (2 WTPS) | 2 | NORTH PLANT (0.720 MGD) WL#3 | B | DISINFECT | B02 | DISINFECT/HYPOCHLORIN
3354055 | WATERWOOD SUBDIVISION | 1 | WATERWOOD SUBDIVISION | B | DISINFECT | B01 | DISINFECT/GASEOUS CHLORIN
3354085 | EAST LAKE PLAZA | 1 | EAST LAKE PLAZA | B | DISINFECT | B02 | DISINFECT/HYPOCHLORIN
3354091 | MIDWAY MANOR | 1 | MIDWAY MANOR | B | DISINFECT | B02 | DISINFECT/HYPOCHLORIN
3354104 | CLERBROOK RV RESORTS (2 WPS) | 1 | PLANT #1 | B | DISINFECT | B02 | DISINFECT/HYPOCHLORIN
3354104 | CLERBROOK RV RESORTS (2 WPS) | 2 | PLANT #2 | B | DISINFECT | B02 | DISINFECT/HYPOCHLORIN
3354104 | CLERBROOK RV RESORTS (2 WPS) | 2 | PLANT #2 | D | CORROSION CONTROL | D36 | CORR-CTRL/CORROSION INHIB
3354104 | CLERBROOK RV RESORTS (2 WPS) | 1 | PLANT #1 | D | CORROSION CONTROL | D36 | CORR-CTRL/CORROSION INHIB
3354106 | BEE'S RV RESORT | 1 | BEE'S RV RESORT | B | DISINFECT | B02 | DISINFECT/HYPOCHLORIN
3354107 | LAKE HARRIS LANDING | 1 | LAKE HARRIS LANDING | B | DISINFECT | B01 | DISINFECT/GASEOUS CHLORIN
3354110 | LAKESIDE VILLAGE II | 1 | LAKESIDE VILLAGE II | B | DISINFECT | B02 | DISINFECT/HYPOCHLORIN
3354111 | APRIL HILLS SUBDIVISION | 1 | APRIL HILLS SUBDIVISION | B | DISINFECT | B01 | DISINFECT/GASEOUS CHLORIN
3354112 | SUMMIT CHASE VILLAS | 1 | SUMMIT CHASE VILLAS | B | DISINFECT | B02 | DISINFECT/HYPOCHLORIN
3354121 | OASIS SALOON AT SORRENTO | 1 | OASIS SALOON AT SORRENTO | B | DISINFECT | B02 | DISINFECT/HYPOCHLORIN
3354124 | MASON JAR RESTAURANT/UMATILLA | 1 | MASON JAR RESTAURANT/UMATILLA | B | DISINFECT | B02 | DISINFECT/HYPOCHLORIN
3354125 | GREEN SWAMP COUNTRY STORE | 1 | GREEN SWAMP COUNTRY STORE | B | DISINFECT | B02 | DISINFECT/HYPOCHLORIN
3354141 | FLORIDA TWIN MARKETS (2 WPS) | 2 | FLEA MARKET (32 400 GPD) | B | DISINFECT | B02 | DISINFECT/HYPOCHLORIN
3354141 | FLORIDA TWIN MARKETS (2 WPS) | 1 | ANTIQUE MARKET (32 400 GPD) | B | DISINFECT | B02 | DISINFECT/HYPOCHLORIN
3354142 | COUNTRY LIFE FAMILY PARK | 1 | COUNTRY LIFE FAMILY PARK | B | DISINFECT | B02 | DISINFECT/HYPOCHLORIN
3354644 | PINE HARBOUR WATERWORKS INC | 1 | PINE HARBOUR WATER UTILITY | B | DISINFECT | B02 | DISINFECT/HYPOCHLORIN
3354644 | PINE HARBOUR WATERWORKS INC | 1 | PINE HARBOUR WATER UTILITY | E | TASTE-ODOR CONTROL | E20 | T-O CTRL/AERATION
3354645 | ORLANDO RV RESORT | 1 | THOUSAND TRAILS CMPGRD/RV PARK | B | DISINFECT | B02 | DISINFECT/HYPOCHLORIN
3354646 | ORANGE LAKE MH COMMUNITY | 1 | ORANGE LAKE MH COMMUNITY | B | DISINFECT | B02 | DISINFECT/HYPOCHLORIN
3354646 | ORANGE LAKE MH COMMUNITY | 1 | ORANGE LAKE MH COMMUNITY | E | TASTE-ODOR CONTROL | E20 | T-O CTRL/AERATION
3354647 | FOUR LAKES | 1 | FOUR LAKES AND HARBOR OAKS S/D | B | DISINFECT | B02 | DISINFECT/HYPOCHLORIN
3354650 | LEESBURG/THE PLANTATION | 1 | LEESBURG/THE PLATATION | B | DISINFECT | B01 | DISINFECT/GASEOUS CHLORIN
3354650 | LEESBURG/THE PLANTATION | 1 | LEESBURG/THE PLATATION | F | ORGN-RMVL | F20 | ORGN-RMVL/AERATION
3354651 | HAINES CREEK RV PARK | 1 | HAINES CREEK RV PARK | B | DISINFECT | B02 | DISINFECT/HYPOCHLORIN
3354653 | PENNBROOKE | 1 | PENNBROOKE FAIRWAYS | B | DISINFECT | B02 | DISINFECT/HYPOCHLORIN
3354653 | PENNBROOKE | 1 | PENNBROOKE FAIRWAYS | G | IRON REMOVAL | G18 | IRON RMVL/SEQUESTATION
3354654 | CROTHALL LAUNDRY | 1 | CROTHALL LAUNDRY | B | DISINFECT | B02 | DISINFECT/HYPOCHLORIN
3354654 | CROTHALL LAUNDRY | 1 | CROTHALL LAUNDRY | F | ORGN-RMVL | F23 | ORGN-RMVL/GAC ADDITION
3354655 | CARLTON PALMS EDUCATIONAL CTR | 1 | CARLTON PALMS EDUCATIONAL CTR | B | DISINFECT | B02 | DISINFECT/HYPOCHLORIN
3354656 | LAKE IDLEWILD UTILITY COMPANY | 1 | LAKE IDLEWILD ESTATES | B | DISINFECT | B02 | DISINFECT/HYPOCHLORIN
3354657 | DIAMOND POINT | 1 | DIAMOND POINT | B | DISINFECT | B02 | DISINFECT/HYPOCHLORIN
3354660 | SILVER OAKS SUBDIVISION | 1 | SILVER OAKS S/D | B | DISINFECT | B02 | DISINFECT/HYPOCHLORIN
3354661 | PICCIOLA LANDING | 1 | PICCIOLA LANDING | B | DISINFECT | B02 | DISINFECT/HYPOCHLORIN
3354662 | LAKE BEAUCLAIRE S/D | 1 | LAKE BEAUCLAIRE S/D | B | DISINFECT | B02 | DISINFECT/HYPOCHLORIN
3354663 | ALTOONA SCHOOL INC. | 1 | ALTOONA SCHOOL INC. | B | DISINFECT | B02 | DISINFECT/HYPOCHLORIN
3354664 | TREASURE COVE | 1 | TREASURE COVE | B | DISINFECT | B02 | DISINFECT/HYPOCHLORIN
3354664 | TREASURE COVE | 1 | TREASURE COVE | E | TASTE-ODOR CONTROL | E20 | T-O CTRL/AERATION
3354666 | TRIANGLE INDUSTRIAL PARK | 1 | TRIANGLE INDUSTRIAL PARK | B | DISINFECT | B02 | DISINFECT/HYPOCHLORIN
3354670 | ANGELINA LAKESIDE INN | 1 | ANGELINA LAKSESIDE INN | B | DISINFECT | B02 | DISINFECT/HYPOCHLORIN
3354671 | SORRENTO ACE HARDWARE | 1 | SORRENTO ACE HARDWARE | B | DISINFECT | B02 | DISINFECT/HYPOCHLORIN
3354672 | SHOP AND GO-CASSIA | 1 | SHOP AND GO-CASSIA | B | DISINFECT | B02 | DISINFECT/HYPOCHLORIN
3354677 | WHITNEY BAPTIST CHURCH | 1 | WHITNEY BAPTIST CHURCH | B | DISINFECT | B02 | DISINFECT/HYPOCHLORIN
3354684 | SHOP AND GO-ASTATULA | 1 | SHOP AND GO-ASTATULA | B | DISINFECT | B02 | DISINFECT/HYPOCHLORIN
3354687 | RAINTREE WATERWORKS | 1 | RAINTREE HARBOR | B | DISINFECT | B02 | DISINFECT/HYPOCHLORIN
3354687 | RAINTREE WATERWORKS | 1 | RAINTREE HARBOR | Z | OTHER | Z23 | OTHER/GAC ADDITION
3354688 | LAKE YALE ESTATES | 1 | LAKE YALE ESTATES | B | DISINFECT | B02 | DISINFECT/HYPOCHLORIN
3354689 | LAKESIDE R.V. PARK | 1 | LAKESIDE R.V. PARK | B | DISINFECT | B02 | DISINFECT/HYPOCHLORIN
3354695 | LAKE SAUNDERS | 1 | LAKE SAUNDERS ACRES | B | DISINFECT | B02 | DISINFECT/HYPOCHLORIN
3354695 | LAKE SAUNDERS | 1 | LAKE SAUNDERS ACRES | G | IRON REMOVAL | G15 | IRON RMVL/PRESS SAND FILT
3354697 | GRAND TERRACE SUBDIVISION | 1 | GRAND TERRACE SUBDIVISION | B | DISINFECT | B02 | DISINFECT/HYPOCHLORIN
3354697 | GRAND TERRACE SUBDIVISION | 1 | GRAND TERRACE SUBDIVISION | D | CORROSION CONTROL | D18 | CORR-CTRL/SEQUESTATION
3354701 | WEDGEWOOD SUBDIVISION | 1 | WEDGEWOOD SUBDIVISION | B | DISINFECT | B01 | DISINFECT/GASEOUS CHLORIN
3354704 | AMOCO #157/MT. PLYMOUTH | 1 | AMOCO #57/MT. PLYMOUTH | B | DISINFECT | B02 | DISINFECT/HYPOCHLORIN
3354705 | CIRCLE K #7275/SORRENTO | 1 | CIRCLE K #7275/SORRENTO | B | DISINFECT | B02 | DISINFECT/HYPOCHLORIN
3354706 | CIRCLE K #2722799 | 1 | KANGAROO EXPRESS #2799 | B | DISINFECT | B02 | DISINFECT/HYPOCHLORIN
3354709 | DISCOUNT FOOD MART | 1 | ALTOONA FOOD MART | B | DISINFECT | B02 | DISINFECT/HYPOCHLORIN
3354710 | STAR FOOD MART #7 | 1 | STAR FOOD MART #7 | B | DISINFECT | B02 | DISINFECT/HYPOCHLORIN
3354712 | 7-11 #25783/192 S CLERMONT | 1 | 7-11 #25783 | B | DISINFECT | B02 | DISINFECT/HYPOCHLORIN
3354715 | STAR FOOD MART #8 | 1 | STAR FOOD MART #8 | B | DISINFECT | B02 | DISINFECT/HYPOCHLORIN
3354716 | LEARN AND PLAY | 1 | LEARN AND PLAY | A | NO TRTMT | A | NO TRTMT
3354718 | EASY FOOD MART | 1 | EASY FOOD MART | B | DISINFECT | B02 | DISINFECT/HYPOCHLORIN
3354724 | HARMONY HILLS | 1 | RIVENDELL BOY'S RANCH | B | DISINFECT | B02 | DISINFECT/HYPOCHLORIN
3354725 | CIRCLE K # 2403 | 1 | KANGAROO EXPRESS #2403 | B | DISINFECT | B02 | DISINFECT/HYPOCHLORIN
3354729 | FRONTIER MKT OF LEESBURG | 1 | FARM STORE#1253 | B | DISINFECT | B02 | DISINFECT/HYPOCHLORIN
3354731 | CIRCLE K #7426/PINE LAKES | 1 | CIRCLE K #7426/PINE LAKES | B | DISINFECT | B02 | DISINFECT/HYPOCHLORIN
3354731 | CIRCLE K #7426/PINE LAKES | 1 | CIRCLE K #7426/PINE LAKES | Z | OTHER | Z23 | OTHER/GAC ADDITION
3354738 | CIRCLE K #1235 | 1 | KANGAR00 EXPRESS #1235 | B | DISINFECT | B02 | DISINFECT/HYPOCHLORIN
3354750 | EAGLE'S NEST BAPTIST CHURCH | 1 | EAGLE'S NEST BAPTIST CHURCH | B | DISINFECT | B02 | DISINFECT/HYPOCHLORIN
3354753 | J J'S LOUNGE & PACKAGE | 1 | J J'S LOUNGE & PACKAGE | B | DISINFECT | B02 | DISINFECT/HYPOCHLORIN
3354761 | CHILDREN'S HOUSE OF SORRENTO | 1 | CHILDREN'S HOUSE OF SORRENTO | B | DISINFECT | B02 | DISINFECT/HYPOCHLORIN
3354770 | MT. PLYMOUTH GROCERY | 1 | MT. PLYMOUTH GROCERY | B | DISINFECT | B02 | DISINFECT/HYPOCHLORIN
3354774 | LAKERIDGE WINERY | 1 | LAKERIDGE WINERY | B | DISINFECT | B02 | DISINFECT/HYPOCHLORIN
3354779 | CLERMONT EAST WATER SYSTEM (2 WPS) | 1 | GREATER HILLS WTP | B | DISINFECT | B02 | DISINFECT/HYPOCHLORIN
3354779 | CLERMONT EAST WATER SYSTEM (2 WPS) | 4 | SUNBURST LANE | B | DISINFECT | B02 | DISINFECT/HYPOCHLORIN
3354779 | CLERMONT EAST WATER SYSTEM (2 WPS) | 4 | SUNBURST LANE | Z | OTHER | Z20 | OTHER/AERATION
3354781 | HARBOR HILLS - 2 WTPS | 1 | HARBOR HILLS/NORTH PLANT 1 | B | DISINFECT | B01 | DISINFECT/GASEOUS CHLORIN
3354781 | HARBOR HILLS - 2 WTPS | 2 | HARBOR HILLS/SOUTH PLANT | B | DISINFECT | B01 | DISINFECT/GASEOUS CHLORIN
3354783 | BAY LAKE MISSIONARY BAPTIST CH | 1 | BAY LAKE MISSIONARY BAPTIST CH | B | DISINFECT | B02 | DISINFECT/HYPOCHLORIN
3354783 | BAY LAKE MISSIONARY BAPTIST CH | 1 | BAY LAKE MISSIONARY BAPTIST CH | H | SOFTENING | H25 | SOFTENING/ION EXCHANGE
3354786 | THE CHURCH AT WHISTLING PINES | 1 | GOSPEL TABERNACLE OF UMATILLA | B | DISINFECT | B02 | DISINFECT/HYPOCHLORIN
3354787 | GREEN OAKS RETIREMENT PARK | 1 | GREEN OAKS RETIREMENT PARK | B | DISINFECT | B02 | DISINFECT/HYPOCHLORIN
3354794 | CALVARY BAPTIST CHURCH | 1 | CALVARY BAPTIST CHURCH | B | DISINFECT | B02 | DISINFECT/HYPOCHLORIN
3354794 | CALVARY BAPTIST CHURCH | 1 | CALVARY BAPTIST CHURCH | X | DECHLORINATION | X23 | DECHLORINATION/GAC ADDITION
3354808 | CLUB 27 | 1 | CLUB 27 | B | DISINFECT | B02 | DISINFECT/HYPOCHLORIN
3354812 | WOLVERINE ADVANCED MATERIALS | 1 | WOLVERINE ADVANCED MATERIALS | B | DISINFECT | B02 | DISINFECT/HYPOCHLORIN
3354813 | LISBON CHURCH OF GOD | 1 | LISBON CHURCH OF GOD | B | DISINFECT | B02 | DISINFECT/HYPOCHLORIN
3354818 | SEMINOLE SPRINGS ELEMENTARY | 1 | SEMINOLE SPRINGS ELEMENTARY | B | DISINFECT | B01 | DISINFECT/GASEOUS CHLORIN
3354818 | SEMINOLE SPRINGS ELEMENTARY | 1 | SEMINOLE SPRINGS ELEMENTARY | D | CORROSION CONTROL | D36 | CORR-CTRL/CORROSION INHIB
3354818 | SEMINOLE SPRINGS ELEMENTARY | 1 | SEMINOLE SPRINGS ELEMENTARY | E | TASTE-ODOR CONTROL | E20 | T-O CTRL/AERATION
3354819 | MT. OLIVE BAPTIST CHURCH | 1 | MT. OLIVE BAPTIST CHURCH | B | DISINFECT | B02 | DISINFECT/HYPOCHLORIN
3354826 | FIRST BAPTIST CHURCH OF SORRENTO | 1 | FIRST BAPTIST CH OF SORRENTO | B | DISINFECT | B02 | DISINFECT/HYPOCHLORIN
3354831 | FIRST BAPTIST CH OF ALTOONA | 1 | FIRST BAPTIST CH OF ALTOONA | B | DISINFECT | B02 | DISINFECT/HYPOCHLORIN
3354833 | UNITED SOUTHERN BANK | 1 | UNITED SOUTHERN BANK | B | DISINFECT | B02 | DISINFECT/HYPOCHLORIN
3354834 | ALTOONA CONG OF JEH WITNESSES | 1 | ALTOONA CONG OF JEH WITNESSES | B | DISINFECT | B02 | DISINFECT/HYPOCHLORIN
3354836 | BISHOPS GATE PROPERTY COMPANY LLC | 1 | BISHOPS GATE PROPERTY COMPANY | B | DISINFECT | B02 | DISINFECT/HYPOCHLORIN
3354837 | FIRST BAPTIST CH OF OKAHUMPKA | 1 | FIRST BAPTIST CH OF OKAHUMPKA | B | DISINFECT | B02 | DISINFECT/HYPOCHLORIN
3354841 | FIRST BAPTIST CH OF PAISLEY | 1 | FIRST BAPTIST CH OF PAISLEY | B | DISINFECT | B02 | DISINFECT/HYPOCHLORIN
3354845 | FERNDALE BAPTIST CHURCH | 1 | FERNDALE BAPTIST CHURCH | B | DISINFECT | B02 | DISINFECT/HYPOCHLORIN
3354846 | ASTATULA BAPTIST CHURCH | 2 | ASTATULA BAPTIST CHURCH | B | DISINFECT | B02 | DISINFECT/HYPOCHLORIN
3354847 | SPIRIT LIFE CHURCH | 1 | FERNDALE CHURCH OF GOD | B | DISINFECT | B02 | DISINFECT/HYPOCHLORIN
3354849 | SILVER SAND COMPANY | 1 | SILVER SAND COMPANY | B | DISINFECT | B02 | DISINFECT/HYPOCHLORIN
3354851 | ALTOONA DISCOUNT FOOD STORE | 1 | ALTOONA DISCOUNT FOOD STORE | B | DISINFECT | B02 | DISINFECT/HYPOCHLORIN
3354857 | PAISLEY UNITED METHODIST CHURCH | 1 | PAISLEY UNITED METHODIST CH | B | DISINFECT | B02 | DISINFECT/HYPOCHLORIN
3354861 | DEWAR FLORAL LLC | 1 | BAUCOM'S OF FLORIDA | B | DISINFECT | B02 | DISINFECT/HYPOCHLORIN
3354865 | TUSCANOOGA BAPTIST CHURCH | 1 | TUSCANNOGA BAPTIST | B | DISINFECT | B02 | DISINFECT/HYPOCHLORIN
3354867 | QUAIL RIDGE | 1 | QUAIL RIDGE ESTATES | B | DISINFECT | B02 | DISINFECT/HYPOCHLORIN
3354868 | JON'S NURSERY INC. | 1 | JON'S NURSERY INC. | B | DISINFECT | B02 | DISINFECT/HYPOCHLORIN
3354869 | LEESBURG/HIGHLAND LAKES | 1 | LEESBURG/HIGHLAND LAKES | B | DISINFECT | B02 | DISINFECT/HYPOCHLORIN
3354870 | COVANTA LAKE INC | 1 | COVANTA LAKE INC | B | DISINFECT | B02 | DISINFECT/HYPOCHLORIN
3354871 | CIRCLE K #2290 | 1 | KANGAROO EXPRESS #2290 | B | DISINFECT | B02 | DISINFECT/HYPOCHLORIN
3354877 | PALISADES COUNTRY CLUB | 1 | PALISADES COUNTRY CLUB | B | DISINFECT | B02 | DISINFECT/HYPOCHLORIN
3354881 | LAKE UTILITY SERVICES INC SOUTH | 1 | GREATER GROVES | B | DISINFECT | B03 | DISINFECT/CHLORINEDIOX
3354881 | LAKE UTILITY SERVICES INC SOUTH | 1 | GREATER GROVES | B | DISINFECT | B02 | DISINFECT/HYPOCHLORIN
3354881 | LAKE UTILITY SERVICES INC SOUTH | 1 | GREATER GROVES | E | TASTE-ODOR CONTROL | E28 | T-O CTRL/PACKED TWR-AERA
3354883 | LAKE UTILITY SERVICES INC NORTH (8 WPS) | 7 | CLERMONT #1/FOUR WINDS | B | DISINFECT | B02 | DISINFECT/HYPOCHLORIN
3354883 | LAKE UTILITY SERVICES INC NORTH (8 WPS) | 2 | LAKE LOUISA WTP | B | DISINFECT | B02 | DISINFECT/HYPOCHLORIN
3354883 | LAKE UTILITY SERVICES INC NORTH (8 WPS) | 3 | THE VISTAS | B | DISINFECT | B02 | DISINFECT/HYPOCHLORIN
3354883 | LAKE UTILITY SERVICES INC NORTH (8 WPS) | 12 | COUNTY ROAD 561 WTP | B | DISINFECT | B02 | DISINFECT/HYPOCHLORIN
3354883 | LAKE UTILITY SERVICES INC NORTH (8 WPS) | 9 | CRESCENT BAY | B | DISINFECT | B02 | DISINFECT/HYPOCHLORIN
3354883 | LAKE UTILITY SERVICES INC NORTH (8 WPS) | 8 | CLERMONT #2/CARR | B | DISINFECT | B02 | DISINFECT/HYPOCHLORIN
3354883 | LAKE UTILITY SERVICES INC NORTH (8 WPS) | 6 | AMBERHILL | B | DISINFECT | B02 | DISINFECT/HYPOCHLORIN
3354883 | LAKE UTILITY SERVICES INC NORTH (8 WPS) | 5 | LAKE RIDGE CLUB | B | DISINFECT | B02 | DISINFECT/HYPOCHLORIN
3354886 | HOLIDAY HAVEN (CONSEC.) | 1 | HOLIDAY HAVEN | A | NO TRTMT | A | NO TRTMT
3354889 | SWISS VACATION HOUSES LLC | 1 | SWISS FAIRWAYS | B | DISINFECT | B02 | DISINFECT/HYPOCHLORIN
3354890 | ALL AMERICAN NURSERIES | 1 | ALL AMERICAN NURSERIES | A | NO TRTMT | A | NO TRTMT
3354900 | USFS/PITTMAN WORK CENTER | 1 | USFS/PITTMAN WORK CENTER | B | DISINFECT | B02 | DISINFECT/HYPOCHLORIN
3354901 | USFS/RIVER FOREST | 1 | USFS/RIVER FOREST | B | DISINFECT | B02 | DISINFECT/HYPOCHLORIN
3354902 | SPRING CREEK CHARTER SCHOOL | 1 | SPRING CREEK ELEMENTARY | B | DISINFECT | B02 | DISINFECT/HYPOCHLORIN
3354902 | SPRING CREEK CHARTER SCHOOL | 1 | SPRING CREEK ELEMENTARY | E | TASTE-ODOR CONTROL | E20 | T-O CTRL/AERATION
3354902 | SPRING CREEK CHARTER SCHOOL | 1 | SPRING CREEK ELEMENTARY | G | IRON REMOVAL | G18 | IRON RMVL/SEQUESTATION
3354904 | MACK CONCRETE INDUSTRIES | 1 | MACK CONCRETE INDUSTRIES | B | DISINFECT | B02 | DISINFECT/HYPOCHLORIN
3354907 | GRACE CITY CHURCH | 1 | SORRENTO CHRISTIAN CENTER | B | DISINFECT | B02 | DISINFECT/HYPOCHLORIN
3354914 | FIRST BAPTIST CHURCH OF PINE LAKES | 1 | PINE LAKES BAPTIST CHURCH | B | DISINFECT | B02 | DISINFECT/HYPOCHLORIN
3354914 | FIRST BAPTIST CHURCH OF PINE LAKES | 1 | PINE LAKES BAPTIST CHURCH | C | PARTICLE REMOVAL | C29 | PART-RMVL/CARTRIDGE FILTR
3354915 | CLERMONT JEHOVAH'S WITNESSES | 1 | KINGDOM HALL OF JEH.WIT-CLERMN | B | DISINFECT | B02 | DISINFECT/HYPOCHLORIN
3354915 | CLERMONT JEHOVAH'S WITNESSES | 1 | KINGDOM HALL OF JEH.WIT-CLERMN | H | SOFTENING | H25 | SOFTENING/ION EXCHANGE
3354915 | CLERMONT JEHOVAH'S WITNESSES | 1 | KINGDOM HALL OF JEH.WIT-CLERMN | Z | OTHER | Z26 | OTHER/REVERSE OSMOSIS
3354916 | SOUTHLAKE UTILITIES | 1 | SOUTHLAKE UTILITIES | B | DISINFECT | B02 | DISINFECT/HYPOCHLORIN
3354916 | SOUTHLAKE UTILITIES | 1 | SOUTHLAKE UTILITIES | E | TASTE-ODOR CONTROL | E20 | T-O CTRL/AERATION
3354918 | CENTROID ELECTRONIC WARFARE RG | 1 | CENTROID ELECTRONIC WARFARE RG | B | DISINFECT | B02 | DISINFECT/HYPOCHLORIN
3354919 | PAISLEY OAKS CHILD LEARNING CTR | 1 | PAISLEY OAKS CHILD LRNING CTR | B | DISINFECT | B02 | DISINFECT/HYPOCHLORIN
3354920 | CIRCLE K #2501 | 1 | KANGAROO EXPRESS # 2501 | B | DISINFECT | B02 | DISINFECT/HYPOCHLORIN
3354921 | LANGE PLAZA | 1 | LANGE PLAZA | B | DISINFECT | B02 | DISINFECT/HYPOCHLORIN
3354924 | YALAHA COUNTRY BAKERY | 1 | YALAHA COUNTRY BAKERY | B | DISINFECT | B02 | DISINFECT/HYPOCHLORIN
3354926 | THE LAKE OF LADY LAKE HOMEOWNERS ASSOC. | 1 | LAKES OF LADY LAKE EXEC GOLF | B | DISINFECT | B02 | DISINFECT/HYPOCHLORIN
3354928 | SUNRISE ARC OF LAKE COUNTY | 1 | SUNRISE ARC OF LAKE COUNTY INC | B | DISINFECT | B02 | DISINFECT/HYPOCHLORIN
3354929 | LEESBURG/ROYAL HIGHLANDS | 1 | ROYAL HIGHLANDS /LEESBURG | B | DISINFECT | B02 | DISINFECT/HYPOCHLORIN
3354930 | BOGGY CREEK GANG CAMP | 1 | BOGGY CREEK GANG CAMP | B | DISINFECT | B02 | DISINFECT/HYPOCHLORIN
3354930 | BOGGY CREEK GANG CAMP | 1 | BOGGY CREEK GANG CAMP | E | TASTE-ODOR CONTROL | E20 | T-O CTRL/AERATION
3354931 | CHERRY LAKE FARMS #1 | 1 | CLA/CHERRY LAKE FARMS PLANT 1 | B | DISINFECT | B02 | DISINFECT/HYPOCHLORIN
3354933 | CIRCLE K #2118 | 1 | KANGAROO EXPRESS #2118 | B | DISINFECT | B02 | DISINFECT/HYPOCHLORIN
3354935 | THE PARK AT WOLF BRANCH OAKS | 1 | THE PARK AT WOLF BRANCH OAKS | B | DISINFECT | B02 | DISINFECT/HYPOCHLORIN
3354936 | PALERMO PIZZA | 1 | BIG OAK ITALIAN RESTAURANT | B | DISINFECT | B02 | DISINFECT/HYPOCHLORIN
3354937 | FRAT. ORDER OF EAGLES#4273 (EAGLES AIRE) | 1 | FRATERNAL ORDER OF EAGLES#4273 | B | DISINFECT | B02 | DISINFECT/HYPOCHLORIN
3354938 | BLACK BEAR RESERVE | 1 | VILLAGES OF BLACK BEAR WTP | B | DISINFECT | B02 | DISINFECT/HYPOCHLORIN
3354939 | SORRENTO CHURCH OF GOD | 1 | SORRENTO CHURCH OF GOD | B | DISINFECT | B02 | DISINFECT/HYPOCHLORIN
3354941 | SEMINOLE SPRINGS BAPTIST CHURCH | 1 | SEMINOLE SPRINGS BAPTIST CHURC | B | DISINFECT | B02 | DISINFECT/HYPOCHLORIN
3354942 | ROUND LAKE CHARTER SCHOOL | 1 | ROUND LAKE ELEMENTARY SCHOOL | B | DISINFECT | B02 | DISINFECT/HYPOCHLORIN
3354943 | POMEROSA PARK | 1 | POMEROSA PARK | B | DISINFECT | B02 | DISINFECT/HYPOCHLORIN
3354944 | LAS COLINAS WATER PLANT | 1 | LAS COLINAS | B | DISINFECT | B01 | DISINFECT/GASEOUS CHLORIN
3354945 | FAIRWAYS AT MOUNT PLYMOUTH | 1 | FAIRWAYS AT MOUNT PLYMOUTH | B | DISINFECT | B02 | DISINFECT/HYPOCHLORIN
3354946 | COUNTY MATERIALS CORPORATION | 1 | QUALITY CULVERT INC | B | DISINFECT | B02 | DISINFECT/HYPOCHLORIN
3354950 | REAL LIFE CHRISTIAN CHURCH | 1 | ROUND LAKE CHRISTIAN CHURCH | B | DISINFECT | B02 | DISINFECT/HYPOCHLORIN
3354953 | EUSTIS EASTERN WTP | 1 | EUSTIS EASTERN WTP | B | DISINFECT | B02 | DISINFECT/HYPOCHLORIN
3354953 | EUSTIS EASTERN WTP | 1 | EUSTIS EASTERN WTP | E | TASTE-ODOR CONTROL | E20 | T-O CTRL/AERATION
3354954 | HEATHROW COUNTRY ESTATES (RED TAIL) | 1 | HEATHROW COUNTRY ESTATE | B | DISINFECT | B02 | DISINFECT/HYPOCHLORIN
3354954 | HEATHROW COUNTRY ESTATES (RED TAIL) | 1 | HEATHROW COUNTRY ESTATE | E | TASTE-ODOR CONTROL | E20 | T-O CTRL/AERATION
3354956 | PINE ISLAND | 1 | PINE ISLAND | B | DISINFECT | B01 | DISINFECT/GASEOUS CHLORIN
3354958 | UNITED FAITH ASSEMBLY OF GOD | 1 | UNITED FAITH ASSEMBLY | B | DISINFECT | B02 | DISINFECT/HYPOCHLORIN
3354959 | WOODLANDS LUTHERAN CHURCH | 1 | WOODLANDS LUTHERAN | B | DISINFECT | B02 | DISINFECT/HYPOCHLORIN
3354959 | WOODLANDS LUTHERAN CHURCH | 1 | WOODLANDS LUTHERAN | G | IRON REMOVAL | G15 | IRON RMVL/PRESS SAND FILT
3354962 | HILLCREST | 1 | HILLCREST WTP | B | DISINFECT | B01 | DISINFECT/GASEOUS CHLORIN
3354963 | GATOR BAY MARINA | 1 | GATOR BAY MARINA | B | DISINFECT | B02 | DISINFECT/HYPOCHLORIN
3354964 | PIRATES PUB | 1 | PIRATES PUB | B | DISINFECT | B02 | DISINFECT/HYPOCHLORIN
3354967 | WOLF BRANCH MEADOWS | 1 | WOLF BRANCH MEADOWS | B | DISINFECT | B02 | DISINFECT/HYPOCHLORIN
3354968 | SUGARLOAF WATER TREATMENT PLANT | 1 | SUGARLOAF WTP | B | DISINFECT | B01 | DISINFECT/GASEOUS CHLORIN
3354969 | COLINA BAY | 1 | Y | B | DISINFECT | B02 | DISINFECT/HYPOCHLORIN
3354970 | BUILDING FUTURES ACADEMY | 1 | BUILDING BLOCKS | B | DISINFECT | B02 | DISINFECT/HYPOCHLORIN
3354972 | LADY LAKE ASSEMBLY OF GOD | 1 | LADY LAKE ASSEMBLY OF GOD | B | DISINFECT | B02 | DISINFECT/HYPOCHLORIN
3354973 | CROSSROADS COMMUNITY CHURCH | 1 | CROSSROADS COMMUNITY CHURCH | B | DISINFECT | B02 | DISINFECT/HYPOCHLORIN
3354974 | CHAPEL BAPTIST CHURCH | 1 | CHAPEL BAPTIST CHURCH | B | DISINFECT | B02 | DISINFECT/HYPOCHLORIN
3354974 | CHAPEL BAPTIST CHURCH | 1 | CHAPEL BAPTIST CHURCH | H | SOFTENING | H25 | SOFTENING/ION EXCHANGE
3354978 | THE GRAND OAKS RESORT | 1 | THE GRAND OAKS RESORT | B | DISINFECT | B02 | DISINFECT/HYPOCHLORIN
3354980 | HOPE FOREST ACADEMY | 1 | WTP NO. 1 | B | DISINFECT | B02 | DISINFECT/HYPOCHLORIN
3354981 | FAMILY DOLLAR STORE #9414 (SORRENTO) | 1 | WTP #1 | B | DISINFECT | B02 | DISINFECT/HYPOCHLORIN
3354982 | GRAND OAKS RV EVENT PARKING | 1 | WTP NO. 1 | B | DISINFECT | B02 | DISINFECT/HYPOCHLORIN
3354983 | CARLTON PALMS GILBERT CMNTY RESIDENCE | 1 | CARLTON PALMS CMTY RSDNC | B | DISINFECT | B02 | DISINFECT/HYPOCHLORIN
3354986 | PHILLIPS MANUFACTURING | 1 | PHILLIPS MANUFACTURING | B | DISINFECT | B02 | DISINFECT/HYPOCHLORIN
3354993 | SOUTHERN HILL FARMS | 1 | SOUTHERN HILL FARMS | B | DISINFECT | B02 | DISINFECT/HYPOCHLORIN
3354995 | GRAND OAKS HAMLETS | 1 | GRAND OAKS HAMLETS WTP | B | DISINFECT | B02 | DISINFECT/HYPOCHLORIN
3354996 | CURALEAF MOUNT DORA | 1 | CURALEAF MOUNT DORA | B | DISINFECT | B02 | DISINFECT/HYPOCHLORIN
3355001 | DOLLAR GENERAL TAVARES WTP | 1 | DOLLAR GENERAL TAVARES WTP | B | DISINFECT | B02 | DISINFECT/HYPOCHLORIN
3420006 | 88 GROCERY STORE | 1 | 88 GROCERY STORE | B | DISINFECT | B02 | DISINFECT/HYPOCHLORIN
3420013 | GOLDEN PALMS INN & SUITES | 1 | GOLDEN PALMS INN AND SUITES | B | DISINFECT | B02 | DISINFECT/HYPOCHLORIN
3420034 | ANTHONY ELEMENTARY SCHOOL | 1 | ANTHONY ELEMENTARY SCHOOL | B | DISINFECT | B02 | DISINFECT/HYPOCHLORIN
3420072 | GOLDEN POND RV PARK | 1 | GOLDEN POND RV PARK | B | DISINFECT | B02 | DISINFECT/HYPOCHLORIN
3420074 | BELLEVIEW CITY OF (2 WPS) | 1 | BELLEVIEW MAIN WTP WELL#5 | B | DISINFECT | B02 | DISINFECT/HYPOCHLORIN
3420074 | BELLEVIEW CITY OF (2 WPS) | 3 | BELLEVIEW WELL #6 (WTP #2) | B | DISINFECT | B02 | DISINFECT/HYPOCHLORIN
3420095 | BLUE SKIES ESTATES | 1 | BLUESKIES ESTATES | B | DISINFECT | B02 | DISINFECT/HYPOCHLORIN
3420124 | BUCKSKIN LAKE MANOR | 1 | BUCKSKIN LAKE MANOR | B | DISINFECT | B02 | DISINFECT/HYPOCHLORIN
3420124 | BUCKSKIN LAKE MANOR | 1 | BUCKSKIN LAKE MANOR | D | CORROSION CONTROL | D18 | CORR-CTRL/SEQUESTATION
3420127 | C & P MINIT MARKET | 1 |  | B | DISINFECT | B02 | DISINFECT/HYPOCHLORIN
3420137 | CAMP KIWANIS | 1 | CAMP KIWANIS | B | DISINFECT | B02 | DISINFECT/HYPOCHLORIN
3420137 | CAMP KIWANIS | 1 | CAMP KIWANIS | H | SOFTENING | H25 | SOFTENING/ION EXCHANGE
3420137 | CAMP KIWANIS | 1 | CAMP KIWANIS | Z | OTHER | Z20 | OTHER/AERATION
3420161 | CEDAR CREEK BAPTIST CHURCH | 1 | CEDAR CREEK BAPTIST CHURCH | B | DISINFECT | B02 | DISINFECT/HYPOCHLORIN
3420162 | CEDAR HILLS | 1 | CEDAR HILLS | B | DISINFECT | B02 | DISINFECT/HYPOCHLORIN
3420166 | CENTRAL FL. COMMUNITY COLLEGE | 1 |  | B | DISINFECT | B01 | DISINFECT/GASEOUS CHLORIN
3420170 | ASSOCIATED GROCERS OF FLORIDA | 1 | ASSOCIATED GROCERS OF FL | B | DISINFECT | B02 | DISINFECT/HYPOCHLORIN
3420216 | CLIFTWOOD MOBILE HOME PARK | 1 | CLIFTWOOD MHP WATER TRMT PLANT | B | DISINFECT | B02 | DISINFECT/HYPOCHLORIN
3420229 | COLLIER (FDLR SPRINGS) ELEM SCHOOL | 1 | F.D.L.R.S. COLLIER | B | DISINFECT | B02 | DISINFECT/HYPOCHLORIN
3420235 | ANNIE'S FULLMOON SALOON | 1 | ANNIE'S FULLMOON SALOON | B | DISINFECT | B02 | DISINFECT/HYPOCHLORIN
3420251 | COUNTY LINE SMOKE HOUSE | 1 | COUNTY LINE BAR | B | DISINFECT | B02 | DISINFECT/HYPOCHLORIN
3420257 | CROSS COUNTRY MOTOR LODGE & TR | 1 | CROSS COUNTRY MOTOR LODGE | B | DISINFECT | B02 | DISINFECT/HYPOCHLORIN
3420318 | CAMP SOZO | 1 | CAMP SOZO | B | DISINFECT | B02 | DISINFECT/HYPOCHLORIN
3420318 | CAMP SOZO | 1 | CAMP SOZO | D | CORROSION CONTROL | D36 | CORR-CTRL/CORROSION INHIB
3420318 | CAMP SOZO | 1 | CAMP SOZO | H | SOFTENING | H25 | SOFTENING/ION EXCHANGE
3420323 | EAST MARION ELEMENTARY SCHOOL | 1 | EAST MARION ELEMENTARY | B | DISINFECT | B02 | DISINFECT/HYPOCHLORIN
3420340 | EMIL-MAR SUBDIVISION | 1 | EMIL-MAR WTP | B | DISINFECT | B02 | DISINFECT/HYPOCHLORIN
3420374 | FESSENDEN ELEMENTARY SCHOOL | 1 | FESSEDEN ELEMENTARY | B | DISINFECT | B02 | DISINFECT/HYPOCHLORIN
3420374 | FESSENDEN ELEMENTARY SCHOOL | 1 | FESSEDEN ELEMENTARY | D | CORROSION CONTROL | D36 | CORR-CTRL/CORROSION INHIB
3420380 | FIRST BAPTIST CHURCH OF SALT SPRINGS | 1 | SALT SPRINGS BAPTIST CHURCH | B | DISINFECT | B02 | DISINFECT/HYPOCHLORIN
3420386 | LOWELL CORRECTIONAL INSTITUTION ANNEX | 1 | LOWELL C.I. ANNEX | B | DISINFECT | B02 | DISINFECT/HYPOCHLORIN
3420386 | LOWELL CORRECTIONAL INSTITUTION ANNEX | 1 | LOWELL C.I. ANNEX | B | DISINFECT | B01 | DISINFECT/GASEOUS CHLORIN
3420387 | MARION CORRECTIONAL INSTITUTION | 1 | MARION CORRECTIONAL INSTITUTIO | B | DISINFECT | B02 | DISINFECT/HYPOCHLORIN
3420387 | MARION CORRECTIONAL INSTITUTION | 1 | MARION CORRECTIONAL INSTITUTIO | P | DISINF BY-PROD CONTRO | P32 | DISINF BY-PROD CONTRO/PEROXIDE
3420387 | MARION CORRECTIONAL INSTITUTION | 1 | MARION CORRECTIONAL INSTITUTIO | Z | OTHER | Z20 | OTHER/AERATION
3420407 | CAMP SONLIGHT | 1 | CAMP SONLIGHT-FL.PRIM.BAPT CMP | B | DISINFECT | B02 | DISINFECT/HYPOCHLORIN
3420408 | SALT SPRINGS VILLAGE | 1 | SALT SPRINGS WATER PLANT | B | DISINFECT | B02 | DISINFECT/HYPOCHLORIN
3420411 | FLOYD CLARK SUBDIVISION | 1 | HODGES WATER CO-AKA FLOYD CLRK | B | DISINFECT | B02 | DISINFECT/HYPOCHLORIN
3420419 | FORT KING FOREST | 1 | FORT KING | B | DISINFECT | B02 | DISINFECT/HYPOCHLORIN
3420456 | GOLDEN HOLIDAY MHP (2 WPS) | 1 | PLANT # 1 | B | DISINFECT | B02 | DISINFECT/HYPOCHLORIN
3420456 | GOLDEN HOLIDAY MHP (2 WPS) | 2 | PLANT # 2 | B | DISINFECT | B02 | DISINFECT/HYPOCHLORIN
3420484 | MILL DAM MHP LLC | 1 | MILL DAM MH & RV PARK | B | DISINFECT | B02 | DISINFECT/HYPOCHLORIN
3420509 | HAZEL GARDENS MOBILE HOME PARK | 1 | HAZEL GARDENS MHP | B | DISINFECT | B02 | DISINFECT/HYPOCHLORIN
3420531 | WANDERING OAKS RV RESORT (2WPS/1POE) | 1 | NORTH WTP | B | DISINFECT | B02 | DISINFECT/HYPOCHLORIN
3420531 | WANDERING OAKS RV RESORT (2WPS/1POE) | 2 | SOUTH WTP | B | DISINFECT | B02 | DISINFECT/HYPOCHLORIN
3420533 | HI-CLIFF ESTATES/SLEEPY HOLLOW | 1 | HI-CLIFF ESTATES/SLEEPY HOLLOW | B | DISINFECT | B02 | DISINFECT/HYPOCHLORIN
3420533 | HI-CLIFF ESTATES/SLEEPY HOLLOW | 1 | HI-CLIFF ESTATES/SLEEPY HOLLOW | G | IRON REMOVAL | G36 | IRON RMVL/CORROSION INHIB
3420578 | HUNTLEY JIFFY STORE # 70 | 1 |  | B | DISINFECT | B02 | DISINFECT/HYPOCHLORIN
3420608 | FORE ACRES | 1 | FORE ACRES | B | DISINFECT | B02 | DISINFECT/HYPOCHLORIN
3420620 | JIFFY FOOD STORE #2500 | 1 |  | B | DISINFECT | B02 | DISINFECT/HYPOCHLORIN
3420621 | JIFFY FOOD STORE #2776 | 1 |  | B | DISINFECT | B02 | DISINFECT/HYPOCHLORIN
3420623 | JIFFY STORE | 1 |  | B | DISINFECT | B02 | DISINFECT/HYPOCHLORIN
3420624 | JIFFY STORE #2788 | 1 |  | B | DISINFECT | B02 | DISINFECT/HYPOCHLORIN
3420625 | COLT COUNTRY CAFE & BUFFET | 1 | MJ'S COUNTRY CAFE | B | DISINFECT | B02 | DISINFECT/HYPOCHLORIN
3420625 | COLT COUNTRY CAFE & BUFFET | 1 | MJ'S COUNTRY CAFE | H | SOFTENING | H25 | SOFTENING/ION EXCHANGE
3420627 | JOES JIFFY | 1 |  | B | DISINFECT | B02 | DISINFECT/HYPOCHLORIN
3420635 | JOHNSON'S JOURNEYS END INC | 1 | JOHNSON'S JOURNEYS END MOTEL | B | DISINFECT | B02 | DISINFECT/HYPOCHLORIN
3420635 | JOHNSON'S JOURNEYS END INC | 1 | JOHNSON'S JOURNEYS END MOTEL | E | TASTE-ODOR CONTROL | E25 | T-O CTRL/ION EXCHANGE
3420639 | JR FOOD STORE #294 | 1 |  | B | DISINFECT | B02 | DISINFECT/HYPOCHLORIN
3420640 | USFS/JUNIPER SPRINGS REC. AREA | 1 | JUNIPER SPRINGS REC. AREA | B | DISINFECT | B02 | DISINFECT/HYPOCHLORIN
3420667 | PAPY'S PLACE | 1 | SADDLE RACK CAFE | B | DISINFECT | B02 | DISINFECT/HYPOCHLORIN
3420670 | KWIK KING | 1 | KWIK KING | B | DISINFECT | B02 | DISINFECT/HYPOCHLORIN
3420671 | MCCOY QWIK KING FOOD STORE | 1 | KWIK KING #13/EUREKA | B | DISINFECT | B02 | DISINFECT/HYPOCHLORIN
3420671 | MCCOY QWIK KING FOOD STORE | 1 | KWIK KING #13/EUREKA | H | SOFTENING | H25 | SOFTENING/ION EXCHANGE
3420673 | KWIK KING FOOD STORE | 1 |  | B | DISINFECT | B02 | DISINFECT/HYPOCHLORIN
3420674 | KWIK PICK FOOD STORE #2525 | 1 |  | B | DISINFECT | B02 | DISINFECT/HYPOCHLORIN
3420718 | LAKE WALDENA RESORT | 1 | LAKE WALDENA RESORT | B | DISINFECT | B02 | DISINFECT/HYPOCHLORIN
3420719 | LAKE WEIR MIDDLE SCHOOL | 1 | LAKE WEIR MIDDLE SCHOOL | B | DISINFECT | B02 | DISINFECT/HYPOCHLORIN
3420720 | LAKE WEIR TRAILER PARK | 1 | A-27 OKLAWAHA | B | DISINFECT | B02 | DISINFECT/HYPOCHLORIN
3420761 | LITTLE LAKE WEIR SUBDIVISION | 1 | LITTLE LAKE WEIR S/D | B | DISINFECT | B02 | DISINFECT/HYPOCHLORIN
3420763 | LIVE OAKS MOBILE HOME PARK | 1 | LIVE OAK MOBILE HOME PARK | B | DISINFECT | B02 | DISINFECT/HYPOCHLORIN
3420781 | EDGEWOOD MHP | 1 | EDGEWOOD MHP(WAS BARRETT'S MHP | B | DISINFECT | B02 | DISINFECT/HYPOCHLORIN
3420796 | MAJIK MARKET #30170 | 1 |  | B | DISINFECT | B02 | DISINFECT/HYPOCHLORIN
3420805 | MARIE'S MHP | 1 | MARIE'S MHP | B | DISINFECT | B02 | DISINFECT/HYPOCHLORIN
3420853 | OCALA OAKS MHP LLC | 1 | OCALA OAKS MHP LLC | B | DISINFECT | B02 | DISINFECT/HYPOCHLORIN
3420870 | NELSON'S FISH CAMP | 1 | NELSON'S FISH CAMP | B | DISINFECT | B02 | DISINFECT/HYPOCHLORIN
3420874 | NEW HOPE PRESCHL FOR RETARDED | 1 |  | B | DISINFECT | B02 | DISINFECT/HYPOCHLORIN
3420884 | NORTH MARION HIGH SCHOOL | 1 | NORTH MARION HIGH SCHOOL | B | DISINFECT | B02 | DISINFECT/HYPOCHLORIN
3420886 | NORTH MARION MIDDLE SCHOOL | 1 | NORTH MARION MIDDLE | B | DISINFECT | B02 | DISINFECT/HYPOCHLORIN
3420886 | NORTH MARION MIDDLE SCHOOL | 1 | NORTH MARION MIDDLE | D | CORROSION CONTROL | D36 | CORR-CTRL/CORROSION INHIB
3420889 | NORTHGATE PLAZA | 1 |  | B | DISINFECT | B02 | DISINFECT/HYPOCHLORIN
3420891 | NORTH WESTERN CHURCH OF CHRIST | 1 |  | B | DISINFECT | B02 | DISINFECT/HYPOCHLORIN
3420899 | OAK JIFFY STORE | 1 |  | B | DISINFECT | B02 | DISINFECT/HYPOCHLORIN
3420904 | OAK PARK VILLAGE | 1 | OAK PARK MH VILLAGE | B | DISINFECT | B02 | DISINFECT/HYPOCHLORIN
3420916 | OAKWOOD MOBILE MANOR | 1 | OAKWOOD MOBILE MANOR | B | DISINFECT | B02 | DISINFECT/HYPOCHLORIN
3420922 | OCALA CITY OF (2 WTPS) | 1 | OCALA WATER PLANT | B | DISINFECT | B02 | DISINFECT/HYPOCHLORIN
3420922 | OCALA CITY OF (2 WTPS) | 2 | OCALA EMERGENCY STANDBY WELL | B | DISINFECT | B01 | DISINFECT/GASEOUS CHLORIN
3420922 | OCALA CITY OF (2 WTPS) | 1 | OCALA WATER PLANT | C | PARTICLE REMOVAL | C14 | PART-RMVL/RAPID SAND FIL
3420922 | OCALA CITY OF (2 WTPS) | 1 | OCALA WATER PLANT | H | SOFTENING | H24 | SOFTENING/LIME-SODA
3420922 | OCALA CITY OF (2 WTPS) | 1 | OCALA WATER PLANT | Z | OTHER | Z19 | OTHER/PH ADJUSTMENT
3420922 | OCALA CITY OF (2 WTPS) | 1 | OCALA WATER PLANT | Z | OTHER | Z27 | OTHER/FLUORIDATION
3420924 | OCALA EAST VILLAS | 1 | OCALA EAST VILLAS | B | DISINFECT | B02 | DISINFECT/HYPOCHLORIN
3420925 | OCALA FOREST CAMPGROUND | 1 | OCALA FOREST CAMPGROUND | B | DISINFECT | B02 | DISINFECT/HYPOCHLORIN
3420925 | OCALA FOREST CAMPGROUND | 1 | OCALA FOREST CAMPGROUND | G | IRON REMOVAL | G18 | IRON RMVL/SEQUESTATION
3420927 | OCALA GAINESVILLE POKER AND JAI-ALAI | 1 | OCALA JAI-ALAI | B | DISINFECT | B02 | DISINFECT/HYPOCHLORIN
3420927 | OCALA GAINESVILLE POKER AND JAI-ALAI | 1 | OCALA JAI-ALAI | D | CORROSION CONTROL | D36 | CORR-CTRL/CORROSION INHIB
3420937 | OCKLAWAHA BRIDGE BAPTIST CHURCH | 1 | OKLAWAHA BRIDGE BAPTIST CHURCH | B | DISINFECT | B02 | DISINFECT/HYPOCHLORIN
3420939 | OCKLAWAHA WATER WORKS (2 WTPS) | 1 | CR 25 PLANT OCKLAWAHA TERRACE | B | DISINFECT | B02 | DISINFECT/HYPOCHLORIN
3420939 | OCKLAWAHA WATER WORKS (2 WTPS) | 2 | OCKLAWAHA PINES | B | DISINFECT | B02 | DISINFECT/HYPOCHLORIN
3420943 | ORANGE BLOSSOM MOTEL & RV PARK | 1 | ORANGE BLOSSOM MOTEL | B | DISINFECT | B02 | DISINFECT/HYPOCHLORIN
3420965 | SUNNY OAKS MHP | 1 | SUNNY OAKS | B | DISINFECT | B02 | DISINFECT/HYPOCHLORIN
3420969 | RACO 200 PLAZA [TAG-14 PLAZA] | 1 |  | B | DISINFECT | B02 | DISINFECT/HYPOCHLORIN
3421001 | PEARSON'S MOBILE HOME PARK | 1 | PEARSON'S MOBILE HOME PARK | B | DISINFECT | B02 | DISINFECT/HYPOCHLORIN
3421018 | PINE RIDGE ESTATES | 1 | PINE RIDGE ESTATES | B | DISINFECT | B02 | DISINFECT/HYPOCHLORIN
3421098 | ROLLING GREENS VILLAGE | 1 | WTP 1 (NORTH WELL) | B | DISINFECT | B02 | DISINFECT/HYPOCHLORIN
3421098 | ROLLING GREENS VILLAGE | 2 | WTP 2 (SOUTH WELL) | B | DISINFECT | B02 | DISINFECT/HYPOCHLORIN
3421118 | SANDY ACRES | 1 | LINADALE WATER/SANDY ACRES WTP | B | DISINFECT | B02 | DISINFECT/HYPOCHLORIN
3421124 | BELLEVIEW SANTOS ELEM. SCHOOL | 1 | BELLEVIEW SANTOS ELE. | B | DISINFECT | B02 | DISINFECT/HYPOCHLORIN
3421124 | BELLEVIEW SANTOS ELEM. SCHOOL | 1 | BELLEVIEW SANTOS ELE. | Z | OTHER | Z14 | OTHER/RAPID SAND FIL
3421141 | ROBIN'S NEST RV PARK | 1 | ROBIN'S NEST RV PARK | B | DISINFECT | B02 | DISINFECT/HYPOCHLORIN
3421151 | SHADY GROVE BAPTIST CHURCH | 1 | SHADY GROVE BAPTIST CHURCH | B | DISINFECT | B02 | DISINFECT/HYPOCHLORIN
3421152 | SHADY GROVE MOBILE HOME PARK | 1 | SHADY GROVE MHP | B | DISINFECT | B02 | DISINFECT/HYPOCHLORIN
3421157 | S&B COST CUTTER STORE | 1 | S&B COSTCUTTER STORE | B | DISINFECT | B02 | DISINFECT/HYPOCHLORIN
3421159 | SHARPES FERRY MANUFACTURED HOME CMNTY | 1 | SHARPES FERRY MOBILE HOME PARK | B | DISINFECT | B02 | DISINFECT/HYPOCHLORIN
3421165 | DAYS INN | 1 | DAYS INN (FORM. OCALA INN) | B | DISINFECT | B02 | DISINFECT/HYPOCHLORIN
3421201 | OAKCREST VILLAS/SUN RESORT | 1 | FOX MOUNTAIN AKA SUN RESORT | B | DISINFECT | B02 | DISINFECT/HYPOCHLORIN
3421226 | ECONOMY INN | 1 | ECONOMY INN | B | DISINFECT | B02 | DISINFECT/HYPOCHLORIN
3421240 | SPARR ELEMENTARY SCHOOL | 1 | SPARR ELEMENTARY | B | DISINFECT | B02 | DISINFECT/HYPOCHLORIN
3421245 | POPS COUNTRY KITCHEN | 1 | KICK N' BACK CAFE | B | DISINFECT | B02 | DISINFECT/HYPOCHLORIN
3421251 | SILVER SPRINGS PLAZA | 1 | SPRING PLAZA SHOPPING PLAZA | B | DISINFECT | B02 | DISINFECT/HYPOCHLORIN
3421257 | CIRCLE K #3916 | 1 | KANGAROO EXPRESS #3916 | B | DISINFECT | B02 | DISINFECT/HYPOCHLORIN
3421257 | CIRCLE K #3916 | 1 | KANGAROO EXPRESS #3916 | H | SOFTENING | H25 | SOFTENING/ION EXCHANGE
3421257 | CIRCLE K #3916 | 1 | KANGAROO EXPRESS #3916 | Z | OTHER | Z23 | OTHER/GAC ADDITION
3421283 | STONE OAKS MOBILE HOME PARK | 1 | STONE OAKS MOBILE HOME PARK | B | DISINFECT | B02 | DISINFECT/HYPOCHLORIN
3421304 | SUN PLAZA MOTEL | 1 | SUN PLAZA MOTEL | B | DISINFECT | B02 | DISINFECT/HYPOCHLORIN
3421314 | SUN RAY ESTATES | 1 | SUNRAY ESTATES | B | DISINFECT | B02 | DISINFECT/HYPOCHLORIN
3421327 | TALL PINES PARK | 1 | TALL PINES PARK | B | DISINFECT | B02 | DISINFECT/HYPOCHLORIN
3421353 | FORT MCCOY GROCERY | 1 | FT MCCOY GROCERY (ALACO ENT.) | B | DISINFECT | B02 | DISINFECT/HYPOCHLORIN
3421379 | MCINTOSH TOWN OF | 1 | MCINTOSH/WTP #2 | B | DISINFECT | B02 | DISINFECT/HYPOCHLORIN
3421412 | UNITED PENTACOSTAL CHURCH CAMP | 1 | UNITED PENTACOSTAL CHURCH CAMP | B | DISINFECT | B02 | DISINFECT/HYPOCHLORIN
3421467 | WHISPERING OAKS MHP | 1 | WHISPERING OAKS MHP | B | DISINFECT | B02 | DISINFECT/HYPOCHLORIN
3421490 | WOODS AND LAKES SUBDIVISION | 1 | WOODS AND LAKES S/D | B | DISINFECT | B02 | DISINFECT/HYPOCHLORIN
3421494 | SHADY ACRES MOBILE HOME PARK | 1 | SHADY ACRES | B | DISINFECT | B02 | DISINFECT/HYPOCHLORIN
3421495 | COUNTRY OAKS MHP | 1 | COUNTRY OAKS MHP | B | DISINFECT | B02 | DISINFECT/HYPOCHLORIN
3421503 | OCALA CONSERVATION CENTER/HUNTER ED CAMP | 1 | OCALA CONSERVATION CAMP | B | DISINFECT | B02 | DISINFECT/HYPOCHLORIN
3421509 | PINE GROVE TRAILER PARK | 1 | PINE GROVE TRAILER PARK | B | DISINFECT | B02 | DISINFECT/HYPOCHLORIN
3421510 | BASS CHAMPIONS RESTAURANT AND LODGE | 1 | BASS CHAMPIONS REST AND LODGE | B | DISINFECT | B02 | DISINFECT/HYPOCHLORIN
3421520 | SUNLIGHT ACRES SUBDIVISION | 1 | SUNLIGHT ACRES SUBDIVISION | B | DISINFECT | B02 | DISINFECT/HYPOCHLORIN
3421528 | TALL TIMBER TRAVEL TRAILER PARK | 1 | TALL TIMBER TRAVEL TRAILERPARK | B | DISINFECT | B02 | DISINFECT/HYPOCHLORIN
3421536 | ORANGE BLOSSOM OPRY | 1 | ORANGE BLOSSOM OPRY | B | DISINFECT | B02 | DISINFECT/HYPOCHLORIN
3421554 | OCALA GARDEN APARTMENTS | 1 | LEMON AVE APTS-SW23ST 6 6TH AV | B | DISINFECT | B02 | DISINFECT/HYPOCHLORIN
3421559 | VICTORY MOBILE HOME PARK LLC | 1 | VICTORY MHP | B | DISINFECT | B02 | DISINFECT/HYPOCHLORIN
3421560 | OCALA OAKS SUBDIVISION (2 WPS) | 1 | OCALA OAKS SUBDIVISION | B | DISINFECT | B02 | DISINFECT/HYPOCHLORIN
3421560 | OCALA OAKS SUBDIVISION (2 WPS) | 2 | WTP #2 OCALA OAKS SD | B | DISINFECT | B02 | DISINFECT/HYPOCHLORIN
3421573 | GOLDEN POND VILLAGE MHP | 1 | ON GOLDEN POND MHP | B | DISINFECT | B02 | DISINFECT/HYPOCHLORIN
3421574 | SERENITY OAKS MHP | 1 | SERENITY OAKS MHP | B | DISINFECT | B02 | DISINFECT/HYPOCHLORIN
3421576 | WINDGATE ESTATES | 1 | WINDGATE ESTATES | B | DISINFECT | B02 | DISINFECT/HYPOCHLORIN
3424001 | MARION HILLS | 1 | MARION HILLS | B | DISINFECT | B02 | DISINFECT/HYPOCHLORIN
3424009 | WHISPERING SANDS S/D | 1 | WHISPERING SANDS SUBDIVISION | B | DISINFECT | B02 | DISINFECT/HYPOCHLORIN
3424025 | EVERGREEN S/D | 1 |  | B | DISINFECT | B02 | DISINFECT/HYPOCHLORIN
3424029 | CHAPPELL HILLS | 1 | CHAPPELL HILLS | B | DISINFECT | B02 | DISINFECT/HYPOCHLORIN
3424031 | FLORIDA HEIGHTS S/D | 1 | FLORIDA HEIGHTS WTP | B | DISINFECT | B02 | DISINFECT/HYPOCHLORIN
3424032 | OAKHURST SUBDIVISION | 1 | OAKHURST SUBDIVISION | B | DISINFECT | B02 | DISINFECT/HYPOCHLORIN
3424034 | VILLAGES OF OCALA | 1 | VILLAGES OF OCALA | B | DISINFECT | B02 | DISINFECT/HYPOCHLORIN
3424036 | WESTVIEW SUBDIVISION (CONSEC) | 1 | WEST VIEW SUBDIVISION | B | DISINFECT | B02 | DISINFECT/HYPOCHLORIN
3424042 | FAIRFAX HILLS SUBDIVISION | 1 | FAIRFAX HILLS SUBDIVISION | B | DISINFECT | B02 | DISINFECT/HYPOCHLORIN
3424046 | QUAIL RUN SUBDIVISION | 1 | QUAILRUN D/D | B | DISINFECT | B02 | DISINFECT/HYPOCHLORIN
3424048 | LAKEVIEW MANOR MHP | 1 | LAKEVIEW MANOR | B | DISINFECT | B02 | DISINFECT/HYPOCHLORIN
3424061 | PARADISE MHP | 1 | PARADISE MHP | B | DISINFECT | B02 | DISINFECT/HYPOCHLORIN
3424062 | PONDEROSA PINES (2 WPS) | 2 | PONDEROSA PINES WTP #2 | B | DISINFECT | B02 | DISINFECT/HYPOCHLORIN
3424062 | PONDEROSA PINES (2 WPS) | 1 | PONDEROSA PINES WTP #1 | B | DISINFECT | B02 | DISINFECT/HYPOCHLORIN
3424062 | PONDEROSA PINES (2 WPS) | 2 | PONDEROSA PINES WTP #2 | G | IRON REMOVAL | G18 | IRON RMVL/SEQUESTATION
3424086 | EVANGELICAL BIBLE MISSION | 1 | EVANGELICAL BIBLE MISSION | B | DISINFECT | B02 | DISINFECT/HYPOCHLORIN
3424087 | OAK BEND MHP | 1 | OAK BEND MHP | B | DISINFECT | B02 | DISINFECT/HYPOCHLORIN
3424099 | ELEVEN OAKS SUBDIVISION | 1 | ELEVEN OAKS | B | DISINFECT | B02 | DISINFECT/HYPOCHLORIN
3424099 | ELEVEN OAKS SUBDIVISION | 1 | ELEVEN OAKS | D | CORROSION CONTROL | D36 | CORR-CTRL/CORROSION INHIB
3424106 | OAK HAVEN QUADRUPLEXES | 1 | OAKHAVEN QUADRAPLEX | B | DISINFECT | B02 | DISINFECT/HYPOCHLORIN
3424106 | OAK HAVEN QUADRUPLEXES | 1 | OAKHAVEN QUADRAPLEX | D | CORROSION CONTROL | D36 | CORR-CTRL/CORROSION INHIB
3424183 | QUICK KING #1 | 1 | QUICK KING #1 | B | DISINFECT | B02 | DISINFECT/HYPOCHLORIN
3424183 | QUICK KING #1 | 1 | QUICK KING #1 | C | PARTICLE REMOVAL | C29 | PART-RMVL/CARTRIDGE FILTR
3424183 | QUICK KING #1 | 1 | QUICK KING #1 | H | SOFTENING | H23 | SOFTENING/GAC ADDITION
3424206 | PEDRO GROCERY | 1 | PEDRO GROCERY | B | DISINFECT | B02 | DISINFECT/HYPOCHLORIN
3424229 | BUILDING BLOCKS ACADEMY OF OCALA | 1 | BUILDING BLOCKS OF OCALA | B | DISINFECT | B02 | DISINFECT/HYPOCHLORIN
3424239 | USDA/BIG BASS LAKE CAMPGROUND | 1 | BIG BASS LAKE CAMPGROUND | B | DISINFECT | B02 | DISINFECT/HYPOCHLORIN
3424240 | USDA/BIG SCRUB CAMPGROUND | 1 | BIG SCRUB CAMPGROUND | B | DISINFECT | B02 | DISINFECT/HYPOCHLORIN
3424244 | FORE LAKE RECREATION CAMP | 1 | FORE LAKE RECREATION AREA | B | DISINFECT | B02 | DISINFECT/HYPOCHLORIN
3424252 | CACTUS JACK'S | 1 | CACTUS JACK'S | B | DISINFECT | B02 | DISINFECT/HYPOCHLORIN
3424257 | COUNTRY KITCHEN | 1 | COUNTRY KITCHEN | B | DISINFECT | B02 | DISINFECT/HYPOCHLORIN
3424620 | TRADEWINDS VILLAGE | 1 | TRADEWINDS VILLAGE | B | DISINFECT | B02 | DISINFECT/HYPOCHLORIN
3424621 | BELLEVIEW OAKS ESTATES | 1 | BELLEVIEW OAKS ESTATES | B | DISINFECT | B02 | DISINFECT/HYPOCHLORIN
3424622 | SPRINGLAKE VILLAGE | 1 | SPRINGLAKE VILLAGE | B | DISINFECT | B02 | DISINFECT/HYPOCHLORIN
3424623 | PHOENIX HOUSE | 1 | PHOENIX HOUSE | B | DISINFECT | B02 | DISINFECT/HYPOCHLORIN
3424623 | PHOENIX HOUSE | 1 | PHOENIX HOUSE | H | SOFTENING | H25 | SOFTENING/ION EXCHANGE
3424624 | MOSS BLUFF REC. AREA | 1 | MOSS BLUFF REC. AREA/SJRWMD | B | DISINFECT | B02 | DISINFECT/HYPOCHLORIN
3424627 | YOUNG LIFE SOUTHWIND | 1 | YOUNG LIFE SOUTHWIND | B | DISINFECT | B02 | DISINFECT/HYPOCHLORIN
3424628 | SMITH LAKE SHORES VILLAGE | 1 | SMITH LAKE SHORES M.H.P. | B | DISINFECT | B02 | DISINFECT/HYPOCHLORIN
3424629 | GREENFIELDS SUBDIVISION | 1 | GREENFIELDS SUBDIVISION | B | DISINFECT | B02 | DISINFECT/HYPOCHLORIN
3424632 | MOSSLEY OAKS MOBILE HOME PARK | 1 | JAMES MHP | B | DISINFECT | B02 | DISINFECT/HYPOCHLORIN
3424633 | BEN'S HITCHING POST | 1 | BEN'S HITCHING POST CAMPGROUND | B | DISINFECT | B02 | DISINFECT/HYPOCHLORIN
3424634 | THE SPRINGS RV RESORT | 1 | THE SPRINGS RV RESORT | B | DISINFECT | B02 | DISINFECT/HYPOCHLORIN
3424635 | WHISPERING PINES RV PARK II | 1 | WHISPERING PINES RV PARK II | B | DISINFECT | B02 | DISINFECT/HYPOCHLORIN
3424636 | ALFIES IRISH PUB & RESTAURANT | 1 | ALFIES IRISH PUB & RESTAURANT | B | DISINFECT | B02 | DISINFECT/HYPOCHLORIN
3424637 | SHERI OAKS SUBDIVISION | 1 | SHERI OAKS S/D | B | DISINFECT | B02 | DISINFECT/HYPOCHLORIN
3424637 | SHERI OAKS SUBDIVISION | 1 | SHERI OAKS S/D | G | IRON REMOVAL | G18 | IRON RMVL/SEQUESTATION
3424638 | OAK CREEK CAVERNS | 1 | OAK CREEK CAVERNS | B | DISINFECT | B02 | DISINFECT/HYPOCHLORIN
3424639 | GRAND OAKS MHP | 1 | GRAND OAKS MHP | B | DISINFECT | B02 | DISINFECT/HYPOCHLORIN
3424643 | MCATEER ACRES | 1 | MCATEER ACRES | B | DISINFECT | B02 | DISINFECT/HYPOCHLORIN
3424644 | FORE OAKS ESTATES | 1 | FORE OAKS | B | DISINFECT | B02 | DISINFECT/HYPOCHLORIN
3424648 | HILLTOP ESTATES MHP S/D | 1 | HILLTOP ESTATES MO. HM. S/D | B | DISINFECT | B02 | DISINFECT/HYPOCHLORIN
3424649 | SUMMERFIELD PINES | 1 | SUMMERFIELD PINES | B | DISINFECT | B02 | DISINFECT/HYPOCHLORIN
3424650 | SOUTHERN SUN RV PARK | 1 | SOUTHERN SUN RV PARK | B | DISINFECT | B02 | DISINFECT/HYPOCHLORIN
3424651 | OCALA HEIGHTS S/D | 1 | OCALA HEIGHTS | B | DISINFECT | B02 | DISINFECT/HYPOCHLORIN
3424652 | SHADY ROAD VILLAS TRAILER PARK | 1 | SHADY ROAD VILLAS TRAILER PARK | B | DISINFECT | B02 | DISINFECT/HYPOCHLORIN
3424654 | WILDERNESS RV PARK ESTATES | 1 | OKLAWAHA RIVER RV PARK | B | DISINFECT | B02 | DISINFECT/HYPOCHLORIN
3424655 | HIGH HOPES MOBILE HOME PARK | 1 | HIGH HOPES | B | DISINFECT | B02 | DISINFECT/HYPOCHLORIN
3424657 | COUNTRY WALK | 1 | COUNTRY WALK | B | DISINFECT | B02 | DISINFECT/HYPOCHLORIN
3424658 | PADDOCK PARK SOUTH MHP | 1 | PADDOCK PARK SOUTH | B | DISINFECT | B02 | DISINFECT/HYPOCHLORIN
3424659 | TROPICANA VILLAGE SUBDIVISION | 1 | TROPICANA VILLAGE | B | DISINFECT | B02 | DISINFECT/HYPOCHLORIN
3424660 | SILVER CITY OAKS S/D | 1 | SILVER CITY | B | DISINFECT | B02 | DISINFECT/HYPOCHLORIN
3424661 | FOREST CENTER SHOPPING CENTER | 1 | FOREST CENTER SHOPPING CENTER | B | DISINFECT | B02 | DISINFECT/HYPOCHLORIN
3424662 | HILLTOP AT LAKE WEIR | 1 | HILLTOP AT LAKE WEIR | B | DISINFECT | B02 | DISINFECT/HYPOCHLORIN
3424663 | OCALA SPRINGS ELEMENTARY | 1 | OCALA SPRINGS ELEMENTARY | B | DISINFECT | B02 | DISINFECT/HYPOCHLORIN
3424664 | JACK MOBILE HOME PARK | 1 | JACK MOBILE HOME PARK | B | DISINFECT | B02 | DISINFECT/HYPOCHLORIN
3424665 | QUICK KING #11 | 1 | QUICK KING #11 | B | DISINFECT | B02 | DISINFECT/HYPOCHLORIN
3424665 | QUICK KING #11 | 1 | QUICK KING #11 | H | SOFTENING | H25 | SOFTENING/ION EXCHANGE
3424667 | CROSS BONES GRILL | 1 | CROSS BONES GRILL | B | DISINFECT | B02 | DISINFECT/HYPOCHLORIN
3424669 | SILVER SPRINGS SHORES SDA CHURCH | 1 | SEVENTH DAY ADVENTIST CHURCH | B | DISINFECT | B02 | DISINFECT/HYPOCHLORIN
3424670 | ADVANCED DISPOSAL | 1 | VEOLIA ENVIRONMENTAL SERVICES | B | DISINFECT | B02 | DISINFECT/HYPOCHLORIN
3424671 | SOULS HARBOR CHRISTIAN ACADEMY | 1 | SOUL'S HARBOR PENTECOSTAL | B | DISINFECT | B02 | DISINFECT/HYPOCHLORIN
3424672 | FIRST BAPTIST CHURCH OF SUMMERFIELD | 2 | FIRST BAPTIST CHURCH | B | DISINFECT | B02 | DISINFECT/HYPOCHLORIN
3424674 | QUICK KING #4 | 1 | QUICK KING #4 | B | DISINFECT | B02 | DISINFECT/HYPOCHLORIN
3424674 | QUICK KING #4 | 1 | QUICK KING #4 | H | SOFTENING | H25 | SOFTENING/ION EXCHANGE
3424676 | SUMMERFIELD QWIK KING FOOD STORE | 1 | SUMMERFIELD QUIK KING | B | DISINFECT | B02 | DISINFECT/HYPOCHLORIN
3424676 | SUMMERFIELD QWIK KING FOOD STORE | 1 | SUMMERFIELD QUIK KING | H | SOFTENING | H25 | SOFTENING/ION EXCHANGE
3424677 | KINGDOM HALL | 1 | KINGDOM HALL-JEH WIT-PECAN RD. | B | DISINFECT | B02 | DISINFECT/HYPOCHLORIN
3424678 | CHRIST THE KING MISSION | 1 | CHRIST THE KING | B | DISINFECT | B02 | DISINFECT/HYPOCHLORIN
3424684 | SUMMERFIELD OAKS MHP | 1 | SUMMERFIELD OAKS MHP | B | DISINFECT | B02 | DISINFECT/HYPOCHLORIN
3424685 | HAWKS POINT SUBDIVISION | 1 | HAWKS POINT | B | DISINFECT | B02 | DISINFECT/HYPOCHLORIN
3424688 | OCALA BOAT BASIN | 1 | OCALA BOAT BASIN | B | DISINFECT | B02 | DISINFECT/HYPOCHLORIN
3424689 | SILVER SPRINGS WOODS/VILLAGE | 1 | SILVER SPRINGS WOODS VILLAGE | B | DISINFECT | B02 | DISINFECT/HYPOCHLORIN
3424690 | LANDFAIR SUBDIVISION | 1 | LANDFAIR WTP | B | DISINFECT | B02 | DISINFECT/HYPOCHLORIN
3424691 | WINDING WATERS | 1 | WINDING WATERS | B | DISINFECT | B02 | DISINFECT/HYPOCHLORIN
3424693 | SOUTHEAST MILK | 1 | SOUTH EAST MILK | B | DISINFECT | B02 | DISINFECT/HYPOCHLORIN
3424694 | SHADY HILL ELEMENTARY SCHOOL | 1 | SHADY HILL ELEM.-ELEM.SCHOOL G | B | DISINFECT | B02 | DISINFECT/HYPOCHLORIN
3424702 | SAM'S PLAZA | 1 | SAM'S PLAZA | B | DISINFECT | B02 | DISINFECT/HYPOCHLORIN
3424702 | SAM'S PLAZA | 1 | SAM'S PLAZA | Z | OTHER | Z23 | OTHER/GAC ADDITION
3424704 | MARKET OF MARION | 1 | MARKET OF MARION | B | DISINFECT | B02 | DISINFECT/HYPOCHLORIN
3424707 | SPEEDY FOODS | 1 | KWIK KING # 16/OCALA | B | DISINFECT | B02 | DISINFECT/HYPOCHLORIN
3424711 | BUBBA RACEWAY PARK | 1 | BUBBA RACEWAY PARK | B | DISINFECT | B02 | DISINFECT/HYPOCHLORIN
3424712 | DIAMOND OIL #103 | 1 | SPEEDWAY FOOD AND GAS | B | DISINFECT | B02 | DISINFECT/HYPOCHLORIN
3424712 | DIAMOND OIL #103 | 1 | SPEEDWAY FOOD AND GAS | H | SOFTENING | H25 | SOFTENING/ION EXCHANGE
3424715 | ROCCO'S PIZZA | 1 | ROCCO'S PLAZA | B | DISINFECT | B02 | DISINFECT/HYPOCHLORIN
3424716 | KWIK KING-HWY 484 & 55TH AVE | 1 | KWIK KING-HWY 484 & 55TH AVE | B | DISINFECT | B02 | DISINFECT/HYPOCHLORIN
3424723 | KWIK KING-HWY 316 & CR 120 | 1 | KWIK KING-HWY 316 & CR 120 | B | DISINFECT | B02 | DISINFECT/HYPOCHLORIN
3424724 | KWIK KING-HWY 49 & NW 36 | 1 | KWIK KING-HWY 49 & NW 36 | B | DISINFECT | B02 | DISINFECT/HYPOCHLORIN
3424728 | KWIK KING-5TH & CR 484 | 1 | KWIK KING-5TH & CR 484 | B | DISINFECT | B02 | DISINFECT/HYPOCHLORIN
3424731 | KWIK KING-HWY 301 & 329 | 1 | KWIK KING-HWY 301 & 329 | B | DISINFECT | B02 | DISINFECT/HYPOCHLORIN
3424739 | KWIK KING-HWY 40 & CHURCH LAKE | 1 | KWIK KING-HWY 40 & CHURCH LAKE | B | DISINFECT | B02 | DISINFECT/HYPOCHLORIN
3424757 | KWIK KING-326 & OLD 301 | 1 | KWIK KING-326 & OLD 301 | B | DISINFECT | B02 | DISINFECT/HYPOCHLORIN
3424766 | KWIK KING-HWY 484 | 1 | KWIK KING-HWY 484 | B | DISINFECT | B02 | DISINFECT/HYPOCHLORIN
3424769 | SILVER SPRINGS MOOSE LODGE #1199 | 1 | MOOSE LODGE 1199 SILVR SPRINGS | B | DISINFECT | B02 | DISINFECT/HYPOCHLORIN
3424774 | KWIK KING-HWY 301 & 318 | 1 | KWIK KING-HWY 301 & 318 | B | DISINFECT | B02 | DISINFECT/HYPOCHLORIN
3424775 | LENA'S SEAFOOD | 1 | LENA'S SEAFOOD | B | DISINFECT | B02 | DISINFECT/HYPOCHLORIN
3424783 | DIAMOND OIL #104 | 1 | QUICK N-EZ MART | B | DISINFECT | B02 | DISINFECT/HYPOCHLORIN
3424783 | DIAMOND OIL #104 | 1 | QUICK N-EZ MART | H | SOFTENING | H25 | SOFTENING/ION EXCHANGE
3424787 | RING POWER CORP | 1 | RING POWER CORP | B | DISINFECT | B02 | DISINFECT/HYPOCHLORIN
3424787 | RING POWER CORP | 1 | RING POWER CORP | D | CORROSION CONTROL | D36 | CORR-CTRL/CORROSION INHIB
3424789 | LAKEVIEW WOODS/TRAILS EAST S/D | 1 | LAKEVIEW WOODS S/D | B | DISINFECT | B02 | DISINFECT/HYPOCHLORIN
3424790 | BELLEVIEW PLAYLAND DAYCARE | 1 | BELLEVIEW PLAYLAND DAYCARE | B | DISINFECT | B02 | DISINFECT/HYPOCHLORIN
3424791 | GOLD SKILLET | 1 | GOLD SKILLET | B | DISINFECT | B02 | DISINFECT/HYPOCHLORIN
3424794 | UNITY BAPTIST CHURCH | 1 | UNITY BAPTIST CHURCH | B | DISINFECT | B02 | DISINFECT/HYPOCHLORIN
3424795 | MOOSE LODGE 2535 | 1 | MOOSE LODGE 2535 | B | DISINFECT | B02 | DISINFECT/HYPOCHLORIN
3424796 | LITTLE ORANGE GROCERIES | 1 | LITTLE ORANGE GROCERIES | B | DISINFECT | B02 | DISINFECT/HYPOCHLORIN
3424798 | QUICK KING #2 | 1 | QUICK KING #2 | B | DISINFECT | B02 | DISINFECT/HYPOCHLORIN
3424798 | QUICK KING #2 | 1 | QUICK KING #2 | H | SOFTENING | H25 | SOFTENING/ION EXCHANGE
3424799 | QUICK KING #5 | 1 | QUICK KING #5 | B | DISINFECT | B02 | DISINFECT/HYPOCHLORIN
3424799 | QUICK KING #5 | 1 | QUICK KING #5 | H | SOFTENING | H25 | SOFTENING/ION EXCHANGE
3424800 | TABBY'S RESTAURANT | 1 | 40 EAST BBQ | B | DISINFECT | B02 | DISINFECT/HYPOCHLORIN
3424801 | LIZNA INC | 1 | GAS PLUS MART | B | DISINFECT | B02 | DISINFECT/HYPOCHLORIN
3424803 | TOWNLEY MANUFACTURING COMPANY | 1 | TOWNLEY MANUFACTURING | B | DISINFECT | B02 | DISINFECT/HYPOCHLORIN
3424805 | USFS/SILVER GLENN SPRINGS | 1 | SILVER GLENN SPRINGS WTP | B | DISINFECT | B02 | DISINFECT/HYPOCHLORIN
3424806 | OAK-GRINER BAPTIST CHURCH | 1 | OAK GRINER CHRISTIAN SCHOOL | B | DISINFECT | B02 | DISINFECT/HYPOCHLORIN
3424807 | WALDBUSSER'S | 1 | WALDBUSSER'S M. H. SUBDIVISION | B | DISINFECT | B02 | DISINFECT/HYPOCHLORIN
3424807 | WALDBUSSER'S | 1 | WALDBUSSER'S M. H. SUBDIVISION | G | IRON REMOVAL | G18 | IRON RMVL/SEQUESTATION
3424808 | PONDEROSA M.H./SUBDIVISION | 1 | PONDEROSA M.H./SUBDIVISION | B | DISINFECT | B02 | DISINFECT/HYPOCHLORIN
3424809 | BRIAR PATCH MOBILE HOME PARK | 1 | BRIAR PATCH MOBILE HOME PARK | B | DISINFECT | B02 | DISINFECT/HYPOCHLORIN
3424811 | PENNEY PARK MHP | 1 | WELL #1 | B | DISINFECT | B02 | DISINFECT/HYPOCHLORIN
3424812 | FORT MCCOY MIDDLE SCHOOL | 1 | FORT MCCOY MIDDLE SCHOOL (K-8) | B | DISINFECT | B02 | DISINFECT/HYPOCHLORIN
3424812 | FORT MCCOY MIDDLE SCHOOL | 1 | FORT MCCOY MIDDLE SCHOOL (K-8) | D | CORROSION CONTROL | D36 | CORR-CTRL/CORROSION INHIB
3424812 | FORT MCCOY MIDDLE SCHOOL | 1 | FORT MCCOY MIDDLE SCHOOL (K-8) | E | TASTE-ODOR CONTROL | E20 | T-O CTRL/AERATION
3424813 | DUCKS DAM DINER | 1 | DUCKS DAM DINER | B | DISINFECT | B02 | DISINFECT/HYPOCHLORIN
3424816 | PAPA JOES DRIVE IN | 1 | HOPTON'S DRIVE-IN | B | DISINFECT | B02 | DISINFECT/HYPOCHLORIN
3424817 | ABC ACADEMY OF BELLEVIEW | 1 | ABC CHILDREN'S COUNTRY CLUB | B | DISINFECT | B02 | DISINFECT/HYPOCHLORIN
3424819 | SALT SPRINGS PIT STOP | 1 | /SALT SPRINGS PIT STOP | B | DISINFECT | B02 | DISINFECT/HYPOCHLORIN
3424819 | SALT SPRINGS PIT STOP | 1 | /SALT SPRINGS PIT STOP | H | SOFTENING | H25 | SOFTENING/ION EXCHANGE
3424821 | FRATERNAL ORDER OF EAGLES 4216 | 1 | FRATERNAL ORDER OF THE EAGLES | B | DISINFECT | B02 | DISINFECT/HYPOCHLORIN
3424824 | GOOD TIME LOUNGE | 1 | GOOOD TIME LOUNGE | B | DISINFECT | B02 | DISINFECT/HYPOCHLORIN
3424825 | VFW POST#10208/SALT SPRINGS | 1 | V.F.W. POST#10208 | B | DISINFECT | B02 | DISINFECT/HYPOCHLORIN
3424827 | CITRA HIGHLANDS | 1 | CITRA HIGHLAND | B | DISINFECT | B02 | DISINFECT/HYPOCHLORIN
3424828 | FLORIDA STATE FIRE COLLEGE | 1 | FLORIDA STATE FIRE COLLEGE WTP | B | DISINFECT | B02 | DISINFECT/HYPOCHLORIN
3424828 | FLORIDA STATE FIRE COLLEGE | 1 | FLORIDA STATE FIRE COLLEGE WTP | H | SOFTENING | H25 | SOFTENING/ION EXCHANGE
3424830 | VFW POST 10733 | 1 | ORANGE LAKE PLAZA | B | DISINFECT | B02 | DISINFECT/HYPOCHLORIN
3424831 | LHOIST NORTH AMERICA | 1 | FRANKLIN INDUSTRIAL MINERAL | B | DISINFECT | B02 | DISINFECT/HYPOCHLORIN
3424832 | ST GEORGE ANGLICAN CHURCH | 1 | ST.GEORGE ANGLICAN CHURCH | B | DISINFECT | B02 | DISINFECT/HYPOCHLORIN
3424834 | FIRST HAITIAN BAPTIST CHURCH | 1 | BELLEVIEW CHURCH OF THE NAZARE | B | DISINFECT | B02 | DISINFECT/HYPOCHLORIN
3424835 | WINGS OF FAITH FELLOWSHIP | 1 | WINGS OF FAITH | B | DISINFECT | B02 | DISINFECT/HYPOCHLORIN
3424836 | S N FOOD MART | 1 | PETER'S FOOD MART | B | DISINFECT | B02 | DISINFECT/HYPOCHLORIN
3424836 | S N FOOD MART | 1 | PETER'S FOOD MART | H | SOFTENING | H25 | SOFTENING/ION EXCHANGE
3424837 | VFW POST #4209 | 1 | VFW POST#4209 | B | DISINFECT | B02 | DISINFECT/HYPOCHLORIN
3424838 | HARD ROCK CYCLE PARK | 1 | HARD ROCK CYCLE PARK | B | DISINFECT | B02 | DISINFECT/HYPOCHLORIN
3424839 | BELLEVIEW HILLS ESTATES | 1 | BELLEVIEW HILLS ESTATES | B | DISINFECT | B02 | DISINFECT/HYPOCHLORIN
3424841 | TURNING POINTE ESTATES | 1 | TURNING POINTE ESTATES | B | DISINFECT | B02 | DISINFECT/HYPOCHLORIN
3424847 | QUICK KING #6 | 1 | QUICK KING #6 | B | DISINFECT | B02 | DISINFECT/HYPOCHLORIN
3424849 | DIAMOND OIL #105 | 1 | DIAMOND OIL #105 | B | DISINFECT | B02 | DISINFECT/HYPOCHLORIN
3424851 | PULLEY SALTY SNACKS LLC | 1 | PULLEY SALTY SNACKS LLC | B | DISINFECT | B02 | DISINFECT/HYPOCHLORIN
3424857 | VETERANS OF FOREIGN WARS | 1 | VETERAN OF FOREIGN WARS | B | DISINFECT | B02 | DISINFECT/HYPOCHLORIN
3424860 | QUICK KING #7 | 1 | QUICK KING #7 | B | DISINFECT | B02 | DISINFECT/HYPOCHLORIN
3424860 | QUICK KING #7 | 1 | QUICK KING #7 | H | SOFTENING | H25 | SOFTENING/ION EXCHANGE
3424861 | USDA/LAKE GEORGE RANGER STATION | 1 | LAKE GEORGE RANGER STATION WTP | B | DISINFECT | B02 | DISINFECT/HYPOCHLORIN
3424863 | MILL DAM RECREATIONAL AREA | 1 | MILL DAM CAMPSITES | B | DISINFECT | B02 | DISINFECT/HYPOCHLORIN
3424871 | SILVER SPRINGS SHORES VFW POST#4493 | 1 | VFW POST#4493 | B | DISINFECT | B02 | DISINFECT/HYPOCHLORIN
3424872 | PLAZA ONE - | 1 | PLAZA ONE | B | DISINFECT | B02 | DISINFECT/HYPOCHLORIN
3424878 | 301 PLAZA | 2 | 301 PLAZA | B | DISINFECT | B02 | DISINFECT/HYPOCHLORIN
3424879 | SUNMART # 31 | 1 | SUNMART # 31 | B | DISINFECT | B01 | DISINFECT/GASEOUS CHLORIN
3424880 | FOX CROSSING TAVERN | 1 | FOX CROSSING | B | DISINFECT | B02 | DISINFECT/HYPOCHLORIN
3424882 | FOREST FOOD MART | 1 | NUBY'S TEXACO WTP | B | DISINFECT | B02 | DISINFECT/HYPOCHLORIN
3424883 | CIRCLE K #2326 | 1 | HANDY WAY #3326/LOWELL | B | DISINFECT | B02 | DISINFECT/HYPOCHLORIN
3424883 | CIRCLE K #2326 | 1 | HANDY WAY #3326/LOWELL | H | SOFTENING | H25 | SOFTENING/ION EXCHANGE
3424884 | CIRCLE K # 2314 | 1 | HANDY WAY #2314/SUMMERFIELD | B | DISINFECT | B02 | DISINFECT/HYPOCHLORIN
3424885 | CIRCLE K #2902 | 1 | KANGAROO EXPRESS #2902 | B | DISINFECT | B02 | DISINFECT/HYPOCHLORIN
3424886 | CIRCLE K #2907 | 1 | KANGAROO EXPRESS # 2907 | B | DISINFECT | B02 | DISINFECT/HYPOCHLORIN
3424888 | CIRCLE K # 2856 | 1 | KANGAROO EXPRESS #2856 | B | DISINFECT | B02 | DISINFECT/HYPOCHLORIN
3424889 | CIRCLE K # 2321 | 1 | KANGAROO EXPRESS #2321 | B | DISINFECT | B02 | DISINFECT/HYPOCHLORIN
3424891 | OUR CORNER STORE | 1 | OUR CORNER STORE | B | DISINFECT | B02 | DISINFECT/HYPOCHLORIN
3424895 | HARBOUR VIEW ELEMENTARY | 1 | HARBOUR VIEW ELEMENTARY | B | DISINFECT | B02 | DISINFECT/HYPOCHLORIN
3424896 | SACRED FIRE MINISTRIES INC | 1 | KNIGHTS OF COLUMBUS | B | DISINFECT | B02 | DISINFECT/HYPOCHLORIN
3424897 | EAST SIDE CONSOLIDATED | 8 | PLANT B/C | B | DISINFECT | B02 | DISINFECT/HYPOCHLORIN
3424897 | EAST SIDE CONSOLIDATED | 13 | HIGH POINTE (RESIDENTIAL W/S) | B | DISINFECT | B02 | DISINFECT/HYPOCHLORIN
3424897 | EAST SIDE CONSOLIDATED | 7 | SPRUCE CREEK G & CC WTP #2 | B | DISINFECT | B02 | DISINFECT/HYPOCHLORIN
3424897 | EAST SIDE CONSOLIDATED | 6 | SPRUCE CREEK G & CC WTP #1 | B | DISINFECT | B02 | DISINFECT/HYPOCHLORIN
3424897 | EAST SIDE CONSOLIDATED | 4 | SPRUCE CREEK SOUTH #2 | B | DISINFECT | B02 | DISINFECT/HYPOCHLORIN
3424897 | EAST SIDE CONSOLIDATED | 3 | SPRUCE CREEK SOUTH #1 | B | DISINFECT | B02 | DISINFECT/HYPOCHLORIN
3424897 | EAST SIDE CONSOLIDATED | 2 | SOUTH LAKE WEIR | B | DISINFECT | B02 | DISINFECT/HYPOCHLORIN
3424897 | EAST SIDE CONSOLIDATED | 1 | STONECREST | B | DISINFECT | B02 | DISINFECT/HYPOCHLORIN
3424897 | EAST SIDE CONSOLIDATED | 12 | SILVER SPRINGS REGIONAL | B | DISINFECT | B02 | DISINFECT/HYPOCHLORIN
3424897 | EAST SIDE CONSOLIDATED | 11 | DEER PATH WTP | B | DISINFECT | B02 | DISINFECT/HYPOCHLORIN
3424897 | EAST SIDE CONSOLIDATED | 9 | PLANT 'G' | B | DISINFECT | B02 | DISINFECT/HYPOCHLORIN
3424897 | EAST SIDE CONSOLIDATED | 10 | SOUTH OAK S/D WTP | B | DISINFECT | B02 | DISINFECT/HYPOCHLORIN
3424897 | EAST SIDE CONSOLIDATED | 2 | SOUTH LAKE WEIR | C | PARTICLE REMOVAL | C08 | PART-RMVL/MICROSCREENING
3424897 | EAST SIDE CONSOLIDATED | 9 | PLANT 'G' | Z | OTHER | Z20 | OTHER/AERATION
3424899 | FLORIDA ELKS YOUTH CAMP | 1 | FLORIDA ELKS YOUTH CAMP | B | DISINFECT | B01 | DISINFECT/GASEOUS CHLORIN
3424899 | FLORIDA ELKS YOUTH CAMP | 1 | FLORIDA ELKS YOUTH CAMP | G | IRON REMOVAL | G18 | IRON RMVL/SEQUESTATION
3424900 | THE CUPON KID SAVES AND LIQUIDATION | 1 | THE NIGHT ZONE | B | DISINFECT | B02 | DISINFECT/HYPOCHLORIN
3424902 | NORTH TRANSPORTATION CENTER | 1 | NORTH TRANSPORTATION CENTER | B | DISINFECT | B02 | DISINFECT/HYPOCHLORIN
3424903 | DALLAS INN INC | 1 | DALLAS BAR | B | DISINFECT | B02 | DISINFECT/HYPOCHLORIN
3424908 | CIRCLE K #6070 | 1 | KANGAROO EXPRESS #6070 | B | DISINFECT | B02 | DISINFECT/HYPOCHLORIN
3424910 | PACK A SACK #1 | 1 | QUIK TRIP(2525) | B | DISINFECT | B02 | DISINFECT/HYPOCHLORIN
3424912 | QUICK KING #18 | 1 | QUICK KING #18 | B | DISINFECT | B02 | DISINFECT/HYPOCHLORIN
3424915 | LYNN QWIK KING FOOD STORE | 1 | LYNN QWIK KING FOOD STORE | B | DISINFECT | B02 | DISINFECT/HYPOCHLORIN
3424915 | LYNN QWIK KING FOOD STORE | 1 | LYNN QWIK KING FOOD STORE | H | SOFTENING | H25 | SOFTENING/ION EXCHANGE
3424917 | ANTONIO'S MADE IN ITALY | 1 | ANTONIO'S MADE IN ITALY | B | DISINFECT | B02 | DISINFECT/HYPOCHLORIN
3424921 | UMATILLA GROCERIES | 1 | UMATILLA GROCERIES | B | DISINFECT | B02 | DISINFECT/HYPOCHLORIN
3424922 | ORANGE LAKE BP | 1 | ORANGE LAKE BP | B | DISINFECT | B02 | DISINFECT/HYPOCHLORIN
3424923 | CIRCLE K #1251 | 1 | KANGAROO EXPRESS 1251 | B | DISINFECT | B02 | DISINFECT/HYPOCHLORIN
3424924 | CIRCLE K # 1238 | 1 | KANGAROO EXPRESS #1238 | B | DISINFECT | B02 | DISINFECT/HYPOCHLORIN
3424925 | CIRCLE K #1259 | 1 | KANGAROO EXPRESS #1259 | B | DISINFECT | B02 | DISINFECT/HYPOCHLORIN
3424927 | LAKE HILLS FOOD STORE | 1 | QUIK TRIP(2500) | B | DISINFECT | B02 | DISINFECT/HYPOCHLORIN
3424928 | CIRCLE K #1242 | 1 | KANGAROO EXPRESS #1242 | B | DISINFECT | B02 | DISINFECT/HYPOCHLORIN
3424929 | F.O.E. EAGLE'S CLUB #4251 | 1 | FRATERNAL ORDER OF EAGLES#4251 | B | DISINFECT | B02 | DISINFECT/HYPOCHLORIN
3424939 | ORANGE BLOSSOM HILLS COMM.CTR. | 1 | OBH COMM.CENTER | B | DISINFECT | B02 | DISINFECT/HYPOCHLORIN
3424940 | LAKE OKLAWAHA RV RESORT | 1 | LAKE OKLAWAHA RV RESORT | B | DISINFECT | B02 | DISINFECT/HYPOCHLORIN
3424942 | AMERICAN PANEL CORPORATION | 1 | AMERICAN PANEL CORPORATION | B | DISINFECT | B02 | DISINFECT/HYPOCHLORIN
3424946 | ORANGE SPRINGS GROCERY | 1 | ORANGE SPRINGS GROCERY | B | DISINFECT | B02 | DISINFECT/HYPOCHLORIN
3424947 | DAYS END MOTEL AND MHP | 1 | DAYS END MOTEL AND MHP | B | DISINFECT | B02 | DISINFECT/HYPOCHLORIN
3424952 | FAITH BAPTIST CHURCH | 1 | FAITH BAPTIST CHURCH | B | DISINFECT | B02 | DISINFECT/HYPOCHLORIN
3424954 | SILVER SPRINGS PLAZA | 1 | SILVER SPRINGS PLAZA | B | DISINFECT | B02 | DISINFECT/HYPOCHLORIN
3424955 | GRAND LAKES RESORT & GOLF COURSE | 1 | GRAND LAKES RV RESORT | B | DISINFECT | B02 | DISINFECT/HYPOCHLORIN
3424957 | HOSPICE OF MARION | 1 | HOSPICE OF MARION COUNTY | B | DISINFECT | B02 | DISINFECT/HYPOCHLORIN
3424960 | HACKAWAY DRIVING RANGE | 1 | HACKAWAY DRIVING RANGE | B | DISINFECT | B02 | DISINFECT/HYPOCHLORIN
3424961 | ORANGE LAKE CITGO | 1 | ORANGE LAKE CITGO | B | DISINFECT | B02 | DISINFECT/HYPOCHLORIN
3424962 | ASHLEY HEIGHTS S/D | 1 | ASHLEY HEIGHTS | B | DISINFECT | B02 | DISINFECT/HYPOCHLORIN
3424968 | REDDICK ELEMENTARY | 1 | REDDICK ELEMENTARY SCHOOL | B | DISINFECT | B02 | DISINFECT/HYPOCHLORIN
3424968 | REDDICK ELEMENTARY | 1 | REDDICK ELEMENTARY SCHOOL | D | CORROSION CONTROL | D36 | CORR-CTRL/CORROSION INHIB
3424968 | REDDICK ELEMENTARY | 1 | REDDICK ELEMENTARY SCHOOL | G | IRON REMOVAL | G15 | IRON RMVL/PRESS SAND FILT
3424968 | REDDICK ELEMENTARY | 1 | REDDICK ELEMENTARY SCHOOL | H | SOFTENING | H25 | SOFTENING/ION EXCHANGE
3424969 | DINGLE WATER PLANT | 1 | DINGLE WATER PLANT | B | DISINFECT | B02 | DISINFECT/HYPOCHLORIN
3424972 | OCALA SPRINGS PLAZA | 1 | OCALA SPRINGS SHOPPING CENTER | B | DISINFECT | B02 | DISINFECT/HYPOCHLORIN
3424979 | CJK ENTERPRISES-GEORGIE'S GIRL LOUNGE | 1 | GEORGIE'S GIRL LOUNGE | B | DISINFECT | B02 | DISINFECT/HYPOCHLORIN
3424980 | NOWHERE LOUNGE | 1 | NOWHERE LOUNGE | B | DISINFECT | B02 | DISINFECT/HYPOCHLORIN
3424981 | COUNTRY CLUB OF OCALA | 1 | COUNTRY CLUB OF OCALA | B | DISINFECT | B02 | DISINFECT/HYPOCHLORIN
3424982 | FIRST BAPTIST CHURCH OF ORANGE SPRINGS | 1 | ORANGE SPRINGS BAPTIST CHURCH | B | DISINFECT | B02 | DISINFECT/HYPOCHLORIN
3424983 | SKATE MANIA | 1 | SKATE MANIA | B | DISINFECT | B02 | DISINFECT/HYPOCHLORIN
3424985 | FIRST BAPTIST CHURCH OF SPARR | 1 | FIRST BAPTIST CHURCH OF SPARR | B | DISINFECT | B02 | DISINFECT/HYPOCHLORIN
3424986 | BOAT'S DELI | 1 | BOAT'S DELI | B | DISINFECT | B02 | DISINFECT/HYPOCHLORIN
3424987 | USDA/DOE LAKE RECREATION AREA | 1 | DOE LAKE RECREATION AREA | B | DISINFECT | B02 | DISINFECT/HYPOCHLORIN
3424988 | FORT MCCOY & EUREKA COMM. CENTER | 1 | FT. MCCOY/EUREKA COMM. CTR. | B | DISINFECT | B02 | DISINFECT/HYPOCHLORIN
3424988 | FORT MCCOY & EUREKA COMM. CENTER | 1 | FT. MCCOY/EUREKA COMM. CTR. | H | SOFTENING | H25 | SOFTENING/ION EXCHANGE
3424989 | MARION YOUTH ACADEMY | 1 | MARION JUVENILE FACILITY | B | DISINFECT | B02 | DISINFECT/HYPOCHLORIN
3424991 | ANTHONY FIRST BAPTIST CHURCH | 1 | ANTHONY FIRST BAPTIST CHURCH | B | DISINFECT | B02 | DISINFECT/HYPOCHLORIN
3424993 | DEEP WOODS MHP (PKA SILVER SPRINGS MHP) | 1 | SILVER SPRINGS MHP | B | DISINFECT | B02 | DISINFECT/HYPOCHLORIN
3424996 | PETRO STOPPING CENTER | 1 | PETRO STOPPING CENTER | B | DISINFECT | B02 | DISINFECT/HYPOCHLORIN
3424996 | PETRO STOPPING CENTER | 1 | PETRO STOPPING CENTER | E | TASTE-ODOR CONTROL | E15 | T-O CTRL/PRESS SAND FILT
3424998 | HEART OF FLORIDA YOUTH RANCH | 1 | HEART OF FLORIDA YOUTH RANCH | B | DISINFECT | B02 | DISINFECT/HYPOCHLORIN
3424999 | WHISPERING PINES RV PARK I | 1 | WHISPERING PINES RV PARK I | B | DISINFECT | B02 | DISINFECT/HYPOCHLORIN
3425005 | JIM'S PIT BAR-B-Q | 1 | JIM'S PIT BAR-B-Q | B | DISINFECT | B02 | DISINFECT/HYPOCHLORIN
3425006 | GREENFIELDS/INDIAN PINES | 1 | GREENFIELDS/INDIAN PINES | B | DISINFECT | B02 | DISINFECT/HYPOCHLORIN
3425007 | SUNCOAST INSULATORS | 1 | SUNCOAST INSULATORS | B | DISINFECT | B02 | DISINFECT/HYPOCHLORIN
3425009 | NOW CHURCH | 1 | NOW CHURCH | B | DISINFECT | B02 | DISINFECT/HYPOCHLORIN
3425011 | SHARPES FERRY TRAILHEAD | 1 | SHARPES FERRY | B | DISINFECT | B02 | DISINFECT/HYPOCHLORIN
3425014 | SOUTHWOOD MOTEL | 1 |  | B | DISINFECT | B02 | DISINFECT/HYPOCHLORIN
3425022 | KRAZY 8 BAR & GRILL | 1 | KRAZY 8 BAR & GRILL | B | DISINFECT | B02 | DISINFECT/HYPOCHLORIN
3425023 | FIRST BAPTIST CHURCH FT MCCOY | 1 | FIRST BAPTIST CH FT MCCOY WTP | B | DISINFECT | B02 | DISINFECT/HYPOCHLORIN
3425023 | FIRST BAPTIST CHURCH FT MCCOY | 1 | FIRST BAPTIST CH FT MCCOY WTP | H | SOFTENING | H25 | SOFTENING/ION EXCHANGE
3425024 | IMMACULATE HEART OF MARY CHURCH | 1 | IMMACULATE HEARTOF MARY CHURCH | B | DISINFECT | B02 | DISINFECT/HYPOCHLORIN
3425029 | FOREST GREEN SUBDIVISION | 1 | FOREST GREEN S/D WTP | B | DISINFECT | B02 | DISINFECT/HYPOCHLORIN
3425035 | SANTOS 80TH STREET TRAILHEAD | 1 | 80TH STREET TRAILHEAD WTP | B | DISINFECT | B02 | DISINFECT/HYPOCHLORIN
3425036 | THE REFUGE-A HEALING PLACE | 1 | THE REFUGE - A HEALING PLACE | B | DISINFECT | B02 | DISINFECT/HYPOCHLORIN
3425037 | CIRCLE K #2120 | 1 | CIRCLE K #2120 | B | DISINFECT | B02 | DISINFECT/HYPOCHLORIN
3425039 | PLANTATION LANDING MHP | 1 | PLANTATION LANDING MHP | B | DISINFECT | B02 | DISINFECT/HYPOCHLORIN
3425040 | FLORIDA CITRUS CENTER #90 | 1 | FLORIDA CITRUS CENTER #90 | B | DISINFECT | B02 | DISINFECT/HYPOCHLORIN
3425042 | WAR HORSE HARLEY-DAVIDSON | 1 | HARLEY DAVIDSON OF OCALA | B | DISINFECT | B02 | DISINFECT/HYPOCHLORIN
3425044 | GOOD SHEPHERD PRESBYTERIAN CHURCH | 1 | GOOD SHEPHERD PRESBYTERIAN | B | DISINFECT | B02 | DISINFECT/HYPOCHLORIN
3425054 | HORSESHOE LAKE PARK | 1 | HORSESHOE LAKE CONFERENCE CENT | B | DISINFECT | B02 | DISINFECT/HYPOCHLORIN
3425056 | THE CHURCH TRIUMPHANT INC. | 1 | THE CHURCH TRIUMPHANT | B | DISINFECT | B02 | DISINFECT/HYPOCHLORIN
3425057 | DJ & GINA'S LOUNGE | 1 | DJ & GINA'S | B | DISINFECT | B02 | DISINFECT/HYPOCHLORIN
3425059 | MEMORIAL BAPTIST CHURCH | 1 | MEMORIAL BAPTIST CHURCH | B | DISINFECT | B02 | DISINFECT/HYPOCHLORIN
3425060 | SILVER RIVER STATE PARK CAMPING AREA | 1 | SILVER RIVER STATE PARK CAMPIN | B | DISINFECT | B02 | DISINFECT/HYPOCHLORIN
3425061 | THE PIZZA DEN OF THE FOREST | 1 | ANTONES FOREST PIZZA | B | DISINFECT | B02 | DISINFECT/HYPOCHLORIN
3425063 | ON THE LAKE PARK | 1 | ON THE LAKE PARK | B | DISINFECT | B02 | DISINFECT/HYPOCHLORIN
3425065 | TRACTOR SUPPLY COMPANY - OCALA N US 441 | 1 | TRACTOR SUPPLY COMPANY | B | DISINFECT | B02 | DISINFECT/HYPOCHLORIN
3425066 | EL FARO ASSEMBLY OF GOD | 1 | EL FARO ASSEMBLY OF GOD | B | DISINFECT | B02 | DISINFECT/HYPOCHLORIN
3425068 | PENTECOSTAL FULL GOSPEL CHURCH | 1 | PENTECOSTAL FULL GOSPEL CH | B | DISINFECT | B02 | DISINFECT/HYPOCHLORIN
3425069 | UNIV. OF FL PLANT SCIENCE RESEARCH CNTR | 1 | UNIVERSITY OF FL RESEARCH CENT | B | DISINFECT | B02 | DISINFECT/HYPOCHLORIN
3425069 | UNIV. OF FL PLANT SCIENCE RESEARCH CNTR | 1 | UNIVERSITY OF FL RESEARCH CENT | D | CORROSION CONTROL | D36 | CORR-CTRL/CORROSION INHIB
3425070 | L&E GROCERY | 1 | L&E GROCERY | B | DISINFECT | B02 | DISINFECT/HYPOCHLORIN
3425071 | SUMMERFIELD POST OFFICE | 1 | SUMMERFIELD POST OFFICE | B | DISINFECT | B02 | DISINFECT/HYPOCHLORIN
3425071 | SUMMERFIELD POST OFFICE | 1 | SUMMERFIELD POST OFFICE | D | CORROSION CONTROL | D36 | CORR-CTRL/CORROSION INHIB
3425073 | DAVITA OCALA NORTH KIDNEY CENTER WTP | 1 | DAVITA OCALA NORTH KIDNEY CTR | B | DISINFECT | B02 | DISINFECT/HYPOCHLORIN
3425074 | OCALA VOLVO | 1 | OCALA VOLVO | B | DISINFECT | B02 | DISINFECT/HYPOCHLORIN
3425075 | SPARR FOOD MART | 1 | SPARR FOOD MART | B | DISINFECT | B02 | DISINFECT/HYPOCHLORIN
3425077 | COMMUNITY HARVEST BAPTIST CHURCH | 1 | COMMUNITY HARVEST BAPTIST | B | DISINFECT | B02 | DISINFECT/HYPOCHLORIN
3425079 | PIRATS OASIS | 1 | BLUE HERON COVE | B | DISINFECT | B02 | DISINFECT/HYPOCHLORIN
3425082 | DOLLAR GENERAL STORE #7973 | 1 | DOLLAR GENERAL STORE | B | DISINFECT | B02 | DISINFECT/HYPOCHLORIN
3425083 | CITRA STORAGE & RV PARK | 1 | CITRA FOOD MART | B | DISINFECT | B02 | DISINFECT/HYPOCHLORIN
3425086 | MARTIN MART | 1 | MARTIN MART | B | DISINFECT | B02 | DISINFECT/HYPOCHLORIN
3425090 | DUNN RITE ROOFING | 1 | BIG D ROOFING | B | DISINFECT | B02 | DISINFECT/HYPOCHLORIN
3425091 | SANTOS HISTORIC RECREATION AREA | 1 | SANTOS HISTORIC REC AREA | B | DISINFECT | B02 | DISINFECT/HYPOCHLORIN
3425092 | DOLLAR GENERAL CITRA #8255 | 1 | DOLLAR GENERAL CITRA | B | DISINFECT | B02 | DISINFECT/HYPOCHLORIN
3425093 | ORANGE LAKE COMMUNITY PARK | 1 | ORANGE LAKE COMMUNITY PARK | B | DISINFECT | B02 | DISINFECT/HYPOCHLORIN
3425097 | BELLEVIEW WARD MEETINGHOUSE | 1 | BELLEVIEW WARD MEETINGHOUSE | B | DISINFECT | B02 | DISINFECT/HYPOCHLORIN
3425102 | FIRE ROCK IRISH PUB | 1 | FIRE ROCK IRISH PUB | B | DISINFECT | B02 | DISINFECT/HYPOCHLORIN
3425108 | LEIGHTON ESTATES UTILITIES LLC | 1 | LEIGHTON ESTATES WATER SYSTEM | B | DISINFECT | B02 | DISINFECT/HYPOCHLORIN
3425109 | DECONNA ICE CREAM | 1 | DECONNA ICE CREAM | B | DISINFECT | B02 | DISINFECT/HYPOCHLORIN
3425111 | SUNSET HARBOR WATER SYSTEM | 1 | SUNSET HARBOUR | B | DISINFECT | B02 | DISINFECT/HYPOCHLORIN
3425112 | SANTOS MOBILE VILLA | 1 | SANTOS MOBILE VILLA | B | DISINFECT | B02 | DISINFECT/HYPOCHLORIN
3425116 | SPORTSMAN'S LODGE | 1 | SPORTSMANS LODGE | B | DISINFECT | B02 | DISINFECT/HYPOCHLORIN
3425117 | OCKLAWAHA CANOE OUTPOST AND RESORT | 1 | OCKLAWAHA CANOE OUTPOST RESORT | B | DISINFECT | B02 | DISINFECT/HYPOCHLORIN
3425117 | OCKLAWAHA CANOE OUTPOST AND RESORT | 1 | OCKLAWAHA CANOE OUTPOST RESORT | H | SOFTENING | H02 | SOFTENING/HYPOCHLORIN
3425118 | DOLLAR GENERAL STORE #10389 | 1 | DOLLAR GENERAL STORE #10389 | B | DISINFECT | B02 | DISINFECT/HYPOCHLORIN
3425119 | LONGO PLAZA | 1 | LONGO PLAZA | B | DISINFECT | B02 | DISINFECT/HYPOCHLORIN
3425119 | LONGO PLAZA | 1 | LONGO PLAZA | H | SOFTENING | H18 | SOFTENING/SEQUESTATION
3425121 | RCMA KENDRICK CDC | 1 | RCMA DAYCARE | B | DISINFECT | B02 | DISINFECT/HYPOCHLORIN
3425122 | WRIGLEY FIELDS | 1 | WRIGLEY FIELDS | B | DISINFECT | B02 | DISINFECT/HYPOCHLORIN
3425124 | DOLLAR GENERAL FORT MCCOY #10415 | 1 | DOLLAR GENERAL | B | DISINFECT | B02 | DISINFECT/HYPOCHLORIN
3425126 | IRISH ACRES | 1 | IRISH ACRES | B | DISINFECT | B02 | DISINFECT/HYPOCHLORIN
3425127 | ASHLEY FARMS (2 WPS) | 1 | ASHLEY FARMS | B | DISINFECT | B02 | DISINFECT/HYPOCHLORIN
3425127 | ASHLEY FARMS (2 WPS) | 2 | QUAIL MEADOWS | B | DISINFECT | B02 | DISINFECT/HYPOCHLORIN
3425127 | ASHLEY FARMS (2 WPS) | 1 | ASHLEY FARMS | E | TASTE-ODOR CONTROL | E20 | T-O CTRL/AERATION
3425129 | TRI-COUNTY UNITARIAN UNIVERSALISTS FL | 1 | UNITARIAN UNIVERSALIST FELLOWS | B | DISINFECT | B02 | DISINFECT/HYPOCHLORIN
3425130 | DESTINY LEADERSHIP ACADEMY | 1 | TRINITY PRESCHOOL | B | DISINFECT | B02 | DISINFECT/HYPOCHLORIN
3425131 | AG-PRO - OCALA | 1 | GREENSOUTH EQUIPMENT | B | DISINFECT | B02 | DISINFECT/HYPOCHLORIN
3425132 | DOLLAR GENERAL ANTHONY #11411 | 1 | WTP #1 | B | DISINFECT | B02 | DISINFECT/HYPOCHLORIN
3425133 | UNITED PENTECOSTAL CHURCH OF OCALA | 1 | UNITED PENTECOSTAL CHURCH | B | DISINFECT | B02 | DISINFECT/HYPOCHLORIN
3425134 | CVS STORE NO. 4146 | 1 | CVS STORE #4146 | B | DISINFECT | B02 | DISINFECT/HYPOCHLORIN
3425135 | PARRETT'S DISCOUNT STORE | 1 | PARRETTS DISCOUNT BEVERAGE | B | DISINFECT | B02 | DISINFECT/HYPOCHLORIN
3425137 | DOLLAR GENERAL MCINTOSH | 1 | DOLLAR GENERAL MCINTOSH | B | DISINFECT | B02 | DISINFECT/HYPOCHLORIN
3425138 | GRABOWSKI OFFICE COMPLEX/MIDWAY CENTER | 1 | MIDWAY CENTER | B | DISINFECT | B02 | DISINFECT/HYPOCHLORIN
3425140 | FLORIDA HORSE PARK | 1 | FLORIDA HORSE PARK | B | DISINFECT | B02 | DISINFECT/HYPOCHLORIN
3425141 | CVS #3395 | 1 | CVS #3395 | B | DISINFECT | B02 | DISINFECT/HYPOCHLORIN
3425142 | DOLLAR GENERAL-SUMMERFIELD 12865 | 1 | DOLLAR GENERAL-SUMMERFIELD | B | DISINFECT | B02 | DISINFECT/HYPOCHLORIN
3425143 | DOLLAR GENERAL-REDDICK #12847 | 1 | DOLLAR GENERAL REDDICK WTP | B | DISINFECT | B02 | DISINFECT/HYPOCHLORIN
3425143 | DOLLAR GENERAL-REDDICK #12847 | 1 | DOLLAR GENERAL REDDICK WTP | S | ARSENIC REMOVAL | S41 | ARSENIC REMOVAL/ADSORPTIVE MEDIA
3425144 | DOLLAR GENERAL #13082 | 1 | DOLLAR GENERAL(CR 484)-SUMMERF | B | DISINFECT | B02 | DISINFECT/HYPOCHLORIN
3425145 | CITRA SEVENTH-DAY ADVENTIST CHURCH | 1 | CITRA 7TH-DAY ADV. CH WTP | B | DISINFECT | B02 | DISINFECT/HYPOCHLORIN
3425146 | DOLLAR GENERAL - BELLEVIEW 13253 | 1 | DOLLAR GENERAL-BELLEVIEW | B | DISINFECT | B02 | DISINFECT/HYPOCHLORIN
3425147 | NEW BETHEL COMM. CHURCH(TRI-COUNTY WORS) | 1 | TRI-COUNTY WORSHIP CENTER | B | DISINFECT | B02 | DISINFECT/HYPOCHLORIN
3425148 | DOLLAR GENERAL-OCALA 441 #13613 | 1 | DOLLAR GENERAL-OCALA 44 WTP | B | DISINFECT | B02 | DISINFECT/HYPOCHLORIN
3425150 | ADENA BEEF PROCESSING FACILITY | 1 | WATER TREATMENT PLANT | B | DISINFECT | B02 | DISINFECT/HYPOCHLORIN
3425150 | ADENA BEEF PROCESSING FACILITY | 1 | WATER TREATMENT PLANT | C | PARTICLE REMOVAL | C23 | PART-RMVL/GAC ADDITION
3425150 | ADENA BEEF PROCESSING FACILITY | 1 | WATER TREATMENT PLANT | P | DISINF BY-PROD CONTRO | P32 | DISINF BY-PROD CONTRO/PEROXIDE
3425151 | FAMILY DOLLAR- CITRA #10278 | 1 | FAMILY DOLLAR- CITRA | B | DISINFECT | B02 | DISINFECT/HYPOCHLORIN
3425153 | OCALA EQUESTRIAN DOLLAR GENERAL STORE | 1 | OCALA EQUESTRIAN DOLLAR GEN | B | DISINFECT | B02 | DISINFECT/HYPOCHLORIN
3425154 | 40 FATHOM GROTTO | 1 | WELL | B | DISINFECT | B02 | DISINFECT/HYPOCHLORIN
3425154 | 40 FATHOM GROTTO | 1 | WELL | H | SOFTENING | H25 | SOFTENING/ION EXCHANGE
3425156 | FAMILY DOLLAR-SUMMERFIELD | 1 | FAMILY DOLLAR SUMMERFIELD | B | DISINFECT | B02 | DISINFECT/HYPOCHLORIN
3425158 | IMMANUEL BAPTIST CHURCH | 1 | IMMANUEL BAPTIST CHURCH OF LAD | B | DISINFECT | B02 | DISINFECT/HYPOCHLORIN
3425161 | DOLLAR GENERAL # 15605 | 1 | DOLLAR GENERAL-OCKLAWAHA | B | DISINFECT | B02 | DISINFECT/HYPOCHLORIN
3425164 | ARTMAN COUNTRY SMOKEHOUSE | 1 | ARTMAN COUNTRY SMOKEHOUSE | B | DISINFECT | B02 | DISINFECT/HYPOCHLORIN
3425166 | CONGREGATIONAL CHURCH OF THE VILLAGES | 1 | WTP NO. 1 | B | DISINFECT | B02 | DISINFECT/HYPOCHLORIN
3425167 | DOLLAR GENERAL SPARR #17191 | 1 | DOLLAR GENERAL SPARR | B | DISINFECT | B02 | DISINFECT/HYPOCHLORIN
3425170 | DRAGON FLOWER WINERY | 1 | DRAGON FLOWER WINERY | B | DISINFECT | B02 | DISINFECT/HYPOCHLORIN
3425172 | HABITAT FOR HUMANITY RESTORE | 1 | HABITAT FOR HUMANITY | B | DISINFECT | B02 | DISINFECT/HYPOCHLORIN
3425173 | DOLLAR GENERAL ORANGE SPRINGS | 1 | DOLLAR GENERAL ORANGE SPRINGS | B | DISINFECT | B02 | DISINFECT/HYPOCHLORIN
3425175 | DOLLAR GENERAL SILVER SPRINGS CR 314 | 1 | DOLLAR GEN CR 314 | B | DISINFECT | B02 | DISINFECT/HYPOCHLORIN
3425176 | CHRIST LUTHERAN CHURCH | 1 | CHRIST LUTHERAN CHURCH | B | DISINFECT | B02 | DISINFECT/HYPOCHLORIN
3425178 | DOLLAR GENERAL OCALA 326-27 | 1 | WTP NO. 1 | B | DISINFECT | B02 | DISINFECT/HYPOCHLORIN
3425185 | DOLLAR GENERAL OCALA SR40 NW113 | 1 | DOLLAR GENERAL OCALA SR40 WTP | B | DISINFECT | B02 | DISINFECT/HYPOCHLORIN
3425186 | JUNGLE GARDEN INN WATER TREATMENT PLANT | 1 | JUNGLE GARDEN INN WTP | B | DISINFECT | B02 | DISINFECT/HYPOCHLORIN
3425186 | JUNGLE GARDEN INN WATER TREATMENT PLANT | 1 | JUNGLE GARDEN INN WTP | B | DISINFECT | B30 | DISINFECT/GREENSAND FILTR
3425186 | JUNGLE GARDEN INN WATER TREATMENT PLANT | 1 | JUNGLE GARDEN INN WTP | S | ARSENIC REMOVAL | S41 | ARSENIC REMOVAL/ADSORPTIVE MEDIA
3480036 | LOST LAKE RV RESORT | 1 | LOST LAKE RV RESORT | B | DISINFECT | B02 | DISINFECT/HYPOCHLORIN
3480048 | OCPU/CONWAY COMPLEX | 1 | OCPU/CONWAY COMPLEX | B | DISINFECT | B01 | DISINFECT/GASEOUS CHLORIN
3480060 | BARNETT'S TRAILER PARK | 1 | BARNETT'S TRAILER PARK | B | DISINFECT | B02 | DISINFECT/HYPOCHLORIN
3480103 | OCPU/BONNEVILLE COMPLEX | 1 |  | B | DISINFECT | B01 | DISINFECT/GASEOUS CHLORIN
3480114 | BRIGHTWOOD MANOR MHP | 1 | BRIGHTWOOD MANOR | B | DISINFECT | B02 | DISINFECT/HYPOCHLORIN
3480135 | CAMP ITHIEL | 1 | CAMP ITHIEL | B | DISINFECT | B02 | DISINFECT/HYPOCHLORIN
3480144 | Y.M.C.A. CAMP WEWA | 1 | Y.M.C.A. CAMP WEWA | B | DISINFECT | B02 | DISINFECT/HYPOCHLORIN
3480149 | PLURIS-WEDGEFIELD INC | 1 | PLURIS-WEDGEFIELD INC. | B | DISINFECT | B03 | DISINFECT/CHLORINEDIOX
3480149 | PLURIS-WEDGEFIELD INC | 1 | PLURIS-WEDGEFIELD INC. | D | CORROSION CONTROL | D36 | CORR-CTRL/CORROSION INHIB
3480149 | PLURIS-WEDGEFIELD INC | 1 | PLURIS-WEDGEFIELD INC. | E | TASTE-ODOR CONTROL | E20 | T-O CTRL/AERATION
3480149 | PLURIS-WEDGEFIELD INC | 1 | PLURIS-WEDGEFIELD INC. | H | SOFTENING | H25 | SOFTENING/ION EXCHANGE
3480149 | PLURIS-WEDGEFIELD INC | 1 | PLURIS-WEDGEFIELD INC. | Z | OTHER | Z25 | OTHER/ION EXCHANGE
3480173 | CHAMBERLIN'S MOBILE HOME PARK | 2 | WELL # 2 | B | DISINFECT | B02 | DISINFECT/HYPOCHLORIN
3480200 | APOPKA CITY OF (5 WTPS) | 1 | GROSSENBACHER (WTP #1) | B | DISINFECT | B02 | DISINFECT/HYPOCHLORIN
3480200 | APOPKA CITY OF (5 WTPS) | 5 | SHEELER OAKS (WTP #5) | B | DISINFECT | B02 | DISINFECT/HYPOCHLORIN
3480200 | APOPKA CITY OF (5 WTPS) | 9 | NORTHWEST PLANT (WTP #9) | B | DISINFECT | B02 | DISINFECT/HYPOCHLORIN
3480200 | APOPKA CITY OF (5 WTPS) | 11 | PLYMOUTH REGIONAL WTP | B | DISINFECT | B02 | DISINFECT/HYPOCHLORIN
3480200 | APOPKA CITY OF (5 WTPS) | 1 | GROSSENBACHER (WTP #1) | E | TASTE-ODOR CONTROL | E20 | T-O CTRL/AERATION
3480200 | APOPKA CITY OF (5 WTPS) | 5 | SHEELER OAKS (WTP #5) | E | TASTE-ODOR CONTROL | E20 | T-O CTRL/AERATION
3480200 | APOPKA CITY OF (5 WTPS) | 9 | NORTHWEST PLANT (WTP #9) | E | TASTE-ODOR CONTROL | E20 | T-O CTRL/AERATION
3480203 | MAITLAND CITY OF (3 WPS) | 3 | THISTLE LANE PLANT/WTP #4 | B | DISINFECT | B02 | DISINFECT/HYPOCHLORIN
3480203 | MAITLAND CITY OF (3 WPS) | 1 | KELLER ROAD PLANT/WTP #6 | B | DISINFECT | B02 | DISINFECT/HYPOCHLORIN
3480203 | MAITLAND CITY OF (3 WPS) | 4 | WYMORE ROAD PLANT/WTP #5 | B | DISINFECT | B02 | DISINFECT/HYPOCHLORIN
3480203 | MAITLAND CITY OF (3 WPS) | 1 | KELLER ROAD PLANT/WTP #6 | E | TASTE-ODOR CONTROL | E20 | T-O CTRL/AERATION
3480203 | MAITLAND CITY OF (3 WPS) | 3 | THISTLE LANE PLANT/WTP #4 | E | TASTE-ODOR CONTROL | E20 | T-O CTRL/AERATION
3480203 | MAITLAND CITY OF (3 WPS) | 4 | WYMORE ROAD PLANT/WTP #5 | E | TASTE-ODOR CONTROL | E20 | T-O CTRL/AERATION
3480203 | MAITLAND CITY OF (3 WPS) | 1 | KELLER ROAD PLANT/WTP #6 | Z | OTHER | Z27 | OTHER/FLUORIDATION
3480203 | MAITLAND CITY OF (3 WPS) | 3 | THISTLE LANE PLANT/WTP #4 | Z | OTHER | Z27 | OTHER/FLUORIDATION
3480203 | MAITLAND CITY OF (3 WPS) | 4 | WYMORE ROAD PLANT/WTP #5 | Z | OTHER | Z27 | OTHER/FLUORIDATION
3480204 | OCOEE CITY OF (2 WPS) | 3 | FOREST OAKS | B | DISINFECT | B02 | DISINFECT/HYPOCHLORIN
3480204 | OCOEE CITY OF (2 WPS) | 4 | SOUTH PLANT | B | DISINFECT | B02 | DISINFECT/HYPOCHLORIN
3480204 | OCOEE CITY OF (2 WPS) | 3 | FOREST OAKS | E | TASTE-ODOR CONTROL | E20 | T-O CTRL/AERATION
3480204 | OCOEE CITY OF (2 WPS) | 4 | SOUTH PLANT | E | TASTE-ODOR CONTROL | E20 | T-O CTRL/AERATION
3480204 | OCOEE CITY OF (2 WPS) | 3 | FOREST OAKS | Z | OTHER | Z27 | OTHER/FLUORIDATION
3480204 | OCOEE CITY OF (2 WPS) | 4 | SOUTH PLANT | Z | OTHER | Z27 | OTHER/FLUORIDATION
3480210 | OCPU/CLEARVIEW HEIGHTS | 1 | HARWICK DRIVE | B | DISINFECT | B02 | DISINFECT/HYPOCHLORIN
3480226 | COLLEGE MOBILE HOME PARK | 1 | COLLEGE MOBILE HOME PARK | B | DISINFECT | B02 | DISINFECT/HYPOCHLORIN
3480226 | COLLEGE MOBILE HOME PARK | 1 | COLLEGE MOBILE HOME PARK | B | DISINFECT | B20 | DISINFECT/AERATION
3480255 | CRESCENT HEIGHTS S/D(CONSEC) | 1 | CRESCENT HEIGHTS | A | NO TRTMT | A | NO TRTMT
3480261 | CITGO FOOD MART | 1 | CITGO FOOD MART | B | DISINFECT | B02 | DISINFECT/HYPOCHLORIN
3480265 | OCUD/DAETWYLER SHORES (CONSEC) | 1 |  | A | NO TRTMT | A | NO TRTMT
3480267 | ALS PIZZA AND WINGS | 1 | LOCKHART COUNTRY CAFE | B | DISINFECT | B02 | DISINFECT/HYPOCHLORIN
3480272 | DAVIS SHORES (CONSEC) | 1 | DAVIS SHORES | A | NO TRTMT | A | NO TRTMT
3480289 | DE NEEF VILLAGE | 1 | DE NEEF VILLAGE | B | DISINFECT | B02 | DISINFECT/HYPOCHLORIN
3480303 | DOTS ON THE DOT | 1 |  | B | DISINFECT | B02 | DISINFECT/HYPOCHLORIN
3480321 | VILLAGE INN MOTEL | 1 | VILLAGE INN MOTEL | B | DISINFECT | B02 | DISINFECT/HYPOCHLORIN
3480321 | VILLAGE INN MOTEL | 1 | VILLAGE INN MOTEL | E | TASTE-ODOR CONTROL | E20 | T-O CTRL/AERATION
3480327 | TOWN OF EATONVILLE | 1 | EATONVILLE TOWN OF | B | DISINFECT | B02 | DISINFECT/HYPOCHLORIN
3480327 | TOWN OF EATONVILLE | 1 | EATONVILLE TOWN OF | E | TASTE-ODOR CONTROL | E20 | T-O CTRL/AERATION
3480409 | UNIVERSITY OF CENTRAL FLORIDA | 1 | UNIVERSITY OF CENTRAL FLORIDA | B | DISINFECT | B02 | DISINFECT/HYPOCHLORIN
3480409 | UNIVERSITY OF CENTRAL FLORIDA | 1 | UNIVERSITY OF CENTRAL FLORIDA | E | TASTE-ODOR CONTROL | E20 | T-O CTRL/AERATION
3480457 | SOUTH SHORE PARK INC | 1 | SOUTH SHORE PARK INC | B | DISINFECT | B02 | DISINFECT/HYPOCHLORIN
3480458 | GOURDNECK VILLAGE | 1 |  | B | DISINFECT | B02 | DISINFECT/HYPOCHLORIN
3480502 | VALLEY MHP THE | 1 | KOHLCO PROPERTIES/VALLEY MHP | B | DISINFECT | B02 | DISINFECT/HYPOCHLORIN
3480527 | OCPU/HIDDEN SPRINGS | 1 |  | B | DISINFECT | B01 | DISINFECT/GASEOUS CHLORIN
3480541 | HILLTOP MOBILE HOME PARK | 1 | HILLTOP MHP | B | DISINFECT | B02 | DISINFECT/HYPOCHLORIN
3480555 | HOLIDAY ACRES MOBILE HOME PARK | 1 | HOLIDAY ACRES MOBILE HOME PARK | B | DISINFECT | B02 | DISINFECT/HYPOCHLORIN
3480555 | HOLIDAY ACRES MOBILE HOME PARK | 1 | HOLIDAY ACRES MOBILE HOME PARK | G | IRON REMOVAL | G20 | IRON RMVL/AERATION
3480664 | CHRISTMAS RV PARK | 1 | CHRISTMAS RV PARK | B | DISINFECT | B02 | DISINFECT/HYPOCHLORIN
3480664 | CHRISTMAS RV PARK | 1 | CHRISTMAS RV PARK | E | TASTE-ODOR CONTROL | E20 | T-O CTRL/AERATION
3480677 | LOCK HAVEN BAPTIST CHURCH | 1 | LOCK HAVEN CHRISTIAN CHURCH | B | DISINFECT | B02 | DISINFECT/HYPOCHLORIN
3480681 | HARRISON'S TRAILER PARK | 1 | HARRISON'S TRAILER PARK | B | DISINFECT | B02 | DISINFECT/HYPOCHLORIN
3480695 | LAKE DOWNEY MOBILE HOME PARK | 1 | LAKE DOWNEY MHP | B | DISINFECT | B02 | DISINFECT/HYPOCHLORIN
3480700 | OCUD/LAKE JOHN SHORES WTR SYS | 1 | LAKE JOHN SHORES | B | DISINFECT | B02 | DISINFECT/HYPOCHLORIN
3480709 | RODEWAY INN | 1 | RODEWAY INN | B | DISINFECT | B02 | DISINFECT/HYPOCHLORIN
3480709 | RODEWAY INN | 1 | RODEWAY INN | E | TASTE-ODOR CONTROL | E25 | T-O CTRL/ION EXCHANGE
3480743 | OCPU/LEE ESTATES | 1 |  | B | DISINFECT | B02 | DISINFECT/HYPOCHLORIN
3480755 | LIME TREE PARK | 1 | LIME TREE PARK | B | DISINFECT | B02 | DISINFECT/HYPOCHLORIN
3480792 | OCUD/MAGNOLIA WOODS CONSEC.WTR SYSTEM | 1 | MAGNOLIA WOODS | A | NO TRTMT | A | NO TRTMT
3480798 | MAJORS TRAILER PARK | 1 |  | B | DISINFECT | B02 | DISINFECT/HYPOCHLORIN
3480901 | EVOLVE CHURCH | 1 | EVOLVE CHURCH | B | DISINFECT | B02 | DISINFECT/HYPOCHLORIN
3480911 | HERMANN ENGELMANN #6 | 2 | PLANT #2 | B | DISINFECT | B02 | DISINFECT/HYPOCHLORIN
3480913 | OAKLAND TOWN OF | 2 | ARRINGTON ST. WTP | B | DISINFECT | B02 | DISINFECT/HYPOCHLORIN
3480940 | OLA BEACH IMPROVEMENT ASSN | 1 | OLA BEACH IMPROVEMENT ASSN | B | DISINFECT | B02 | DISINFECT/HYPOCHLORIN
3480940 | OLA BEACH IMPROVEMENT ASSN | 1 | OLA BEACH IMPROVEMENT ASSN | G | IRON REMOVAL | G18 | IRON RMVL/SEQUESTATION
3480962 | ORLANDO UTILITIES COMMISSION (7 WPS) | 6 | OUC/CONWAY PLANT 26.75 MGD | B | DISINFECT | B01 | DISINFECT/GASEOUS CHLORIN
3480962 | ORLANDO UTILITIES COMMISSION (7 WPS) | 5 | OUC PINE HILLS WTP | B | DISINFECT | B02 | DISINFECT/HYPOCHLORIN
3480962 | ORLANDO UTILITIES COMMISSION (7 WPS) | 8 | OUC/NAVY PLANT 10 MGD | B | DISINFECT | B01 | DISINFECT/GASEOUS CHLORIN
3480962 | ORLANDO UTILITIES COMMISSION (7 WPS) | 10 | OUC/SKY LAKE WTP 22.5 MGD | B | DISINFECT | B01 | DISINFECT/GASEOUS CHLORIN
3480962 | ORLANDO UTILITIES COMMISSION (7 WPS) | 11 | OUC/SOUTHWEST PLANT | B | DISINFECT | B01 | DISINFECT/GASEOUS CHLORIN
3480962 | ORLANDO UTILITIES COMMISSION (7 WPS) | 11 | OUC/SOUTHWEST PLANT | B | DISINFECT | B05 | DISINFECT/OZONATION
3480962 | ORLANDO UTILITIES COMMISSION (7 WPS) | 1 | OUC/HIGHLAND TREATMENT PLANT | B | DISINFECT | B01 | DISINFECT/GASEOUS CHLORIN
3480962 | ORLANDO UTILITIES COMMISSION (7 WPS) | 7 | OUC/KIRKMAN PLANT 15 MGD | B | DISINFECT | B01 | DISINFECT/GASEOUS CHLORIN
3480962 | ORLANDO UTILITIES COMMISSION (7 WPS) | 6 | OUC/CONWAY PLANT 26.75 MGD | D | CORROSION CONTROL | D19 | CORR-CTRL/PH ADJUSTMENT
3480962 | ORLANDO UTILITIES COMMISSION (7 WPS) | 7 | OUC/KIRKMAN PLANT 15 MGD | D | CORROSION CONTROL | D19 | CORR-CTRL/PH ADJUSTMENT
3480962 | ORLANDO UTILITIES COMMISSION (7 WPS) | 8 | OUC/NAVY PLANT 10 MGD | D | CORROSION CONTROL | D19 | CORR-CTRL/PH ADJUSTMENT
3480962 | ORLANDO UTILITIES COMMISSION (7 WPS) | 11 | OUC/SOUTHWEST PLANT | D | CORROSION CONTROL | D19 | CORR-CTRL/PH ADJUSTMENT
3480962 | ORLANDO UTILITIES COMMISSION (7 WPS) | 10 | OUC/SKY LAKE WTP 22.5 MGD | D | CORROSION CONTROL | D19 | CORR-CTRL/PH ADJUSTMENT
3480962 | ORLANDO UTILITIES COMMISSION (7 WPS) | 5 | OUC PINE HILLS WTP | D | CORROSION CONTROL | D19 | CORR-CTRL/PH ADJUSTMENT
3480962 | ORLANDO UTILITIES COMMISSION (7 WPS) | 1 | OUC/HIGHLAND TREATMENT PLANT | D | CORROSION CONTROL | D19 | CORR-CTRL/PH ADJUSTMENT
3480962 | ORLANDO UTILITIES COMMISSION (7 WPS) | 5 | OUC PINE HILLS WTP | E | TASTE-ODOR CONTROL | E05 | T-O CTRL/OZONATION
3480962 | ORLANDO UTILITIES COMMISSION (7 WPS) | 6 | OUC/CONWAY PLANT 26.75 MGD | E | TASTE-ODOR CONTROL | E05 | T-O CTRL/OZONATION
3480962 | ORLANDO UTILITIES COMMISSION (7 WPS) | 7 | OUC/KIRKMAN PLANT 15 MGD | E | TASTE-ODOR CONTROL | E05 | T-O CTRL/OZONATION
3480962 | ORLANDO UTILITIES COMMISSION (7 WPS) | 11 | OUC/SOUTHWEST PLANT | E | TASTE-ODOR CONTROL | E05 | T-O CTRL/OZONATION
3480962 | ORLANDO UTILITIES COMMISSION (7 WPS) | 8 | OUC/NAVY PLANT 10 MGD | E | TASTE-ODOR CONTROL | E05 | T-O CTRL/OZONATION
3480962 | ORLANDO UTILITIES COMMISSION (7 WPS) | 1 | OUC/HIGHLAND TREATMENT PLANT | E | TASTE-ODOR CONTROL | E05 | T-O CTRL/OZONATION
3480962 | ORLANDO UTILITIES COMMISSION (7 WPS) | 10 | OUC/SKY LAKE WTP 22.5 MGD | F | ORGN-RMVL | F05 | ORGN-RMVL/OZONATION
3480962 | ORLANDO UTILITIES COMMISSION (7 WPS) | 5 | OUC PINE HILLS WTP | Z | OTHER | Z27 | OTHER/FLUORIDATION
3480962 | ORLANDO UTILITIES COMMISSION (7 WPS) | 6 | OUC/CONWAY PLANT 26.75 MGD | Z | OTHER | Z27 | OTHER/FLUORIDATION
3480962 | ORLANDO UTILITIES COMMISSION (7 WPS) | 7 | OUC/KIRKMAN PLANT 15 MGD | Z | OTHER | Z27 | OTHER/FLUORIDATION
3480962 | ORLANDO UTILITIES COMMISSION (7 WPS) | 8 | OUC/NAVY PLANT 10 MGD | Z | OTHER | Z27 | OTHER/FLUORIDATION
3480962 | ORLANDO UTILITIES COMMISSION (7 WPS) | 10 | OUC/SKY LAKE WTP 22.5 MGD | Z | OTHER | Z27 | OTHER/FLUORIDATION
3480962 | ORLANDO UTILITIES COMMISSION (7 WPS) | 11 | OUC/SOUTHWEST PLANT | Z | OTHER | Z27 | OTHER/FLUORIDATION
3480962 | ORLANDO UTILITIES COMMISSION (7 WPS) | 1 | OUC/HIGHLAND TREATMENT PLANT | Z | OTHER | Z27 | OTHER/FLUORIDATION
3481016 | PINE ISLE MOBILE VILLA | 1 | PINE ISLE MOBILE VILLA | B | DISINFECT | B02 | DISINFECT/HYPOCHLORIN
3481016 | PINE ISLE MOBILE VILLA | 1 | PINE ISLE MOBILE VILLA | E | TASTE-ODOR CONTROL | E20 | T-O CTRL/AERATION
3481034 | PLYMOUTH CITRUS PRODUCTS | 1 |  | B | DISINFECT | B02 | DISINFECT/HYPOCHLORIN
3481052 | MONTEREY MUSHROOMS INC | 1 | MONTEREY MUSHROOMS INC | B | DISINFECT | B01 | DISINFECT/GASEOUS CHLORIN
3481093 | ROCK SPRINGS MHP | 1 | MAIN PLANT | B | DISINFECT | B02 | DISINFECT/HYPOCHLORIN
3481093 | ROCK SPRINGS MHP | 1 | MAIN PLANT | E | TASTE-ODOR CONTROL | E20 | T-O CTRL/AERATION
3481094 | OCPU/ROCK SPRINGS | 1 |  | B | DISINFECT | B02 | DISINFECT/HYPOCHLORIN
3481155 | SHADY OAKS TRAILER PARK | 1 | SHADY OAKS TRAILER PARK | B | DISINFECT | B02 | DISINFECT/HYPOCHLORIN
3481169 | SHOP & GO | 1 |  | B | DISINFECT | B02 | DISINFECT/HYPOCHLORIN
3481171 | CIRCLE K #7340/BITHLO | 1 | CIRCLE K #7340/BITHLO | B | DISINFECT | B02 | DISINFECT/HYPOCHLORIN
3481171 | CIRCLE K #7340/BITHLO | 1 | CIRCLE K #7340/BITHLO | E | TASTE-ODOR CONTROL | E20 | T-O CTRL/AERATION
3481172 | DISCOUNT BEVERAGES | 1 | DISCOUNT BEVERAGES-CHRISTMAS | B | DISINFECT | B02 | DISINFECT/HYPOCHLORIN
3481175 | THREE POINT FOOD MART | 1 | THREE POINT FOOD MART | B | DISINFECT | B02 | DISINFECT/HYPOCHLORIN
3481199 | SILVER STAR VILLAGE (2 WPS) | 2 | SILVER STAR VILLAGE/WELL # 4 | B | DISINFECT | B02 | DISINFECT/HYPOCHLORIN
3481199 | SILVER STAR VILLAGE (2 WPS) | 3 | SILVER STAR VILLAGE/WELL # 5 | B | DISINFECT | B02 | DISINFECT/HYPOCHLORIN
3481270 | STARLIGHT RANCH MOBILE HOME ESTATES | 1 | STARLIGHT RANCH | B | DISINFECT | B02 | DISINFECT/HYPOCHLORIN
3481270 | STARLIGHT RANCH MOBILE HOME ESTATES | 1 | STARLIGHT RANCH | E | TASTE-ODOR CONTROL | E20 | T-O CTRL/AERATION
3481326 | TAFT WATER ASSOCIATION | 1 | TAFT WATER ASSOCIATION | B | DISINFECT | B02 | DISINFECT/HYPOCHLORIN
3481326 | TAFT WATER ASSOCIATION | 1 | TAFT WATER ASSOCIATION | E | TASTE-ODOR CONTROL | E20 | T-O CTRL/AERATION
3481329 | TANGERINE PARK | 1 | TANGERINE WATER | B | DISINFECT | B02 | DISINFECT/HYPOCHLORIN
3481329 | TANGERINE PARK | 1 | TANGERINE WATER | G | IRON REMOVAL | G18 | IRON RMVL/SEQUESTATION
3481386 | TRIMBLE PARK | 1 | TRIMBLE PARK | B | DISINFECT | B02 | DISINFECT/HYPOCHLORIN
3481391 | TUCKER'S RANCH CAMPGROUND | 1 | SR545 WINTER GD | B | DISINFECT | B02 | DISINFECT/HYPOCHLORIN
3481420 | VALENCIA ESTATES MHP | 1 | VALENCIA ESTATES MHP | B | DISINFECT | B02 | DISINFECT/HYPOCHLORIN
3481420 | VALENCIA ESTATES MHP | 1 | VALENCIA ESTATES MHP | E | TASTE-ODOR CONTROL | E20 | T-O CTRL/AERATION
3481424 | OCPU/VANGUARD HEIGHTS | 1 |  | B | DISINFECT | B02 | DISINFECT/HYPOCHLORIN
3481430 | PEOPLE OF ZION (MORADORA DE SION) | 1 | PEOPLE OF ZION | B | DISINFECT | B02 | DISINFECT/HYPOCHLORIN
3481474 | WINDERMERE COUNTRY STORE | 1 | WINDERMERE PHARMACY | B | DISINFECT | B02 | DISINFECT/HYPOCHLORIN
3481481 | WINTER GARDEN WATER DEPT (3 WPS) | 2 | PALMETTO | B | DISINFECT | B02 | DISINFECT/HYPOCHLORIN
3481481 | WINTER GARDEN WATER DEPT (3 WPS) | 3 | FULLER'S CROSS | B | DISINFECT | B02 | DISINFECT/HYPOCHLORIN
3481481 | WINTER GARDEN WATER DEPT (3 WPS) | 4 | WOODLARK | B | DISINFECT | B02 | DISINFECT/HYPOCHLORIN
3481481 | WINTER GARDEN WATER DEPT (3 WPS) | 3 | FULLER'S CROSS | E | TASTE-ODOR CONTROL | E20 | T-O CTRL/AERATION
3481481 | WINTER GARDEN WATER DEPT (3 WPS) | 4 | WOODLARK | E | TASTE-ODOR CONTROL | E20 | T-O CTRL/AERATION
3481481 | WINTER GARDEN WATER DEPT (3 WPS) | 2 | PALMETTO | E | TASTE-ODOR CONTROL | E20 | T-O CTRL/AERATION
3481482 | WINTER PARK CITY OF (3 WPS) | 3 | MAGNOLIA AVE WTP #4 | B | DISINFECT | B02 | DISINFECT/HYPOCHLORIN
3481482 | WINTER PARK CITY OF (3 WPS) | 6 | ALOMA AVE WTP #6 | B | DISINFECT | B02 | DISINFECT/HYPOCHLORIN
3481482 | WINTER PARK CITY OF (3 WPS) | 5 | SWOOPE AVE WTP #1 | B | DISINFECT | B02 | DISINFECT/HYPOCHLORIN
3481482 | WINTER PARK CITY OF (3 WPS) | 6 | ALOMA AVE WTP #6 | E | TASTE-ODOR CONTROL | E05 | T-O CTRL/OZONATION
3481482 | WINTER PARK CITY OF (3 WPS) | 3 | MAGNOLIA AVE WTP #4 | E | TASTE-ODOR CONTROL | E05 | T-O CTRL/OZONATION
3481482 | WINTER PARK CITY OF (3 WPS) | 5 | SWOOPE AVE WTP #1 | F | ORGN-RMVL | F05 | ORGN-RMVL/OZONATION
3481482 | WINTER PARK CITY OF (3 WPS) | 3 | MAGNOLIA AVE WTP #4 | Z | OTHER | Z27 | OTHER/FLUORIDATION
3481482 | WINTER PARK CITY OF (3 WPS) | 5 | SWOOPE AVE WTP #1 | Z | OTHER | Z27 | OTHER/FLUORIDATION
3481482 | WINTER PARK CITY OF (3 WPS) | 6 | ALOMA AVE WTP #6 | Z | OTHER | Z27 | OTHER/FLUORIDATION
3481501 | CLARCONA RESORTS | 1 | CLARCONA RESORTS | B | DISINFECT | B02 | DISINFECT/HYPOCHLORIN
3481506 | ZELLWOOD STATION (CONSEC) | 1 | ZELLWOOD STATION | A | NO TRTMT | A | NO TRTMT
3481507 | ZELLWOOD WATER USERS INC. (2 WPS) | 1 | JONES AVENUE | B | DISINFECT | B02 | DISINFECT/HYPOCHLORIN
3481507 | ZELLWOOD WATER USERS INC. (2 WPS) | 2 | KING AVENUE | B | DISINFECT | B02 | DISINFECT/HYPOCHLORIN
3481518 | HIDDEN VALLEY MOBILE HOME PARK | 1 | HIDDEN VALLEY MHP | B | DISINFECT | B02 | DISINFECT/HYPOCHLORIN
3481518 | HIDDEN VALLEY MOBILE HOME PARK | 1 | HIDDEN VALLEY MHP | D | CORROSION CONTROL | D18 | CORR-CTRL/SEQUESTATION
3481518 | HIDDEN VALLEY MOBILE HOME PARK | 1 | HIDDEN VALLEY MHP | E | TASTE-ODOR CONTROL | E20 | T-O CTRL/AERATION
3481544 | OCPU/EAST HIGHLANDS | 1 | MARIETTA STREET | B | DISINFECT | B02 | DISINFECT/HYPOCHLORIN
3481545 | OCPU/LAKE DOWN | 1 | WINDERMERE | B | DISINFECT | B02 | DISINFECT/HYPOCHLORIN
3481546 | OCUD/WESTERN REGIONAL WTR SYS (4 WPS) | 4 | WESTERN REGIONAL | B | DISINFECT | B02 | DISINFECT/HYPOCHLORIN
3481546 | OCUD/WESTERN REGIONAL WTR SYS (4 WPS) | 7 | COUNTY ROAD 535 WTF | B | DISINFECT | B02 | DISINFECT/HYPOCHLORIN
3481546 | OCUD/WESTERN REGIONAL WTR SYS (4 WPS) | 1 | HIDDEN SPRINGS | B | DISINFECT | B02 | DISINFECT/HYPOCHLORIN
3481546 | OCUD/WESTERN REGIONAL WTR SYS (4 WPS) | 3 | OAK MEADOWS | B | DISINFECT | B02 | DISINFECT/HYPOCHLORIN
3481546 | OCUD/WESTERN REGIONAL WTR SYS (4 WPS) | 4 | WESTERN REGIONAL | D | CORROSION CONTROL | D19 | CORR-CTRL/PH ADJUSTMENT
3481546 | OCUD/WESTERN REGIONAL WTR SYS (4 WPS) | 3 | OAK MEADOWS | E | TASTE-ODOR CONTROL | E20 | T-O CTRL/AERATION
3481546 | OCUD/WESTERN REGIONAL WTR SYS (4 WPS) | 1 | HIDDEN SPRINGS | E | TASTE-ODOR CONTROL | E20 | T-O CTRL/AERATION
3481546 | OCUD/WESTERN REGIONAL WTR SYS (4 WPS) | 4 | WESTERN REGIONAL | Z | OTHER | Z27 | OTHER/FLUORIDATION
3481546 | OCUD/WESTERN REGIONAL WTR SYS (4 WPS) | 3 | OAK MEADOWS | Z | OTHER | Z27 | OTHER/FLUORIDATION
3481546 | OCUD/WESTERN REGIONAL WTR SYS (4 WPS) | 7 | COUNTY ROAD 535 WTF | Z | OTHER | Z27 | OTHER/FLUORIDATION
3481546 | OCUD/WESTERN REGIONAL WTR SYS (4 WPS) | 1 | HIDDEN SPRINGS | Z | OTHER | Z27 | OTHER/FLUORIDATION
3481547 | OCUD/PARTLOW ACRES(CONSEC.) | 1 | PARTLOW ACRES | A | NO TRTMT | A | NO TRTMT
3481571 | BIG OAKS MOBILE HOME PARK | 1 | BIG OAKS MHP | B | DISINFECT | B02 | DISINFECT/HYPOCHLORIN
3481571 | BIG OAKS MOBILE HOME PARK | 1 | BIG OAKS MHP | E | TASTE-ODOR CONTROL | E20 | T-O CTRL/AERATION
3481594 | OCPU/BENT OAKS | 1 |  | B | DISINFECT | B02 | DISINFECT/HYPOCHLORIN
3484093 | RCID CENTRAL (4 WPS) | 1 | PUMP STA.C(WELLS 6 & 16) | B | DISINFECT | B02 | DISINFECT/HYPOCHLORIN
3484093 | RCID CENTRAL (4 WPS) | 4 | PUMP STAB (WELLS 2 2A 17) | B | DISINFECT | B02 | DISINFECT/HYPOCHLORIN
3484093 | RCID CENTRAL (4 WPS) | 5 | PUMP STAA (WELLS 9 10) | B | DISINFECT | B02 | DISINFECT/HYPOCHLORIN
3484093 | RCID CENTRAL (4 WPS) | 6 | PUMP STA D (WELLS 18 19) | B | DISINFECT | B02 | DISINFECT/HYPOCHLORIN
3484094 | WDW-SUBDISTRICT I-PUMP STA A | 2 | WELL # 13 (EMERGENCY USE) | B | DISINFECT | B01 | DISINFECT/GASEOUS CHLORIN
3484095 | WDW WELL 11(BAY LAKE MHP) | 1 | BAY LAKE MHP(WDW WELL 11) | B | DISINFECT | B02 | DISINFECT/HYPOCHLORIN
3484118 | FLORIDA TRIM & DOOR | 1 |  | B | DISINFECT | B02 | DISINFECT/HYPOCHLORIN
3484119 | OCUD/SOUTHERN WATER SYS (5 WPS) | 2 | VISTANA | B | DISINFECT | B02 | DISINFECT/HYPOCHLORIN
3484119 | OCUD/SOUTHERN WATER SYS (5 WPS) | 1 | CYPRESS WALK | B | DISINFECT | B02 | DISINFECT/HYPOCHLORIN
3484119 | OCUD/SOUTHERN WATER SYS (5 WPS) | 3 | ORANGEWOOD | B | DISINFECT | B02 | DISINFECT/HYPOCHLORIN
3484119 | OCUD/SOUTHERN WATER SYS (5 WPS) | 4 | HUNTERS CREEK | B | DISINFECT | B02 | DISINFECT/HYPOCHLORIN
3484119 | OCUD/SOUTHERN WATER SYS (5 WPS) | 6 | SOUTHERN REGIONAL | B | DISINFECT | B05 | DISINFECT/OZONATION
3484119 | OCUD/SOUTHERN WATER SYS (5 WPS) | 6 | SOUTHERN REGIONAL | B | DISINFECT | B27 | DISINFECT/FLUORIDATION
3484119 | OCUD/SOUTHERN WATER SYS (5 WPS) | 6 | SOUTHERN REGIONAL | B | DISINFECT | B02 | DISINFECT/HYPOCHLORIN
3484119 | OCUD/SOUTHERN WATER SYS (5 WPS) | 4 | HUNTERS CREEK | E | TASTE-ODOR CONTROL | E20 | T-O CTRL/AERATION
3484119 | OCUD/SOUTHERN WATER SYS (5 WPS) | 1 | CYPRESS WALK | E | TASTE-ODOR CONTROL | E20 | T-O CTRL/AERATION
3484119 | OCUD/SOUTHERN WATER SYS (5 WPS) | 2 | VISTANA | Z | OTHER | Z27 | OTHER/FLUORIDATION
3484119 | OCUD/SOUTHERN WATER SYS (5 WPS) | 1 | CYPRESS WALK | Z | OTHER | Z27 | OTHER/FLUORIDATION
3484119 | OCUD/SOUTHERN WATER SYS (5 WPS) | 3 | ORANGEWOOD | Z | OTHER | Z27 | OTHER/FLUORIDATION
3484119 | OCUD/SOUTHERN WATER SYS (5 WPS) | 4 | HUNTERS CREEK | Z | OTHER | Z27 | OTHER/FLUORIDATION
3484121 | LAKE JOHN'S MOTEL AND R.V. | 1 | LAKE JOHN'S MOTEL AND R.V. | B | DISINFECT | B02 | DISINFECT/HYPOCHLORIN
3484125 | OCPU/LAKE VISTA VILLAGE | 1 | LAKE VISTA VILLAGE | B | DISINFECT | B01 | DISINFECT/GASEOUS CHLORIN
3484129 | GLENN ROAD MHP | 1 | GLENN ROAD MHP | B | DISINFECT | B02 | DISINFECT/HYPOCHLORIN
3484129 | GLENN ROAD MHP | 1 | GLENN ROAD MHP | E | TASTE-ODOR CONTROL | E20 | T-O CTRL/AERATION
3484130 | STANTON ENERGY CENTER | 1 | STANTON ENERGY CENTER | B | DISINFECT | B02 | DISINFECT/HYPOCHLORIN
3484130 | STANTON ENERGY CENTER | 1 | STANTON ENERGY CENTER | B | DISINFECT | B01 | DISINFECT/GASEOUS CHLORIN
3484130 | STANTON ENERGY CENTER | 1 | STANTON ENERGY CENTER | C | PARTICLE REMOVAL | C12 | PART-RMVL/SEDIMENTATION
3484130 | STANTON ENERGY CENTER | 1 | STANTON ENERGY CENTER | C | PARTICLE REMOVAL | C11 | PART-RMVL/FLOCCULATION
3484130 | STANTON ENERGY CENTER | 1 | STANTON ENERGY CENTER | C | PARTICLE REMOVAL | C10 | PART-RMVL/COAGULATION
3484130 | STANTON ENERGY CENTER | 1 | STANTON ENERGY CENTER | C | PARTICLE REMOVAL | C14 | PART-RMVL/RAPID SAND FIL
3484130 | STANTON ENERGY CENTER | 1 | STANTON ENERGY CENTER | E | TASTE-ODOR CONTROL | E20 | T-O CTRL/AERATION
3484130 | STANTON ENERGY CENTER | 1 | STANTON ENERGY CENTER | H | SOFTENING | H24 | SOFTENING/LIME-SODA
3484130 | STANTON ENERGY CENTER | 1 | STANTON ENERGY CENTER | Z | OTHER | Z19 | OTHER/PH ADJUSTMENT
3484132 | OCUD/EASTERN WATER SYSTEM (2 WP) | 4 | EASTERN REGIONAL PLANT | B | DISINFECT | B02 | DISINFECT/HYPOCHLORIN
3484132 | OCUD/EASTERN WATER SYSTEM (2 WP) | 4 | EASTERN REGIONAL PLANT | E | TASTE-ODOR CONTROL | E28 | T-O CTRL/PACKED TWR-AERA
3484132 | OCUD/EASTERN WATER SYSTEM (2 WP) | 4 | EASTERN REGIONAL PLANT | E | TASTE-ODOR CONTROL | E19 | T-O CTRL/PH ADJUSTMENT
3484132 | OCUD/EASTERN WATER SYSTEM (2 WP) | 4 | EASTERN REGIONAL PLANT | Z | OTHER | Z27 | OTHER/FLUORIDATION
3484147 | CIRCLE K #7440-APOPKA / RIGHTWAY FUELS | 1 | CIRCLE K #7440/APOPKA | B | DISINFECT | B02 | DISINFECT/HYPOCHLORIN
3484148 | MOUNT DORA SHELL | 1 | MOUNT DORA SHELL | B | DISINFECT | B02 | DISINFECT/HYPOCHLORIN
3484148 | MOUNT DORA SHELL | 1 | MOUNT DORA SHELL | H | SOFTENING | H25 | SOFTENING/ION EXCHANGE
3484157 | SHOP & GO-CLARCONA | 1 | SHOP & GO-CLARCONA | B | DISINFECT | B02 | DISINFECT/HYPOCHLORIN
3484158 | SHOP & GO-BITHLO | 1 | SHOP & GO-BITHLO | B | DISINFECT | B02 | DISINFECT/HYPOCHLORIN
3484161 | CIRCLE K #7432/UNIVERSITY | 1 | CIRCLE K #7432/UNIVERSITY | B | DISINFECT | B02 | DISINFECT/HYPOCHLORIN
3484168 | JIFFY FOOD STORE-SR 434 APOPKA | 1 | JIFFY FOOD STORE-SR 434 APOPKA | B | DISINFECT | B02 | DISINFECT/HYPOCHLORIN
3484175 | J&C MHP | 1 | J & C MOBILE HOME PARK | B | DISINFECT | B02 | DISINFECT/HYPOCHLORIN
3484181 | FORT CHRISTMAS PARK | 1 | FORT CHRISTMAS PARK | B | DISINFECT | B02 | DISINFECT/HYPOCHLORIN
3484191 | RIGHT FUEL & FOOD | 1 | RITE FUEL | B | DISINFECT | B02 | DISINFECT/HYPOCHLORIN
3484192 | ZACHARY'S GROCERY | 1 | ZACHARY'S GROCERY | B | DISINFECT | B02 | DISINFECT/HYPOCHLORIN
3484203 | LAKE JOHN'S MOTEL | 1 | LAKE JOHN'S MOTEL | B | DISINFECT | B02 | DISINFECT/HYPOCHLORIN
3484205 | SMYTH LUMBER | 1 | SMYTH LUMBER | B | DISINFECT | B02 | DISINFECT/HYPOCHLORIN
3484218 | BRANTLEY'S MOBILE HOME PARK | 1 | BRANTLEY'S MOBILE HOME PARK | B | DISINFECT | B02 | DISINFECT/HYPOCHLORIN
3484218 | BRANTLEY'S MOBILE HOME PARK | 1 | BRANTLEY'S MOBILE HOME PARK | E | TASTE-ODOR CONTROL | E20 | T-O CTRL/AERATION
3484221 | CHRISTMAS GROCERY | 1 | CHRISTMAS GROCERY | B | DISINFECT | B02 | DISINFECT/HYPOCHLORIN
3484227 | GENEVA MOTEL | 1 | GENEVA MOTEL | B | DISINFECT | B02 | DISINFECT/HYPOCHLORIN
3484228 | HAMPDEN DUBOSE ACADEMY | 1 | HAMPDEN DUBOSE ACADEMY | B | DISINFECT | B02 | DISINFECT/HYPOCHLORIN
3484236 | LIGHTHOUSE MISSION OF ORLANDO | 1 | LIGHTHOUSE MISSION OF ORLANDO | B | DISINFECT | B02 | DISINFECT/HYPOCHLORIN
3484241 | METZ REAL ESTATE | 2 | METZ REAL ESTATE | A | NO TRTMT | A | NO TRTMT
3484245 | ORLANDO POSTAL EMPLOYEE CLUB | 1 | ORLANDO POSTAL EMPLOYEE CLUB | B | DISINFECT | B02 | DISINFECT/HYPOCHLORIN
3484250 | ROBERT'S BUSINESS CENTER | 1 | ROBERT'S BUSINESS CENTER | B | DISINFECT | B02 | DISINFECT/HYPOCHLORIN
3484257 | BNMS MOBILE HOME PARK | 1 | BNMS MHP | B | DISINFECT | B02 | DISINFECT/HYPOCHLORIN
3484259 | VFW POST # 4287 | 1 | VFW POST # 4287 | B | DISINFECT | B02 | DISINFECT/HYPOCHLORIN
3484261 | ZELLWOOD MOBIL | 1 | ZELLWOOD MOBIL | B | DISINFECT | B02 | DISINFECT/HYPOCHLORIN
3484264 | CENTRAL FLORIDA RESEARCH PARK | 1 | CENTRAL FLA.RESEARCH PARK | B | DISINFECT | B02 | DISINFECT/HYPOCHLORIN
3484264 | CENTRAL FLORIDA RESEARCH PARK | 1 | CENTRAL FLA.RESEARCH PARK | D | CORROSION CONTROL | D36 | CORR-CTRL/CORROSION INHIB
3484264 | CENTRAL FLORIDA RESEARCH PARK | 1 | CENTRAL FLA.RESEARCH PARK | E | TASTE-ODOR CONTROL | E20 | T-O CTRL/AERATION
3484271 | AUTO PARTS WORLD | 1 | AUTO PARTS WORLD | B | DISINFECT | B02 | DISINFECT/HYPOCHLORIN
3484278 | CHRISTMAS COMMUNITY CENTER | 1 | CHRISTMAS COMMUNITY CENTER | B | DISINFECT | B02 | DISINFECT/HYPOCHLORIN
3484281 | ORANGE COUNTY ACADEMY | 1 | ORANGE COUNTY ACADEMY | B | DISINFECT | B02 | DISINFECT/HYPOCHLORIN
3484281 | ORANGE COUNTY ACADEMY | 1 | ORANGE COUNTY ACADEMY | G | IRON REMOVAL | G23 | IRON RMVL/GAC ADDITION
3484281 | ORANGE COUNTY ACADEMY | 1 | ORANGE COUNTY ACADEMY | P | DISINF BY-PROD CONTRO | P32 | DISINF BY-PROD CONTRO/PEROXIDE
3484288 | PARKRIDGE GROCERY | 1 | PARKRIDGE GROCERY | B | DISINFECT | B02 | DISINFECT/HYPOCHLORIN
3484294 | J&B'S USED AUTO PARTS | 1 |  | B | DISINFECT | B02 | DISINFECT/HYPOCHLORIN
3484294 | J&B'S USED AUTO PARTS | 1 |  | Z | OTHER | Z23 | OTHER/GAC ADDITION
3484304 | BUNKER HILL CENTER | 1 | BUNKER HILL CENTER | B | DISINFECT | B02 | DISINFECT/HYPOCHLORIN
3484306 | FIBBER MCGEE'S | 1 |  | B | DISINFECT | B02 | DISINFECT/HYPOCHLORIN
3484307 | CHAR BET FARMS | 1 |  | B | DISINFECT | B02 | DISINFECT/HYPOCHLORIN
3484317 | CIRCLE K #7514/CHRISTMAS | 1 | CIRCLE K #7514/CHRISTMAS | B | DISINFECT | B02 | DISINFECT/HYPOCHLORIN
3484317 | CIRCLE K #7514/CHRISTMAS | 1 | CIRCLE K #7514/CHRISTMAS | E | TASTE-ODOR CONTROL | E20 | T-O CTRL/AERATION
3484321 | PREMIER ACADEMY | 1 | PREMIER ACADEMY WELL 01 4 | B | DISINFECT | B02 | DISINFECT/HYPOCHLORIN
3484322 | EASTSIDE ACE HARDWARE | 1 | ACE HARDWARE-EASTSIDE | B | DISINFECT | B02 | DISINFECT/HYPOCHLORIN
3484337 | ORANGE CO. HIGHWAY DEPT MAINT. | 1 | ORANGE CO. HIGHWAY DEPT MAINT. | B | DISINFECT | B02 | DISINFECT/HYPOCHLORIN
3484341 | AGRI-STARTS INC | 1 | AGRI STARTS INC | B | DISINFECT | B02 | DISINFECT/HYPOCHLORIN
3484345 | SPEED WORLD DRAGWAY | 1 | SPEED WORLD DRAGWAY | B | DISINFECT | B02 | DISINFECT/HYPOCHLORIN
3484346 | ORLANDO SPEED WORLD (OVAL TRACK) | 1 | ORLANDO SPEED WORLD WTP 1 | B | DISINFECT | B02 | DISINFECT/HYPOCHLORIN
3484354 | ORANGE COUNTY RACEWAY | 1 | ORANGE COUNTY RACEWAT | B | DISINFECT | B02 | DISINFECT/HYPOCHLORIN
3484362 | ROBERTS MEDICAL PLAZA | 1 | ROBERT S ROBERTS MEDICAL BLDG | B | DISINFECT | B02 | DISINFECT/HYPOCHLORIN
3484371 | COUNTY LINE MOOSE LODGE #2427 | 1 | MOOSE LODGE #2427 | B | DISINFECT | B02 | DISINFECT/HYPOCHLORIN
3484383 | BITHLO COMMUNITY PARK | 1 | BITHLO COMMUNITY PARK | B | DISINFECT | B04 | DISINFECT/CHLORAMINES
3484383 | BITHLO COMMUNITY PARK | 1 | BITHLO COMMUNITY PARK | B | DISINFECT | B02 | DISINFECT/HYPOCHLORIN
3484383 | BITHLO COMMUNITY PARK | 1 | BITHLO COMMUNITY PARK | E | TASTE-ODOR CONTROL | E20 | T-O CTRL/AERATION
3484384 | A GROWING PLACE CHILD CARE | 1 | A GROWING PLACE | B | DISINFECT | B02 | DISINFECT/HYPOCHLORIN
3484390 | ORANGE COUNTY NATIONAL GOLF CENTER | 1 | ORANGE CO NATL GOLF CENTER WTP | B | DISINFECT | B02 | DISINFECT/HYPOCHLORIN
3484395 | BAD DOG DRIVING RANGE | 1 | BAD DOG DRIVING RANGE | B | DISINFECT | B02 | DISINFECT/HYPOCHLORIN
3484398 | SUBCO BEELINE AKA SUPERSTOP #407 | 1 | SUPERSTOP #407 | B | DISINFECT | B02 | DISINFECT/HYPOCHLORIN
3484401 | MJM FOOD STORE-BITHLO | 1 | MJM FOOD STORE | B | DISINFECT | B02 | DISINFECT/HYPOCHLORIN
3484401 | MJM FOOD STORE-BITHLO | 1 | MJM FOOD STORE | E | TASTE-ODOR CONTROL | E20 | T-O CTRL/AERATION
3484401 | MJM FOOD STORE-BITHLO | 1 | MJM FOOD STORE | H | SOFTENING | H25 | SOFTENING/ION EXCHANGE
3484402 | ORLANDO WETLANDS PARK | 1 | ORLANDO WETLANDS PARK | B | DISINFECT | B02 | DISINFECT/HYPOCHLORIN
3484402 | ORLANDO WETLANDS PARK | 1 | ORLANDO WETLANDS PARK | C | PARTICLE REMOVAL | C29 | PART-RMVL/CARTRIDGE FILTR
3484402 | ORLANDO WETLANDS PARK | 1 | ORLANDO WETLANDS PARK | E | TASTE-ODOR CONTROL | E20 | T-O CTRL/AERATION
3484405 | PENANG NURSERY | 1 | PENANG NURSERY | B | DISINFECT | B02 | DISINFECT/HYPOCHLORIN
3484406 | THE SUB SHACK | 1 | THE SUB SHACK | B | DISINFECT | B02 | DISINFECT/HYPOCHLORIN
3484407 | TIENDA REPUBLICA | 1 | TIENDA REPUBLICA | B | DISINFECT | B02 | DISINFECT/HYPOCHLORIN
3484408 | LOVING HIS PEOPLE ISRAEL | 1 | LOVING HIS PEOPLE ISRAEL WORSH | B | DISINFECT | B02 | DISINFECT/HYPOCHLORIN
3484414 | WEST ORANGE GIRLS CLUB | 1 | WEST ORANGE GIRLS CLUB | B | DISINFECT | B02 | DISINFECT/HYPOCHLORIN
3484416 | RINKER MATERIALS N. FLORIDA PIPE PLANT | 1 | RINKER MATERIALS | B | DISINFECT | B02 | DISINFECT/HYPOCHLORIN
3484416 | RINKER MATERIALS N. FLORIDA PIPE PLANT | 1 | RINKER MATERIALS | D | CORROSION CONTROL | D18 | CORR-CTRL/SEQUESTATION
3484416 | RINKER MATERIALS N. FLORIDA PIPE PLANT | 1 | RINKER MATERIALS | F | ORGN-RMVL | F23 | ORGN-RMVL/GAC ADDITION
3484417 | KOREAN PRESBYTERIAN CHURCH OF ORLANDO | 1 | KOREAN PRESBYTERIAN CHURCH | B | DISINFECT | B02 | DISINFECT/HYPOCHLORIN
3484423 | CVV ACADEMY | 1 | CVV ACADEMY | B | DISINFECT | B02 | DISINFECT/HYPOCHLORIN
3484423 | CVV ACADEMY | 1 | CVV ACADEMY | E | TASTE-ODOR CONTROL | E25 | T-O CTRL/ION EXCHANGE
3484423 | CVV ACADEMY | 1 | CVV ACADEMY | H | SOFTENING | H25 | SOFTENING/ION EXCHANGE
3484435 | EAST ORANGE DISTRICT PARK | 1 | EAST ORANGE DISTRICT PARK | B | DISINFECT | B02 | DISINFECT/HYPOCHLORIN
3484435 | EAST ORANGE DISTRICT PARK | 1 | EAST ORANGE DISTRICT PARK | E | TASTE-ODOR CONTROL | E23 | T-O CTRL/GAC ADDITION
3484435 | EAST ORANGE DISTRICT PARK | 1 | EAST ORANGE DISTRICT PARK | H | SOFTENING | H23 | SOFTENING/GAC ADDITION
3490090 | BAY LAKE ESTATES | 1 | BAY LAKE ESTATES | B | DISINFECT | B02 | DISINFECT/HYPOCHLORIN
3490090 | BAY LAKE ESTATES | 1 | BAY LAKE ESTATES | G | IRON REMOVAL | G18 | IRON RMVL/SEQUESTATION
3490184 | TOHO BUENAVENTURA LAKES | 1 | BUENAVENTURA LAKES | B | DISINFECT | B02 | DISINFECT/HYPOCHLORIN
3490184 | TOHO BUENAVENTURA LAKES | 1 | BUENAVENTURA LAKES | E | TASTE-ODOR CONTROL | E20 | T-O CTRL/AERATION
3490190 | HOLOPAW RESTAURANT/441 TRUCK STOP | 1 | HOLOPAW REST/441 TRUCK STOP | B | DISINFECT | B02 | DISINFECT/HYPOCHLORIN
3490207 | CANOE CREEK CAMPGROUND | 1 | CANOE CREEK CAMPGROUND | B | DISINFECT | B02 | DISINFECT/HYPOCHLORIN
3490207 | CANOE CREEK CAMPGROUND | 1 | CANOE CREEK CAMPGROUND | E | TASTE-ODOR CONTROL | E20 | T-O CTRL/AERATION
3490208 | FRIENDLY VILLAGE INN | 1 | FRIENDLY VILLAGE INN | B | DISINFECT | B02 | DISINFECT/HYPOCHLORIN
3490208 | FRIENDLY VILLAGE INN | 1 | FRIENDLY VILLAGE INN | G | IRON REMOVAL | G25 | IRON RMVL/ION EXCHANGE
3490265 | COLONIAL MOBILE HOME PARK | 1 | COLONIAL MHP | B | DISINFECT | B02 | DISINFECT/HYPOCHLORIN
3490293 | MILL CREEK RV RESORT | 1 | MILL CREEK RV RESORT | B | DISINFECT | B02 | DISINFECT/HYPOCHLORIN
3490304 | CROSBY VILLAGE TRAILER PARK/GRIFFIS CAFE | 1 | CROSBY VILLAGE/GRIFFIS CAFE | B | DISINFECT | B02 | DISINFECT/HYPOCHLORIN
3490314 | CYPRESS COVE | 1 | CYPRESS COVE | B | DISINFECT | B02 | DISINFECT/HYPOCHLORIN
3490314 | CYPRESS COVE | 1 | CYPRESS COVE | E | TASTE-ODOR CONTROL | E20 | T-O CTRL/AERATION
3490627 | BROWN'S ROLLING HOMES ESTATES | 1 | KISSIMMEE | B | DISINFECT | B02 | DISINFECT/HYPOCHLORIN
3490631 | SECRETS HIDEAWAY | 1 | SECRETS HIDEAWAY | B | DISINFECT | B02 | DISINFECT/HYPOCHLORIN
3490631 | SECRETS HIDEAWAY | 1 | SECRETS HIDEAWAY | E | TASTE-ODOR CONTROL | E20 | T-O CTRL/AERATION
3490633 | TROPICAL PALMS RESORT | 1 | TROPICAL PALMS RESORT | B | DISINFECT | B02 | DISINFECT/HYPOCHLORIN
3490750 | KISSIMMEE CAMPGROUND AND MHP | 1 | WEST SR 192 | B | DISINFECT | B02 | DISINFECT/HYPOCHLORIN
3490751 | TOHO WATER AUTHORITY EASTERN | 1 | RICHARD MCLAUGHLIN WTP (N.BERM | B | DISINFECT | B02 | DISINFECT/HYPOCHLORIN
3490751 | TOHO WATER AUTHORITY EASTERN | 5 | CAMELOT WEST | B | DISINFECT | B02 | DISINFECT/HYPOCHLORIN
3490751 | TOHO WATER AUTHORITY EASTERN | 3 | PARKWAY | B | DISINFECT | B02 | DISINFECT/HYPOCHLORIN
3490751 | TOHO WATER AUTHORITY EASTERN | 1 | RICHARD MCLAUGHLIN WTP (N.BERM | E | TASTE-ODOR CONTROL | E20 | T-O CTRL/AERATION
3490751 | TOHO WATER AUTHORITY EASTERN | 3 | PARKWAY | E | TASTE-ODOR CONTROL | E20 | T-O CTRL/AERATION
3490751 | TOHO WATER AUTHORITY EASTERN | 1 | RICHARD MCLAUGHLIN WTP (N.BERM | Z | OTHER | Z27 | OTHER/FLUORIDATION
3490751 | TOHO WATER AUTHORITY EASTERN | 3 | PARKWAY | Z | OTHER | Z27 | OTHER/FLUORIDATION
3490751 | TOHO WATER AUTHORITY EASTERN | 5 | CAMELOT WEST | Z | OTHER | Z27 | OTHER/FLUORIDATION
3490766 | LAKE MARIAN PARADISE | 1 | LAKE MARIAN PARADISE | B | DISINFECT | B02 | DISINFECT/HYPOCHLORIN
3490770 | LAKE RUNNYMEADE MOBILE HOME PARK | 1 | LAKE RUNNYMEDE MHP | B | DISINFECT | B02 | DISINFECT/HYPOCHLORIN
3490770 | LAKE RUNNYMEADE MOBILE HOME PARK | 1 | LAKE RUNNYMEDE MHP | E | TASTE-ODOR CONTROL | E20 | T-O CTRL/AERATION
3490775 | LAKEVIEW TERRACE TRAILER PARK | 1 | LAKEVIEW TERRACE TRAILER PARK | B | DISINFECT | B02 | DISINFECT/HYPOCHLORIN
3490816 | GREAT OAK R.V. RESORT | 1 | GREAT OAK R.V. RESORT | B | DISINFECT | B02 | DISINFECT/HYPOCHLORIN
3490986 | PLEASANT HILL VILLAGE | 1 | PLEASANT HILL VILLAGE | B | DISINFECT | B02 | DISINFECT/HYPOCHLORIN
3490986 | PLEASANT HILL VILLAGE | 1 | PLEASANT HILL VILLAGE | E | TASTE-ODOR CONTROL | E20 | T-O CTRL/AERATION
3491002 | KISSIMMEE RV PARK | 1 | ORANGE GROVE | B | DISINFECT | B02 | DISINFECT/HYPOCHLORIN
3491002 | KISSIMMEE RV PARK | 1 | ORANGE GROVE | E | TASTE-ODOR CONTROL | E20 | T-O CTRL/AERATION
3491011 | TOHO WATER AUTHORITY WESTERN | 3 | SOUTHWEST WTP | B | DISINFECT | B02 | DISINFECT/HYPOCHLORIN
3491011 | TOHO WATER AUTHORITY WESTERN | 1 | NORTHWEST PLANT (9.36 MGD) | B | DISINFECT | B02 | DISINFECT/HYPOCHLORIN
3491011 | TOHO WATER AUTHORITY WESTERN | 1 | NORTHWEST PLANT (9.36 MGD) | E | TASTE-ODOR CONTROL | E20 | T-O CTRL/AERATION
3491011 | TOHO WATER AUTHORITY WESTERN | 3 | SOUTHWEST WTP | E | TASTE-ODOR CONTROL | E05 | T-O CTRL/OZONATION
3491011 | TOHO WATER AUTHORITY WESTERN | 3 | SOUTHWEST WTP | E | TASTE-ODOR CONTROL | E20 | T-O CTRL/AERATION
3491011 | TOHO WATER AUTHORITY WESTERN | 1 | NORTHWEST PLANT (9.36 MGD) | Z | OTHER | Z27 | OTHER/FLUORIDATION
3491011 | TOHO WATER AUTHORITY WESTERN | 3 | SOUTHWEST WTP | Z | OTHER | Z27 | OTHER/FLUORIDATION
3491077 | BOGGY CREEK RESORT AND RV PARK | 1 | BOGGY CREEK RESORT AND RV PARK | B | DISINFECT | B02 | DISINFECT/HYPOCHLORIN
3491077 | BOGGY CREEK RESORT AND RV PARK | 1 | BOGGY CREEK RESORT AND RV PARK | D | CORROSION CONTROL | D36 | CORR-CTRL/CORROSION INHIB
3491077 | BOGGY CREEK RESORT AND RV PARK | 1 | BOGGY CREEK RESORT AND RV PARK | E | TASTE-ODOR CONTROL | E20 | T-O CTRL/AERATION
3491077 | BOGGY CREEK RESORT AND RV PARK | 1 | BOGGY CREEK RESORT AND RV PARK | P | DISINF BY-PROD CONTRO | P32 | DISINF BY-PROD CONTRO/PEROXIDE
3491186 | READY MART | 1 |  | B | DISINFECT | B02 | DISINFECT/HYPOCHLORIN
3491286 | SEVEN ELEVEN/WEST SPACE COAST | 1 | SEVEN ELEVEN/WEST SPACE COAST | B | DISINFECT | B02 | DISINFECT/HYPOCHLORIN
3491298 | SHELTER COVE RESORT | 1 | SHELTER COVE RESORT | B | DISINFECT | B02 | DISINFECT/HYPOCHLORIN
3491298 | SHELTER COVE RESORT | 1 | SHELTER COVE RESORT | E | TASTE-ODOR CONTROL | E20 | T-O CTRL/AERATION
3491299 | SHELTER COVE RESORT | 1 |  | B | DISINFECT | B02 | DISINFECT/HYPOCHLORIN
3491366 | SOUTHPORT PARK | 1 | SOUTHPORT PARK | B | DISINFECT | B02 | DISINFECT/HYPOCHLORIN
3491366 | SOUTHPORT PARK | 1 | SOUTHPORT PARK | E | TASTE-ODOR CONTROL | E20 | T-O CTRL/AERATION
3491373 | ST. CLOUD CITY OF (3 WPS) | 2 | WATER TREATMENT PLANT #2 | B | DISINFECT | B02 | DISINFECT/HYPOCHLORIN
3491373 | ST. CLOUD CITY OF (3 WPS) | 4 | WATER TREATMENT PLANT #4 | B | DISINFECT | B02 | DISINFECT/HYPOCHLORIN
3491373 | ST. CLOUD CITY OF (3 WPS) | 1 | WATER TREATMENT PLANT #1 | B | DISINFECT | B02 | DISINFECT/HYPOCHLORIN
3491373 | ST. CLOUD CITY OF (3 WPS) | 2 | WATER TREATMENT PLANT #2 | E | TASTE-ODOR CONTROL | E20 | T-O CTRL/AERATION
3491373 | ST. CLOUD CITY OF (3 WPS) | 4 | WATER TREATMENT PLANT #4 | E | TASTE-ODOR CONTROL | E20 | T-O CTRL/AERATION
3491373 | ST. CLOUD CITY OF (3 WPS) | 1 | WATER TREATMENT PLANT #1 | E | TASTE-ODOR CONTROL | E20 | T-O CTRL/AERATION
3491373 | ST. CLOUD CITY OF (3 WPS) | 1 | WATER TREATMENT PLANT #1 | F | ORGN-RMVL | F25 | ORGN-RMVL/ION EXCHANGE
3491373 | ST. CLOUD CITY OF (3 WPS) | 2 | WATER TREATMENT PLANT #2 | Z | OTHER | Z27 | OTHER/FLUORIDATION
3491373 | ST. CLOUD CITY OF (3 WPS) | 4 | WATER TREATMENT PLANT #4 | Z | OTHER | Z25 | OTHER/ION EXCHANGE
3491373 | ST. CLOUD CITY OF (3 WPS) | 4 | WATER TREATMENT PLANT #4 | Z | OTHER | Z19 | OTHER/PH ADJUSTMENT
3491373 | ST. CLOUD CITY OF (3 WPS) | 4 | WATER TREATMENT PLANT #4 | Z | OTHER | Z27 | OTHER/FLUORIDATION
3491373 | ST. CLOUD CITY OF (3 WPS) | 1 | WATER TREATMENT PLANT #1 | Z | OTHER | Z27 | OTHER/FLUORIDATION
3491397 | STUCKEY'S | 1 | STUCKEY'S | B | DISINFECT | B02 | DISINFECT/HYPOCHLORIN
3491701 | ALLIGATORLAND SAFARI | 1 | KISSIMMEE | B | DISINFECT | B02 | DISINFECT/HYPOCHLORIN
3491702 | FLORIDIAN RV RESORT | 1 | FLORIDIAN RV RESORT | B | DISINFECT | B02 | DISINFECT/HYPOCHLORIN
3491702 | FLORIDIAN RV RESORT | 1 | FLORIDIAN RV RESORT | E | TASTE-ODOR CONTROL | E20 | T-O CTRL/AERATION
3491703 | CANOE CREEK SERVICE PLAZA | 1 | CANOE CREEK SERVICE PLAZA | B | DISINFECT | B04 | DISINFECT/CHLORAMINES
3491703 | CANOE CREEK SERVICE PLAZA | 1 | CANOE CREEK SERVICE PLAZA | E | TASTE-ODOR CONTROL | E20 | T-O CTRL/AERATION
3491705 | GATE PRECAST | 2 | GATE PRECAST 'OFFICE PLANT' | B | DISINFECT | B02 | DISINFECT/HYPOCHLORIN
3491706 | YE OLDE ICE CREAM PARLOR | 1 | KISSIMMEE | B | DISINFECT | B02 | DISINFECT/HYPOCHLORIN
3491708 | DEPT OF AGRICULTURE | 1 | DR SADER DIR | B | DISINFECT | B02 | DISINFECT/HYPOCHLORIN
3491726 | SHARP'S MOBILE HOME PARK | 1 | SHARP'S MOBILE HOME PARK | B | DISINFECT | B02 | DISINFECT/HYPOCHLORIN
3491904 | KING'S MOBILE HOME PARK | 1 | KING'S MOBILE PARK | B | DISINFECT | B02 | DISINFECT/HYPOCHLORIN
3491909 | LAKE TOHO RESORT | 1 | LAKE TOHO RESORT | B | DISINFECT | B02 | DISINFECT/HYPOCHLORIN
3491946 | ASPIRE HEALTH PARTNERS INC. | 1 | ASPIRE HEALTH PARTNERS INC | B | DISINFECT | B02 | DISINFECT/HYPOCHLORIN
3491956 | LAKE AJAY VILLAGE S/D (CONSEC.) | 1 | LAKE AJAY VILLAGE | A | NO TRTMT | A | NO TRTMT
3494290 | RICHARDSON'S FISH CAMP | 1 | RICHARDSON'S FISH CAMP | B | DISINFECT | B02 | DISINFECT/HYPOCHLORIN
3494297 | MERRY D RV SANCTUARY | 1 | MERRY D RV SANCTUARY | B | DISINFECT | B02 | DISINFECT/HYPOCHLORIN
3494310 | PILOT TRAVEL CENTER 096 | 1 | PILOT TRAVEL CENTERS #96 | B | DISINFECT | B02 | DISINFECT/HYPOCHLORIN
3494313 | WHISPERING PINES MHP | 1 | WHISPERING PINES MHP | B | DISINFECT | B02 | DISINFECT/HYPOCHLORIN
3494313 | WHISPERING PINES MHP | 1 | WHISPERING PINES MHP | E | TASTE-ODOR CONTROL | E20 | T-O CTRL/AERATION
3494316 | BERMUDA MOBILE HOME PARK | 1 | BERMUDA M.H.P. | B | DISINFECT | B02 | DISINFECT/HYPOCHLORIN
3494318 | LAKE MARIAN SHORES | 1 | LAKE MARIAN SHORES | B | DISINFECT | B01 | DISINFECT/GASEOUS CHLORIN
3494318 | LAKE MARIAN SHORES | 1 | LAKE MARIAN SHORES | E | TASTE-ODOR CONTROL | E20 | T-O CTRL/AERATION
3494318 | LAKE MARIAN SHORES | 1 | LAKE MARIAN SHORES | Z | OTHER | Z23 | OTHER/GAC ADDITION
3494320 | 21 PALMS RV RESORT | 1 | 21 PALMS RV RESORT | B | DISINFECT | B02 | DISINFECT/HYPOCHLORIN
3494325 | WILD FLORIDA AIRBOATS LLC | 1 | LAKE CYPRESS FISH CAMP | B | DISINFECT | B02 | DISINFECT/HYPOCHLORIN
3494331 | CHEVRON NEPTUNE ROAD | 1 | SHELL FOOD MART STORE # 11 | B | DISINFECT | B02 | DISINFECT/HYPOCHLORIN
3494334 | SHELL FOOD MART | 1 | SHELL FOOD MART | B | DISINFECT | B02 | DISINFECT/HYPOCHLORIN
3494353 | JIFFY FOOD STORE #2483 | 1 | JIFFY FOOD STORE # 2483 | B | DISINFECT | B02 | DISINFECT/HYPOCHLORIN
3494354 | COZY COVE INN | 1 | COZY COVE INN | B | DISINFECT | B02 | DISINFECT/HYPOCHLORIN
3494359 | HYATT FARMS | 1 | HYATT FARMS | B | DISINFECT | B02 | DISINFECT/HYPOCHLORIN
3494360 | KENANSVILLE COUNTRY STORE | 1 | KENANSVILLE COUNTRY STORE | B | DISINFECT | B02 | DISINFECT/HYPOCHLORIN
3494360 | KENANSVILLE COUNTRY STORE | 1 | KENANSVILLE COUNTRY STORE | E | TASTE-ODOR CONTROL | E20 | T-O CTRL/AERATION
3494367 | NEPTUNE ROAD BAPTIST CHURCH | 1 | NEPTUNE ROAD BAPTIST CHURCH | B | DISINFECT | B02 | DISINFECT/HYPOCHLORIN
3494367 | NEPTUNE ROAD BAPTIST CHURCH | 1 | NEPTUNE ROAD BAPTIST CHURCH | E | TASTE-ODOR CONTROL | E20 | T-O CTRL/AERATION
3494369 | FAITH BAPTIST CHURCH/KISSIMMEE | 1 | FAITH BAPTIST CHURCH | B | DISINFECT | B02 | DISINFECT/HYPOCHLORIN
3494372 | AMVETS POST 33 | 1 | MURPHY'S MANOR | B | DISINFECT | B02 | DISINFECT/HYPOCHLORIN
3494375 | HITCHING POST | 1 | HITCHING POST | B | DISINFECT | B02 | DISINFECT/HYPOCHLORIN
3494375 | HITCHING POST | 1 | HITCHING POST | G | IRON REMOVAL | G25 | IRON RMVL/ION EXCHANGE
3494377 | PARTIN TRIANGLE PK OF OSCEOLA COUNTY | 1 | TRIANGLE PARK | B | DISINFECT | B02 | DISINFECT/HYPOCHLORIN
3494392 | CIRCLE K #7466/KISSIMMEE | 1 | CIRCLE K #7466/KISSIMMEE | B | DISINFECT | B02 | DISINFECT/HYPOCHLORIN
3494392 | CIRCLE K #7466/KISSIMMEE | 1 | CIRCLE K #7466/KISSIMMEE | Z | OTHER | Z25 | OTHER/ION EXCHANGE
3494399 | DEER PARK | 1 | DEER PARK | B | DISINFECT | B02 | DISINFECT/HYPOCHLORIN
3494399 | DEER PARK | 1 | DEER PARK | C | PARTICLE REMOVAL | C29 | PART-RMVL/CARTRIDGE FILTR
3494399 | DEER PARK | 1 | DEER PARK | E | TASTE-ODOR CONTROL | E20 | T-O CTRL/AERATION
3494400 | HAMMOCK POINTE UTILITY ASSOCIATION INC | 1 | HAMMOCK POINTE | B | DISINFECT | B02 | DISINFECT/HYPOCHLORIN
3494400 | HAMMOCK POINTE UTILITY ASSOCIATION INC | 1 | HAMMOCK POINTE | D | CORROSION CONTROL | D36 | CORR-CTRL/CORROSION INHIB
3494400 | HAMMOCK POINTE UTILITY ASSOCIATION INC | 1 | HAMMOCK POINTE | E | TASTE-ODOR CONTROL | E20 | T-O CTRL/AERATION
3494407 | NARCOOSSEE COMMUNITY PARK | 1 | NARCOOSSEE COMMUNITY PARK | B | DISINFECT | B02 | DISINFECT/HYPOCHLORIN
3494409 | CANE ISLAND POWER PARK | 1 | KISSIMMEE UTIL AUTH/CANE ISLND | B | DISINFECT | B02 | DISINFECT/HYPOCHLORIN
3494413 | TRAIL END PLAZA | 1 | TRAIL END PLAZA | B | DISINFECT | B02 | DISINFECT/HYPOCHLORIN
3494416 | HIDDEN GLEN | 1 | HIDDEN GLEN | B | DISINFECT | B02 | DISINFECT/HYPOCHLORIN
3494418 | SPRINGLAKE VILLAGE WTP | 1 | SPRINGLAKE VILLAGE WTP | B | DISINFECT | B02 | DISINFECT/HYPOCHLORIN
3494418 | SPRINGLAKE VILLAGE WTP | 1 | SPRINGLAKE VILLAGE WTP | G | IRON REMOVAL | G18 | IRON RMVL/SEQUESTATION
3494423 | HOLOPAW MINI MART | 1 | HOLOPAW MINI MART | B | DISINFECT | B02 | DISINFECT/HYPOCHLORIN
3494423 | HOLOPAW MINI MART | 1 | HOLOPAW MINI MART | E | TASTE-ODOR CONTROL | E23 | T-O CTRL/GAC ADDITION
3494424 | THE NATURE CONSERVANCY | 1 | NATURE CONSERVANCY | B | DISINFECT | B02 | DISINFECT/HYPOCHLORIN
3494426 | LAKESIDE INN CAFE | 1 | ALLIGATOR LAKESIDE INN | B | DISINFECT | B02 | DISINFECT/HYPOCHLORIN
3494427 | HARMONY CDD | 1 | HARMONY CCD | B | DISINFECT | B04 | DISINFECT/CHLORAMINES
3494427 | HARMONY CDD | 1 | HARMONY CCD | B | DISINFECT | B02 | DISINFECT/HYPOCHLORIN
3494427 | HARMONY CDD | 1 | HARMONY CCD | B | DISINFECT | B27 | DISINFECT/FLUORIDATION
3494427 | HARMONY CDD | 1 | HARMONY CCD | E | TASTE-ODOR CONTROL | E20 | T-O CTRL/AERATION
3494427 | HARMONY CDD | 1 | HARMONY CCD | F | ORGN-RMVL | F25 | ORGN-RMVL/ION EXCHANGE
3494427 | HARMONY CDD | 1 | HARMONY CCD | Z | OTHER | Z28 | OTHER/PACKED TWR-AERA
3494427 | HARMONY CDD | 1 | HARMONY CCD | Z | OTHER | Z18 | OTHER/SEQUESTATION
3494428 | ENTERPRISE CDD (CONSECUTIVE) | 1 | ENTERPRISE CDD(CONSECUTIVE) | A | NO TRTMT | A | NO TRTMT
3494429 | TOHO WATER AUTHORITY-POINCIANA SYSTEM | 1 | BELLA LAGO WTP | B | DISINFECT | B27 | DISINFECT/FLUORIDATION
3494429 | TOHO WATER AUTHORITY-POINCIANA SYSTEM | 6 | HURON WTP | B | DISINFECT | B27 | DISINFECT/FLUORIDATION
3494429 | TOHO WATER AUTHORITY-POINCIANA SYSTEM | 6 | HURON WTP | B | DISINFECT | B02 | DISINFECT/HYPOCHLORIN
3494429 | TOHO WATER AUTHORITY-POINCIANA SYSTEM | 3 | PEABODY WTP | B | DISINFECT | B02 | DISINFECT/HYPOCHLORIN
3494429 | TOHO WATER AUTHORITY-POINCIANA SYSTEM | 1 | BELLA LAGO WTP | B | DISINFECT | B02 | DISINFECT/HYPOCHLORIN
3494429 | TOHO WATER AUTHORITY-POINCIANA SYSTEM | 1 | BELLA LAGO WTP | D | CORROSION CONTROL | D36 | CORR-CTRL/CORROSION INHIB
3494429 | TOHO WATER AUTHORITY-POINCIANA SYSTEM | 6 | HURON WTP | E | TASTE-ODOR CONTROL | E20 | T-O CTRL/AERATION
3494429 | TOHO WATER AUTHORITY-POINCIANA SYSTEM | 3 | PEABODY WTP | E | TASTE-ODOR CONTROL | E20 | T-O CTRL/AERATION
3494429 | TOHO WATER AUTHORITY-POINCIANA SYSTEM | 1 | BELLA LAGO WTP | E | TASTE-ODOR CONTROL | E20 | T-O CTRL/AERATION
3494430 | POINCIANA CHRISTIAN CHURCH | 1 | POINCIANA CHRISTIAN CHURCH | B | DISINFECT | B02 | DISINFECT/HYPOCHLORIN
3494430 | POINCIANA CHRISTIAN CHURCH | 1 | POINCIANA CHRISTIAN CHURCH | E | TASTE-ODOR CONTROL | E25 | T-O CTRL/ION EXCHANGE
3494431 | MACK FARMS | 1 | MACK FARMS | B | DISINFECT | B02 | DISINFECT/HYPOCHLORIN
3494433 | CENTRAL FLORIDA YOUTH AND FAMILY CAMP | 1 | CENTRAL FLORIDA YOUTH & FAM. C | B | DISINFECT | B02 | DISINFECT/HYPOCHLORIN
3494433 | CENTRAL FLORIDA YOUTH AND FAMILY CAMP | 1 | CENTRAL FLORIDA YOUTH & FAM. C | E | TASTE-ODOR CONTROL | E20 | T-O CTRL/AERATION
3494434 | CARROLL STREET STATION | 1 | CARROLL STREET | B | DISINFECT | B02 | DISINFECT/HYPOCHLORIN
3494434 | CARROLL STREET STATION | 1 | CARROLL STREET | F | ORGN-RMVL | F20 | ORGN-RMVL/AERATION
3494435 | COMMUNITY OF FAITH UNITED METHODIST CH | 1 | COMM. OF FAITH UTD. METHODIST | B | DISINFECT | B02 | DISINFECT/HYPOCHLORIN
3494437 | ROGERS FOOD STORE | 1 | ROGERS FOOD STORE | B | DISINFECT | B02 | DISINFECT/HYPOCHLORIN
3494441 | DOLLAR GENERAL HARMONY | 1 | DOLLAR GENERAL HARMONY | B | DISINFECT | B02 | DISINFECT/HYPOCHLORIN
3530238 | CAMP LESTER | 1 | CAMP LESTER W.T.P. | B | DISINFECT | B02 | DISINFECT/HYPOCHLORIN
3530240 | CAMP ROSALIE | 1 | CAMP ROSALIE W.T.P. | B | DISINFECT | B02 | DISINFECT/HYPOCHLORIN
3530380 | LIAR'S LAIR LOUNGE | 1 | LIAR'S LAIR LOUNGE WTP | B | DISINFECT | B02 | DISINFECT/HYPOCHLORIN
3530480 | DRIFT INN RESORT | 1 | DRIFT IN RESORT W.T.P. | B | DISINFECT | B02 | DISINFECT/HYPOCHLORIN
3530586 | NATURES COVE | 1 | FLETCHER'S MHP WATER PLANT | B | DISINFECT | B02 | DISINFECT/HYPOCHLORIN
3530592 | FLORIDA CAMP INN | 1 | FLORIDA CAMP INN WATER PLANT | B | DISINFECT | B02 | DISINFECT/HYPOCHLORIN
3530596 | CAMP LLANADA | 1 | FLORIDA LIONS CAMP W.T.P. | B | DISINFECT | B02 | DISINFECT/HYPOCHLORIN
3530683 | GRAPE HAMMOCK | 1 | GRAPE HAMMOCK WATER PLANT | B | DISINFECT | B02 | DISINFECT/HYPOCHLORIN
3530683 | GRAPE HAMMOCK | 1 | GRAPE HAMMOCK WATER PLANT | E | TASTE-ODOR CONTROL | E20 | T-O CTRL/AERATION
3530711 | HAINES CITY MOBILE HOME PARK | 1 | HAINES CITY MHP WTP. | B | DISINFECT | B02 | DISINFECT/HYPOCHLORIN
3530736 | THE HARBOR WATERFRONT RESORT | 1 | THE HARBOR C.G. WATER PLANT | B | DISINFECT | B02 | DISINFECT/HYPOCHLORIN
3530743 | SUNNYSIDE MOBILE HOME RV PARK | 1 | CLAIR-MAR WATER PLANT | B | DISINFECT | B02 | DISINFECT/HYPOCHLORIN
3530814 | HOLIDAY MANOR | 1 | HOLIDAY MANOR PLANT | B | DISINFECT | B02 | DISINFECT/HYPOCHLORIN
3530854 | ILE UTILITIES | 1 | INDIAN LAKES WATER PLANT | B | DISINFECT | B02 | DISINFECT/HYPOCHLORIN
3530926 | WILLIAMS FAMILY MHP | 1 | KENNARD MHP W.T.P. | B | DISINFECT | B02 | DISINFECT/HYPOCHLORIN
3530946 | KISSIMMEE RIVER PARK AND MARINA | 1 | KISSIMMEE RIVER PARK W.T.P. | B | DISINFECT | B02 | DISINFECT/HYPOCHLORIN
3530947 | LAKE KISSIMMEE STATE PARK | 1 | LAKE KISSIMMEE ST. PK. WTP | B | DISINFECT | B02 | DISINFECT/HYPOCHLORIN
3530967 | LAKE ARBUCKLE LANDING | 1 | LAKE ARBUCKE LANDING W.T.P. | B | DISINFECT | B02 | DISINFECT/HYPOCHLORIN
3531008 | GOLD COAST UTILITY | 1 | LAKE WALES UTIL. WTP #1 | B | DISINFECT | B01 | DISINFECT/GASEOUS CHLORIN
3531008 | GOLD COAST UTILITY | 1 | LAKE WALES UTIL. WTP #1 | E | TASTE-ODOR CONTROL | E20 | T-O CTRL/AERATION
3531009 | WALK-IN-THE-WATER LAKE ESTATES | 1 | WALK IN WATER PLANT | B | DISINFECT | B01 | DISINFECT/GASEOUS CHLORIN
3531198 | MINERVA MHP LLC | 1 | MINERVA MHP WATER PLANT | B | DISINFECT | B02 | DISINFECT/HYPOCHLORIN
3531275 | OAK HARBOUR CAMPGROUND | 2 | OAK HARBOR CAMPGROUND WTP #2 | B | DISINFECT | B02 | DISINFECT/HYPOCHLORIN
3531293 | OASIS MARINA INC. | 1 | OASIS MARINA WATER PLANT | B | DISINFECT | B02 | DISINFECT/HYPOCHLORIN
3531318 | OUTDOOR RESORTS | 1 | OUTDOOR RESORTS WATER PLANT | B | DISINFECT | B02 | DISINFECT/HYPOCHLORIN
3531318 | OUTDOOR RESORTS | 1 | OUTDOOR RESORTS WATER PLANT | D | CORROSION CONTROL | D18 | CORR-CTRL/SEQUESTATION
3531517 | NEW RIVER RANCH & RV RESORT | 1 | NEW RIVER RANCH WTP | B | DISINFECT | B02 | DISINFECT/HYPOCHLORIN
3531517 | NEW RIVER RANCH & RV RESORT | 1 | NEW RIVER RANCH WTP | E | TASTE-ODOR CONTROL | E20 | T-O CTRL/AERATION
3531546 | ROSALIE OAKS | 1 | ROSALIE OAKS WATER PLANT | B | DISINFECT | B02 | DISINFECT/HYPOCHLORIN
3531744 | EAST WATER SYSTEM | 3 | OAK ACRES SUBDIVISION | B | DISINFECT | B01 | DISINFECT/GASEOUS CHLORIN
3531744 | EAST WATER SYSTEM | 4 | TIMBER LAKE PLANT | B | DISINFECT | B02 | DISINFECT/HYPOCHLORIN
3531744 | EAST WATER SYSTEM | 2 | PLEASANT ACRES PLANT | B | DISINFECT | B01 | DISINFECT/GASEOUS CHLORIN
3531744 | EAST WATER SYSTEM | 1 | SUNAIR COUNTRY CLUB | B | DISINFECT | B01 | DISINFECT/GASEOUS CHLORIN
3531822 | BERT'S HIDEAWAY RESORT | 1 | BERT'S HIDEAWAY FISH WTP | B | DISINFECT | B02 | DISINFECT/HYPOCHLORIN
3532183 | AVON PARK CORRECTIONAL INSTITUTION | 1 | PUMP HOUSE NO. 1-WEST PLANT | B | DISINFECT | B01 | DISINFECT/GASEOUS CHLORIN
3532183 | AVON PARK CORRECTIONAL INSTITUTION | 2 | PUMP HOUSE NO. 2-EAST PLANT | B | DISINFECT | B01 | DISINFECT/GASEOUS CHLORIN
3532320 | HOLIDAY PARK | 1 | HOLIDAY PARK WATER PLANT | B | DISINFECT | B02 | DISINFECT/HYPOCHLORIN
3532351 | OAK HAMMOCK RESORT LLC | 1 | LAKE PIERCE ECO RESORT W.T.P. | B | DISINFECT | B02 | DISINFECT/HYPOCHLORIN
3532353 | UNCLE JOES FISH CAMP | 1 | UNCLE JOES W.T.P. | B | DISINFECT | B02 | DISINFECT/HYPOCHLORIN
3532355 | BREEZE HILL MOBILE HOME PARK | 1 | BREEZE HILL WATER PLANT | B | DISINFECT | B02 | DISINFECT/HYPOCHLORIN
3532405 | MAR LISA COVE | 1 | MAR LISA COVE W.T.P. | B | DISINFECT | B02 | DISINFECT/HYPOCHLORIN
3532409 | LAKE FRONT BAR & GRILL | 1 | SHADY COVE WATER PLANT | B | DISINFECT | B02 | DISINFECT/HYPOCHLORIN
3532488 | TIOTIE BEACH ESTATES | 1 | TIOTIE BEACH ESTATES W. T. P. | B | DISINFECT | B02 | DISINFECT/HYPOCHLORIN
3532508 | BUDS RV PARK & MARINA | 1 | BUDS RV PARK W.T.P. | B | DISINFECT | B02 | DISINFECT/HYPOCHLORIN
3532510 | LAKE ROSALIE PARK | 1 | LAKE ROSALIE LANDINGS W.T.P. | B | DISINFECT | B02 | DISINFECT/HYPOCHLORIN
3532513 | CAMP TIGER | 1 | CAMP TIGER W.T.P. | B | DISINFECT | B02 | DISINFECT/HYPOCHLORIN
3532582 | BEDROCK EMERALD LAKE LLC | 1 | EMERALD LAKES WATER PLANT | B | DISINFECT | B02 | DISINFECT/HYPOCHLORIN
3534916 | MIDWAY RV AND TRAILER PARK | 1 | MIDWAY RV W.T.P. | B | DISINFECT | B02 | DISINFECT/HYPOCHLORIN
3535112 | JIMMY'S TRUCK STOP | 1 | JIMMY'S DELI WTP | B | DISINFECT | B02 | DISINFECT/HYPOCHLORIN
3535116 | LAKE KISSIMMEE MOBILE HOME PK | 1 | LAKE KISSIMMEE MHP WTP | B | DISINFECT | B02 | DISINFECT/HYPOCHLORIN
3590026 | ALTAMONTE SPRINGS WATER DEPT (2 WPS) | 5 | WTP#5 (PEARL LK.CSWY) | B | DISINFECT | B02 | DISINFECT/HYPOCHLORIN
3590026 | ALTAMONTE SPRINGS WATER DEPT (2 WPS) | 2 | WTP#2 (SPRING LAKE/SOUTHWEST) | B | DISINFECT | B02 | DISINFECT/HYPOCHLORIN
3590026 | ALTAMONTE SPRINGS WATER DEPT (2 WPS) | 2 | WTP#2 (SPRING LAKE/SOUTHWEST) | D | CORROSION CONTROL | D36 | CORR-CTRL/CORROSION INHIB
3590026 | ALTAMONTE SPRINGS WATER DEPT (2 WPS) | 5 | WTP#5 (PEARL LK.CSWY) | D | CORROSION CONTROL | D36 | CORR-CTRL/CORROSION INHIB
3590026 | ALTAMONTE SPRINGS WATER DEPT (2 WPS) | 2 | WTP#2 (SPRING LAKE/SOUTHWEST) | E | TASTE-ODOR CONTROL | E20 | T-O CTRL/AERATION
3590026 | ALTAMONTE SPRINGS WATER DEPT (2 WPS) | 5 | WTP#5 (PEARL LK.CSWY) | E | TASTE-ODOR CONTROL | E20 | T-O CTRL/AERATION
3590026 | ALTAMONTE SPRINGS WATER DEPT (2 WPS) | 2 | WTP#2 (SPRING LAKE/SOUTHWEST) | Z | OTHER | Z27 | OTHER/FLUORIDATION
3590026 | ALTAMONTE SPRINGS WATER DEPT (2 WPS) | 5 | WTP#5 (PEARL LK.CSWY) | Z | OTHER | Z27 | OTHER/FLUORIDATION
3590069 | BEAR LAKE MANOR | 1 | BEAR LAKE MANOR | B | DISINFECT | B02 | DISINFECT/HYPOCHLORIN
3590069 | BEAR LAKE MANOR | 1 | BEAR LAKE MANOR | E | TASTE-ODOR CONTROL | E20 | T-O CTRL/AERATION
3590159 | CASSELBERRY CITY OF (3 WPS) | 3 | SOUTH PLANT | B | DISINFECT | B02 | DISINFECT/HYPOCHLORIN
3590159 | CASSELBERRY CITY OF (3 WPS) | 2 | NORTH PLANT | B | DISINFECT | B02 | DISINFECT/HYPOCHLORIN
3590159 | CASSELBERRY CITY OF (3 WPS) | 1 | HOWELL PARK | B | DISINFECT | B02 | DISINFECT/HYPOCHLORIN
3590159 | CASSELBERRY CITY OF (3 WPS) | 3 | SOUTH PLANT | D | CORROSION CONTROL | D36 | CORR-CTRL/CORROSION INHIB
3590159 | CASSELBERRY CITY OF (3 WPS) | 1 | HOWELL PARK | D | CORROSION CONTROL | D36 | CORR-CTRL/CORROSION INHIB
3590159 | CASSELBERRY CITY OF (3 WPS) | 2 | NORTH PLANT | D | CORROSION CONTROL | D36 | CORR-CTRL/CORROSION INHIB
3590159 | CASSELBERRY CITY OF (3 WPS) | 3 | SOUTH PLANT | E | TASTE-ODOR CONTROL | E23 | T-O CTRL/GAC ADDITION
3590159 | CASSELBERRY CITY OF (3 WPS) | 3 | SOUTH PLANT | E | TASTE-ODOR CONTROL | E20 | T-O CTRL/AERATION
3590159 | CASSELBERRY CITY OF (3 WPS) | 2 | NORTH PLANT | E | TASTE-ODOR CONTROL | E20 | T-O CTRL/AERATION
3590159 | CASSELBERRY CITY OF (3 WPS) | 1 | HOWELL PARK | E | TASTE-ODOR CONTROL | E20 | T-O CTRL/AERATION
3590159 | CASSELBERRY CITY OF (3 WPS) | 3 | SOUTH PLANT | Z | OTHER | Z19 | OTHER/PH ADJUSTMENT
3590186 | CHULUOTA WATER SYSTEM | 2 | CHULUOTA WTP#2 | B | DISINFECT | B02 | DISINFECT/HYPOCHLORIN
3590186 | CHULUOTA WATER SYSTEM | 2 | CHULUOTA WTP#2 | E | TASTE-ODOR CONTROL | E20 | T-O CTRL/AERATION
3590186 | CHULUOTA WATER SYSTEM | 2 | CHULUOTA WTP#2 | F | ORGN-RMVL | F25 | ORGN-RMVL/ION EXCHANGE
3590186 | CHULUOTA WATER SYSTEM | 2 | CHULUOTA WTP#2 | G | IRON REMOVAL | G18 | IRON RMVL/SEQUESTATION
3590201 | LAKE MARY CITY OF | 1 | LAKE MARY WTP | B | DISINFECT | B02 | DISINFECT/HYPOCHLORIN
3590201 | LAKE MARY CITY OF | 1 | LAKE MARY WTP | F | ORGN-RMVL | F28 | ORGN-RMVL/PACKED TWR-AERA
3590201 | LAKE MARY CITY OF | 1 | LAKE MARY WTP | Z | OTHER | Z27 | OTHER/FLUORIDATION
3590202 | LONGWOOD CITY OF (2 WPS) | 2 | LONGWOOD WATER PLANT #2 | B | DISINFECT | B02 | DISINFECT/HYPOCHLORIN
3590202 | LONGWOOD CITY OF (2 WPS) | 1 | LONGWOOD WATER PLANT #1 | B | DISINFECT | B02 | DISINFECT/HYPOCHLORIN
3590202 | LONGWOOD CITY OF (2 WPS) | 1 | LONGWOOD WATER PLANT #1 | E | TASTE-ODOR CONTROL | E20 | T-O CTRL/AERATION
3590202 | LONGWOOD CITY OF (2 WPS) | 2 | LONGWOOD WATER PLANT #2 | E | TASTE-ODOR CONTROL | E20 | T-O CTRL/AERATION
3590202 | LONGWOOD CITY OF (2 WPS) | 1 | LONGWOOD WATER PLANT #1 | Z | OTHER | Z27 | OTHER/FLUORIDATION
3590202 | LONGWOOD CITY OF (2 WPS) | 2 | LONGWOOD WATER PLANT #2 | Z | OTHER | Z27 | OTHER/FLUORIDATION
3590205 | SANFORD CITY OF (2 WPS) | 1 | SANFORD MAIN WTP(MAYFAIR G.C.) | B | DISINFECT | B02 | DISINFECT/HYPOCHLORIN
3590205 | SANFORD CITY OF (2 WPS) | 2 | SANFORD - AUXILIARY WTP 17/92 | B | DISINFECT | B02 | DISINFECT/HYPOCHLORIN
3590205 | SANFORD CITY OF (2 WPS) | 2 | SANFORD - AUXILIARY WTP 17/92 | B | DISINFECT | B05 | DISINFECT/OZONATION
3590205 | SANFORD CITY OF (2 WPS) | 1 | SANFORD MAIN WTP(MAYFAIR G.C.) | D | CORROSION CONTROL | D36 | CORR-CTRL/CORROSION INHIB
3590205 | SANFORD CITY OF (2 WPS) | 2 | SANFORD - AUXILIARY WTP 17/92 | D | CORROSION CONTROL | D36 | CORR-CTRL/CORROSION INHIB
3590205 | SANFORD CITY OF (2 WPS) | 1 | SANFORD MAIN WTP(MAYFAIR G.C.) | E | TASTE-ODOR CONTROL | E20 | T-O CTRL/AERATION
3590205 | SANFORD CITY OF (2 WPS) | 2 | SANFORD - AUXILIARY WTP 17/92 | F | ORGN-RMVL | F23 | ORGN-RMVL/GAC ADDITION
3590205 | SANFORD CITY OF (2 WPS) | 2 | SANFORD - AUXILIARY WTP 17/92 | Z | OTHER | Z27 | OTHER/FLUORIDATION
3590205 | SANFORD CITY OF (2 WPS) | 2 | SANFORD - AUXILIARY WTP 17/92 | Z | OTHER | Z29 | OTHER/CARTRIDGE FILTR
3590205 | SANFORD CITY OF (2 WPS) | 1 | SANFORD MAIN WTP(MAYFAIR G.C.) | Z | OTHER | Z27 | OTHER/FLUORIDATION
3590338 | ELDER SPRINGS MOBILE HOME PARK | 1 | ELDER SPRINGS MHP | B | DISINFECT | B02 | DISINFECT/HYPOCHLORIN
3590443 | GENEVA ELEMENTARY SCHOOL | 1 | GENEVA ELEMENTARY | B | DISINFECT | B02 | DISINFECT/HYPOCHLORIN
3590443 | GENEVA ELEMENTARY SCHOOL | 1 | GENEVA ELEMENTARY | D | CORROSION CONTROL | D36 | CORR-CTRL/CORROSION INHIB
3590473 | SEMINOLE COUNTY NORTHEAST | 2 | COUNTRY CLUB ESTATES | B | DISINFECT | B02 | DISINFECT/HYPOCHLORIN
3590473 | SEMINOLE COUNTY NORTHEAST | 2 | COUNTRY CLUB ESTATES | B | DISINFECT | B05 | DISINFECT/OZONATION
3590473 | SEMINOLE COUNTY NORTHEAST | 2 | COUNTRY CLUB ESTATES | E | TASTE-ODOR CONTROL | E20 | T-O CTRL/AERATION
3590473 | SEMINOLE COUNTY NORTHEAST | 2 | COUNTRY CLUB ESTATES | F | ORGN-RMVL | F23 | ORGN-RMVL/GAC ADDITION
3590473 | SEMINOLE COUNTY NORTHEAST | 2 | COUNTRY CLUB ESTATES | Z | OTHER | Z27 | OTHER/FLUORIDATION
3590497 | HARMONY HOMES | 1 | HARMONY HOMES | B | DISINFECT | B02 | DISINFECT/HYPOCHLORIN
3590497 | HARMONY HOMES | 1 | HARMONY HOMES | D | CORROSION CONTROL | D36 | CORR-CTRL/CORROSION INHIB
3590497 | HARMONY HOMES | 1 | HARMONY HOMES | G | IRON REMOVAL | G18 | IRON RMVL/SEQUESTATION
3590571 | SEMINOLE COUNTY SOUTHEAST | 2 | INDIAN HILLS | B | DISINFECT | B02 | DISINFECT/HYPOCHLORIN
3590571 | SEMINOLE COUNTY SOUTHEAST | 1 | SOUTHEAST (CONSUMERS) | B | DISINFECT | B05 | DISINFECT/OZONATION
3590571 | SEMINOLE COUNTY SOUTHEAST | 1 | SOUTHEAST (CONSUMERS) | B | DISINFECT | B02 | DISINFECT/HYPOCHLORIN
3590571 | SEMINOLE COUNTY SOUTHEAST | 1 | SOUTHEAST (CONSUMERS) | D | CORROSION CONTROL | D19 | CORR-CTRL/PH ADJUSTMENT
3590571 | SEMINOLE COUNTY SOUTHEAST | 2 | INDIAN HILLS | E | TASTE-ODOR CONTROL | E20 | T-O CTRL/AERATION
3590571 | SEMINOLE COUNTY SOUTHEAST | 1 | SOUTHEAST (CONSUMERS) | F | ORGN-RMVL | F23 | ORGN-RMVL/GAC ADDITION
3590571 | SEMINOLE COUNTY SOUTHEAST | 1 | SOUTHEAST (CONSUMERS) | Z | OTHER | Z27 | OTHER/FLUORIDATION
3590571 | SEMINOLE COUNTY SOUTHEAST | 1 | SOUTHEAST (CONSUMERS) | Z | OTHER | Z20 | OTHER/AERATION
3590571 | SEMINOLE COUNTY SOUTHEAST | 2 | INDIAN HILLS | Z | OTHER | Z27 | OTHER/FLUORIDATION
3590615 | JANSEN S/D | 1 | JANSEN | B | DISINFECT | B02 | DISINFECT/HYPOCHLORIN
3590615 | JANSEN S/D | 1 | JANSEN | G | IRON REMOVAL | G18 | IRON RMVL/SEQUESTATION
3590698 | LAKE HARNEY WATER ASSOCIATION | 1 | LAKE HARNEY | B | DISINFECT | B02 | DISINFECT/HYPOCHLORIN
3590698 | LAKE HARNEY WATER ASSOCIATION | 1 | LAKE HARNEY | G | IRON REMOVAL | G18 | IRON RMVL/SEQUESTATION
3590750 | BLACK HAMMOCK RESTAURANT | 1 | BLACK HAMMOCK RESTAURANT | B | DISINFECT | B02 | DISINFECT/HYPOCHLORIN
3590750 | BLACK HAMMOCK RESTAURANT | 1 | BLACK HAMMOCK RESTAURANT | E | TASTE-ODOR CONTROL | E20 | T-O CTRL/AERATION
3590753 | LIL CHAMP FOOD STORE #27 | 1 |  | B | DISINFECT | B02 | DISINFECT/HYPOCHLORIN
3590762 | LITTLE WEKIVA ESTATES | 1 | LITTLE WEKIVA ESTATES | B | DISINFECT | B02 | DISINFECT/HYPOCHLORIN
3590785 | SEMINOLE COUNTY SOUTHWEST | 1 | LYNWOOD | B | DISINFECT | B02 | DISINFECT/HYPOCHLORIN
3590785 | SEMINOLE COUNTY SOUTHWEST | 1 | LYNWOOD | F | ORGN-RMVL | F20 | ORGN-RMVL/AERATION
3590785 | SEMINOLE COUNTY SOUTHWEST | 1 | LYNWOOD | Z | OTHER | Z27 | OTHER/FLUORIDATION
3590865 | MULLET LAKE WATER ASSOCIATION | 1 | MULLET LK.(COCHRANE RD-GENEVA) | B | DISINFECT | B02 | DISINFECT/HYPOCHLORIN
3590865 | MULLET LAKE WATER ASSOCIATION | 1 | MULLET LK.(COCHRANE RD-GENEVA) | G | IRON REMOVAL | G18 | IRON RMVL/SEQUESTATION
3590879 | WINTER SPRINGS CITY OF (3 WPS) | 3 | TUSKAWILLA WTP1 851 NORTHERN W | B | DISINFECT | B01 | DISINFECT/GASEOUS CHLORIN
3590879 | WINTER SPRINGS CITY OF (3 WPS) | 1 | SHEOAH BLVD. WTP#2 2.736 MGD | B | DISINFECT | B02 | DISINFECT/HYPOCHLORIN
3590879 | WINTER SPRINGS CITY OF (3 WPS) | 2 | BAHAMA BLVD. WTP#3 2.7 MGD | B | DISINFECT | B02 | DISINFECT/HYPOCHLORIN
3590879 | WINTER SPRINGS CITY OF (3 WPS) | 3 | TUSKAWILLA WTP1 851 NORTHERN W | D | CORROSION CONTROL | D36 | CORR-CTRL/CORROSION INHIB
3590879 | WINTER SPRINGS CITY OF (3 WPS) | 3 | TUSKAWILLA WTP1 851 NORTHERN W | E | TASTE-ODOR CONTROL | E20 | T-O CTRL/AERATION
3590879 | WINTER SPRINGS CITY OF (3 WPS) | 1 | SHEOAH BLVD. WTP#2 2.736 MGD | E | TASTE-ODOR CONTROL | E20 | T-O CTRL/AERATION
3590879 | WINTER SPRINGS CITY OF (3 WPS) | 2 | BAHAMA BLVD. WTP#3 2.7 MGD | E | TASTE-ODOR CONTROL | E20 | T-O CTRL/AERATION
3590879 | WINTER SPRINGS CITY OF (3 WPS) | 1 | SHEOAH BLVD. WTP#2 2.736 MGD | F | ORGN-RMVL | F25 | ORGN-RMVL/ION EXCHANGE
3590879 | WINTER SPRINGS CITY OF (3 WPS) | 1 | SHEOAH BLVD. WTP#2 2.736 MGD | G | IRON REMOVAL | G18 | IRON RMVL/SEQUESTATION
3590879 | WINTER SPRINGS CITY OF (3 WPS) | 2 | BAHAMA BLVD. WTP#3 2.7 MGD | G | IRON REMOVAL | G18 | IRON RMVL/SEQUESTATION
3590912 | OAKLAND SHORES | 1 | OAKLAND SHORES | B | DISINFECT | B02 | DISINFECT/HYPOCHLORIN
3590912 | OAKLAND SHORES | 1 | OAKLAND SHORES | E | TASTE-ODOR CONTROL | E20 | T-O CTRL/AERATION
3590970 | OVIEDO CITY OF | 3 | WEST MITCHELL HAMMOCK | B | DISINFECT | B04 | DISINFECT/CHLORAMINES
3590970 | OVIEDO CITY OF | 3 | WEST MITCHELL HAMMOCK | B | DISINFECT | B02 | DISINFECT/HYPOCHLORIN
3590970 | OVIEDO CITY OF | 3 | WEST MITCHELL HAMMOCK | E | TASTE-ODOR CONTROL | E28 | T-O CTRL/PACKED TWR-AERA
3590970 | OVIEDO CITY OF | 3 | WEST MITCHELL HAMMOCK | E | TASTE-ODOR CONTROL | E19 | T-O CTRL/PH ADJUSTMENT
3590970 | OVIEDO CITY OF | 3 | WEST MITCHELL HAMMOCK | Z | OTHER | Z27 | OTHER/FLUORIDATION
3590988 | PALM VALLEY MOBILE HOME PARK | 1 | PALM VALLEY MHP | B | DISINFECT | B02 | DISINFECT/HYPOCHLORIN
3590988 | PALM VALLEY MOBILE HOME PARK | 1 | PALM VALLEY MHP | E | TASTE-ODOR CONTROL | E20 | T-O CTRL/AERATION
3590993 | PARK RIDGE | 1 | PARK RIDGE | B | DISINFECT | B02 | DISINFECT/HYPOCHLORIN
3590993 | PARK RIDGE | 1 | PARK RIDGE | D | CORROSION CONTROL | D36 | CORR-CTRL/CORROSION INHIB
3590993 | PARK RIDGE | 1 | PARK RIDGE | E | TASTE-ODOR CONTROL | E20 | T-O CTRL/AERATION
3591061 | RAVENNA PARK | 2 | PHILLIPS SECTION | B | DISINFECT | B02 | DISINFECT/HYPOCHLORIN
3591061 | RAVENNA PARK | 1 | RAVENNA PARK | B | DISINFECT | B02 | DISINFECT/HYPOCHLORIN
3591061 | RAVENNA PARK | 1 | RAVENNA PARK | E | TASTE-ODOR CONTROL | E20 | T-O CTRL/AERATION
3591061 | RAVENNA PARK | 2 | PHILLIPS SECTION | G | IRON REMOVAL | G18 | IRON RMVL/SEQUESTATION
3591121 | SANLANDO (3 WTPS) | 1 | DESPINAR PLANT | B | DISINFECT | B02 | DISINFECT/HYPOCHLORIN
3591121 | SANLANDO (3 WTPS) | 3 | WEKIVA HUNT CLUB | B | DISINFECT | B02 | DISINFECT/HYPOCHLORIN
3591121 | SANLANDO (3 WTPS) | 2 | KNOLLWOOD | B | DISINFECT | B02 | DISINFECT/HYPOCHLORIN
3591121 | SANLANDO (3 WTPS) | 1 | DESPINAR PLANT | D | CORROSION CONTROL | D36 | CORR-CTRL/CORROSION INHIB
3591121 | SANLANDO (3 WTPS) | 2 | KNOLLWOOD | D | CORROSION CONTROL | D36 | CORR-CTRL/CORROSION INHIB
3591121 | SANLANDO (3 WTPS) | 3 | WEKIVA HUNT CLUB | D | CORROSION CONTROL | D36 | CORR-CTRL/CORROSION INHIB
3591121 | SANLANDO (3 WTPS) | 1 | DESPINAR PLANT | E | TASTE-ODOR CONTROL | E20 | T-O CTRL/AERATION
3591121 | SANLANDO (3 WTPS) | 2 | KNOLLWOOD | E | TASTE-ODOR CONTROL | E20 | T-O CTRL/AERATION
3591121 | SANLANDO (3 WTPS) | 3 | WEKIVA HUNT CLUB | E | TASTE-ODOR CONTROL | E20 | T-O CTRL/AERATION
3591173 | SHOP & GO #114 | 1 |  | B | DISINFECT | B02 | DISINFECT/HYPOCHLORIN
3591248 | SPRING HAMMOCK MHP | 1 | SPRING HAMMOCK TR.PK. | B | DISINFECT | B02 | DISINFECT/HYPOCHLORIN
3591395 | TWELVE OAKS R.V.RESORT | 1 | TWELVE OAKS WTP | B | DISINFECT | B02 | DISINFECT/HYPOCHLORIN
3591451 | WEATHERSFIELD | 1 | WEATHERSFIELD | B | DISINFECT | B02 | DISINFECT/HYPOCHLORIN
3591451 | WEATHERSFIELD | 1 | WEATHERSFIELD | E | TASTE-ODOR CONTROL | E20 | T-O CTRL/AERATION
3594050 | SEMINOLE WOODS | 1 | SEMINOLE WOODS | B | DISINFECT | B02 | DISINFECT/HYPOCHLORIN
3594050 | SEMINOLE WOODS | 1 | SEMINOLE WOODS | D | CORROSION CONTROL | D18 | CORR-CTRL/SEQUESTATION
3594050 | SEMINOLE WOODS | 1 | SEMINOLE WOODS | E | TASTE-ODOR CONTROL | E20 | T-O CTRL/AERATION
3594050 | SEMINOLE WOODS | 1 | SEMINOLE WOODS | G | IRON REMOVAL | G15 | IRON RMVL/PRESS SAND FILT
3594103 | L.D.PLANTE INC. | 1 | L.D.PLANTE INC. | B | DISINFECT | B02 | DISINFECT/HYPOCHLORIN
3594103 | L.D.PLANTE INC. | 1 | L.D.PLANTE INC. | E | TASTE-ODOR CONTROL | E20 | T-O CTRL/AERATION
3594104 | HARBOR SCHOOL | 1 | HARBOR SCHOOL | B | DISINFECT | B02 | DISINFECT/HYPOCHLORIN
3594107 | SEMINOLE COUNTY NORTHWEST | 4 | MARKHAM REGIONAL WTP | B | DISINFECT | B02 | DISINFECT/HYPOCHLORIN
3594107 | SEMINOLE COUNTY NORTHWEST | 4 | MARKHAM REGIONAL WTP | B | DISINFECT | B05 | DISINFECT/OZONATION
3594107 | SEMINOLE COUNTY NORTHWEST | 4 | MARKHAM REGIONAL WTP | F | ORGN-RMVL | F25 | ORGN-RMVL/ION EXCHANGE
3594107 | SEMINOLE COUNTY NORTHWEST | 4 | MARKHAM REGIONAL WTP | Z | OTHER | Z27 | OTHER/FLUORIDATION
3594119 | MAJIK MARKET OF MONTGOMERY RD | 1 | MAJIK MARKET OF MONTGOMERY RD | B | DISINFECT | B02 | DISINFECT/HYPOCHLORIN
3594125 | TRUE LIFE CHURCH | 1 | FIRST BAPTIST MARKHAM WOODS | B | DISINFECT | B02 | DISINFECT/HYPOCHLORIN
3594138 | RIGHTWAY FUELS | 1 | CIRCLE K #7434/LONGWOOD | B | DISINFECT | B02 | DISINFECT/HYPOCHLORIN
3594141 | CIRCLE K #9746 | 1 | CIRCLE K #9746 | B | DISINFECT | B02 | DISINFECT/HYPOCHLORIN
3594143 | AMERICAN SOCCER CENTER | 1 | AMERICAN SOCCER CENTER | B | DISINFECT | B02 | DISINFECT/HYPOCHLORIN
3594146 | JIMMI & MIMI'S TEA GARDEN REST | 1 | TEA GARDEN RESTAURANT | B | DISINFECT | B02 | DISINFECT/HYPOCHLORIN
3594148 | SPEEDY FOOD MART | 1 | SPEEDY FOOD MART | B | DISINFECT | B02 | DISINFECT/HYPOCHLORIN
3594156 | CIRCLE K #2655 | 1 | KANGAROO EXPRESS #2655 | B | DISINFECT | B02 | DISINFECT/HYPOCHLORIN
3594166 | FOREST CITY CENTER | 1 | FOREST CITY CENTER | B | DISINFECT | B02 | DISINFECT/HYPOCHLORIN
3594166 | FOREST CITY CENTER | 1 | FOREST CITY CENTER | H | SOFTENING | H25 | SOFTENING/ION EXCHANGE
3594178 | ROL MANUFACTURING OF AMERICA | 1 | ROL MANUFACTURING OF AMERICA | B | DISINFECT | B02 | DISINFECT/HYPOCHLORIN
3594180 | DOUBLE R SCHOOL | 1 | DOUBLE R SCHOOL | B | DISINFECT | B02 | DISINFECT/HYPOCHLORIN
3594180 | DOUBLE R SCHOOL | 1 | DOUBLE R SCHOOL | E | TASTE-ODOR CONTROL | E25 | T-O CTRL/ION EXCHANGE
3594189 | FIRST BAPTIST CHURCH OF GENEVA | 1 | FIRST BAPTIST CHURCH OF GENEVA | B | DISINFECT | B02 | DISINFECT/HYPOCHLORIN
3594196 | ALL IN THE FAMILY BAR | 1 | ALL IN THE FAMILY BAR | B | DISINFECT | B02 | DISINFECT/HYPOCHLORIN
3594206 | CENTRAL CHURCH OF CHRIST | 1 | CENTRAL CHURCH OF CHRIST | B | DISINFECT | B02 | DISINFECT/HYPOCHLORIN
3594221 | ORLANDO FREIGHTLINER | 1 | ORLANDO FREIGHTLINER | B | DISINFECT | B02 | DISINFECT/HYPOCHLORIN
3594222 | CHEVRON | 1 | CHEVRON | B | DISINFECT | B02 | DISINFECT/HYPOCHLORIN
3594227 | GENEVA FOOD STORE | 1 | GENEVA FOOD STORE | B | DISINFECT | B02 | DISINFECT/HYPOCHLORIN
3594229 | LITTLE BIG ECON STATE FOREST HQ | 1 | LITTLE BIG ECON ST. FOREST HQ | B | DISINFECT | B02 | DISINFECT/HYPOCHLORIN
3594231 | PLATINUM GYM | 1 | PLATINUM GYM | B | DISINFECT | B02 | DISINFECT/HYPOCHLORIN
3594231 | PLATINUM GYM | 1 | PLATINUM GYM | E | TASTE-ODOR CONTROL | E23 | T-O CTRL/GAC ADDITION
3594232 | G'S LOUNGE | 1 | G'S LOUNGE | B | DISINFECT | B02 | DISINFECT/HYPOCHLORIN
3594233 | GENEVA WILDERNESS CENTER | 1 | GENEVA WILDERNESS CENTER | B | DISINFECT | B02 | DISINFECT/HYPOCHLORIN
3594234 | RIVER RUN CHRISTIAN CHURCH | 1 | RIVER RUN CHRISTIAN CHURCH | B | DISINFECT | B02 | DISINFECT/HYPOCHLORIN
3594234 | RIVER RUN CHRISTIAN CHURCH | 1 | RIVER RUN CHRISTIAN CHURCH | E | TASTE-ODOR CONTROL | E23 | T-O CTRL/GAC ADDITION
3594234 | RIVER RUN CHRISTIAN CHURCH | 1 | RIVER RUN CHRISTIAN CHURCH | H | SOFTENING | H25 | SOFTENING/ION EXCHANGE
3594237 | FIRST BAPTIST CHURCH OF CHULUOTA | 1 | FBC/CHULUOTA | B | DISINFECT | B02 | DISINFECT/HYPOCHLORIN
3600003 | NOBLETON DOLLAR GENERAL | 1 | NOBLETON DOLLAR GENERAL WTP 1 | B | DISINFECT | B02 | DISINFECT/HYPOCHLORIN
3600004 | WHISPERING OAKS WINERY | 1 | WHISPERING OAKS | B | DISINFECT | B02 | DISINFECT/HYPOCHLORIN
3600006 | BW CENTER PROPERTIES LLC | 1 | BW CENTER PROPERTIES LLC | B | DISINFECT | B02 | DISINFECT/HYPOCHLORIN
3600009 | SOUTH SUMTER UTILITIES | 1 | SSU WTP NO. 1 | B | DISINFECT | B20 | DISINFECT/AERATION
3600009 | SOUTH SUMTER UTILITIES | 1 | SSU WTP NO. 1 | E | TASTE-ODOR CONTROL | E28 | T-O CTRL/PACKED TWR-AERA
3600009 | SOUTH SUMTER UTILITIES | 1 | SSU WTP NO. 1 | E | TASTE-ODOR CONTROL | E19 | T-O CTRL/PH ADJUSTMENT
3600010 | DOLLAR GENERAL WILDWOOD | 1 | DOLLAR GENERAL WILDWOOD | B | DISINFECT | B02 | DISINFECT/HYPOCHLORIN
3600012 | DOLLAR GENERAL BUSHNELL | 1 | DOLLAR GENERAL BUSHNELL | B | DISINFECT | B02 | DISINFECT/HYPOCHLORIN
3600013 | SAMMIE'S ICE CREAM | 1 | SAMMIE'S ICE CREAM | B | DISINFECT | B02 | DISINFECT/HYPOCHLORIN
3640019 | JOHN KNOX VILLAGE | 1 | JOHN KNOX VILLAGE PLANT | B | DISINFECT | B02 | DISINFECT/HYPOCHLORIN
3640025 | MEYER APARTMENTS | 1 |  | B | DISINFECT | B02 | DISINFECT/HYPOCHLORIN
3640030 | AMOCO STATION | 1 |  | B | DISINFECT | B02 | DISINFECT/HYPOCHLORIN
3640042 | ARDMORE FARMS | 1 | ARDMORE FARMS | B | DISINFECT | B02 | DISINFECT/HYPOCHLORIN
3640097 | BLUE SPRING STATE PARK | 1 | BLUE SPRING STATE PARK PLANT | B | DISINFECT | B02 | DISINFECT/HYPOCHLORIN
3640099 | BLVD DRIVE IN THEATER | 1 |  | B | DISINFECT | B02 | DISINFECT/HYPOCHLORIN
3640107 | DELAND/BRANDYWINE | 1 | DELAND | B | DISINFECT | B02 | DISINFECT/HYPOCHLORIN
3640126 | BURNS SCIENCE AND TECH CHARTER SCHOOL | 1 | BURNS SCIENCE & TECH | B | DISINFECT | B02 | DISINFECT/HYPOCHLORIN
3640143 | FLORIDA SHERIFFS YOUTH CAMP | 1 | FSYC PLANT 1 | B | DISINFECT | B02 | DISINFECT/HYPOCHLORIN
3640143 | FLORIDA SHERIFFS YOUTH CAMP | 1 | FSYC PLANT 1 | D | CORROSION CONTROL | D18 | CORR-CTRL/SEQUESTATION
3640156 | MEADOWLEA ESTATES | 1 | MEADOWLEA ESTATES PLANT | B | DISINFECT | B02 | DISINFECT/HYPOCHLORIN
3640156 | MEADOWLEA ESTATES | 1 | MEADOWLEA ESTATES PLANT | G | IRON REMOVAL | G30 | IRON RMVL/GREENSAND FILTR
3640239 | CORBIN PARK | 1 | NSB | B | DISINFECT | B02 | DISINFECT/HYPOCHLORIN
3640275 | DAYTONA BEACH CITY OF | 1 | BRENNAN PLANT LPGA BLVD | B | DISINFECT | B04 | DISINFECT/CHLORAMINES
3640275 | DAYTONA BEACH CITY OF | 1 | BRENNAN PLANT LPGA BLVD | C | PARTICLE REMOVAL | C14 | PART-RMVL/RAPID SAND FIL
3640275 | DAYTONA BEACH CITY OF | 1 | BRENNAN PLANT LPGA BLVD | D | CORROSION CONTROL | D36 | CORR-CTRL/CORROSION INHIB
3640275 | DAYTONA BEACH CITY OF | 1 | BRENNAN PLANT LPGA BLVD | E | TASTE-ODOR CONTROL | E05 | T-O CTRL/OZONATION
3640275 | DAYTONA BEACH CITY OF | 1 | BRENNAN PLANT LPGA BLVD | H | SOFTENING | H24 | SOFTENING/LIME-SODA
3640275 | DAYTONA BEACH CITY OF | 1 | BRENNAN PLANT LPGA BLVD | P | DISINF BY-PROD CONTRO | P32 | DISINF BY-PROD CONTRO/PEROXIDE
3640275 | DAYTONA BEACH CITY OF | 1 | BRENNAN PLANT LPGA BLVD | Z | OTHER | Z27 | OTHER/FLUORIDATION
3640285 | APPLEGATE MOBILE HOME COMMUNITY | 1 | APPLEGATE ESTATES | B | DISINFECT | B02 | DISINFECT/HYPOCHLORIN
3640285 | APPLEGATE MOBILE HOME COMMUNITY | 1 | APPLEGATE ESTATES | G | IRON REMOVAL | G18 | IRON RMVL/SEQUESTATION
3640285 | APPLEGATE MOBILE HOME COMMUNITY | 1 | APPLEGATE ESTATES | G | IRON REMOVAL | G20 | IRON RMVL/AERATION
3640285 | APPLEGATE MOBILE HOME COMMUNITY | 1 | APPLEGATE ESTATES | M | MANGANESE REMOVAL | M20 | MANGANESE RMVL/AERATION
3640286 | DELAND CITY OF | 6 | PLANT #6/ /WELL # 10 | B | DISINFECT | B01 | DISINFECT/GASEOUS CHLORIN
3640286 | DELAND CITY OF | 7 | PLT #7-LONGLEAF WELL 21 | B | DISINFECT | B01 | DISINFECT/GASEOUS CHLORIN
3640286 | DELAND CITY OF | 15 | WTP 8 AMELIA AVE | B | DISINFECT | B01 | DISINFECT/GASEOUS CHLORIN
3640286 | DELAND CITY OF | 16 | WTP 9 VICTORIA PARK | B | DISINFECT | B01 | DISINFECT/GASEOUS CHLORIN
3640286 | DELAND CITY OF | 17 | WTP 10 TOMOKA WOODS | B | DISINFECT | B01 | DISINFECT/GASEOUS CHLORIN
3640286 | DELAND CITY OF | 4 | PLANT #4 //WELL # 6A | B | DISINFECT | B01 | DISINFECT/GASEOUS CHLORIN
3640286 | DELAND CITY OF | 3 | PLANT #3-WELL # 27 28 7A 11 | B | DISINFECT | B01 | DISINFECT/GASEOUS CHLORIN
3640286 | DELAND CITY OF | 2 | PLANT #2/ WELLS # 3 & # 4 | B | DISINFECT | B01 | DISINFECT/GASEOUS CHLORIN
3640286 | DELAND CITY OF | 1 | PLANT 1 | B | DISINFECT | B01 | DISINFECT/GASEOUS CHLORIN
3640286 | DELAND CITY OF | 5 | PLANT #5 /WELL # 9 | B | DISINFECT | B01 | DISINFECT/GASEOUS CHLORIN
3640286 | DELAND CITY OF | 16 | WTP 9 VICTORIA PARK | E | TASTE-ODOR CONTROL | E20 | T-O CTRL/AERATION
3640286 | DELAND CITY OF | 17 | WTP 10 TOMOKA WOODS | E | TASTE-ODOR CONTROL | E20 | T-O CTRL/AERATION
3640286 | DELAND CITY OF | 4 | PLANT #4 //WELL # 6A | E | TASTE-ODOR CONTROL | E20 | T-O CTRL/AERATION
3640286 | DELAND CITY OF | 3 | PLANT #3-WELL # 27 28 7A 11 | E | TASTE-ODOR CONTROL | E20 | T-O CTRL/AERATION
3640286 | DELAND CITY OF | 2 | PLANT #2/ WELLS # 3 & # 4 | E | TASTE-ODOR CONTROL | E20 | T-O CTRL/AERATION
3640286 | DELAND CITY OF | 1 | PLANT 1 | E | TASTE-ODOR CONTROL | E20 | T-O CTRL/AERATION
3640286 | DELAND CITY OF | 7 | PLT #7-LONGLEAF WELL 21 | G | IRON REMOVAL | G18 | IRON RMVL/SEQUESTATION
3640286 | DELAND CITY OF | 4 | PLANT #4 //WELL # 6A | G | IRON REMOVAL | G18 | IRON RMVL/SEQUESTATION
3640286 | DELAND CITY OF | 5 | PLANT #5 /WELL # 9 | G | IRON REMOVAL | G18 | IRON RMVL/SEQUESTATION
3640286 | DELAND CITY OF | 6 | PLANT #6/ /WELL # 10 | G | IRON REMOVAL | G18 | IRON RMVL/SEQUESTATION
3640286 | DELAND CITY OF | 15 | WTP 8 AMELIA AVE | G | IRON REMOVAL | G18 | IRON RMVL/SEQUESTATION
3640286 | DELAND CITY OF | 16 | WTP 9 VICTORIA PARK | G | IRON REMOVAL | G18 | IRON RMVL/SEQUESTATION
3640286 | DELAND CITY OF | 17 | WTP 10 TOMOKA WOODS | G | IRON REMOVAL | G18 | IRON RMVL/SEQUESTATION
3640286 | DELAND CITY OF | 3 | PLANT #3-WELL # 27 28 7A 11 | G | IRON REMOVAL | G18 | IRON RMVL/SEQUESTATION
3640286 | DELAND CITY OF | 2 | PLANT #2/ WELLS # 3 & # 4 | G | IRON REMOVAL | G18 | IRON RMVL/SEQUESTATION
3640286 | DELAND CITY OF | 1 | PLANT 1 | G | IRON REMOVAL | G18 | IRON RMVL/SEQUESTATION
3640286 | DELAND CITY OF | 1 | PLANT 1 | Z | OTHER | Z27 | OTHER/FLUORIDATION
3640286 | DELAND CITY OF | 2 | PLANT #2/ WELLS # 3 & # 4 | Z | OTHER | Z27 | OTHER/FLUORIDATION
3640286 | DELAND CITY OF | 3 | PLANT #3-WELL # 27 28 7A 11 | Z | OTHER | Z27 | OTHER/FLUORIDATION
3640286 | DELAND CITY OF | 4 | PLANT #4 //WELL # 6A | Z | OTHER | Z27 | OTHER/FLUORIDATION
3640286 | DELAND CITY OF | 5 | PLANT #5 /WELL # 9 | Z | OTHER | Z27 | OTHER/FLUORIDATION
3640286 | DELAND CITY OF | 6 | PLANT #6/ /WELL # 10 | Z | OTHER | Z27 | OTHER/FLUORIDATION
3640286 | DELAND CITY OF | 7 | PLT #7-LONGLEAF WELL 21 | Z | OTHER | Z27 | OTHER/FLUORIDATION
3640286 | DELAND CITY OF | 16 | WTP 9 VICTORIA PARK | Z | OTHER | Z27 | OTHER/FLUORIDATION
3640286 | DELAND CITY OF | 17 | WTP 10 TOMOKA WOODS | Z | OTHER | Z27 | OTHER/FLUORIDATION
3640287 | DELTONA WATER | 1 | 660 WELLINGTON DR./ WELL1 2 34 | B | DISINFECT | B04 | DISINFECT/CHLORAMINES
3640287 | DELTONA WATER | 5 | 1372 LOMBARDY/WELLS 6 8 | B | DISINFECT | B04 | DISINFECT/CHLORAMINES
3640287 | DELTONA WATER | 6 | 1372 LOMBARDY DR./WELL 27 | B | DISINFECT | B04 | DISINFECT/CHLORAMINES
3640287 | DELTONA WATER | 7 | 1240 SAXON/WELLS 9 12 14 16 | B | DISINFECT | B04 | DISINFECT/CHLORAMINES
3640287 | DELTONA WATER | 8 | 2741 COURTLAND BLVD/15 17 18 | B | DISINFECT | B04 | DISINFECT/CHLORAMINES
3640287 | DELTONA WATER | 11 | 551 COURTLAND/ WELL 21 37 39 | B | DISINFECT | B04 | DISINFECT/CHLORAMINES
3640287 | DELTONA WATER | 12 | 720 SAGAMORE/ WELL 22 32 35 | B | DISINFECT | B04 | DISINFECT/CHLORAMINES
3640287 | DELTONA WATER | 14 | 3396 COURTLAND BLVD./WELL 24 | B | DISINFECT | B04 | DISINFECT/CHLORAMINES
3640287 | DELTONA WATER | 17 | 2308 N NORMANDY/WELL 36/38/19 | B | DISINFECT | B04 | DISINFECT/CHLORAMINES
3640287 | DELTONA WATER | 16 | 1103 MAGDALENA AVE/WELL 33 | B | DISINFECT | B04 | DISINFECT/CHLORAMINES
3640287 | DELTONA WATER | 12 | 720 SAGAMORE/ WELL 22 32 35 | C | PARTICLE REMOVAL | C29 | PART-RMVL/CARTRIDGE FILTR
3640287 | DELTONA WATER | 8 | 2741 COURTLAND BLVD/15 17 18 | C | PARTICLE REMOVAL | C29 | PART-RMVL/CARTRIDGE FILTR
3640287 | DELTONA WATER | 1 | 660 WELLINGTON DR./ WELL1 2 34 | D | CORROSION CONTROL | D36 | CORR-CTRL/CORROSION INHIB
3640287 | DELTONA WATER | 5 | 1372 LOMBARDY/WELLS 6 8 | D | CORROSION CONTROL | D36 | CORR-CTRL/CORROSION INHIB
3640287 | DELTONA WATER | 6 | 1372 LOMBARDY DR./WELL 27 | D | CORROSION CONTROL | D36 | CORR-CTRL/CORROSION INHIB
3640287 | DELTONA WATER | 7 | 1240 SAXON/WELLS 9 12 14 16 | D | CORROSION CONTROL | D36 | CORR-CTRL/CORROSION INHIB
3640287 | DELTONA WATER | 8 | 2741 COURTLAND BLVD/15 17 18 | D | CORROSION CONTROL | D36 | CORR-CTRL/CORROSION INHIB
3640287 | DELTONA WATER | 11 | 551 COURTLAND/ WELL 21 37 39 | D | CORROSION CONTROL | D36 | CORR-CTRL/CORROSION INHIB
3640287 | DELTONA WATER | 12 | 720 SAGAMORE/ WELL 22 32 35 | D | CORROSION CONTROL | D36 | CORR-CTRL/CORROSION INHIB
3640287 | DELTONA WATER | 14 | 3396 COURTLAND BLVD./WELL 24 | D | CORROSION CONTROL | D36 | CORR-CTRL/CORROSION INHIB
3640287 | DELTONA WATER | 16 | 1103 MAGDALENA AVE/WELL 33 | D | CORROSION CONTROL | D36 | CORR-CTRL/CORROSION INHIB
3640287 | DELTONA WATER | 17 | 2308 N NORMANDY/WELL 36/38/19 | D | CORROSION CONTROL | D36 | CORR-CTRL/CORROSION INHIB
3640287 | DELTONA WATER | 17 | 2308 N NORMANDY/WELL 36/38/19 | E | TASTE-ODOR CONTROL | E20 | T-O CTRL/AERATION
3640287 | DELTONA WATER | 11 | 551 COURTLAND/ WELL 21 37 39 | E | TASTE-ODOR CONTROL | E20 | T-O CTRL/AERATION
3640287 | DELTONA WATER | 16 | 1103 MAGDALENA AVE/WELL 33 | E | TASTE-ODOR CONTROL | E20 | T-O CTRL/AERATION
3640287 | DELTONA WATER | 1 | 660 WELLINGTON DR./ WELL1 2 34 | E | TASTE-ODOR CONTROL | E20 | T-O CTRL/AERATION
3640287 | DELTONA WATER | 5 | 1372 LOMBARDY/WELLS 6 8 | E | TASTE-ODOR CONTROL | E20 | T-O CTRL/AERATION
3640287 | DELTONA WATER | 7 | 1240 SAXON/WELLS 9 12 14 16 | E | TASTE-ODOR CONTROL | E20 | T-O CTRL/AERATION
3640287 | DELTONA WATER | 8 | 2741 COURTLAND BLVD/15 17 18 | E | TASTE-ODOR CONTROL | E20 | T-O CTRL/AERATION
3640287 | DELTONA WATER | 12 | 720 SAGAMORE/ WELL 22 32 35 | E | TASTE-ODOR CONTROL | E20 | T-O CTRL/AERATION
3640287 | DELTONA WATER | 1 | 660 WELLINGTON DR./ WELL1 2 34 | G | IRON REMOVAL | G36 | IRON RMVL/CORROSION INHIB
3640287 | DELTONA WATER | 5 | 1372 LOMBARDY/WELLS 6 8 | G | IRON REMOVAL | G36 | IRON RMVL/CORROSION INHIB
3640287 | DELTONA WATER | 6 | 1372 LOMBARDY DR./WELL 27 | G | IRON REMOVAL | G36 | IRON RMVL/CORROSION INHIB
3640287 | DELTONA WATER | 7 | 1240 SAXON/WELLS 9 12 14 16 | G | IRON REMOVAL | G36 | IRON RMVL/CORROSION INHIB
3640287 | DELTONA WATER | 8 | 2741 COURTLAND BLVD/15 17 18 | G | IRON REMOVAL | G36 | IRON RMVL/CORROSION INHIB
3640287 | DELTONA WATER | 11 | 551 COURTLAND/ WELL 21 37 39 | G | IRON REMOVAL | G36 | IRON RMVL/CORROSION INHIB
3640287 | DELTONA WATER | 12 | 720 SAGAMORE/ WELL 22 32 35 | G | IRON REMOVAL | G36 | IRON RMVL/CORROSION INHIB
3640287 | DELTONA WATER | 14 | 3396 COURTLAND BLVD./WELL 24 | G | IRON REMOVAL | G36 | IRON RMVL/CORROSION INHIB
3640287 | DELTONA WATER | 16 | 1103 MAGDALENA AVE/WELL 33 | G | IRON REMOVAL | G36 | IRON RMVL/CORROSION INHIB
3640287 | DELTONA WATER | 17 | 2308 N NORMANDY/WELL 36/38/19 | G | IRON REMOVAL | G36 | IRON RMVL/CORROSION INHIB
3640317 | DUVALL HOME | 1 | DUVALL HOME PLANT | B | DISINFECT | B02 | DISINFECT/HYPOCHLORIN
3640331 | EDGEWATER CITY OF | 1 | ALAN R. THOMAS WATER PLANT | B | DISINFECT | B04 | DISINFECT/CHLORAMINES
3640331 | EDGEWATER CITY OF | 1 | ALAN R. THOMAS WATER PLANT | C | PARTICLE REMOVAL | C14 | PART-RMVL/RAPID SAND FIL
3640331 | EDGEWATER CITY OF | 1 | ALAN R. THOMAS WATER PLANT | E | TASTE-ODOR CONTROL | E20 | T-O CTRL/AERATION
3640331 | EDGEWATER CITY OF | 1 | ALAN R. THOMAS WATER PLANT | H | SOFTENING | H24 | SOFTENING/LIME-SODA
3640331 | EDGEWATER CITY OF | 1 | ALAN R. THOMAS WATER PLANT | I | COLOR REMOVAL | I10 | COLOR RML/COAGULATION
3640331 | EDGEWATER CITY OF | 1 | ALAN R. THOMAS WATER PLANT | Z | OTHER | Z18 | OTHER/SEQUESTATION
3640331 | EDGEWATER CITY OF | 1 | ALAN R. THOMAS WATER PLANT | Z | OTHER | Z10 | OTHER/COAGULATION
3640331 | EDGEWATER CITY OF | 1 | ALAN R. THOMAS WATER PLANT | Z | OTHER | Z19 | OTHER/PH ADJUSTMENT
3640336 | ELDORADO ESTATES | 1 | ELDORADO ESTATES | B | DISINFECT | B04 | DISINFECT/CHLORAMINES
3640336 | ELDORADO ESTATES | 1 | ELDORADO ESTATES | E | TASTE-ODOR CONTROL | E20 | T-O CTRL/AERATION
3640367 | WEST MOBILE HOME VILLAGE | 1 | NSB | B | DISINFECT | B02 | DISINFECT/HYPOCHLORIN
3640403 | FLORIDA UNITED METHODIST CHILDRENS HOME | 1 | FLA.UNITED METH.CHILDRENS HOME | B | DISINFECT | B02 | DISINFECT/HYPOCHLORIN
3640403 | FLORIDA UNITED METHODIST CHILDRENS HOME | 1 | FLA.UNITED METH.CHILDRENS HOME | C | PARTICLE REMOVAL | C14 | PART-RMVL/RAPID SAND FIL
3640403 | FLORIDA UNITED METHODIST CHILDRENS HOME | 1 | FLA.UNITED METH.CHILDRENS HOME | D | CORROSION CONTROL | D36 | CORR-CTRL/CORROSION INHIB
3640403 | FLORIDA UNITED METHODIST CHILDRENS HOME | 1 | FLA.UNITED METH.CHILDRENS HOME | E | TASTE-ODOR CONTROL | E20 | T-O CTRL/AERATION
3640404 | FLORIDA POWER CORPORATION | 1 | FLORIDA POWER CORPORATION | B | DISINFECT | B02 | DISINFECT/HYPOCHLORIN
3640412 | VC/SPRUCE CREEK WTP-15 | 1 | VC/SPRUCE CREEK WTP-15 | B | DISINFECT | B02 | DISINFECT/HYPOCHLORIN
3640412 | VC/SPRUCE CREEK WTP-15 | 1 | VC/SPRUCE CREEK WTP-15 | C | PARTICLE REMOVAL | C29 | PART-RMVL/CARTRIDGE FILTR
3640412 | VC/SPRUCE CREEK WTP-15 | 1 | VC/SPRUCE CREEK WTP-15 | D | CORROSION CONTROL | D36 | CORR-CTRL/CORROSION INHIB
3640412 | VC/SPRUCE CREEK WTP-15 | 1 | VC/SPRUCE CREEK WTP-15 | D | CORROSION CONTROL | D19 | CORR-CTRL/PH ADJUSTMENT
3640412 | VC/SPRUCE CREEK WTP-15 | 1 | VC/SPRUCE CREEK WTP-15 | E | TASTE-ODOR CONTROL | E20 | T-O CTRL/AERATION
3640412 | VC/SPRUCE CREEK WTP-15 | 1 | VC/SPRUCE CREEK WTP-15 | H | SOFTENING | H38 | SOFTENING/NANOFILTRATION
3640440 | GENE'S STEAK HOUSE | 1 |  | B | DISINFECT | B02 | DISINFECT/HYPOCHLORIN
3640463 | DAYS INN/SCOTTISH INN | 1 | DAYTONA | B | DISINFECT | B02 | DISINFECT/HYPOCHLORIN
3640463 | DAYS INN/SCOTTISH INN | 1 | DAYTONA | H | SOFTENING | H25 | SOFTENING/ION EXCHANGE
3640468 | GREEN ACRES & TWIN OAKS MHP | 1 | DAYTONA | B | DISINFECT | B02 | DISINFECT/HYPOCHLORIN
3640488 | OAK HILL SUNOCO | 1 | OAK HILL SUNOCO (GROCERY BOX) | B | DISINFECT | B02 | DISINFECT/HYPOCHLORIN
3640489 | DEBARY PAINT & HARDWARE | 1 |  | B | DISINFECT | B02 | DISINFECT/HYPOCHLORIN
3640490 | CIRCLE K # 2722612 | 1 | KANGAROO EXPRESS #2612 | B | DISINFECT | B02 | DISINFECT/HYPOCHLORIN
3640491 | HANDY WAY # 1271/SEVILLE | 1 | HANDY WAY # 1271/SEVILLE | B | DISINFECT | B02 | DISINFECT/HYPOCHLORIN
3640518 | VC/HESTER PARK/MALLOY SCHOOL (WTP#4) | 1 | HESTER PARK PLANT | B | DISINFECT | B02 | DISINFECT/HYPOCHLORIN
3640528 | HIDDEN VALLEY MHP | 1 | HIDDEN VALLEY MHP PLANT 01 | B | DISINFECT | B02 | DISINFECT/HYPOCHLORIN
3640528 | HIDDEN VALLEY MHP | 2 | HIDDEN VALLEY MHP PLANT 02 | B | DISINFECT | B02 | DISINFECT/HYPOCHLORIN
3640535 | HIGHLAND COUN. EST./KINGS LAKE | 1 | DELAND | B | DISINFECT | B02 | DISINFECT/HYPOCHLORIN
3640557 | CITY OF HOLLY HILL | 1 | HOLLY HILL | B | DISINFECT | B04 | DISINFECT/CHLORAMINES
3640557 | CITY OF HOLLY HILL | 1 | HOLLY HILL | C | PARTICLE REMOVAL | C14 | PART-RMVL/RAPID SAND FIL
3640557 | CITY OF HOLLY HILL | 1 | HOLLY HILL | D | CORROSION CONTROL | D36 | CORR-CTRL/CORROSION INHIB
3640557 | CITY OF HOLLY HILL | 1 | HOLLY HILL | E | TASTE-ODOR CONTROL | E20 | T-O CTRL/AERATION
3640557 | CITY OF HOLLY HILL | 1 | HOLLY HILL | H | SOFTENING | H24 | SOFTENING/LIME-SODA
3640557 | CITY OF HOLLY HILL | 1 | HOLLY HILL | Z | OTHER | Z27 | OTHER/FLUORIDATION
3640557 | CITY OF HOLLY HILL | 1 | HOLLY HILL | Z | OTHER | Z10 | OTHER/COAGULATION
3640557 | CITY OF HOLLY HILL | 1 | HOLLY HILL | Z | OTHER | Z19 | OTHER/PH ADJUSTMENT
3640641 | LUNA SANDS RESORT | 1 | CLARK FAMILY CAMPGROUND | B | DISINFECT | B02 | DISINFECT/HYPOCHLORIN
3640643 | KOVE ESTATES | 1 | KOVE ESTATES PLANT | B | DISINFECT | B02 | DISINFECT/HYPOCHLORIN
3640643 | KOVE ESTATES | 1 | KOVE ESTATES PLANT | G | IRON REMOVAL | G18 | IRON RMVL/SEQUESTATION
3640682 | LAKE ASHBY MHP | 1 | LAKE ASHBY MOBILE HOME PARK | B | DISINFECT | B02 | DISINFECT/HYPOCHLORIN
3640683 | LAKE BERESFORD | 1 | LAKE BERESFORD | B | DISINFECT | B02 | DISINFECT/HYPOCHLORIN
3640683 | LAKE BERESFORD | 1 | LAKE BERESFORD | D | CORROSION CONTROL | D18 | CORR-CTRL/SEQUESTATION
3640705 | LAKE MARIE ESTATES | 1 | LAKE MARIE ESTATES | B | DISINFECT | B01 | DISINFECT/GASEOUS CHLORIN
3640705 | LAKE MARIE ESTATES | 1 | LAKE MARIE ESTATES | E | TASTE-ODOR CONTROL | E20 | T-O CTRL/AERATION
3640727 | LAKESIDE VILLAGE MOBILE HOME PARK | 1 | LAKESIDE VILLAGE PLANT | B | DISINFECT | B02 | DISINFECT/HYPOCHLORIN
3640748 | LEMON BLUFF WATER ASSOCIATION | 1 | LEMON BLUFF PLANT | B | DISINFECT | B02 | DISINFECT/HYPOCHLORIN
3640748 | LEMON BLUFF WATER ASSOCIATION | 1 | LEMON BLUFF PLANT | D | CORROSION CONTROL | D36 | CORR-CTRL/CORROSION INHIB
3640748 | LEMON BLUFF WATER ASSOCIATION | 1 | LEMON BLUFF PLANT | G | IRON REMOVAL | G15 | IRON RMVL/PRESS SAND FILT
3640748 | LEMON BLUFF WATER ASSOCIATION | 1 | LEMON BLUFF PLANT | P | DISINF BY-PROD CONTRO | P32 | DISINF BY-PROD CONTRO/PEROXIDE
3640786 | M W GOODRICH SEAFOOD | 1 |  | B | DISINFECT | B02 | DISINFECT/HYPOCHLORIN
3640803 | MANNYS DINER | 1 | MOSQUITO LAGOON SNACK BAR | B | DISINFECT | B02 | DISINFECT/HYPOCHLORIN
3640810 | MARY DEWEES PARK | 1 | MARY DEWEES PARK | B | DISINFECT | B02 | DISINFECT/HYPOCHLORIN
3640820 | T. G. LEE FOODS INC. | 1 | T.G. LEE PLANT | B | DISINFECT | B02 | DISINFECT/HYPOCHLORIN
3640868 | SEVILLE DISCOUNT STORE | 1 | SEVILLE DISCOUNT STORE | B | DISINFECT | B02 | DISINFECT/HYPOCHLORIN
3640876 | CITY OF NEW SMYRNA BEACH | 1 | NEW SMYRNA BEACH | B | DISINFECT | B04 | DISINFECT/CHLORAMINES
3640876 | CITY OF NEW SMYRNA BEACH | 1 | NEW SMYRNA BEACH | C | PARTICLE REMOVAL | C14 | PART-RMVL/RAPID SAND FIL
3640876 | CITY OF NEW SMYRNA BEACH | 1 | NEW SMYRNA BEACH | E | TASTE-ODOR CONTROL | E20 | T-O CTRL/AERATION
3640876 | CITY OF NEW SMYRNA BEACH | 1 | NEW SMYRNA BEACH | H | SOFTENING | H24 | SOFTENING/LIME-SODA
3640876 | CITY OF NEW SMYRNA BEACH | 1 | NEW SMYRNA BEACH | Z | OTHER | Z18 | OTHER/SEQUESTATION
3640876 | CITY OF NEW SMYRNA BEACH | 1 | NEW SMYRNA BEACH | Z | OTHER | Z10 | OTHER/COAGULATION
3640876 | CITY OF NEW SMYRNA BEACH | 1 | NEW SMYRNA BEACH | Z | OTHER | Z27 | OTHER/FLUORIDATION
3640877 | NEW SMYRNA BEACH SPEEDWAY | 1 | NSB SPEEDWAY PLANT | B | DISINFECT | B02 | DISINFECT/HYPOCHLORIN
3640877 | NEW SMYRNA BEACH SPEEDWAY | 1 | NSB SPEEDWAY PLANT | H | SOFTENING | H25 | SOFTENING/ION EXCHANGE
3640930 | OCEAN CREST MOTEL | 1 |  | B | DISINFECT | B02 | DISINFECT/HYPOCHLORIN
3640932 | OCEAN SHORES VILLAS | 1 | OCEAN SHORE VILLAS | B | DISINFECT | B02 | DISINFECT/HYPOCHLORIN
3640945 | ORANGE CITY COUNTRY VILLAGE | 2 | OCCV PLANT #2 (WELL #1) | B | DISINFECT | B02 | DISINFECT/HYPOCHLORIN
3640945 | ORANGE CITY COUNTRY VILLAGE | 3 | OCCV PLANT #4 (WELL #3) | B | DISINFECT | B02 | DISINFECT/HYPOCHLORIN
3640946 | ORANGE CITY UTILITIES | 6 | ORANGE CITY SOUTH PLANT #6 | B | DISINFECT | B02 | DISINFECT/HYPOCHLORIN
3640946 | ORANGE CITY UTILITIES | 1 | OCU MAIN PLANT #1 | B | DISINFECT | B02 | DISINFECT/HYPOCHLORIN
3640946 | ORANGE CITY UTILITIES | 1 | OCU MAIN PLANT #1 | E | TASTE-ODOR CONTROL | E20 | T-O CTRL/AERATION
3640946 | ORANGE CITY UTILITIES | 6 | ORANGE CITY SOUTH PLANT #6 | E | TASTE-ODOR CONTROL | E20 | T-O CTRL/AERATION
3640955 | ORANGEWOOD MOBILE HOME PARK | 1 | ORANGEWOOD MOBILE HOME PARK | B | DISINFECT | B02 | DISINFECT/HYPOCHLORIN
3640955 | ORANGEWOOD MOBILE HOME PARK | 1 | ORANGEWOOD MOBILE HOME PARK | D | CORROSION CONTROL | D36 | CORR-CTRL/CORROSION INHIB
3640963 | ORMOND BEACH | 1 | ORMOND BEACH CITY OF | B | DISINFECT | B04 | DISINFECT/CHLORAMINES
3640963 | ORMOND BEACH | 1 | ORMOND BEACH CITY OF | C | PARTICLE REMOVAL | C14 | PART-RMVL/RAPID SAND FIL
3640963 | ORMOND BEACH | 1 | ORMOND BEACH CITY OF | C | PARTICLE REMOVAL | C19 | PART-RMVL/PH ADJUSTMENT
3640963 | ORMOND BEACH | 1 | ORMOND BEACH CITY OF | D | CORROSION CONTROL | D36 | CORR-CTRL/CORROSION INHIB
3640963 | ORMOND BEACH | 1 | ORMOND BEACH CITY OF | E | TASTE-ODOR CONTROL | E20 | T-O CTRL/AERATION
3640963 | ORMOND BEACH | 1 | ORMOND BEACH CITY OF | H | SOFTENING | H26 | SOFTENING/REVERSE OSMOSIS
3640963 | ORMOND BEACH | 1 | ORMOND BEACH CITY OF | H | SOFTENING | H24 | SOFTENING/LIME-SODA
3640963 | ORMOND BEACH | 1 | ORMOND BEACH CITY OF | Z | OTHER | Z10 | OTHER/COAGULATION
3640963 | ORMOND BEACH | 1 | ORMOND BEACH CITY OF | Z | OTHER | Z27 | OTHER/FLUORIDATION
3640967 | SUNOCO FOOD MART | 1 | SUNOCO FOOD MART PLANT | B | DISINFECT | B02 | DISINFECT/HYPOCHLORIN
3640968 | OSTEEN SCHOOL | 1 | DELAND | B | DISINFECT | B02 | DISINFECT/HYPOCHLORIN
3640976 | PACKWOOD'S PLACE | 1 |  | B | DISINFECT | B02 | DISINFECT/HYPOCHLORIN
3640991 | PARADISE LAKES CAMPGROUND | 1 | PARADISE LAKE CAMPGROUND | B | DISINFECT | B02 | DISINFECT/HYPOCHLORIN
3641014 | VC/PINE ISLAND WTP-10 | 1 | VC/PINE ISLAND WTP-10 | B | DISINFECT | B02 | DISINFECT/HYPOCHLORIN
3641027 | PLANTATION PLAZA | 1 | PLANTATION PLAZA | B | DISINFECT | B02 | DISINFECT/HYPOCHLORIN
3641040 | DE LEON SPRINGS STATE PARK | 1 | DELEON SPRINGS STATE PARK | B | DISINFECT | B02 | DISINFECT/HYPOCHLORIN
3641044 | PORT ORANGE CITY OF | 1 | GARNSEY WATER PLANT | B | DISINFECT | B04 | DISINFECT/CHLORAMINES
3641044 | PORT ORANGE CITY OF | 1 | GARNSEY WATER PLANT | C | PARTICLE REMOVAL | C14 | PART-RMVL/RAPID SAND FIL
3641044 | PORT ORANGE CITY OF | 1 | GARNSEY WATER PLANT | E | TASTE-ODOR CONTROL | E20 | T-O CTRL/AERATION
3641044 | PORT ORANGE CITY OF | 1 | GARNSEY WATER PLANT | H | SOFTENING | H24 | SOFTENING/LIME-SODA
3641044 | PORT ORANGE CITY OF | 1 | GARNSEY WATER PLANT | Z | OTHER | Z27 | OTHER/FLUORIDATION
3641044 | PORT ORANGE CITY OF | 1 | GARNSEY WATER PLANT | Z | OTHER | Z19 | OTHER/PH ADJUSTMENT
3641044 | PORT ORANGE CITY OF | 1 | GARNSEY WATER PLANT | Z | OTHER | Z10 | OTHER/COAGULATION
3641088 | RIVERWOOD PARK CAMPGROUND | 1 | RIVERWOOD CAMP | B | DISINFECT | B02 | DISINFECT/HYPOCHLORIN
3641088 | RIVERWOOD PARK CAMPGROUND | 1 | RIVERWOOD CAMP | K | DESALINATION | K26 | DESALINAT/REVERSE OSMOSIS
3641089 | RIVIERA COUNTRY CLUB | 1 | DAYTONA | B | DISINFECT | B02 | DISINFECT/HYPOCHLORIN
3641112 | SAMSULA ACADEMY | 1 | SAMSULA ACADEMY PLANT | B | DISINFECT | B04 | DISINFECT/CHLORAMINES
3641112 | SAMSULA ACADEMY | 1 | SAMSULA ACADEMY PLANT | D | CORROSION CONTROL | D36 | CORR-CTRL/CORROSION INHIB
3641123 | SANTA MARIA MOTEL | 1 |  | B | DISINFECT | B02 | DISINFECT/HYPOCHLORIN
3641127 | BUDGET INN OF DELAND | 1 | PLANT 1 | B | DISINFECT | B02 | DISINFECT/HYPOCHLORIN
3641179 | TEXACO CONVENIENCE STORE # 689 | 1 | TEXACO CONVENIENCE STORE # 689 | B | DISINFECT | B02 | DISINFECT/HYPOCHLORIN
3641202 | RED GARTER SALOON | 1 | RED GARTER SALOON | B | DISINFECT | B02 | DISINFECT/HYPOCHLORIN
3641208 | SMILEY'S TAP | 1 | SMILEY'S WATER PLANT | B | DISINFECT | B02 | DISINFECT/HYPOCHLORIN
3641215 | SOPOTNICK'S CABBAGE PATCH TAVERN | 1 | SOPOTNICK'S CABBAGE PATCH | B | DISINFECT | B02 | DISINFECT/HYPOCHLORIN
3641242 | SPARTON | 1 | SPARTON DEF. ELECTR./PLANT I | B | DISINFECT | B02 | DISINFECT/HYPOCHLORIN
3641246 | DELAND/SPRING GARDEN HILLS | 1 | DELAND | B | DISINFECT | B02 | DISINFECT/HYPOCHLORIN
3641247 | SPRING GARDEN RANCH | 1 | SPRING GARDEN RANCH | B | DISINFECT | B02 | DISINFECT/HYPOCHLORIN
3641255 | SPRUCE CREEK REST AREA E. SIDE | 1 | SPRUCE CREEK REST AREA E. SIDE | B | DISINFECT | B02 | DISINFECT/HYPOCHLORIN
3641274 | STARLITE SKATE CENTER | 1 | DAYTONA | B | DISINFECT | B02 | DISINFECT/HYPOCHLORIN
3641298 | SUGAR MILL RUINS TRAVEL PARK | 1 | SUGAR MILL RUINS PLANT | B | DISINFECT | B02 | DISINFECT/HYPOCHLORIN
3641308 | SUNNY SANDS RESORT | 1 | PLANT 1 | B | DISINFECT | B02 | DISINFECT/HYPOCHLORIN
3641315 | ENCORE-SUNSHINE HOLIDAY DAYTONA PARK | 1 | ENCORE-SUNSHINE HOLIDAY PARK | B | DISINFECT | B04 | DISINFECT/CHLORAMINES
3641316 | SUNSHINE MOBILE HOME PARK | 1 | DELAND | B | DISINFECT | B02 | DISINFECT/HYPOCHLORIN
3641324 | PIERSON TOWN OF | 1 | TOWN OF PIERSON PLANT | B | DISINFECT | B02 | DISINFECT/HYPOCHLORIN
3641336 | VC/SOUTHWEST WATER SYSTEM | 5 | VC/SOUTHWEST WTP-1A (GA) | B | DISINFECT | B04 | DISINFECT/CHLORAMINES
3641336 | VC/SOUTHWEST WATER SYSTEM | 4 | VC/SOUTHWEST WTP-1D (HIGHLAND) | B | DISINFECT | B04 | DISINFECT/CHLORAMINES
3641336 | VC/SOUTHWEST WATER SYSTEM | 1 | VC/SOUTHWEST WTP-1C (4T) | B | DISINFECT | B04 | DISINFECT/CHLORAMINES
3641336 | VC/SOUTHWEST WATER SYSTEM | 5 | VC/SOUTHWEST WTP-1A (GA) | E | TASTE-ODOR CONTROL | E20 | T-O CTRL/AERATION
3641336 | VC/SOUTHWEST WATER SYSTEM | 5 | VC/SOUTHWEST WTP-1A (GA) | G | IRON REMOVAL | G18 | IRON RMVL/SEQUESTATION
3641336 | VC/SOUTHWEST WATER SYSTEM | 4 | VC/SOUTHWEST WTP-1D (HIGHLAND) | G | IRON REMOVAL | G18 | IRON RMVL/SEQUESTATION
3641336 | VC/SOUTHWEST WATER SYSTEM | 1 | VC/SOUTHWEST WTP-1C (4T) | G | IRON REMOVAL | G18 | IRON RMVL/SEQUESTATION
3641344 | DAYTONA HIGHRIDGE MOTEL | 1 |  | B | DISINFECT | B02 | DISINFECT/HYPOCHLORIN
3641373 | TOMOKA VIEW ESTATES | 1 | APACHE TRAIL PLANT | B | DISINFECT | B04 | DISINFECT/CHLORAMINES
3641373 | TOMOKA VIEW ESTATES | 1 | APACHE TRAIL PLANT | D | CORROSION CONTROL | D36 | CORR-CTRL/CORROSION INHIB
3641373 | TOMOKA VIEW ESTATES | 1 | APACHE TRAIL PLANT | E | TASTE-ODOR CONTROL | E20 | T-O CTRL/AERATION
3641399 | TWIN RIVERS ESTATES | 1 | TWIN RIVERS | B | DISINFECT | B04 | DISINFECT/CHLORAMINES
3641399 | TWIN RIVERS ESTATES | 1 | TWIN RIVERS | D | CORROSION CONTROL | D36 | CORR-CTRL/CORROSION INHIB
3641399 | TWIN RIVERS ESTATES | 1 | TWIN RIVERS | E | TASTE-ODOR CONTROL | E20 | T-O CTRL/AERATION
3641423 | VAN HOOK SCHOOL OF FLORIDA | 1 |  | B | DISINFECT | B02 | DISINFECT/HYPOCHLORIN
3641440 | VOLUSIA EDUCATORS ASSOCIATION | 1 |  | B | DISINFECT | B02 | DISINFECT/HYPOCHLORIN
3641444 | PHOENIX ESTATES | 1 | PHOENIX ESTATES | B | DISINFECT | B02 | DISINFECT/HYPOCHLORIN
3641487 | DELAND/WOODLAND MANOR MHP | 1 | DELAND | B | DISINFECT | B02 | DISINFECT/HYPOCHLORIN
3641511 | DELAND/LONG LEAF PLANTATION | 1 | DELAND | B | DISINFECT | B02 | DISINFECT/HYPOCHLORIN
3641514 | OB'S RESTAURANT AND LOUNGE | 1 | OB'S RESTAURANT AND LOUNGE | B | DISINFECT | B02 | DISINFECT/HYPOCHLORIN
3641514 | OB'S RESTAURANT AND LOUNGE | 1 | OB'S RESTAURANT AND LOUNGE | C | PARTICLE REMOVAL | C29 | PART-RMVL/CARTRIDGE FILTR
3641526 | ORMOND TOMB PK/JAMES ORMOND PK | 1 | ORMOND BEACH | B | DISINFECT | B02 | DISINFECT/HYPOCHLORIN
3641534 | NEW SMYRNA BEACH CHURCH OF GOD | 1 | NEW SMYRNA BCH CHURCH OF GOD | B | DISINFECT | B02 | DISINFECT/HYPOCHLORIN
3641540 | WEST VOLUSIA MEMORIAL HOSPITAL | 1 | DELAND | B | DISINFECT | B02 | DISINFECT/HYPOCHLORIN
3641542 | HOMAC MANUFACTURING COMPANY | 1 | HOMAC MANUFACTURING COMPANY | B | DISINFECT | B02 | DISINFECT/HYPOCHLORIN
3641542 | HOMAC MANUFACTURING COMPANY | 1 | HOMAC MANUFACTURING COMPANY | D | CORROSION CONTROL | D18 | CORR-CTRL/SEQUESTATION
3641542 | HOMAC MANUFACTURING COMPANY | 1 | HOMAC MANUFACTURING COMPANY | E | TASTE-ODOR CONTROL | E20 | T-O CTRL/AERATION
3641550 | CITY OF LAKE HELEN | 2 | PLANT #2-JOHN STREET | B | DISINFECT | B02 | DISINFECT/HYPOCHLORIN
3641550 | CITY OF LAKE HELEN | 3 | PLANT #3-LEMON AVE | B | DISINFECT | B02 | DISINFECT/HYPOCHLORIN
3641550 | CITY OF LAKE HELEN | 1 | PLANT #1-WATER STEET | B | DISINFECT | B02 | DISINFECT/HYPOCHLORIN
3641550 | CITY OF LAKE HELEN | 2 | PLANT #2-JOHN STREET | D | CORROSION CONTROL | D36 | CORR-CTRL/CORROSION INHIB
3641550 | CITY OF LAKE HELEN | 3 | PLANT #3-LEMON AVE | D | CORROSION CONTROL | D36 | CORR-CTRL/CORROSION INHIB
3641550 | CITY OF LAKE HELEN | 1 | PLANT #1-WATER STEET | D | CORROSION CONTROL | D36 | CORR-CTRL/CORROSION INHIB
3641550 | CITY OF LAKE HELEN | 1 | PLANT #1-WATER STEET | E | TASTE-ODOR CONTROL | E20 | T-O CTRL/AERATION
3641587 | HAWAIIAN TROPIC/ORMOND BEACH | 1 | HAWAIIAN TROPIC | B | DISINFECT | B02 | DISINFECT/HYPOCHLORIN
3641587 | HAWAIIAN TROPIC/ORMOND BEACH | 1 | HAWAIIAN TROPIC | Z | OTHER | Z26 | OTHER/REVERSE OSMOSIS
3641588 | EMBRY RIDDLE STUDENT DORMITORY | 1 | DAYTONA | B | DISINFECT | B02 | DISINFECT/HYPOCHLORIN
3644057 | YMCA CAMP WINONA | 1 | CAMP WINONA | B | DISINFECT | B02 | DISINFECT/HYPOCHLORIN
3644059 | CYPRESS POINT GOLF CLUB & RV PARK | 1 | CYPRESS POINT RESORT & RV PARK | B | DISINFECT | B02 | DISINFECT/HYPOCHLORIN
3644059 | CYPRESS POINT GOLF CLUB & RV PARK | 1 | CYPRESS POINT RESORT & RV PARK | G | IRON REMOVAL | G15 | IRON RMVL/PRESS SAND FILT
3644109 | LIGHTHOUSE COVE | 1 | GOLDEN BAY COLONY | B | DISINFECT | B01 | DISINFECT/GASEOUS CHLORIN
3644109 | LIGHTHOUSE COVE | 1 | GOLDEN BAY COLONY | D | CORROSION CONTROL | D18 | CORR-CTRL/SEQUESTATION
3644109 | LIGHTHOUSE COVE | 1 | GOLDEN BAY COLONY | D | CORROSION CONTROL | D19 | CORR-CTRL/PH ADJUSTMENT
3644109 | LIGHTHOUSE COVE | 1 | GOLDEN BAY COLONY | E | TASTE-ODOR CONTROL | E20 | T-O CTRL/AERATION
3644109 | LIGHTHOUSE COVE | 1 | GOLDEN BAY COLONY | K | DESALINATION | K26 | DESALINAT/REVERSE OSMOSIS
3644109 | LIGHTHOUSE COVE | 1 | GOLDEN BAY COLONY | Z | OTHER | Z12 | OTHER/SEDIMENTATION
3644112 | SPRING GARDEN RANCH RESTAURANT | 1 | SPRING GARDEN RANCH RESTAURANT | B | DISINFECT | B02 | DISINFECT/HYPOCHLORIN
3644113 | SEVILLE VIA COMMUNITY CENTER | 1 | SEVILLE COMMUNITY CTR. PLANT | B | DISINFECT | B02 | DISINFECT/HYPOCHLORIN
3644115 | MCINNIS ELEMENTARY SCHOOL | 1 | MCINNIS ELEMENTARY PLANT | B | DISINFECT | B02 | DISINFECT/HYPOCHLORIN
3644117 | MISSION OAKS MHP | 1 | MISSION OAKS MO.HM.CONDOMINIUM | B | DISINFECT | B01 | DISINFECT/GASEOUS CHLORIN
3644117 | MISSION OAKS MHP | 1 | MISSION OAKS MO.HM.CONDOMINIUM | E | TASTE-ODOR CONTROL | E20 | T-O CTRL/AERATION
3644119 | VILLAGE OF PINE RUN UTILITY CORP. | 1 | VILLAGE OF PINE RUN PLANT | B | DISINFECT | B04 | DISINFECT/CHLORAMINES
3644119 | VILLAGE OF PINE RUN UTILITY CORP. | 1 | VILLAGE OF PINE RUN PLANT | D | CORROSION CONTROL | D36 | CORR-CTRL/CORROSION INHIB
3644119 | VILLAGE OF PINE RUN UTILITY CORP. | 1 | VILLAGE OF PINE RUN PLANT | E | TASTE-ODOR CONTROL | E20 | T-O CTRL/AERATION
3644122 | CALVARY CHRISTIAN ACADEMY | 1 | CALVARY CHRISTIAN ACADEMY | B | DISINFECT | B02 | DISINFECT/HYPOCHLORIN
3644123 | VC/HALIFAX PLANTATION (WTP-8) | 1 | VC/HALIFAX PLANTATION WTP-8 | B | DISINFECT | B02 | DISINFECT/HYPOCHLORIN
3644123 | VC/HALIFAX PLANTATION (WTP-8) | 1 | VC/HALIFAX PLANTATION WTP-8 | C | PARTICLE REMOVAL | C29 | PART-RMVL/CARTRIDGE FILTR
3644123 | VC/HALIFAX PLANTATION (WTP-8) | 1 | VC/HALIFAX PLANTATION WTP-8 | D | CORROSION CONTROL | D19 | CORR-CTRL/PH ADJUSTMENT
3644123 | VC/HALIFAX PLANTATION (WTP-8) | 1 | VC/HALIFAX PLANTATION WTP-8 | D | CORROSION CONTROL | D36 | CORR-CTRL/CORROSION INHIB
3644123 | VC/HALIFAX PLANTATION (WTP-8) | 1 | VC/HALIFAX PLANTATION WTP-8 | E | TASTE-ODOR CONTROL | E28 | T-O CTRL/PACKED TWR-AERA
3644123 | VC/HALIFAX PLANTATION (WTP-8) | 1 | VC/HALIFAX PLANTATION WTP-8 | H | SOFTENING | H38 | SOFTENING/NANOFILTRATION
3644123 | VC/HALIFAX PLANTATION (WTP-8) | 1 | VC/HALIFAX PLANTATION WTP-8 | Z | OTHER | Z26 | OTHER/REVERSE OSMOSIS
3644123 | VC/HALIFAX PLANTATION (WTP-8) | 1 | VC/HALIFAX PLANTATION WTP-8 | Z | OTHER | Z19 | OTHER/PH ADJUSTMENT
3644124 | VOL.CO.UTIL/SWALLOWS-GLEN ABBY | 1 | GLENN ABBEY (THE SWALLOWS) | B | DISINFECT | B01 | DISINFECT/GASEOUS CHLORIN
3644124 | VOL.CO.UTIL/SWALLOWS-GLEN ABBY | 1 | GLENN ABBEY (THE SWALLOWS) | E | TASTE-ODOR CONTROL | E20 | T-O CTRL/AERATION
3644125 | MAGNOLIA VILLAGE | 1 | MAGNOLIA VILLAGE PLANT | B | DISINFECT | B03 | DISINFECT/CHLORINEDIOX
3644125 | MAGNOLIA VILLAGE | 1 | MAGNOLIA VILLAGE PLANT | D | CORROSION CONTROL | D36 | CORR-CTRL/CORROSION INHIB
3644125 | MAGNOLIA VILLAGE | 1 | MAGNOLIA VILLAGE PLANT | E | TASTE-ODOR CONTROL | E20 | T-O CTRL/AERATION
3644125 | MAGNOLIA VILLAGE | 1 | MAGNOLIA VILLAGE PLANT | F | ORGN-RMVL | F23 | ORGN-RMVL/GAC ADDITION
3644125 | MAGNOLIA VILLAGE | 1 | MAGNOLIA VILLAGE PLANT | H | SOFTENING | H25 | SOFTENING/ION EXCHANGE
3644125 | MAGNOLIA VILLAGE | 1 | MAGNOLIA VILLAGE PLANT | I | COLOR REMOVAL | I25 | COLOR RML/ION EXCHANGE
3644130 | TEQUILA'S BAR | 1 | TEQUILA'S BAR PLANT | B | DISINFECT | B02 | DISINFECT/HYPOCHLORIN
3644131 | EVANGEL CHRISTIAN CHURCH | 1 | EVANGEL CHRISTIAN CHURCH | B | DISINFECT | B02 | DISINFECT/HYPOCHLORIN
3644135 | PASCO LUMBER PRODUCTIONS INC. | 1 | SOUTHERN CYPRESS PRODUCTS | B | DISINFECT | B02 | DISINFECT/HYPOCHLORIN
3644138 | NSB HIGHSCHL AG FM | 1 | NEW SMYRNA BCH HIGH AGRI FARM | B | DISINFECT | B02 | DISINFECT/HYPOCHLORIN
3644143 | MOSQUITO LAGOON/ LEFILS FISH CAMP | 1 | MOSQUITO LAGOON (AKA DEWEES) | B | DISINFECT | B02 | DISINFECT/HYPOCHLORIN
3644145 | POLISH-AMERICAN PULASKI CLUB | 1 | POLISH-AMERICAN PULASKI CLUB | B | DISINFECT | B02 | DISINFECT/HYPOCHLORIN
3644145 | POLISH-AMERICAN PULASKI CLUB | 1 | POLISH-AMERICAN PULASKI CLUB | C | PARTICLE REMOVAL | C15 | PART-RMVL/PRESS SAND FILT
3644145 | POLISH-AMERICAN PULASKI CLUB | 1 | POLISH-AMERICAN PULASKI CLUB | H | SOFTENING | H25 | SOFTENING/ION EXCHANGE
3644152 | SOUTH HAVEN CHRISTIAN CHURCH | 1 | SOUTH HAVEN CHRISTIAN CHURCH | B | DISINFECT | B02 | DISINFECT/HYPOCHLORIN
3644153 | FISH HEALTH CLINIC | 1 | FISH HEALTH CLINIC | B | DISINFECT | B02 | DISINFECT/HYPOCHLORIN
3644154 | COQUINA PRESBYTERIAN CHURCH | 1 | COQUINA PRESBYTERIAN CHURCH | B | DISINFECT | B02 | DISINFECT/HYPOCHLORIN
3644155 | VC/SOUTHWEST WTP-2 | 1 | VC/SOUTHWEST WTP-2 | B | DISINFECT | B02 | DISINFECT/HYPOCHLORIN
3644155 | VC/SOUTHWEST WTP-2 | 1 | VC/SOUTHWEST WTP-2 | E | TASTE-ODOR CONTROL | E20 | T-O CTRL/AERATION
3644157 | TOSCANA SUBDIVISION | 1 | TOSCANA SUBDIVISION | B | DISINFECT | B02 | DISINFECT/HYPOCHLORIN
3644157 | TOSCANA SUBDIVISION | 1 | TOSCANA SUBDIVISION | E | TASTE-ODOR CONTROL | E20 | T-O CTRL/AERATION
3644158 | TEXACO CONVENIENCE STORE # 683 | 1 | TEXACO CONVENIENCE STORE # 683 | B | DISINFECT | B02 | DISINFECT/HYPOCHLORIN
3644166 | CIRCLE K # 2722806 | 1 | KANGAROO EXPRESS #2806 PLANT | B | DISINFECT | B02 | DISINFECT/HYPOCHLORIN
3644169 | TOMMASO'S PLAZA | 1 | K-Z GROCERY | B | DISINFECT | B02 | DISINFECT/HYPOCHLORIN
3644172 | SOFTTAILS | 1 | SOFTTAILS PLANT | B | DISINFECT | B02 | DISINFECT/HYPOCHLORIN
3644174 | POST OFFICE/DEBARY AVENUE | 1 | POST OFFICE/DEBARY AVENUE | B | DISINFECT | B02 | DISINFECT/HYPOCHLORIN
3644175 | TEXACO FOOD MART | 1 | TEXACO FOOD MART PLANT | B | DISINFECT | B02 | DISINFECT/HYPOCHLORIN
3644179 | DELCO EXPRESS MART | 1 | DELCO EXPRESS MART | B | DISINFECT | B02 | DISINFECT/HYPOCHLORIN
3644181 | FIRST FEDERAL SEMINOLE | 1 | FIRST FEDERAL SEMINOLE | B | DISINFECT | B02 | DISINFECT/HYPOCHLORIN
3644183 | NATIONSBANK | 1 | NCNB - DEBARY | B | DISINFECT | B02 | DISINFECT/HYPOCHLORIN
3644183 | NATIONSBANK | 1 | NCNB - DEBARY | G | IRON REMOVAL | G23 | IRON RMVL/GAC ADDITION
3644184 | DEBARY NURSERY | 1 | DEBARY NURSERY | B | DISINFECT | B02 | DISINFECT/HYPOCHLORIN
3644186 | FIRST PRESBY. CHURCH OF DEBARY | 1 | FIRST PRESBY. CHURCH OF DEBARY | B | DISINFECT | B02 | DISINFECT/HYPOCHLORIN
3644189 | HANDY WAY # 3574/ORMOND BEACH | 1 | HANDY WAY # 3574/ORMOND BEACH | B | DISINFECT | B02 | DISINFECT/HYPOCHLORIN
3644190 | TOWN SERVICE CENTER | 1 | TOWN SERVICE CENTER | B | DISINFECT | B02 | DISINFECT/HYPOCHLORIN
3644192 | DEBARY FIRE STA. | 1 | DEBARY FIRE STATION # 14 | B | DISINFECT | B02 | DISINFECT/HYPOCHLORIN
3644194 | MCDONALD'S | 1 | VOL.CO/MCDONALD'S | B | DISINFECT | B02 | DISINFECT/HYPOCHLORIN
3644195 | WENDYS/SUGAR CREEK | 1 | WENDY'S/SUGAR CREEK STORE | B | DISINFECT | B02 | DISINFECT/HYPOCHLORIN
3644196 | SEVENTH DAY ADVENTIST CHURCH | 1 | SEVENTH DAY ADVENTIST CHURCH | B | DISINFECT | B02 | DISINFECT/HYPOCHLORIN
3644196 | SEVENTH DAY ADVENTIST CHURCH | 1 | SEVENTH DAY ADVENTIST CHURCH | C | PARTICLE REMOVAL | C15 | PART-RMVL/PRESS SAND FILT
3644196 | SEVENTH DAY ADVENTIST CHURCH | 1 | SEVENTH DAY ADVENTIST CHURCH | H | SOFTENING | H25 | SOFTENING/ION EXCHANGE
3644198 | D&B GIFT SHOP | 1 | D&B GIFT SHOP | B | DISINFECT | B02 | DISINFECT/HYPOCHLORIN
3644198 | D&B GIFT SHOP | 1 | D&B GIFT SHOP | H | SOFTENING | H25 | SOFTENING/ION EXCHANGE
3644202 | SPRUCE CREEK PRESBY. CHURCH | 1 | SPRUCE CREEK PRESBY. CHURCH | G | IRON REMOVAL | G15 | IRON RMVL/PRESS SAND FILT
3644202 | SPRUCE CREEK PRESBY. CHURCH | 1 | SPRUCE CREEK PRESBY. CHURCH | H | SOFTENING | H25 | SOFTENING/ION EXCHANGE
3644205 | TANGERINE INN | 1 | TANGERINE INN PLANT | B | DISINFECT | B02 | DISINFECT/HYPOCHLORIN
3644206 | KARLINGS INN | 1 | KARLINGS INN | B | DISINFECT | B02 | DISINFECT/HYPOCHLORIN
3644208 | CIRCLE K # 2722258 | 1 | KANGAROO EXPRESS #2258 PLANT | B | DISINFECT | B02 | DISINFECT/HYPOCHLORIN
3644209 | PONCE PLAZA | 1 | PONCE PLAZA PLANT | B | DISINFECT | B02 | DISINFECT/HYPOCHLORIN
3644210 | DIXIE'S | 1 | PLANT 1 | B | DISINFECT | B02 | DISINFECT/HYPOCHLORIN
3644211 | CRANK CONST. | 1 | CRANK CONST. | B | DISINFECT | B02 | DISINFECT/HYPOCHLORIN
3644213 | CHRISTBERGER PLAZA/J.CHRISTBER | 1 | CHRISTBERGER PLAZA | A | NO TRTMT | A | NO TRTMT
3644215 | BRASS RAIL | 1 | PLANT 1 | B | DISINFECT | B02 | DISINFECT/HYPOCHLORIN
3644217 | GLENWOOD PRESBYTERIAN CHURCH | 1 | GLENWOOD PRESBYTERIAN CHURCH | B | DISINFECT | B02 | DISINFECT/HYPOCHLORIN
3644217 | GLENWOOD PRESBYTERIAN CHURCH | 1 | GLENWOOD PRESBYTERIAN CHURCH | H | SOFTENING | H25 | SOFTENING/ION EXCHANGE
3644217 | GLENWOOD PRESBYTERIAN CHURCH | 1 | GLENWOOD PRESBYTERIAN CHURCH | Z | OTHER | Z23 | OTHER/GAC ADDITION
3644218 | DELAND SKATING CENTER | 1 | DELAND SKATING CENTER | B | DISINFECT | B02 | DISINFECT/HYPOCHLORIN
3644223 | FROZEN GOLD | 1 | FROZEN GOLD | B | DISINFECT | B02 | DISINFECT/HYPOCHLORIN
3644224 | OAK HILL TRAILER PARK | 1 | SOUTH | B | DISINFECT | B02 | DISINFECT/HYPOCHLORIN
3644224 | OAK HILL TRAILER PARK | 2 | NORTH | B | DISINFECT | B02 | DISINFECT/HYPOCHLORIN
3644229 | METAL FAB | 1 | METAL FAB | B | DISINFECT | B02 | DISINFECT/HYPOCHLORIN
3644233 | NOEL'S MOBILE HOME PARK | 1 | NOEL'S MOBILE HOME PARK | B | DISINFECT | B02 | DISINFECT/HYPOCHLORIN
3644234 | BAYVIEW MOBILE HOME PARK | 1 | BAYVIEW MOBILE HOME PARK | B | DISINFECT | B02 | DISINFECT/HYPOCHLORIN
3644236 | J.W. CITGO STATION | 1 | J.W. CITGO STATION | G | IRON REMOVAL | G14 | IRON RMVL/RAPID SAND FIL
3644238 | STARLING CHEVROLET-CADILLAC | 1 | DELAND CHEVROLET | B | DISINFECT | B02 | DISINFECT/HYPOCHLORIN
3644238 | STARLING CHEVROLET-CADILLAC | 1 | DELAND CHEVROLET | C | PARTICLE REMOVAL | C29 | PART-RMVL/CARTRIDGE FILTR
3644238 | STARLING CHEVROLET-CADILLAC | 1 | DELAND CHEVROLET | H | SOFTENING | H25 | SOFTENING/ION EXCHANGE
3644239 | DEBARY KINGDOM HALL | 1 | DEBARY KINGDOM HALL PLANT | B | DISINFECT | B02 | DISINFECT/HYPOCHLORIN
3644241 | DEBARY MOTEL | 1 | DEBARY MOTEL WATER PLANT | B | DISINFECT | B02 | DISINFECT/HYPOCHLORIN
3644242 | RIGHTWAY FOODS/SUNOCO | 1 | PLANT 1 | B | DISINFECT | B02 | DISINFECT/HYPOCHLORIN
3644243 | ORMOND BEACH MAIN POST OFFICE | 1 | ORMOND BEACH MAIN POST OFFICE | B | DISINFECT | B02 | DISINFECT/HYPOCHLORIN
3644243 | ORMOND BEACH MAIN POST OFFICE | 1 | ORMOND BEACH MAIN POST OFFICE | C | PARTICLE REMOVAL | C15 | PART-RMVL/PRESS SAND FILT
3644243 | ORMOND BEACH MAIN POST OFFICE | 1 | ORMOND BEACH MAIN POST OFFICE | H | SOFTENING | H25 | SOFTENING/ION EXCHANGE
3644245 | CHUCK LENNON PARK | 1 | PLANT | B | DISINFECT | B02 | DISINFECT/HYPOCHLORIN
3644246 | CHARTER COMMUNICATIONS - SPECTRUM | 1 | BRIGHT HOUSE PLANT | B | DISINFECT | B02 | DISINFECT/HYPOCHLORIN
3644247 | GLENWOOD BAPTIST CHURCH | 1 | GLENWOOD BAPTIST CHURCH | D | CORROSION CONTROL | D02 | CORR-CTRL/HYPOCHLORIN
3644248 | KAISER BUICK GMC | 1 | KAISER BUICK GMC PLANT | B | DISINFECT | B02 | DISINFECT/HYPOCHLORIN
3644250 | VICTORY BAPTIST CHURCH | 1 | VICTORY BAPTIST CHURCH | B | DISINFECT | B02 | DISINFECT/HYPOCHLORIN
3644251 | MICHIGAN HEIGHTS TRAILER PARK | 1 | WELL | B | DISINFECT | B02 | DISINFECT/HYPOCHLORIN
3644255 | BP OIL CO. SERVICE STATION | 1 | BP OIL COMPANY SERVICE STATION | B | DISINFECT | B02 | DISINFECT/HYPOCHLORIN
3644258 | LAKE ASHBY COUNTY PARK | 1 | LAKE ASHBY COUNTY PARK | B | DISINFECT | B02 | DISINFECT/HYPOCHLORIN
3644259 | FOXHEAD LOUNGE | 1 | FOXHEAD PLANT | B | DISINFECT | B02 | DISINFECT/HYPOCHLORIN
3644260 | CIRCLE K # 2722271 | 1 | KANGAROO EXPRESS #2271 PLANT | B | DISINFECT | B02 | DISINFECT/HYPOCHLORIN
3644261 | CIRCLE K # 2722408 | 1 | KANGAROO EXPRESS #2408 | B | DISINFECT | B02 | DISINFECT/HYPOCHLORIN
3644261 | CIRCLE K # 2722408 | 1 | KANGAROO EXPRESS #2408 | H | SOFTENING | H25 | SOFTENING/ION EXCHANGE
3644262 | JACKSON HOLE R.V. -FISH CAMP INC. | 1 | JACKSON HOLE FISH CAMP | B | DISINFECT | B02 | DISINFECT/HYPOCHLORIN
3644264 | PIONEER SETTLEMENT FOR THE CREATIVE ARTS | 1 | PIONEER ARTS PLANT | B | DISINFECT | B02 | DISINFECT/HYPOCHLORIN
3644265 | SOUTH TRUST BANK | 1 | WELL | A | NO TRTMT | A | NO TRTMT
3644266 | DARRYL STRAWBERRY RECOVERY CTR. | 1 | D. STRAWBERRY RECOVERY CENTER | B | DISINFECT | B02 | DISINFECT/HYPOCHLORIN
3644266 | DARRYL STRAWBERRY RECOVERY CTR. | 1 | D. STRAWBERRY RECOVERY CENTER | H | SOFTENING | H25 | SOFTENING/ION EXCHANGE
3644267 | WATSON REALTY INC. | 1 | WELL | B | DISINFECT | B02 | DISINFECT/HYPOCHLORIN
3644269 | WASTE MANAGEMENT | 1 | WASTE MANAGEMENT PLANT | B | DISINFECT | B02 | DISINFECT/HYPOCHLORIN
3644269 | WASTE MANAGEMENT | 1 | WASTE MANAGEMENT PLANT | H | SOFTENING | H25 | SOFTENING/ION EXCHANGE
3644270 | VALENTINE PARK | 1 | VALENTINE PARK | B | DISINFECT | B02 | DISINFECT/HYPOCHLORIN
3644272 | RAYS QUALITY MEATS | 1 | PLANT 1 | B | DISINFECT | B02 | DISINFECT/HYPOCHLORIN
3644272 | RAYS QUALITY MEATS | 1 | PLANT 1 | H | SOFTENING | H25 | SOFTENING/ION EXCHANGE
3644274 | ARTS ROADHOUSE | 1 | THE GATOR BAR PLANT | B | DISINFECT | B01 | DISINFECT/GASEOUS CHLORIN
3644276 | OAK HILL FLEA MARKET | 1 | RESTAURANT | B | DISINFECT | B02 | DISINFECT/HYPOCHLORIN
3644276 | OAK HILL FLEA MARKET | 1 | RESTAURANT | H | SOFTENING | H25 | SOFTENING/ION EXCHANGE
3644277 | LA PIZZARIA | 1 | PLANT | A | NO TRTMT | A | NO TRTMT
3644279 | HALCRESS MHP | 1 | HALCRESS PLANT | B | DISINFECT | B04 | DISINFECT/CHLORAMINES
3644280 | LINDA'S PLACE | 1 | LINDA'S | B | DISINFECT | B02 | DISINFECT/HYPOCHLORIN
3644281 | BUDS HIGHWAY TAVERN | 1 | BUDS | B | DISINFECT | B02 | DISINFECT/HYPOCHLORIN
3644282 | CITGO GAS & SHOP FOOD MART | 1 | CITGO PLANT 1 | B | DISINFECT | B02 | DISINFECT/HYPOCHLORIN
3644283 | DELEON SPRINGS VALERO | 1 | VALERO PLANT 1 | B | DISINFECT | B02 | DISINFECT/HYPOCHLORIN
3644284 | DELEON SPRINGS FOOD MART | 1 | DELEON SPRINGS FOOD MART | B | DISINFECT | B02 | DISINFECT/HYPOCHLORIN
3644286 | ANNIE OAKLEY'S | 1 | ANNIE O. | B | DISINFECT | B02 | DISINFECT/HYPOCHLORIN
3644287 | J DISCOUNT #2 | 1 | J DISCOUNT #2 PLANT | B | DISINFECT | B02 | DISINFECT/HYPOCHLORIN
3644287 | J DISCOUNT #2 | 1 | J DISCOUNT #2 PLANT | H | SOFTENING | H25 | SOFTENING/ION EXCHANGE
3644288 | IRON HORSE SALOON | 1 | IRON HORSE | B | DISINFECT | B02 | DISINFECT/HYPOCHLORIN
3644291 | HIGHLAND PARK FISH CAMP | 1 | HIGHLAND PARK FISH CAMP | B | DISINFECT | B02 | DISINFECT/HYPOCHLORIN
3644292 | LAKE REESER COTTAGES | 1 | LAKE REESER PLANT | B | DISINFECT | B02 | DISINFECT/HYPOCHLORIN
3644292 | LAKE REESER COTTAGES | 1 | LAKE REESER PLANT | G | IRON REMOVAL | G18 | IRON RMVL/SEQUESTATION
3644293 | CHEESBRO ROOFING | 1 | CHEESBRO | B | DISINFECT | B02 | DISINFECT/HYPOCHLORIN
3644294 | ATLANTIS MONTESSORI ACADEMY | 1 | ATLANTIS MONTESORRI ACADEMY | B | DISINFECT | B02 | DISINFECT/HYPOCHLORIN
3644297 | HOLY DORMITION CHURCH | 1 | HOLY DORMITION CHURCH | B | DISINFECT | B02 | DISINFECT/HYPOCHLORIN
3644297 | HOLY DORMITION CHURCH | 1 | HOLY DORMITION CHURCH | C | PARTICLE REMOVAL | C29 | PART-RMVL/CARTRIDGE FILTR
3644297 | HOLY DORMITION CHURCH | 1 | HOLY DORMITION CHURCH | H | SOFTENING | H25 | SOFTENING/ION EXCHANGE
3644303 | MATSON'S TOMOKA CENTER | 1 | MATSON'S PLANT | B | DISINFECT | B02 | DISINFECT/HYPOCHLORIN
3644303 | MATSON'S TOMOKA CENTER | 1 | MATSON'S PLANT | E | TASTE-ODOR CONTROL | E20 | T-O CTRL/AERATION
3644304 | SPACE COAST CHURCH AND CHRISTIAN ACADEMY | 1 | SPACE COAST CHURCH/ACADEMY | B | DISINFECT | B02 | DISINFECT/HYPOCHLORIN
3644304 | SPACE COAST CHURCH AND CHRISTIAN ACADEMY | 1 | SPACE COAST CHURCH/ACADEMY | E | TASTE-ODOR CONTROL | E23 | T-O CTRL/GAC ADDITION
3644304 | SPACE COAST CHURCH AND CHRISTIAN ACADEMY | 1 | SPACE COAST CHURCH/ACADEMY | H | SOFTENING | H25 | SOFTENING/ION EXCHANGE
3644308 | KID`S CLUB | 1 | WELL | B | DISINFECT | B02 | DISINFECT/HYPOCHLORIN
3644313 | BIBLE CHAPEL DEBARY | 1 | FAITH COMMUNITY CHURCH PLANT | B | DISINFECT | B02 | DISINFECT/HYPOCHLORIN
3644313 | BIBLE CHAPEL DEBARY | 1 | FAITH COMMUNITY CHURCH PLANT | H | SOFTENING | H25 | SOFTENING/ION EXCHANGE
3644314 | HARRIS MOBILE VILLAGE | 1 | HARRIS MOBILE VILLAGE | B | DISINFECT | B02 | DISINFECT/HYPOCHLORIN
3644314 | HARRIS MOBILE VILLAGE | 1 | HARRIS MOBILE VILLAGE | G | IRON REMOVAL | G30 | IRON RMVL/GREENSAND FILTR
3644314 | HARRIS MOBILE VILLAGE | 1 | HARRIS MOBILE VILLAGE | H | SOFTENING | H25 | SOFTENING/ION EXCHANGE
3644315 | LITTLE TOMOKA YACHT CLUB | 1 | LITTLE TOMOKA YACHT CLUB | B | DISINFECT | B02 | DISINFECT/HYPOCHLORIN
3644315 | LITTLE TOMOKA YACHT CLUB | 1 | LITTLE TOMOKA YACHT CLUB | H | SOFTENING | H25 | SOFTENING/ION EXCHANGE
3644315 | LITTLE TOMOKA YACHT CLUB | 1 | LITTLE TOMOKA YACHT CLUB | Z | OTHER | Z29 | OTHER/CARTRIDGE FILTR
3644316 | KURRAS MOBILE HOME PARK | 1 | KURRAS | B | DISINFECT | B02 | DISINFECT/HYPOCHLORIN
3644319 | BILL KELLER PARK | 1 | BILL KELLER PLANT | B | DISINFECT | B02 | DISINFECT/HYPOCHLORIN
3644320 | FULTON SPORTS/MEDICAL FACILITY | 1 |  | B | DISINFECT | B02 | DISINFECT/HYPOCHLORIN
3644325 | OSTEEN FAMILY RESTAURANT | 1 | PLANT #1 | B | DISINFECT | B02 | DISINFECT/HYPOCHLORIN
3644326 | MIKE'S CORNER | 1 | MIKE'S CORNER | B | DISINFECT | B02 | DISINFECT/HYPOCHLORIN
3644332 | VC/NEW HOPE WTP-20 | 1 | VC/NEW HOPE WTP-20 | B | DISINFECT | B02 | DISINFECT/HYPOCHLORIN
3644333 | PITMASTER BBQ | 1 | PITMASTER BBQ | B | DISINFECT | B02 | DISINFECT/HYPOCHLORIN
3644333 | PITMASTER BBQ | 1 | PITMASTER BBQ | C | PARTICLE REMOVAL | C29 | PART-RMVL/CARTRIDGE FILTR
3644335 | RCMA SEVILLE CHILD DEVELOPMENT CENTER | 1 | SEVILLE CHILD DEVELOPMENT CTR. | B | DISINFECT | B02 | DISINFECT/HYPOCHLORIN
3644336 | SPRUCE CREEK KINGDOM HALL OF JEHOVAH | 1 | SPRUCE CREEK KINGDOM HALL | B | DISINFECT | B02 | DISINFECT/HYPOCHLORIN
3644336 | SPRUCE CREEK KINGDOM HALL OF JEHOVAH | 1 | SPRUCE CREEK KINGDOM HALL | H | SOFTENING | H25 | SOFTENING/ION EXCHANGE
3644340 | LAKE BERESFORD PARK | 1 | LAKE BERESFORD PARK | B | DISINFECT | B02 | DISINFECT/HYPOCHLORIN
3644341 | PANCHO'S GROCERY | 1 | PANCHO'S GROCERY WATER PLANT | B | DISINFECT | B02 | DISINFECT/HYPOCHLORIN
3644343 | RIMA RIDGE BAPTIST CHURCH | 1 | PLANT 1 | B | DISINFECT | B02 | DISINFECT/HYPOCHLORIN
3644343 | RIMA RIDGE BAPTIST CHURCH | 1 | PLANT 1 | C | PARTICLE REMOVAL | C29 | PART-RMVL/CARTRIDGE FILTR
3644344 | DOLLAR GENERAL - OSTEEN | 1 | DOLLAR GENERAL | B | DISINFECT | B02 | DISINFECT/HYPOCHLORIN
3644346 | GREEN SPRINGS PARK | 1 | GREEN SPRINGS PARK | B | DISINFECT | B02 | DISINFECT/HYPOCHLORIN
3644346 | GREEN SPRINGS PARK | 1 | GREEN SPRINGS PARK | E | TASTE-ODOR CONTROL | E23 | T-O CTRL/GAC ADDITION
3644346 | GREEN SPRINGS PARK | 1 | GREEN SPRINGS PARK | H | SOFTENING | H25 | SOFTENING/ION EXCHANGE
3644347 | MED TOXIN LAB SNAKE FARM | 1 | SNAKE FARM | B | DISINFECT | B02 | DISINFECT/HYPOCHLORIN
3644348 | DOLLAR GENERAL - OAK HILL | 1 | DOLLAR GENERAL - OAK HILL | B | DISINFECT | B02 | DISINFECT/HYPOCHLORIN
3644350 | DOLLAR GENERAL - DELEON SPRINGS | 1 | DELEON SPRINGS DOLLAR GENERAL | B | DISINFECT | B02 | DISINFECT/HYPOCHLORIN
3644351 | SAN JOSE MISSION | 1 | SAN JOSE MISSION | B | DISINFECT | B02 | DISINFECT/HYPOCHLORIN
3644351 | SAN JOSE MISSION | 1 | SAN JOSE MISSION | G | IRON REMOVAL | G18 | IRON RMVL/SEQUESTATION
3644353 | BECK RANCH PARK | 1 | BECK RANCH PARK | B | DISINFECT | B02 | DISINFECT/HYPOCHLORIN
3644353 | BECK RANCH PARK | 1 | BECK RANCH PARK | E | TASTE-ODOR CONTROL | E23 | T-O CTRL/GAC ADDITION
3644356 | DOLLAR GENERAL- NSB | 1 | DOLLAR GENERAL #18937 | B | DISINFECT | B02 | DISINFECT/HYPOCHLORIN
3644357 | ULTIMATE GRILL | 1 | TEX-MEX | B | DISINFECT | B02 | DISINFECT/HYPOCHLORIN
3644358 | VC/HIGHBRIDGE PARK | 1 | VC/HIGHBRIDGE PARK | B | DISINFECT | B02 | DISINFECT/HYPOCHLORIN
3644359 | SHELL HARBOR PARK | 1 | SHELL HARBOR PARK | B | DISINFECT | B02 | DISINFECT/HYPOCHLORIN
3644359 | SHELL HARBOR PARK | 1 | SHELL HARBOR PARK | H | SOFTENING | H25 | SOFTENING/ION EXCHANGE
3644359 | SHELL HARBOR PARK | 1 | SHELL HARBOR PARK | Z | OTHER | Z26 | OTHER/REVERSE OSMOSIS
3644359 | SHELL HARBOR PARK | 1 | SHELL HARBOR PARK | Z | OTHER | Z25 | OTHER/ION EXCHANGE
3644360 | BOOTHILL OUTPOST | 1 | BOOTHILL OUTPOST | B | DISINFECT | B02 | DISINFECT/HYPOCHLORIN
4060101 | SAWGRASS EXPWAY TOLL-SUNRISE | 1 | SAWGRASS EXP TOLL-SUNRISE | B | DISINFECT | B02 | DISINFECT/HYPOCHLORIN
4060112 | SEGADORES DE VIDA | 1 | SEGADORES DE VIDA | B | DISINFECT | B02 | DISINFECT/HYPOCHLORIN
4060112 | SEGADORES DE VIDA | 1 | SEGADORES DE VIDA | C | PARTICLE REMOVAL | C26 | PART-RMVL/REVERSE OSMOSIS
4060112 | SEGADORES DE VIDA | 1 | SEGADORES DE VIDA | F | ORGN-RMVL | F23 | ORGN-RMVL/GAC ADDITION
4060112 | SEGADORES DE VIDA | 1 | SEGADORES DE VIDA | Z | OTHER | Z25 | OTHER/ION EXCHANGE
4060112 | SEGADORES DE VIDA | 1 | SEGADORES DE VIDA | Z | OTHER | Z19 | OTHER/PH ADJUSTMENT
4060117 | DOT TURNPIKE PLAZA-MIRAMAR | 1 | DOT TURNPIKE PLAZA-MIRAMAR | B | DISINFECT | B02 | DISINFECT/HYPOCHLORIN
4060162 | BCWWS 3B/C | 1 | BROWARD CO - 3C | B | DISINFECT | B04 | DISINFECT/CHLORAMINES
4060162 | BCWWS 3B/C | 1 | BROWARD CO - 3C | B | DISINFECT | B02 | DISINFECT/HYPOCHLORIN
4060163 | BCWWS 2A | 1 | BROWARD CO - 2A | B | DISINFECT | B02 | DISINFECT/HYPOCHLORIN
4060163 | BCWWS 2A | 1 | BROWARD CO - 2A | B | DISINFECT | B04 | DISINFECT/CHLORAMINES
4060163 | BCWWS 2A | 1 | BROWARD CO - 2A | C | PARTICLE REMOVAL | C14 | PART-RMVL/RAPID SAND FIL
4060163 | BCWWS 2A | 1 | BROWARD CO - 2A | G | IRON REMOVAL | G07 | IRON RMVL/OTHER DISINFECT
4060163 | BCWWS 2A | 1 | BROWARD CO - 2A | H | SOFTENING | H10 | SOFTENING/COAGULATION
4060163 | BCWWS 2A | 1 | BROWARD CO - 2A | H | SOFTENING | H24 | SOFTENING/LIME-SODA
4060163 | BCWWS 2A | 1 | BROWARD CO - 2A | Z | OTHER | Z27 | OTHER/FLUORIDATION
4060165 | BCWWS 3A | 1 | BROWARD CO - 3A | B | DISINFECT | B04 | DISINFECT/CHLORAMINES
4060166 | BCWWS 3B | 1 | BROWARD CO - 3B | B | DISINFECT | B01 | DISINFECT/GASEOUS CHLORIN
4060166 | BCWWS 3B | 1 | BROWARD CO - 3B | B | DISINFECT | B04 | DISINFECT/CHLORAMINES
4060166 | BCWWS 3B | 1 | BROWARD CO - 3B | C | PARTICLE REMOVAL | C10 | PART-RMVL/COAGULATION
4060166 | BCWWS 3B | 1 | BROWARD CO - 3B | C | PARTICLE REMOVAL | C14 | PART-RMVL/RAPID SAND FIL
4060166 | BCWWS 3B | 1 | BROWARD CO - 3B | H | SOFTENING | H24 | SOFTENING/LIME-SODA
4060166 | BCWWS 3B | 1 | BROWARD CO - 3B | Z | OTHER | Z27 | OTHER/FLUORIDATION
4060167 | BCWWS 1A | 1 | BROWARD CO - 1A | B | DISINFECT | B04 | DISINFECT/CHLORAMINES
4060167 | BCWWS 1A | 1 | BROWARD CO - 1A | B | DISINFECT | B02 | DISINFECT/HYPOCHLORIN
4060167 | BCWWS 1A | 1 | BROWARD CO - 1A | D | CORROSION CONTROL | D36 | CORR-CTRL/CORROSION INHIB
4060167 | BCWWS 1A | 1 | BROWARD CO - 1A | H | SOFTENING | H10 | SOFTENING/COAGULATION
4060167 | BCWWS 1A | 1 | BROWARD CO - 1A | H | SOFTENING | H24 | SOFTENING/LIME-SODA
4060167 | BCWWS 1A | 1 | BROWARD CO - 1A | Z | OTHER | Z27 | OTHER/FLUORIDATION
4060167 | BCWWS 1A | 1 | BROWARD CO - 1A | Z | OTHER | Z19 | OTHER/PH ADJUSTMENT
4060178 | TRADEWINDS PARK | 1 |  | B | DISINFECT | B02 | DISINFECT/HYPOCHLORIN
4060253 | DANIA BEACH CITY OF | 1 | DANIA CITY OF | B | DISINFECT | B01 | DISINFECT/GASEOUS CHLORIN
4060253 | DANIA BEACH CITY OF | 1 | DANIA CITY OF | C | PARTICLE REMOVAL | C38 | PART-RMVL/NANOFILTRATION
4060253 | DANIA BEACH CITY OF | 1 | DANIA CITY OF | C | PARTICLE REMOVAL | C14 | PART-RMVL/RAPID SAND FIL
4060253 | DANIA BEACH CITY OF | 1 | DANIA CITY OF | D | CORROSION CONTROL | D36 | CORR-CTRL/CORROSION INHIB
4060253 | DANIA BEACH CITY OF | 1 | DANIA CITY OF | D | CORROSION CONTROL | D24 | CORR-CTRL/LIME-SODA
4060253 | DANIA BEACH CITY OF | 1 | DANIA CITY OF | H | SOFTENING | H24 | SOFTENING/LIME-SODA
4060253 | DANIA BEACH CITY OF | 1 | DANIA CITY OF | H | SOFTENING | H10 | SOFTENING/COAGULATION
4060253 | DANIA BEACH CITY OF | 1 | DANIA CITY OF | Z | OTHER | Z27 | OTHER/FLUORIDATION
4060253 | DANIA BEACH CITY OF | 1 | DANIA CITY OF | Z | OTHER | Z20 | OTHER/AERATION
4060254 | DEERFIELD BEACH CITY OF | 2 | WEST PLANT | B | DISINFECT | B04 | DISINFECT/CHLORAMINES
4060254 | DEERFIELD BEACH CITY OF | 2 | WEST PLANT | B | DISINFECT | B01 | DISINFECT/GASEOUS CHLORIN
4060254 | DEERFIELD BEACH CITY OF | 2 | WEST PLANT | C | PARTICLE REMOVAL | C10 | PART-RMVL/COAGULATION
4060254 | DEERFIELD BEACH CITY OF | 2 | WEST PLANT | C | PARTICLE REMOVAL | C11 | PART-RMVL/FLOCCULATION
4060254 | DEERFIELD BEACH CITY OF | 2 | WEST PLANT | C | PARTICLE REMOVAL | C12 | PART-RMVL/SEDIMENTATION
4060254 | DEERFIELD BEACH CITY OF | 2 | WEST PLANT | D | CORROSION CONTROL | D36 | CORR-CTRL/CORROSION INHIB
4060254 | DEERFIELD BEACH CITY OF | 2 | WEST PLANT | E | TASTE-ODOR CONTROL | E28 | T-O CTRL/PACKED TWR-AERA
4060254 | DEERFIELD BEACH CITY OF | 2 | WEST PLANT | H | SOFTENING | H24 | SOFTENING/LIME-SODA
4060254 | DEERFIELD BEACH CITY OF | 2 | WEST PLANT | H | SOFTENING | H26 | SOFTENING/REVERSE OSMOSIS
4060254 | DEERFIELD BEACH CITY OF | 2 | WEST PLANT | H | SOFTENING | H14 | SOFTENING/RAPID SAND FIL
4060254 | DEERFIELD BEACH CITY OF | 2 | WEST PLANT | H | SOFTENING | H38 | SOFTENING/NANOFILTRATION
4060254 | DEERFIELD BEACH CITY OF | 2 | WEST PLANT | Z | OTHER | Z27 | OTHER/FLUORIDATION
4060282 | COOPER CITY | 1 | COOPER CITY (WEST) | B | DISINFECT | B04 | DISINFECT/CHLORAMINES
4060282 | COOPER CITY | 1 | COOPER CITY (WEST) | B | DISINFECT | B02 | DISINFECT/HYPOCHLORIN
4060282 | COOPER CITY | 1 | COOPER CITY (WEST) | C | PARTICLE REMOVAL | C29 | PART-RMVL/CARTRIDGE FILTR
4060282 | COOPER CITY | 1 | COOPER CITY (WEST) | C | PARTICLE REMOVAL | C19 | PART-RMVL/PH ADJUSTMENT
4060282 | COOPER CITY | 1 | COOPER CITY (WEST) | D | CORROSION CONTROL | D36 | CORR-CTRL/CORROSION INHIB
4060282 | COOPER CITY | 1 | COOPER CITY (WEST) | D | CORROSION CONTROL | D37 | CORR-CTRL/ALKALINITY ADJ.
4060282 | COOPER CITY | 1 | COOPER CITY (WEST) | H | SOFTENING | H38 | SOFTENING/NANOFILTRATION
4060282 | COOPER CITY | 1 | COOPER CITY (WEST) | Z | OTHER | Z28 | OTHER/PACKED TWR-AERA
4060282 | COOPER CITY | 1 | COOPER CITY (WEST) | Z | OTHER | Z27 | OTHER/FLUORIDATION
4060287 | CORAL LAKE MHP | 1 | CORAL LAKE MHP | B | DISINFECT | B01 | DISINFECT/GASEOUS CHLORIN
4060287 | CORAL LAKE MHP | 1 | CORAL LAKE MHP | E | TASTE-ODOR CONTROL | E20 | T-O CTRL/AERATION
4060290 | CORAL SPRINGS CITY OF | 1 | CORAL SPRINGS CITY OF | B | DISINFECT | B02 | DISINFECT/HYPOCHLORIN
4060290 | CORAL SPRINGS CITY OF | 1 | CORAL SPRINGS CITY OF | B | DISINFECT | B04 | DISINFECT/CHLORAMINES
4060290 | CORAL SPRINGS CITY OF | 1 | CORAL SPRINGS CITY OF | C | PARTICLE REMOVAL | C10 | PART-RMVL/COAGULATION
4060290 | CORAL SPRINGS CITY OF | 1 | CORAL SPRINGS CITY OF | C | PARTICLE REMOVAL | C14 | PART-RMVL/RAPID SAND FIL
4060290 | CORAL SPRINGS CITY OF | 1 | CORAL SPRINGS CITY OF | C | PARTICLE REMOVAL | C11 | PART-RMVL/FLOCCULATION
4060290 | CORAL SPRINGS CITY OF | 1 | CORAL SPRINGS CITY OF | D | CORROSION CONTROL | D36 | CORR-CTRL/CORROSION INHIB
4060290 | CORAL SPRINGS CITY OF | 1 | CORAL SPRINGS CITY OF | E | TASTE-ODOR CONTROL | E20 | T-O CTRL/AERATION
4060290 | CORAL SPRINGS CITY OF | 1 | CORAL SPRINGS CITY OF | H | SOFTENING | H24 | SOFTENING/LIME-SODA
4060290 | CORAL SPRINGS CITY OF | 1 | CORAL SPRINGS CITY OF | Z | OTHER | Z27 | OTHER/FLUORIDATION
4060291 | CORAL SPRINGS IMPROVEMENT DIST | 1 | CORAL SPRINGS IMPROVEMENT | B | DISINFECT | B02 | DISINFECT/HYPOCHLORIN
4060291 | CORAL SPRINGS IMPROVEMENT DIST | 1 | CORAL SPRINGS IMPROVEMENT | B | DISINFECT | B04 | DISINFECT/CHLORAMINES
4060291 | CORAL SPRINGS IMPROVEMENT DIST | 1 | CORAL SPRINGS IMPROVEMENT | B | DISINFECT | B26 | DISINFECT/REVERSE OSMOSIS
4060291 | CORAL SPRINGS IMPROVEMENT DIST | 1 | CORAL SPRINGS IMPROVEMENT | C | PARTICLE REMOVAL | C26 | PART-RMVL/REVERSE OSMOSIS
4060291 | CORAL SPRINGS IMPROVEMENT DIST | 1 | CORAL SPRINGS IMPROVEMENT | C | PARTICLE REMOVAL | C29 | PART-RMVL/CARTRIDGE FILTR
4060291 | CORAL SPRINGS IMPROVEMENT DIST | 1 | CORAL SPRINGS IMPROVEMENT | D | CORROSION CONTROL | D36 | CORR-CTRL/CORROSION INHIB
4060291 | CORAL SPRINGS IMPROVEMENT DIST | 1 | CORAL SPRINGS IMPROVEMENT | Z | OTHER | Z27 | OTHER/FLUORIDATION
4060334 | DAIRY QUEEN | 1 | DAIRY QUEEN | B | DISINFECT | B02 | DISINFECT/HYPOCHLORIN
4060334 | DAIRY QUEEN | 1 | DAIRY QUEEN | H | SOFTENING | H25 | SOFTENING/ION EXCHANGE
4060344 | DAVIE TOWN OF #3 & #5 | 2 | DAVIE #3 | B | DISINFECT | B02 | DISINFECT/HYPOCHLORIN
4060344 | DAVIE TOWN OF #3 & #5 | 3 | DAVIE #5 | B | DISINFECT | B02 | DISINFECT/HYPOCHLORIN
4060344 | DAVIE TOWN OF #3 & #5 | 2 | DAVIE #3 | H | SOFTENING | H10 | SOFTENING/COAGULATION
4060344 | DAVIE TOWN OF #3 & #5 | 2 | DAVIE #3 | H | SOFTENING | H24 | SOFTENING/LIME-SODA
4060344 | DAVIE TOWN OF #3 & #5 | 3 | DAVIE #5 | H | SOFTENING | H26 | SOFTENING/REVERSE OSMOSIS
4060344 | DAVIE TOWN OF #3 & #5 | 3 | DAVIE #5 | Z | OTHER | Z28 | OTHER/PACKED TWR-AERA
4060344 | DAVIE TOWN OF #3 & #5 | 3 | DAVIE #5 | Z | OTHER | Z19 | OTHER/PH ADJUSTMENT
4060344 | DAVIE TOWN OF #3 & #5 | 3 | DAVIE #5 | Z | OTHER | Z27 | OTHER/FLUORIDATION
4060344 | DAVIE TOWN OF #3 & #5 | 3 | DAVIE #5 | Z | OTHER | Z29 | OTHER/CARTRIDGE FILTR
4060344 | DAVIE TOWN OF #3 & #5 | 2 | DAVIE #3 | Z | OTHER | Z25 | OTHER/ION EXCHANGE
4060344 | DAVIE TOWN OF #3 & #5 | 2 | DAVIE #3 | Z | OTHER | Z27 | OTHER/FLUORIDATION
4060344 | DAVIE TOWN OF #3 & #5 | 2 | DAVIE #3 | Z | OTHER | Z20 | OTHER/AERATION
4060402 | EVERGLADES HOLIDAY PARK | 1 | EVERGLADES HOLIDAY PARK | B | DISINFECT | B02 | DISINFECT/HYPOCHLORIN
4060419 | FERN CREST UTILITIES INC. | 1 | FERNCREST | B | DISINFECT | B04 | DISINFECT/CHLORAMINES
4060419 | FERN CREST UTILITIES INC. | 1 | FERNCREST | C | PARTICLE REMOVAL | C14 | PART-RMVL/RAPID SAND FIL
4060419 | FERN CREST UTILITIES INC. | 1 | FERNCREST | D | CORROSION CONTROL | D24 | CORR-CTRL/LIME-SODA
4060419 | FERN CREST UTILITIES INC. | 1 | FERNCREST | H | SOFTENING | H24 | SOFTENING/LIME-SODA
4060419 | FERN CREST UTILITIES INC. | 1 | FERNCREST | Z | OTHER | Z27 | OTHER/FLUORIDATION
4060452 | POMPANO TRNPK PLA | 1 |  | B | DISINFECT | B01 | DISINFECT/GASEOUS CHLORIN
4060473 | FLORIDA STEEL INC | 1 |  | B | DISINFECT | B02 | DISINFECT/HYPOCHLORIN
4060486 | FORT LAUDERDALE CITY OF | 1 | FT LAUD PEELE/DIXIE MEMBRANE | B | DISINFECT | B04 | DISINFECT/CHLORAMINES
4060486 | FORT LAUDERDALE CITY OF | 1 | FT LAUD PEELE/DIXIE MEMBRANE | B | DISINFECT | B02 | DISINFECT/HYPOCHLORIN
4060486 | FORT LAUDERDALE CITY OF | 2 | FT LAUD FIVEASH LIME S | B | DISINFECT | B04 | DISINFECT/CHLORAMINES
4060486 | FORT LAUDERDALE CITY OF | 2 | FT LAUD FIVEASH LIME S | B | DISINFECT | B01 | DISINFECT/GASEOUS CHLORIN
4060486 | FORT LAUDERDALE CITY OF | 1 | FT LAUD PEELE/DIXIE MEMBRANE | C | PARTICLE REMOVAL | C38 | PART-RMVL/NANOFILTRATION
4060486 | FORT LAUDERDALE CITY OF | 2 | FT LAUD FIVEASH LIME S | C | PARTICLE REMOVAL | C09 | PART-RMVL/RAPID MIX
4060486 | FORT LAUDERDALE CITY OF | 2 | FT LAUD FIVEASH LIME S | C | PARTICLE REMOVAL | C10 | PART-RMVL/COAGULATION
4060486 | FORT LAUDERDALE CITY OF | 2 | FT LAUD FIVEASH LIME S | C | PARTICLE REMOVAL | C11 | PART-RMVL/FLOCCULATION
4060486 | FORT LAUDERDALE CITY OF | 2 | FT LAUD FIVEASH LIME S | C | PARTICLE REMOVAL | C14 | PART-RMVL/RAPID SAND FIL
4060486 | FORT LAUDERDALE CITY OF | 2 | FT LAUD FIVEASH LIME S | C | PARTICLE REMOVAL | C12 | PART-RMVL/SEDIMENTATION
4060486 | FORT LAUDERDALE CITY OF | 1 | FT LAUD PEELE/DIXIE MEMBRANE | C | PARTICLE REMOVAL | C29 | PART-RMVL/CARTRIDGE FILTR
4060486 | FORT LAUDERDALE CITY OF | 2 | FT LAUD FIVEASH LIME S | D | CORROSION CONTROL | D24 | CORR-CTRL/LIME-SODA
4060486 | FORT LAUDERDALE CITY OF | 1 | FT LAUD PEELE/DIXIE MEMBRANE | D | CORROSION CONTROL | D36 | CORR-CTRL/CORROSION INHIB
4060486 | FORT LAUDERDALE CITY OF | 1 | FT LAUD PEELE/DIXIE MEMBRANE | Z | OTHER | Z28 | OTHER/PACKED TWR-AERA
4060486 | FORT LAUDERDALE CITY OF | 2 | FT LAUD FIVEASH LIME S | Z | OTHER | Z27 | OTHER/FLUORIDATION
4060486 | FORT LAUDERDALE CITY OF | 1 | FT LAUD PEELE/DIXIE MEMBRANE | Z | OTHER | Z27 | OTHER/FLUORIDATION
4060486 | FORT LAUDERDALE CITY OF | 2 | FT LAUD FIVEASH LIME S | Z | OTHER | Z20 | OTHER/AERATION
4060573 | HALLANDALE BEACH CITY OF | 2 | NANOFILTRATION | B | DISINFECT | B02 | DISINFECT/HYPOCHLORIN
4060573 | HALLANDALE BEACH CITY OF | 1 | HALLANDALE | B | DISINFECT | B02 | DISINFECT/HYPOCHLORIN
4060573 | HALLANDALE BEACH CITY OF | 2 | NANOFILTRATION | B | DISINFECT | B01 | DISINFECT/GASEOUS CHLORIN
4060573 | HALLANDALE BEACH CITY OF | 1 | HALLANDALE | C | PARTICLE REMOVAL | C29 | PART-RMVL/CARTRIDGE FILTR
4060573 | HALLANDALE BEACH CITY OF | 1 | HALLANDALE | C | PARTICLE REMOVAL | C14 | PART-RMVL/RAPID SAND FIL
4060573 | HALLANDALE BEACH CITY OF | 1 | HALLANDALE | D | CORROSION CONTROL | D24 | CORR-CTRL/LIME-SODA
4060573 | HALLANDALE BEACH CITY OF | 2 | NANOFILTRATION | D | CORROSION CONTROL | D36 | CORR-CTRL/CORROSION INHIB
4060573 | HALLANDALE BEACH CITY OF | 1 | HALLANDALE | E | TASTE-ODOR CONTROL | E28 | T-O CTRL/PACKED TWR-AERA
4060573 | HALLANDALE BEACH CITY OF | 1 | HALLANDALE | G | IRON REMOVAL | G07 | IRON RMVL/OTHER DISINFECT
4060573 | HALLANDALE BEACH CITY OF | 1 | HALLANDALE | H | SOFTENING | H24 | SOFTENING/LIME-SODA
4060573 | HALLANDALE BEACH CITY OF | 1 | HALLANDALE | H | SOFTENING | H38 | SOFTENING/NANOFILTRATION
4060573 | HALLANDALE BEACH CITY OF | 1 | HALLANDALE | H | SOFTENING | H10 | SOFTENING/COAGULATION
4060573 | HALLANDALE BEACH CITY OF | 2 | NANOFILTRATION | H | SOFTENING | H38 | SOFTENING/NANOFILTRATION
4060573 | HALLANDALE BEACH CITY OF | 2 | NANOFILTRATION | Z | OTHER | Z27 | OTHER/FLUORIDATION
4060573 | HALLANDALE BEACH CITY OF | 2 | NANOFILTRATION | Z | OTHER | Z18 | OTHER/SEQUESTATION
4060573 | HALLANDALE BEACH CITY OF | 1 | HALLANDALE | Z | OTHER | Z27 | OTHER/FLUORIDATION
4060615 | HILLSBORO BEACH TOWN OF | 1 | HILLSBORO BEACH TOWN OF | B | DISINFECT | B02 | DISINFECT/HYPOCHLORIN
4060615 | HILLSBORO BEACH TOWN OF | 1 | HILLSBORO BEACH TOWN OF | C | PARTICLE REMOVAL | C14 | PART-RMVL/RAPID SAND FIL
4060615 | HILLSBORO BEACH TOWN OF | 1 | HILLSBORO BEACH TOWN OF | D | CORROSION CONTROL | D24 | CORR-CTRL/LIME-SODA
4060615 | HILLSBORO BEACH TOWN OF | 1 | HILLSBORO BEACH TOWN OF | H | SOFTENING | H24 | SOFTENING/LIME-SODA
4060615 | HILLSBORO BEACH TOWN OF | 1 | HILLSBORO BEACH TOWN OF | Z | OTHER | Z27 | OTHER/FLUORIDATION
4060617 | HILLSBORO MOBILE HOME PARK | 1 | HILLSBORO MOBILE HOME PARK | B | DISINFECT | B02 | DISINFECT/HYPOCHLORIN
4060617 | HILLSBORO MOBILE HOME PARK | 1 | HILLSBORO MOBILE HOME PARK | B | DISINFECT | B01 | DISINFECT/GASEOUS CHLORIN
4060642 | HOLLYWOOD CITY OF | 2 | HOLLYWOOD (ALANDCO) | A | NO TRTMT | A | NO TRTMT
4060642 | HOLLYWOOD CITY OF | 4 | REVERSE OSMOSIS | B | DISINFECT | B02 | DISINFECT/HYPOCHLORIN
4060642 | HOLLYWOOD CITY OF | 3 | MEMBRANE SOFTENING | B | DISINFECT | B04 | DISINFECT/CHLORAMINES
4060642 | HOLLYWOOD CITY OF | 1 | HOLLYWOOD PLANT-LIME SOFTENING | B | DISINFECT | B04 | DISINFECT/CHLORAMINES
4060642 | HOLLYWOOD CITY OF | 1 | HOLLYWOOD PLANT-LIME SOFTENING | B | DISINFECT | B02 | DISINFECT/HYPOCHLORIN
4060642 | HOLLYWOOD CITY OF | 1 | HOLLYWOOD PLANT-LIME SOFTENING | C | PARTICLE REMOVAL | C14 | PART-RMVL/RAPID SAND FIL
4060642 | HOLLYWOOD CITY OF | 1 | HOLLYWOOD PLANT-LIME SOFTENING | C | PARTICLE REMOVAL | C29 | PART-RMVL/CARTRIDGE FILTR
4060642 | HOLLYWOOD CITY OF | 3 | MEMBRANE SOFTENING | D | CORROSION CONTROL | D36 | CORR-CTRL/CORROSION INHIB
4060642 | HOLLYWOOD CITY OF | 4 | REVERSE OSMOSIS | D | CORROSION CONTROL | D18 | CORR-CTRL/SEQUESTATION
4060642 | HOLLYWOOD CITY OF | 1 | HOLLYWOOD PLANT-LIME SOFTENING | D | CORROSION CONTROL | D24 | CORR-CTRL/LIME-SODA
4060642 | HOLLYWOOD CITY OF | 1 | HOLLYWOOD PLANT-LIME SOFTENING | D | CORROSION CONTROL | D19 | CORR-CTRL/PH ADJUSTMENT
4060642 | HOLLYWOOD CITY OF | 1 | HOLLYWOOD PLANT-LIME SOFTENING | E | TASTE-ODOR CONTROL | E28 | T-O CTRL/PACKED TWR-AERA
4060642 | HOLLYWOOD CITY OF | 1 | HOLLYWOOD PLANT-LIME SOFTENING | G | IRON REMOVAL | G07 | IRON RMVL/OTHER DISINFECT
4060642 | HOLLYWOOD CITY OF | 1 | HOLLYWOOD PLANT-LIME SOFTENING | H | SOFTENING | H24 | SOFTENING/LIME-SODA
4060642 | HOLLYWOOD CITY OF | 1 | HOLLYWOOD PLANT-LIME SOFTENING | H | SOFTENING | H10 | SOFTENING/COAGULATION
4060642 | HOLLYWOOD CITY OF | 1 | HOLLYWOOD PLANT-LIME SOFTENING | H | SOFTENING | H38 | SOFTENING/NANOFILTRATION
4060642 | HOLLYWOOD CITY OF | 1 | HOLLYWOOD PLANT-LIME SOFTENING | H | SOFTENING | H26 | SOFTENING/REVERSE OSMOSIS
4060642 | HOLLYWOOD CITY OF | 3 | MEMBRANE SOFTENING | H | SOFTENING | H38 | SOFTENING/NANOFILTRATION
4060642 | HOLLYWOOD CITY OF | 4 | REVERSE OSMOSIS | K | DESALINATION | K26 | DESALINAT/REVERSE OSMOSIS
4060642 | HOLLYWOOD CITY OF | 1 | HOLLYWOOD PLANT-LIME SOFTENING | Z | OTHER | Z19 | OTHER/PH ADJUSTMENT
4060642 | HOLLYWOOD CITY OF | 3 | MEMBRANE SOFTENING | Z | OTHER | Z27 | OTHER/FLUORIDATION
4060642 | HOLLYWOOD CITY OF | 4 | REVERSE OSMOSIS | Z | OTHER | Z26 | OTHER/REVERSE OSMOSIS
4060642 | HOLLYWOOD CITY OF | 4 | REVERSE OSMOSIS | Z | OTHER | Z27 | OTHER/FLUORIDATION
4060642 | HOLLYWOOD CITY OF | 1 | HOLLYWOOD PLANT-LIME SOFTENING | Z | OTHER | Z27 | OTHER/FLUORIDATION
4060787 | LAUDERHILL CITY OF | 1 | LAUDERHILL CITY OF | B | DISINFECT | B01 | DISINFECT/GASEOUS CHLORIN
4060787 | LAUDERHILL CITY OF | 1 | LAUDERHILL CITY OF | B | DISINFECT | B04 | DISINFECT/CHLORAMINES
4060787 | LAUDERHILL CITY OF | 1 | LAUDERHILL CITY OF | C | PARTICLE REMOVAL | C10 | PART-RMVL/COAGULATION
4060787 | LAUDERHILL CITY OF | 1 | LAUDERHILL CITY OF | C | PARTICLE REMOVAL | C11 | PART-RMVL/FLOCCULATION
4060787 | LAUDERHILL CITY OF | 1 | LAUDERHILL CITY OF | C | PARTICLE REMOVAL | C12 | PART-RMVL/SEDIMENTATION
4060787 | LAUDERHILL CITY OF | 1 | LAUDERHILL CITY OF | C | PARTICLE REMOVAL | C14 | PART-RMVL/RAPID SAND FIL
4060787 | LAUDERHILL CITY OF | 1 | LAUDERHILL CITY OF | C | PARTICLE REMOVAL | C09 | PART-RMVL/RAPID MIX
4060787 | LAUDERHILL CITY OF | 1 | LAUDERHILL CITY OF | D | CORROSION CONTROL | D19 | CORR-CTRL/PH ADJUSTMENT
4060787 | LAUDERHILL CITY OF | 1 | LAUDERHILL CITY OF | H | SOFTENING | H24 | SOFTENING/LIME-SODA
4060787 | LAUDERHILL CITY OF | 1 | LAUDERHILL CITY OF | Z | OTHER | Z27 | OTHER/FLUORIDATION
4060787 | LAUDERHILL CITY OF | 1 | LAUDERHILL CITY OF | Z | OTHER | Z19 | OTHER/PH ADJUSTMENT
4060845 | CITY OF MARGATE | 1 | MARGATE CITY OF | B | DISINFECT | B02 | DISINFECT/HYPOCHLORIN
4060845 | CITY OF MARGATE | 1 | MARGATE CITY OF | B | DISINFECT | B04 | DISINFECT/CHLORAMINES
4060845 | CITY OF MARGATE | 1 | MARGATE CITY OF | C | PARTICLE REMOVAL | C10 | PART-RMVL/COAGULATION
4060845 | CITY OF MARGATE | 1 | MARGATE CITY OF | C | PARTICLE REMOVAL | C11 | PART-RMVL/FLOCCULATION
4060845 | CITY OF MARGATE | 1 | MARGATE CITY OF | C | PARTICLE REMOVAL | C12 | PART-RMVL/SEDIMENTATION
4060845 | CITY OF MARGATE | 1 | MARGATE CITY OF | C | PARTICLE REMOVAL | C14 | PART-RMVL/RAPID SAND FIL
4060845 | CITY OF MARGATE | 1 | MARGATE CITY OF | C | PARTICLE REMOVAL | C09 | PART-RMVL/RAPID MIX
4060845 | CITY OF MARGATE | 1 | MARGATE CITY OF | D | CORROSION CONTROL | D36 | CORR-CTRL/CORROSION INHIB
4060845 | CITY OF MARGATE | 1 | MARGATE CITY OF | H | SOFTENING | H24 | SOFTENING/LIME-SODA
4060845 | CITY OF MARGATE | 1 | MARGATE CITY OF | Z | OTHER | Z27 | OTHER/FLUORIDATION
4060925 | MIRAMAR (EAST & WEST) PLANTS | 1 | CITY OF MIRAMAR (EAST) PLANT | B | DISINFECT | B01 | DISINFECT/GASEOUS CHLORIN
4060925 | MIRAMAR (EAST & WEST) PLANTS | 2 | CITY OF MIRAMAR (WEST) PLANT | B | DISINFECT | B04 | DISINFECT/CHLORAMINES
4060925 | MIRAMAR (EAST & WEST) PLANTS | 2 | CITY OF MIRAMAR (WEST) PLANT | B | DISINFECT | B02 | DISINFECT/HYPOCHLORIN
4060925 | MIRAMAR (EAST & WEST) PLANTS | 1 | CITY OF MIRAMAR (EAST) PLANT | B | DISINFECT | B04 | DISINFECT/CHLORAMINES
4060925 | MIRAMAR (EAST & WEST) PLANTS | 1 | CITY OF MIRAMAR (EAST) PLANT | C | PARTICLE REMOVAL | C38 | PART-RMVL/NANOFILTRATION
4060925 | MIRAMAR (EAST & WEST) PLANTS | 1 | CITY OF MIRAMAR (EAST) PLANT | C | PARTICLE REMOVAL | C14 | PART-RMVL/RAPID SAND FIL
4060925 | MIRAMAR (EAST & WEST) PLANTS | 1 | CITY OF MIRAMAR (EAST) PLANT | D | CORROSION CONTROL | D36 | CORR-CTRL/CORROSION INHIB
4060925 | MIRAMAR (EAST & WEST) PLANTS | 2 | CITY OF MIRAMAR (WEST) PLANT | D | CORROSION CONTROL | D36 | CORR-CTRL/CORROSION INHIB
4060925 | MIRAMAR (EAST & WEST) PLANTS | 2 | CITY OF MIRAMAR (WEST) PLANT | E | TASTE-ODOR CONTROL | E28 | T-O CTRL/PACKED TWR-AERA
4060925 | MIRAMAR (EAST & WEST) PLANTS | 1 | CITY OF MIRAMAR (EAST) PLANT | H | SOFTENING | H10 | SOFTENING/COAGULATION
4060925 | MIRAMAR (EAST & WEST) PLANTS | 1 | CITY OF MIRAMAR (EAST) PLANT | H | SOFTENING | H24 | SOFTENING/LIME-SODA
4060925 | MIRAMAR (EAST & WEST) PLANTS | 2 | CITY OF MIRAMAR (WEST) PLANT | H | SOFTENING | H38 | SOFTENING/NANOFILTRATION
4060925 | MIRAMAR (EAST & WEST) PLANTS | 1 | CITY OF MIRAMAR (EAST) PLANT | H | SOFTENING | H14 | SOFTENING/RAPID SAND FIL
4060925 | MIRAMAR (EAST & WEST) PLANTS | 2 | CITY OF MIRAMAR (WEST) PLANT | Z | OTHER | Z19 | OTHER/PH ADJUSTMENT
4060925 | MIRAMAR (EAST & WEST) PLANTS | 1 | CITY OF MIRAMAR (EAST) PLANT | Z | OTHER | Z19 | OTHER/PH ADJUSTMENT
4060925 | MIRAMAR (EAST & WEST) PLANTS | 1 | CITY OF MIRAMAR (EAST) PLANT | Z | OTHER | Z27 | OTHER/FLUORIDATION
4060925 | MIRAMAR (EAST & WEST) PLANTS | 2 | CITY OF MIRAMAR (WEST) PLANT | Z | OTHER | Z27 | OTHER/FLUORIDATION
4060926 | MIRAMAR WEST WATER SYSTEM | 1 | MIRAMAR WEST WATER PLANT | B | DISINFECT | B02 | DISINFECT/HYPOCHLORIN
4060926 | MIRAMAR WEST WATER SYSTEM | 1 | MIRAMAR WEST WATER PLANT | H | SOFTENING | H26 | SOFTENING/REVERSE OSMOSIS
4060926 | MIRAMAR WEST WATER SYSTEM | 1 | MIRAMAR WEST WATER PLANT | Z | OTHER | Z27 | OTHER/FLUORIDATION
4060976 | NORTH LAUDERDALE CITY OF | 1 | NORTH LAUDERDALE CITY OF | B | DISINFECT | B04 | DISINFECT/CHLORAMINES
4060976 | NORTH LAUDERDALE CITY OF | 1 | NORTH LAUDERDALE CITY OF | B | DISINFECT | B01 | DISINFECT/GASEOUS CHLORIN
4060976 | NORTH LAUDERDALE CITY OF | 1 | NORTH LAUDERDALE CITY OF | C | PARTICLE REMOVAL | C14 | PART-RMVL/RAPID SAND FIL
4060976 | NORTH LAUDERDALE CITY OF | 1 | NORTH LAUDERDALE CITY OF | D | CORROSION CONTROL | D24 | CORR-CTRL/LIME-SODA
4060976 | NORTH LAUDERDALE CITY OF | 1 | NORTH LAUDERDALE CITY OF | G | IRON REMOVAL | G20 | IRON RMVL/AERATION
4060976 | NORTH LAUDERDALE CITY OF | 1 | NORTH LAUDERDALE CITY OF | H | SOFTENING | H24 | SOFTENING/LIME-SODA
4060976 | NORTH LAUDERDALE CITY OF | 1 | NORTH LAUDERDALE CITY OF | Z | OTHER | Z27 | OTHER/FLUORIDATION
4060989 | OAKLAND PARK CITY OF | 1 | OAKLAND PARK (FT LAUD/FIVEASH) | A | NO TRTMT | A | NO TRTMT
4061083 | PEMBROKE PINES CITY OF | 1 | PEMBROKE PINES #1 | B | DISINFECT | B01 | DISINFECT/GASEOUS CHLORIN
4061083 | PEMBROKE PINES CITY OF | 1 | PEMBROKE PINES #1 | B | DISINFECT | B04 | DISINFECT/CHLORAMINES
4061083 | PEMBROKE PINES CITY OF | 1 | PEMBROKE PINES #1 | B | DISINFECT | B02 | DISINFECT/HYPOCHLORIN
4061083 | PEMBROKE PINES CITY OF | 1 | PEMBROKE PINES #1 | C | PARTICLE REMOVAL | C14 | PART-RMVL/RAPID SAND FIL
4061083 | PEMBROKE PINES CITY OF | 1 | PEMBROKE PINES #1 | D | CORROSION CONTROL | D24 | CORR-CTRL/LIME-SODA
4061083 | PEMBROKE PINES CITY OF | 1 | PEMBROKE PINES #1 | D | CORROSION CONTROL | D36 | CORR-CTRL/CORROSION INHIB
4061083 | PEMBROKE PINES CITY OF | 1 | PEMBROKE PINES #1 | G | IRON REMOVAL | G25 | IRON RMVL/ION EXCHANGE
4061083 | PEMBROKE PINES CITY OF | 1 | PEMBROKE PINES #1 | H | SOFTENING | H24 | SOFTENING/LIME-SODA
4061083 | PEMBROKE PINES CITY OF | 1 | PEMBROKE PINES #1 | Z | OTHER | Z27 | OTHER/FLUORIDATION
4061083 | PEMBROKE PINES CITY OF | 1 | PEMBROKE PINES #1 | Z | OTHER | Z25 | OTHER/ION EXCHANGE
4061121 | PLANTATION EAST & CENTRAL | 2 | PLANTATION CENTRAL | B | DISINFECT | B04 | DISINFECT/CHLORAMINES
4061121 | PLANTATION EAST & CENTRAL | 2 | PLANTATION CENTRAL | B | DISINFECT | B02 | DISINFECT/HYPOCHLORIN
4061121 | PLANTATION EAST & CENTRAL | 1 | PLANTATION EAST | B | DISINFECT | B02 | DISINFECT/HYPOCHLORIN
4061121 | PLANTATION EAST & CENTRAL | 1 | PLANTATION EAST | B | DISINFECT | B04 | DISINFECT/CHLORAMINES
4061121 | PLANTATION EAST & CENTRAL | 2 | PLANTATION CENTRAL | D | CORROSION CONTROL | D36 | CORR-CTRL/CORROSION INHIB
4061121 | PLANTATION EAST & CENTRAL | 1 | PLANTATION EAST | D | CORROSION CONTROL | D36 | CORR-CTRL/CORROSION INHIB
4061121 | PLANTATION EAST & CENTRAL | 1 | PLANTATION EAST | H | SOFTENING | H38 | SOFTENING/NANOFILTRATION
4061121 | PLANTATION EAST & CENTRAL | 2 | PLANTATION CENTRAL | H | SOFTENING | H38 | SOFTENING/NANOFILTRATION
4061121 | PLANTATION EAST & CENTRAL | 2 | PLANTATION CENTRAL | Z | OTHER | Z27 | OTHER/FLUORIDATION
4061121 | PLANTATION EAST & CENTRAL | 2 | PLANTATION CENTRAL | Z | OTHER | Z28 | OTHER/PACKED TWR-AERA
4061121 | PLANTATION EAST & CENTRAL | 2 | PLANTATION CENTRAL | Z | OTHER | Z29 | OTHER/CARTRIDGE FILTR
4061121 | PLANTATION EAST & CENTRAL | 2 | PLANTATION CENTRAL | Z | OTHER | Z19 | OTHER/PH ADJUSTMENT
4061121 | PLANTATION EAST & CENTRAL | 1 | PLANTATION EAST | Z | OTHER | Z19 | OTHER/PH ADJUSTMENT
4061121 | PLANTATION EAST & CENTRAL | 1 | PLANTATION EAST | Z | OTHER | Z28 | OTHER/PACKED TWR-AERA
4061121 | PLANTATION EAST & CENTRAL | 1 | PLANTATION EAST | Z | OTHER | Z29 | OTHER/CARTRIDGE FILTR
4061121 | PLANTATION EAST & CENTRAL | 1 | PLANTATION EAST | Z | OTHER | Z27 | OTHER/FLUORIDATION
4061127 | CITY OF WESTON (INDIAN TRACE) | 1 | INDIAN TRACE COMM. DEV. DIST. | B | DISINFECT | B02 | DISINFECT/HYPOCHLORIN
4061129 | POMPANO BEACH CITY OF | 1 | POMPANO | B | DISINFECT | B04 | DISINFECT/CHLORAMINES
4061129 | POMPANO BEACH CITY OF | 1 | POMPANO | C | PARTICLE REMOVAL | C14 | PART-RMVL/RAPID SAND FIL
4061129 | POMPANO BEACH CITY OF | 1 | POMPANO | C | PARTICLE REMOVAL | C12 | PART-RMVL/SEDIMENTATION
4061129 | POMPANO BEACH CITY OF | 1 | POMPANO | C | PARTICLE REMOVAL | C11 | PART-RMVL/FLOCCULATION
4061129 | POMPANO BEACH CITY OF | 1 | POMPANO | C | PARTICLE REMOVAL | C10 | PART-RMVL/COAGULATION
4061129 | POMPANO BEACH CITY OF | 1 | POMPANO | D | CORROSION CONTROL | D36 | CORR-CTRL/CORROSION INHIB
4061129 | POMPANO BEACH CITY OF | 1 | POMPANO | H | SOFTENING | H24 | SOFTENING/LIME-SODA
4061129 | POMPANO BEACH CITY OF | 1 | POMPANO | H | SOFTENING | H38 | SOFTENING/NANOFILTRATION
4061129 | POMPANO BEACH CITY OF | 1 | POMPANO | H | SOFTENING | H14 | SOFTENING/RAPID SAND FIL
4061129 | POMPANO BEACH CITY OF | 1 | POMPANO | Z | OTHER | Z28 | OTHER/PACKED TWR-AERA
4061129 | POMPANO BEACH CITY OF | 1 | POMPANO | Z | OTHER | Z19 | OTHER/PH ADJUSTMENT
4061129 | POMPANO BEACH CITY OF | 1 | POMPANO | Z | OTHER | Z27 | OTHER/FLUORIDATION
4061271 | SAWGRASS RECREATION PARK | 1 | SAWGRASS RECREATION PARK | B | DISINFECT | B02 | DISINFECT/HYPOCHLORIN
4061279 | SEMINOLE HEALTH CLUB | 1 | SEMINOLE HEALTH CLUB | B | DISINFECT | B02 | DISINFECT/HYPOCHLORIN
4061281 | SEMINOLE TRUCK STOP | 1 | SEMINOLE TRUCK STOP | B | DISINFECT | B02 | DISINFECT/HYPOCHLORIN
4061281 | SEMINOLE TRUCK STOP | 1 | SEMINOLE TRUCK STOP | E | TASTE-ODOR CONTROL | E23 | T-O CTRL/GAC ADDITION
4061281 | SEMINOLE TRUCK STOP | 1 | SEMINOLE TRUCK STOP | F | ORGN-RMVL | F23 | ORGN-RMVL/GAC ADDITION
4061281 | SEMINOLE TRUCK STOP | 1 | SEMINOLE TRUCK STOP | H | SOFTENING | H25 | SOFTENING/ION EXCHANGE
4061282 | WEST MCNAB ROAD U-PIK-IT | 1 | WEST MCNAB ROAD U-PIK-IT | B | DISINFECT | B02 | DISINFECT/HYPOCHLORIN
4061282 | WEST MCNAB ROAD U-PIK-IT | 1 | WEST MCNAB ROAD U-PIK-IT | H | SOFTENING | H25 | SOFTENING/ION EXCHANGE
4061283 | IGLESIA MISION VIDA | 1 | WEST BROWARD COMMUNITY CENTER | B | DISINFECT | B02 | DISINFECT/HYPOCHLORIN
4061283 | IGLESIA MISION VIDA | 1 | WEST BROWARD COMMUNITY CENTER | E | TASTE-ODOR CONTROL | E15 | T-O CTRL/PRESS SAND FILT
4061283 | IGLESIA MISION VIDA | 1 | WEST BROWARD COMMUNITY CENTER | F | ORGN-RMVL | F23 | ORGN-RMVL/GAC ADDITION
4061283 | IGLESIA MISION VIDA | 1 | WEST BROWARD COMMUNITY CENTER | G | IRON REMOVAL | G15 | IRON RMVL/PRESS SAND FILT
4061283 | IGLESIA MISION VIDA | 1 | WEST BROWARD COMMUNITY CENTER | H | SOFTENING | H25 | SOFTENING/ION EXCHANGE
4061284 | CHRIST COVENANT CHURCH | 1 | CHRIST COVENANT CHURCH | B | DISINFECT | B02 | DISINFECT/HYPOCHLORIN
4061284 | CHRIST COVENANT CHURCH | 1 | CHRIST COVENANT CHURCH | E | TASTE-ODOR CONTROL | E15 | T-O CTRL/PRESS SAND FILT
4061284 | CHRIST COVENANT CHURCH | 1 | CHRIST COVENANT CHURCH | F | ORGN-RMVL | F23 | ORGN-RMVL/GAC ADDITION
4061284 | CHRIST COVENANT CHURCH | 1 | CHRIST COVENANT CHURCH | G | IRON REMOVAL | G15 | IRON RMVL/PRESS SAND FILT
4061284 | CHRIST COVENANT CHURCH | 1 | CHRIST COVENANT CHURCH | H | SOFTENING | H25 | SOFTENING/ION EXCHANGE
4061408 | SUNRISE SAWGRASS | 1 | SUNRISE #3 | B | DISINFECT | B04 | DISINFECT/CHLORAMINES
4061408 | SUNRISE SAWGRASS | 1 | SUNRISE #3 | B | DISINFECT | B02 | DISINFECT/HYPOCHLORIN
4061408 | SUNRISE SAWGRASS | 1 | SUNRISE #3 | D | CORROSION CONTROL | D36 | CORR-CTRL/CORROSION INHIB
4061408 | SUNRISE SAWGRASS | 1 | SUNRISE #3 | E | TASTE-ODOR CONTROL | E28 | T-O CTRL/PACKED TWR-AERA
4061408 | SUNRISE SAWGRASS | 1 | SUNRISE #3 | G | IRON REMOVAL | G07 | IRON RMVL/OTHER DISINFECT
4061408 | SUNRISE SAWGRASS | 1 | SUNRISE #3 | H | SOFTENING | H38 | SOFTENING/NANOFILTRATION
4061408 | SUNRISE SAWGRASS | 1 | SUNRISE #3 | Z | OTHER | Z27 | OTHER/FLUORIDATION
4061410 | SUNRISE SPRINGTREE | 1 | SUNRISE #1 | B | DISINFECT | B04 | DISINFECT/CHLORAMINES
4061410 | SUNRISE SPRINGTREE | 1 | SUNRISE #1 | B | DISINFECT | B02 | DISINFECT/HYPOCHLORIN
4061410 | SUNRISE SPRINGTREE | 1 | SUNRISE #1 | D | CORROSION CONTROL | D24 | CORR-CTRL/LIME-SODA
4061410 | SUNRISE SPRINGTREE | 1 | SUNRISE #1 | D | CORROSION CONTROL | D36 | CORR-CTRL/CORROSION INHIB
4061410 | SUNRISE SPRINGTREE | 1 | SUNRISE #1 | G | IRON REMOVAL | G07 | IRON RMVL/OTHER DISINFECT
4061410 | SUNRISE SPRINGTREE | 1 | SUNRISE #1 | H | SOFTENING | H24 | SOFTENING/LIME-SODA
4061410 | SUNRISE SPRINGTREE | 1 | SUNRISE #1 | H | SOFTENING | H14 | SOFTENING/RAPID SAND FIL
4061410 | SUNRISE SPRINGTREE | 1 | SUNRISE #1 | H | SOFTENING | H10 | SOFTENING/COAGULATION
4061410 | SUNRISE SPRINGTREE | 1 | SUNRISE #1 | Z | OTHER | Z28 | OTHER/PACKED TWR-AERA
4061410 | SUNRISE SPRINGTREE | 1 | SUNRISE #1 | Z | OTHER | Z26 | OTHER/REVERSE OSMOSIS
4061410 | SUNRISE SPRINGTREE | 1 | SUNRISE #1 | Z | OTHER | Z27 | OTHER/FLUORIDATION
4061429 | TAMARAC (WEST) CITY OF | 1 | TAMARAC WEST | B | DISINFECT | B02 | DISINFECT/HYPOCHLORIN
4061429 | TAMARAC (WEST) CITY OF | 1 | TAMARAC WEST | B | DISINFECT | B04 | DISINFECT/CHLORAMINES
4061429 | TAMARAC (WEST) CITY OF | 1 | TAMARAC WEST | C | PARTICLE REMOVAL | C09 | PART-RMVL/RAPID MIX
4061429 | TAMARAC (WEST) CITY OF | 1 | TAMARAC WEST | C | PARTICLE REMOVAL | C10 | PART-RMVL/COAGULATION
4061429 | TAMARAC (WEST) CITY OF | 1 | TAMARAC WEST | C | PARTICLE REMOVAL | C11 | PART-RMVL/FLOCCULATION
4061429 | TAMARAC (WEST) CITY OF | 1 | TAMARAC WEST | C | PARTICLE REMOVAL | C14 | PART-RMVL/RAPID SAND FIL
4061429 | TAMARAC (WEST) CITY OF | 1 | TAMARAC WEST | C | PARTICLE REMOVAL | C12 | PART-RMVL/SEDIMENTATION
4061429 | TAMARAC (WEST) CITY OF | 1 | TAMARAC WEST | H | SOFTENING | H14 | SOFTENING/RAPID SAND FIL
4061429 | TAMARAC (WEST) CITY OF | 1 | TAMARAC WEST | H | SOFTENING | H24 | SOFTENING/LIME-SODA
4061429 | TAMARAC (WEST) CITY OF | 1 | TAMARAC WEST | Z | OTHER | Z27 | OTHER/FLUORIDATION
4061444 | TEXACO SERVICE STATION | 1 |  | B | DISINFECT | B02 | DISINFECT/HYPOCHLORIN
4061517 | ROYAL WATERWORKS INC | 1 | ROYAL UTILITY COMPANY | B | DISINFECT | B01 | DISINFECT/GASEOUS CHLORIN
4061517 | ROYAL WATERWORKS INC | 1 | ROYAL UTILITY COMPANY | C | PARTICLE REMOVAL | C11 | PART-RMVL/FLOCCULATION
4061517 | ROYAL WATERWORKS INC | 1 | ROYAL UTILITY COMPANY | C | PARTICLE REMOVAL | C12 | PART-RMVL/SEDIMENTATION
4061517 | ROYAL WATERWORKS INC | 1 | ROYAL UTILITY COMPANY | C | PARTICLE REMOVAL | C10 | PART-RMVL/COAGULATION
4061517 | ROYAL WATERWORKS INC | 1 | ROYAL UTILITY COMPANY | C | PARTICLE REMOVAL | C14 | PART-RMVL/RAPID SAND FIL
4061517 | ROYAL WATERWORKS INC | 1 | ROYAL UTILITY COMPANY | D | CORROSION CONTROL | D24 | CORR-CTRL/LIME-SODA
4061517 | ROYAL WATERWORKS INC | 1 | ROYAL UTILITY COMPANY | H | SOFTENING | H24 | SOFTENING/LIME-SODA
4061517 | ROYAL WATERWORKS INC | 1 | ROYAL UTILITY COMPANY | Z | OTHER | Z27 | OTHER/FLUORIDATION
4061517 | ROYAL WATERWORKS INC | 1 | ROYAL UTILITY COMPANY | Z | OTHER | Z20 | OTHER/AERATION
4061574 | WILTON MANORS CITY OF | 1 | WILTON MANOR (FT LAUD/FIVEASH) | A | NO TRTMT | A | NO TRTMT
4061584 | COCONUT CREEK CITY OF | 1 | COCONUT CREEK-HILLSBORO TANK | B | DISINFECT | B04 | DISINFECT/CHLORAMINES
4061584 | COCONUT CREEK CITY OF | 2 | COCONUT CREEK-HILTON TANK | B | DISINFECT | B04 | DISINFECT/CHLORAMINES
4061593 | TAMARAC (EAST) CITY OF | 1 | TAMARAC (FT LAUD/FIVEASH) | A | NO TRTMT | A | NO TRTMT
4061603 | BROWARD CO PORT EVERGLADES DPT | 1 | PORT EVERGLADES AUTHORITY | A | NO TRTMT | A | NO TRTMT
4061611 | DEENIE'S HIDEAWAY | 1 | DEENIE'S HIDEAWAY | B | DISINFECT | B02 | DISINFECT/HYPOCHLORIN
4061925 | DAVIE (HACIENDA VILLAGE) | 1 | DAVIE (HACIENDA VILLAGE) | A | NO TRTMT | A | NO TRTMT
4061957 | PARKLAND UTILITIES INC | 1 | PARKLAND | B | DISINFECT | B04 | DISINFECT/CHLORAMINES
4061957 | PARKLAND UTILITIES INC | 1 | PARKLAND | B | DISINFECT | B01 | DISINFECT/GASEOUS CHLORIN
4061957 | PARKLAND UTILITIES INC | 1 | PARKLAND | C | PARTICLE REMOVAL | C14 | PART-RMVL/RAPID SAND FIL
4061957 | PARKLAND UTILITIES INC | 1 | PARKLAND | D | CORROSION CONTROL | D24 | CORR-CTRL/LIME-SODA
4061957 | PARKLAND UTILITIES INC | 1 | PARKLAND | H | SOFTENING | H24 | SOFTENING/LIME-SODA
4061957 | PARKLAND UTILITIES INC | 1 | PARKLAND | Z | OTHER | Z27 | OTHER/FLUORIDATION
4061957 | PARKLAND UTILITIES INC | 1 | PARKLAND | Z | OTHER | Z20 | OTHER/AERATION
4064293 | TEMPLE IN THE PINES | 1 | TEMPLE IN THE PINES | B | DISINFECT | B02 | DISINFECT/HYPOCHLORIN
4064314 | GEORGE'S DANIA TEXACO | 1 | GEORGE'S DANIA TEXACO | B | DISINFECT | B02 | DISINFECT/HYPOCHLORIN
4064316 | HARTZ APTS | 1 | HARTZ APTS | B | DISINFECT | B02 | DISINFECT/HYPOCHLORIN
4064326 | SUNRISE SOUTHWEST | 1 | SOUTH BROWARD UTILITY | B | DISINFECT | B04 | DISINFECT/CHLORAMINES
4064326 | SUNRISE SOUTHWEST | 1 | SOUTH BROWARD UTILITY | B | DISINFECT | B02 | DISINFECT/HYPOCHLORIN
4064326 | SUNRISE SOUTHWEST | 1 | SOUTH BROWARD UTILITY | C | PARTICLE REMOVAL | C14 | PART-RMVL/RAPID SAND FIL
4064326 | SUNRISE SOUTHWEST | 1 | SOUTH BROWARD UTILITY | D | CORROSION CONTROL | D24 | CORR-CTRL/LIME-SODA
4064326 | SUNRISE SOUTHWEST | 1 | SOUTH BROWARD UTILITY | G | IRON REMOVAL | G20 | IRON RMVL/AERATION
4064326 | SUNRISE SOUTHWEST | 1 | SOUTH BROWARD UTILITY | H | SOFTENING | H24 | SOFTENING/LIME-SODA
4064326 | SUNRISE SOUTHWEST | 1 | SOUTH BROWARD UTILITY | H | SOFTENING | H10 | SOFTENING/COAGULATION
4064326 | SUNRISE SOUTHWEST | 1 | SOUTH BROWARD UTILITY | Z | OTHER | Z27 | OTHER/FLUORIDATION
4064326 | SUNRISE SOUTHWEST | 1 | SOUTH BROWARD UTILITY | Z | OTHER | Z20 | OTHER/AERATION
4064346 | SCHOTT MEMORIAL | 1 | SCHOTT MEMORIAL | B | DISINFECT | B02 | DISINFECT/HYPOCHLORIN
4064348 | TREE TOPS PARK | 1 | TREE TOPS PARK | B | DISINFECT | B02 | DISINFECT/HYPOCHLORIN
4064352 | HOLY SACRAMENT DAY SCHOOL | 1 | HOLY SACRAMENT DAY SCHOOL | A | NO TRTMT | A | NO TRTMT
4064386 | GOOD NEWS RANCH | 1 | GOOD NEWS RANCH | B | DISINFECT | B02 | DISINFECT/HYPOCHLORIN
4064390 | NORTH SPRINGS IMPROVEMENT DISTRICT | 1 | NORTH SPRINGS IMPROVEMENT DIST | B | DISINFECT | B01 | DISINFECT/GASEOUS CHLORIN
4064390 | NORTH SPRINGS IMPROVEMENT DISTRICT | 1 | NORTH SPRINGS IMPROVEMENT DIST | B | DISINFECT | B04 | DISINFECT/CHLORAMINES
4064390 | NORTH SPRINGS IMPROVEMENT DISTRICT | 1 | NORTH SPRINGS IMPROVEMENT DIST | C | PARTICLE REMOVAL | C14 | PART-RMVL/RAPID SAND FIL
4064390 | NORTH SPRINGS IMPROVEMENT DISTRICT | 1 | NORTH SPRINGS IMPROVEMENT DIST | E | TASTE-ODOR CONTROL | E20 | T-O CTRL/AERATION
4064390 | NORTH SPRINGS IMPROVEMENT DISTRICT | 1 | NORTH SPRINGS IMPROVEMENT DIST | Z | OTHER | Z27 | OTHER/FLUORIDATION
4064391 | DONALD A KULLMAN MD | 1 | DONALD A. KULLMAN M.D. | B | DISINFECT | B02 | DISINFECT/HYPOCHLORIN
4064395 | IGLESIA BAUTISTA WEST BROWARD | 1 | FIRST BAPTIST CHURCH | B | DISINFECT | B02 | DISINFECT/HYPOCHLORIN
4064400 | COMMUNITY WORSHIP CENTER | 1 | COMMUNITY WORSHIP CENTER | B | DISINFECT | B02 | DISINFECT/HYPOCHLORIN
4064400 | COMMUNITY WORSHIP CENTER | 1 | COMMUNITY WORSHIP CENTER | B | DISINFECT | B30 | DISINFECT/GREENSAND FILTR
4064400 | COMMUNITY WORSHIP CENTER | 1 | COMMUNITY WORSHIP CENTER | H | SOFTENING | H25 | SOFTENING/ION EXCHANGE
4064401 | LIVING WORD OPEN BIBLE CHURCH | 1 | LIVING WORD OPEN BIBLE CHURCH | B | DISINFECT | B02 | DISINFECT/HYPOCHLORIN
4064401 | LIVING WORD OPEN BIBLE CHURCH | 1 | LIVING WORD OPEN BIBLE CHURCH | E | TASTE-ODOR CONTROL | E15 | T-O CTRL/PRESS SAND FILT
4064401 | LIVING WORD OPEN BIBLE CHURCH | 1 | LIVING WORD OPEN BIBLE CHURCH | F | ORGN-RMVL | F23 | ORGN-RMVL/GAC ADDITION
4064401 | LIVING WORD OPEN BIBLE CHURCH | 1 | LIVING WORD OPEN BIBLE CHURCH | G | IRON REMOVAL | G15 | IRON RMVL/PRESS SAND FILT
4064401 | LIVING WORD OPEN BIBLE CHURCH | 1 | LIVING WORD OPEN BIBLE CHURCH | H | SOFTENING | H25 | SOFTENING/ION EXCHANGE
4064402 | TOWN OF SW RANCHES/TOWN HALL | 1 | SW RANCHES TOWN HALL | B | DISINFECT | B02 | DISINFECT/HYPOCHLORIN
4064402 | TOWN OF SW RANCHES/TOWN HALL | 1 | SW RANCHES TOWN HALL | F | ORGN-RMVL | F23 | ORGN-RMVL/GAC ADDITION
4064402 | TOWN OF SW RANCHES/TOWN HALL | 1 | SW RANCHES TOWN HALL | G | IRON REMOVAL | G15 | IRON RMVL/PRESS SAND FILT
4064402 | TOWN OF SW RANCHES/TOWN HALL | 1 | SW RANCHES TOWN HALL | H | SOFTENING | H25 | SOFTENING/ION EXCHANGE
4064403 | I-75 REST AREA | 1 | I-75 REST AREA | B | DISINFECT | B02 | DISINFECT/HYPOCHLORIN
4064403 | I-75 REST AREA | 1 | I-75 REST AREA | C | PARTICLE REMOVAL | C26 | PART-RMVL/REVERSE OSMOSIS
4064404 | WESTON SPANISH CONGREGATION OF JEHOVA'S | 1 | WESTON SPANISH CONGREGATION | B | DISINFECT | B02 | DISINFECT/HYPOCHLORIN
4064404 | WESTON SPANISH CONGREGATION OF JEHOVA'S | 1 | WESTON SPANISH CONGREGATION | F | ORGN-RMVL | F38 | ORGN-RMVL/NANOFILTRATION
4064404 | WESTON SPANISH CONGREGATION OF JEHOVA'S | 1 | WESTON SPANISH CONGREGATION | H | SOFTENING | H38 | SOFTENING/NANOFILTRATION
4064410 | NORWEGIAN SEAMEN'S CHURCH INC. | 1 | NORWEGIAN SEAMEN'S CHURCH | B | DISINFECT | B02 | DISINFECT/HYPOCHLORIN
4064410 | NORWEGIAN SEAMEN'S CHURCH INC. | 1 | NORWEGIAN SEAMEN'S CHURCH | B | DISINFECT | B20 | DISINFECT/AERATION
4064410 | NORWEGIAN SEAMEN'S CHURCH INC. | 1 | NORWEGIAN SEAMEN'S CHURCH | G | IRON REMOVAL | G25 | IRON RMVL/ION EXCHANGE
4064413 | TOWN OF SW RANCHES ROLLING OAK BARN | 1 | ROLLING OAK BARN | B | DISINFECT | B02 | DISINFECT/HYPOCHLORIN
4064413 | TOWN OF SW RANCHES ROLLING OAK BARN | 1 | ROLLING OAK BARN | C | PARTICLE REMOVAL | C23 | PART-RMVL/GAC ADDITION
4064413 | TOWN OF SW RANCHES ROLLING OAK BARN | 1 | ROLLING OAK BARN | H | SOFTENING | H25 | SOFTENING/ION EXCHANGE
4064414 | TOWN OF SW RANCHES COUNTRY ESTATES PARK | 1 | COUNTRY ESTATES | B | DISINFECT | B02 | DISINFECT/HYPOCHLORIN
4064414 | TOWN OF SW RANCHES COUNTRY ESTATES PARK | 1 | COUNTRY ESTATES | G | IRON REMOVAL | G25 | IRON RMVL/ION EXCHANGE
4064414 | TOWN OF SW RANCHES COUNTRY ESTATES PARK | 1 | COUNTRY ESTATES | Z | OTHER | Z20 | OTHER/AERATION
4130048 | LAS MERCEDES ENTERPRISE INC. | 1 | ANDERSON'S CORNER GROCERY | B | DISINFECT | B02 | DISINFECT/HYPOCHLORIN
4130053 | OLD CUTLER BAIT AND TACKLE | 1 | HIGHTAILIN'IT | B | DISINFECT | B02 | DISINFECT/HYPOCHLORIN
4130081 | BAPT HOME MISSION | 1 |  | B | DISINFECT | B02 | DISINFECT/HYPOCHLORIN
4130089 | BAY HARBOR ISLANDS TOWN OF | 1 |  | A | NO TRTMT | A | NO TRTMT
4130159 | BROOKS (J R) & SON | 1 | J.R. BROOKS & SON | B | DISINFECT | B02 | DISINFECT/HYPOCHLORIN
4130255 | FLORIDA CITY | 1 | FLORIDA CITY PLANT | B | DISINFECT | B01 | DISINFECT/GASEOUS CHLORIN
4130255 | FLORIDA CITY | 1 | FLORIDA CITY PLANT | D | CORROSION CONTROL | D36 | CORR-CTRL/CORROSION INHIB
4130305 | H.D. CROSS LABOR CAMP | 1 | H.D. CROSS LABOR CAMP | B | DISINFECT | B02 | DISINFECT/HYPOCHLORIN
4130320 | CAMP OWAISSA BAUER | 1 | CAMP OWAISSA BAUER | B | DISINFECT | B02 | DISINFECT/HYPOCHLORIN
4130322 | REDLAND MIDDLE SCHOOL | 1 | REDLAND JR. HIGH SCHOOL | B | DISINFECT | B01 | DISINFECT/GASEOUS CHLORIN
4130324 | GOULDS ELEMENTARY SCHOOL | 1 | GOULDS ELEMENTARY SCHOOL | B | DISINFECT | B02 | DISINFECT/HYPOCHLORIN
4130327 | REDLANDS ELEMENTARY SCHOOL | 1 | REDLANDS ELEMENTARY SCHOOL | B | DISINFECT | B01 | DISINFECT/GASEOUS CHLORIN
4130423 | BUSY BEE CAR WASH | 1 | BUSY BEE CAR WASH | B | DISINFECT | B02 | DISINFECT/HYPOCHLORIN
4130443 | PRINCETON FIRE STATION | 1 | PRINCETON FIRE STATION | B | DISINFECT | B02 | DISINFECT/HYPOCHLORIN
4130445 | TROPICAL RESEARCH & EDUCATION CENTER | 1 | TROPICAL RESEARCH CENTER | B | DISINFECT | B02 | DISINFECT/HYPOCHLORIN
4130492 | BARGAIN TOWN | 1 | BASS & SON CORPORATION | B | DISINFECT | B02 | DISINFECT/HYPOCHLORIN
4130496 | FRANKSHER BUILDING | 1 | FRANKSHER BUILDING | B | DISINFECT | B02 | DISINFECT/HYPOCHLORIN
4130517 | GENERAL PORTLAND CEMENT | 1 |  | B | DISINFECT | B02 | DISINFECT/HYPOCHLORIN
4130546 | GRANT CENTER HOSPITAL | 1 | GRANT CENTER HOSPITAL | B | DISINFECT | B02 | DISINFECT/HYPOCHLORIN
4130588 | REDLANDS MOBILE HOME PARK | 1 | REDLANDS MOBILE HOME PARK | B | DISINFECT | B02 | DISINFECT/HYPOCHLORIN
4130604 | HIALEAH CITY OF | 1 | HIALEAH REVERSE OSMOSIS PLANT | B | DISINFECT | B01 | DISINFECT/GASEOUS CHLORIN
4130604 | HIALEAH CITY OF | 1 | HIALEAH REVERSE OSMOSIS PLANT | B | DISINFECT | B26 | DISINFECT/REVERSE OSMOSIS
4130604 | HIALEAH CITY OF | 1 | HIALEAH REVERSE OSMOSIS PLANT | B | DISINFECT | B02 | DISINFECT/HYPOCHLORIN
4130604 | HIALEAH CITY OF | 1 | HIALEAH REVERSE OSMOSIS PLANT | B | DISINFECT | B04 | DISINFECT/CHLORAMINES
4130604 | HIALEAH CITY OF | 1 | HIALEAH REVERSE OSMOSIS PLANT | D | CORROSION CONTROL | D36 | CORR-CTRL/CORROSION INHIB
4130604 | HIALEAH CITY OF | 1 | HIALEAH REVERSE OSMOSIS PLANT | D | CORROSION CONTROL | D37 | CORR-CTRL/ALKALINITY ADJ.
4130604 | HIALEAH CITY OF | 1 | HIALEAH REVERSE OSMOSIS PLANT | D | CORROSION CONTROL | D19 | CORR-CTRL/PH ADJUSTMENT
4130645 | HOMESTEAD CITY OF | 1 | HOMESTEAD (WITTKOP PARK) | B | DISINFECT | B01 | DISINFECT/GASEOUS CHLORIN
4130645 | HOMESTEAD CITY OF | 2 | HOMESTEAD HARRIS FIELD WELL #6 | B | DISINFECT | B01 | DISINFECT/GASEOUS CHLORIN
4130645 | HOMESTEAD CITY OF | 1 | HOMESTEAD (WITTKOP PARK) | Z | OTHER | Z27 | OTHER/FLUORIDATION
4130645 | HOMESTEAD CITY OF | 2 | HOMESTEAD HARRIS FIELD WELL #6 | Z | OTHER | Z27 | OTHER/FLUORIDATION
4130662 | INDIAN CREEK VILLAGE | 1 |  | A | NO TRTMT | A | NO TRTMT
4130721 | MIAMI EVERGLADES CAMPGROUND | 1 | MIAMI EVERGLADES CAMPGROUND | B | DISINFECT | B02 | DISINFECT/HYPOCHLORIN
4130729 | PARMAN KENDALL CORP. | 1 | KENDALL AVOCADO | B | DISINFECT | B02 | DISINFECT/HYPOCHLORIN
4130759 | LAGUNA PALMS MOBILE HOME PARK | 1 |  | B | DISINFECT | B01 | DISINFECT/GASEOUS CHLORIN
4130780 | MELISA MECHANIC | 1 | UNIQUE TIRES | B | DISINFECT | B02 | DISINFECT/HYPOCHLORIN
4130793 | DELUXE MOTEL | 1 | DELUXE MOTEL | B | DISINFECT | B02 | DISINFECT/HYPOCHLORIN
4130833 | JONES' TRAILER PARK | 1 | JONES' TRAILER PARK | B | DISINFECT | B04 | DISINFECT/CHLORAMINES
4130851 | MARRERO SHELL STATION | 1 | MARRERO SHELL STATION | B | DISINFECT | B01 | DISINFECT/GASEOUS CHLORIN
4130871 | MDWASA - MAIN SYSTEM | 3 | MDWASA/HIALEAH | B | DISINFECT | B01 | DISINFECT/GASEOUS CHLORIN
4130871 | MDWASA - MAIN SYSTEM | 3 | MDWASA/HIALEAH | B | DISINFECT | B04 | DISINFECT/CHLORAMINES
4130871 | MDWASA - MAIN SYSTEM | 2 | MDWASA/JOHN PRESTON | B | DISINFECT | B04 | DISINFECT/CHLORAMINES
4130871 | MDWASA - MAIN SYSTEM | 2 | MDWASA/JOHN PRESTON | B | DISINFECT | B01 | DISINFECT/GASEOUS CHLORIN
4130871 | MDWASA - MAIN SYSTEM | 1 | MDWASD/ALEXANDER ORR | B | DISINFECT | B04 | DISINFECT/CHLORAMINES
4130871 | MDWASA - MAIN SYSTEM | 1 | MDWASD/ALEXANDER ORR | B | DISINFECT | B01 | DISINFECT/GASEOUS CHLORIN
4130871 | MDWASA - MAIN SYSTEM | 3 | MDWASA/HIALEAH | C | PARTICLE REMOVAL | C14 | PART-RMVL/RAPID SAND FIL
4130871 | MDWASA - MAIN SYSTEM | 2 | MDWASA/JOHN PRESTON | C | PARTICLE REMOVAL | C14 | PART-RMVL/RAPID SAND FIL
4130871 | MDWASA - MAIN SYSTEM | 1 | MDWASD/ALEXANDER ORR | C | PARTICLE REMOVAL | C14 | PART-RMVL/RAPID SAND FIL
4130871 | MDWASA - MAIN SYSTEM | 2 | MDWASA/JOHN PRESTON | D | CORROSION CONTROL | D19 | CORR-CTRL/PH ADJUSTMENT
4130871 | MDWASA - MAIN SYSTEM | 3 | MDWASA/HIALEAH | D | CORROSION CONTROL | D19 | CORR-CTRL/PH ADJUSTMENT
4130871 | MDWASA - MAIN SYSTEM | 1 | MDWASD/ALEXANDER ORR | D | CORROSION CONTROL | D37 | CORR-CTRL/ALKALINITY ADJ.
4130871 | MDWASA - MAIN SYSTEM | 2 | MDWASA/JOHN PRESTON | D | CORROSION CONTROL | D37 | CORR-CTRL/ALKALINITY ADJ.
4130871 | MDWASA - MAIN SYSTEM | 3 | MDWASA/HIALEAH | D | CORROSION CONTROL | D37 | CORR-CTRL/ALKALINITY ADJ.
4130871 | MDWASA - MAIN SYSTEM | 1 | MDWASD/ALEXANDER ORR | D | CORROSION CONTROL | D24 | CORR-CTRL/LIME-SODA
4130871 | MDWASA - MAIN SYSTEM | 2 | MDWASA/JOHN PRESTON | D | CORROSION CONTROL | D24 | CORR-CTRL/LIME-SODA
4130871 | MDWASA - MAIN SYSTEM | 3 | MDWASA/HIALEAH | D | CORROSION CONTROL | D24 | CORR-CTRL/LIME-SODA
4130871 | MDWASA - MAIN SYSTEM | 1 | MDWASD/ALEXANDER ORR | D | CORROSION CONTROL | D36 | CORR-CTRL/CORROSION INHIB
4130871 | MDWASA - MAIN SYSTEM | 2 | MDWASA/JOHN PRESTON | D | CORROSION CONTROL | D36 | CORR-CTRL/CORROSION INHIB
4130871 | MDWASA - MAIN SYSTEM | 3 | MDWASA/HIALEAH | D | CORROSION CONTROL | D36 | CORR-CTRL/CORROSION INHIB
4130871 | MDWASA - MAIN SYSTEM | 1 | MDWASD/ALEXANDER ORR | D | CORROSION CONTROL | D19 | CORR-CTRL/PH ADJUSTMENT
4130871 | MDWASA - MAIN SYSTEM | 2 | MDWASA/JOHN PRESTON | E | TASTE-ODOR CONTROL | E01 | T-O CTRL/GASEOUS CHLORIN
4130871 | MDWASA - MAIN SYSTEM | 2 | MDWASA/JOHN PRESTON | F | ORGN-RMVL | F28 | ORGN-RMVL/PACKED TWR-AERA
4130871 | MDWASA - MAIN SYSTEM | 3 | MDWASA/HIALEAH | F | ORGN-RMVL | F28 | ORGN-RMVL/PACKED TWR-AERA
4130871 | MDWASA - MAIN SYSTEM | 2 | MDWASA/JOHN PRESTON | H | SOFTENING | H24 | SOFTENING/LIME-SODA
4130871 | MDWASA - MAIN SYSTEM | 3 | MDWASA/HIALEAH | H | SOFTENING | H24 | SOFTENING/LIME-SODA
4130871 | MDWASA - MAIN SYSTEM | 1 | MDWASD/ALEXANDER ORR | H | SOFTENING | H24 | SOFTENING/LIME-SODA
4130871 | MDWASA - MAIN SYSTEM | 2 | MDWASA/JOHN PRESTON | Z | OTHER | Z10 | OTHER/COAGULATION
4130871 | MDWASA - MAIN SYSTEM | 2 | MDWASA/JOHN PRESTON | Z | OTHER | Z19 | OTHER/PH ADJUSTMENT
4130871 | MDWASA - MAIN SYSTEM | 2 | MDWASA/JOHN PRESTON | Z | OTHER | Z27 | OTHER/FLUORIDATION
4130871 | MDWASA - MAIN SYSTEM | 3 | MDWASA/HIALEAH | Z | OTHER | Z10 | OTHER/COAGULATION
4130871 | MDWASA - MAIN SYSTEM | 3 | MDWASA/HIALEAH | Z | OTHER | Z19 | OTHER/PH ADJUSTMENT
4130871 | MDWASA - MAIN SYSTEM | 3 | MDWASA/HIALEAH | Z | OTHER | Z27 | OTHER/FLUORIDATION
4130871 | MDWASA - MAIN SYSTEM | 1 | MDWASD/ALEXANDER ORR | Z | OTHER | Z27 | OTHER/FLUORIDATION
4130871 | MDWASA - MAIN SYSTEM | 1 | MDWASD/ALEXANDER ORR | Z | OTHER | Z12 | OTHER/SEDIMENTATION
4130871 | MDWASA - MAIN SYSTEM | 1 | MDWASD/ALEXANDER ORR | Z | OTHER | Z10 | OTHER/COAGULATION
4130891 | ROBERTS AIR | 1 | DADE HOMESTEAD GAA-ROBERT AIR | B | DISINFECT | B02 | DISINFECT/HYPOCHLORIN
4130891 | ROBERTS AIR | 1 | DADE HOMESTEAD GAA-ROBERT AIR | H | SOFTENING | H24 | SOFTENING/LIME-SODA
4130893 | DADE HOMESTEAD GAA - ADMIN. | 1 | DADE HOMESTEAD GAA - ADMIN | B | DISINFECT | B02 | DISINFECT/HYPOCHLORIN
4130894 | DADE HOMESTEAD GAA SKYDIVE | 1 | GULFSTREAM AVIATION | B | DISINFECT | B02 | DISINFECT/HYPOCHLORIN
4130894 | DADE HOMESTEAD GAA SKYDIVE | 1 | GULFSTREAM AVIATION | G | IRON REMOVAL | G25 | IRON RMVL/ION EXCHANGE
4130895 | D.HOMESTEAD GAA BARNES & CASH | 1 | BARNES & CASH AVIATION INC. | A | NO TRTMT | A | NO TRTMT
4130897 | DADE LANDSCAPE NURSERY | 1 | DADE LANDSCAPE NURSERY | B | DISINFECT | B02 | DISINFECT/HYPOCHLORIN
4130897 | DADE LANDSCAPE NURSERY | 1 | DADE LANDSCAPE NURSERY | C | PARTICLE REMOVAL | C15 | PART-RMVL/PRESS SAND FILT
4130899 | METATHERAPY INSTITUTE | 1 | METATHERAPY INSTITUTE | B | DISINFECT | B02 | DISINFECT/HYPOCHLORIN
4130900 | HOMESTEAD EXECUTIVE JET CENTER | 1 | DADE HOMESTEAD WYATT AVIATION | B | DISINFECT | B02 | DISINFECT/HYPOCHLORIN
4130911 | MIDAS MUFFLER | 1 | MIDAS MUFFLER | B | DISINFECT | B02 | DISINFECT/HYPOCHLORIN
4130933 | MONKEY JUNGLE | 1 | MONKEY JUNGLE | B | DISINFECT | B02 | DISINFECT/HYPOCHLORIN
4130934 | KINGSWOOD MONTESSORI ACADEMY INC. | 1 | MONTESSORI COUNTRY SCHOOL | B | DISINFECT | B02 | DISINFECT/HYPOCHLORIN
4130934 | KINGSWOOD MONTESSORI ACADEMY INC. | 1 | MONTESSORI COUNTRY SCHOOL | C | PARTICLE REMOVAL | C29 | PART-RMVL/CARTRIDGE FILTR
4130951 | LAST CHANCE LOUNGE | 1 | LAST CHANCE LOUNGE | B | DISINFECT | B02 | DISINFECT/HYPOCHLORIN
4130963 | NEW ENGLAND OYSTER HOUSE | 1 |  | B | DISINFECT | B01 | DISINFECT/GASEOUS CHLORIN
4130970 | NORTH BAY VILLAGE CITY OF | 1 |  | A | NO TRTMT | A | NO TRTMT
4130977 | NORTH MIAMI CITY OF | 1 | NORTH MIAMI CITY OF | B | DISINFECT | B01 | DISINFECT/GASEOUS CHLORIN
4130977 | NORTH MIAMI CITY OF | 1 | NORTH MIAMI CITY OF | C | PARTICLE REMOVAL | C10 | PART-RMVL/COAGULATION
4130977 | NORTH MIAMI CITY OF | 1 | NORTH MIAMI CITY OF | C | PARTICLE REMOVAL | C14 | PART-RMVL/RAPID SAND FIL
4130977 | NORTH MIAMI CITY OF | 1 | NORTH MIAMI CITY OF | D | CORROSION CONTROL | D36 | CORR-CTRL/CORROSION INHIB
4130977 | NORTH MIAMI CITY OF | 1 | NORTH MIAMI CITY OF | D | CORROSION CONTROL | D19 | CORR-CTRL/PH ADJUSTMENT
4130977 | NORTH MIAMI CITY OF | 1 | NORTH MIAMI CITY OF | D | CORROSION CONTROL | D37 | CORR-CTRL/ALKALINITY ADJ.
4130977 | NORTH MIAMI CITY OF | 1 | NORTH MIAMI CITY OF | D | CORROSION CONTROL | D24 | CORR-CTRL/LIME-SODA
4130977 | NORTH MIAMI CITY OF | 1 | NORTH MIAMI CITY OF | E | TASTE-ODOR CONTROL | E20 | T-O CTRL/AERATION
4130977 | NORTH MIAMI CITY OF | 1 | NORTH MIAMI CITY OF | G | IRON REMOVAL | G10 | IRON RMVL/COAGULATION
4130977 | NORTH MIAMI CITY OF | 1 | NORTH MIAMI CITY OF | H | SOFTENING | H24 | SOFTENING/LIME-SODA
4130977 | NORTH MIAMI CITY OF | 1 | NORTH MIAMI CITY OF | Z | OTHER | Z27 | OTHER/FLUORIDATION
4131086 | PERRINE LIQUOR | 1 | PERRINE LIQUOR | B | DISINFECT | B02 | DISINFECT/HYPOCHLORIN
4131169 | QUAIL ROOST MOBILE HOME PARK | 1 | QUAIL ROOST MOBILE HOME PARK | B | DISINFECT | B02 | DISINFECT/HYPOCHLORIN
4131185 | LA MISSION HOSTEL AND LODGE | 1 | GROVE MOTEL | B | DISINFECT | B02 | DISINFECT/HYPOCHLORIN
4131192 | REDLAND GOLF & COUNTRY CLUB | 1 | REDLAND GOLF & COUNTRY CLUB | B | DISINFECT | B02 | DISINFECT/HYPOCHLORIN
4131202 | MDWASA/REX UTILITIES | 1 | MDWASA/REX UTIL/LEISURE CITY | B | DISINFECT | B01 | DISINFECT/GASEOUS CHLORIN
4131202 | MDWASA/REX UTILITIES | 2 | MDWASA/REX UTIL/NEWTON | B | DISINFECT | B01 | DISINFECT/GASEOUS CHLORIN
4131202 | MDWASA/REX UTILITIES | 3 | MDWASA/REX UTIL/ELEVATED TNK | B | DISINFECT | B01 | DISINFECT/GASEOUS CHLORIN
4131202 | MDWASA/REX UTILITIES | 4 | EVERGLADES WELLFIELD | B | DISINFECT | B01 | DISINFECT/GASEOUS CHLORIN
4131202 | MDWASA/REX UTILITIES | 5 | MDWASA/REX UTIL/NARANJA | B | DISINFECT | B01 | DISINFECT/GASEOUS CHLORIN
4131202 | MDWASA/REX UTILITIES | 1 | MDWASA/REX UTIL/LEISURE CITY | D | CORROSION CONTROL | D36 | CORR-CTRL/CORROSION INHIB
4131202 | MDWASA/REX UTILITIES | 2 | MDWASA/REX UTIL/NEWTON | D | CORROSION CONTROL | D36 | CORR-CTRL/CORROSION INHIB
4131202 | MDWASA/REX UTILITIES | 3 | MDWASA/REX UTIL/ELEVATED TNK | D | CORROSION CONTROL | D36 | CORR-CTRL/CORROSION INHIB
4131202 | MDWASA/REX UTILITIES | 4 | EVERGLADES WELLFIELD | D | CORROSION CONTROL | D36 | CORR-CTRL/CORROSION INHIB
4131202 | MDWASA/REX UTILITIES | 5 | MDWASA/REX UTIL/NARANJA | D | CORROSION CONTROL | D36 | CORR-CTRL/CORROSION INHIB
4131275 | SOUTH DADE FLEA MARKET | 1 | SOUTH DADE FLEA MARKET | B | DISINFECT | B02 | DISINFECT/HYPOCHLORIN
4131312 | SILVER PALM MOBILE HOMES | 1 | SILVER PALM MOBILE HOME PARK | B | DISINFECT | B02 | DISINFECT/HYPOCHLORIN
4131313 | SILVER PALMS METHODIST CHURCH | 1 | SILVER PALMS METHODIST CHURCH | B | DISINFECT | B02 | DISINFECT/HYPOCHLORIN
4131383 | USA CHEVRON | 1 | USA CHEVRON | B | DISINFECT | B02 | DISINFECT/HYPOCHLORIN
4131403 | AMERICANA VILLAGE | 1 | AMERICANA VILLAGE | B | DISINFECT | B01 | DISINFECT/GASEOUS CHLORIN
4131403 | AMERICANA VILLAGE | 1 | AMERICANA VILLAGE | Z | OTHER | Z25 | OTHER/ION EXCHANGE
4131424 | SURFSIDE TOWN OF | 1 | NO PLANT | A | NO TRTMT | A | NO TRTMT
4131474 | MEDLEY WATER DEPARTMENT | 1 |  | A | NO TRTMT | A | NO TRTMT
4131558 | WEST MIAMI CITY OF | 1 |  | A | NO TRTMT | A | NO TRTMT
4131560 | NATIONWIDE BUILDING | 1 |  | B | DISINFECT | B02 | DISINFECT/HYPOCHLORIN
4131618 | NORTH MIAMI BEACH | 3 | NORWOOD R.O. AND NANO PLANTS | B | DISINFECT | B02 | DISINFECT/HYPOCHLORIN
4131618 | NORTH MIAMI BEACH | 3 | NORWOOD R.O. AND NANO PLANTS | B | DISINFECT | B04 | DISINFECT/CHLORAMINES
4131618 | NORTH MIAMI BEACH | 1 | NMB NORWOOD LIME SOFTENING | B | DISINFECT | B04 | DISINFECT/CHLORAMINES
4131618 | NORTH MIAMI BEACH | 3 | NORWOOD R.O. AND NANO PLANTS | C | PARTICLE REMOVAL | C26 | PART-RMVL/REVERSE OSMOSIS
4131618 | NORTH MIAMI BEACH | 3 | NORWOOD R.O. AND NANO PLANTS | C | PARTICLE REMOVAL | C08 | PART-RMVL/MICROSCREENING
4131618 | NORTH MIAMI BEACH | 3 | NORWOOD R.O. AND NANO PLANTS | D | CORROSION CONTROL | D19 | CORR-CTRL/PH ADJUSTMENT
4131618 | NORTH MIAMI BEACH | 1 | NMB NORWOOD LIME SOFTENING | D | CORROSION CONTROL | D19 | CORR-CTRL/PH ADJUSTMENT
4131618 | NORTH MIAMI BEACH | 3 | NORWOOD R.O. AND NANO PLANTS | D | CORROSION CONTROL | D36 | CORR-CTRL/CORROSION INHIB
4131618 | NORTH MIAMI BEACH | 1 | NMB NORWOOD LIME SOFTENING | D | CORROSION CONTROL | D37 | CORR-CTRL/ALKALINITY ADJ.
4131618 | NORTH MIAMI BEACH | 3 | NORWOOD R.O. AND NANO PLANTS | D | CORROSION CONTROL | D37 | CORR-CTRL/ALKALINITY ADJ.
4131618 | NORTH MIAMI BEACH | 1 | NMB NORWOOD LIME SOFTENING | D | CORROSION CONTROL | D24 | CORR-CTRL/LIME-SODA
4131618 | NORTH MIAMI BEACH | 1 | NMB NORWOOD LIME SOFTENING | D | CORROSION CONTROL | D36 | CORR-CTRL/CORROSION INHIB
4131618 | NORTH MIAMI BEACH | 3 | NORWOOD R.O. AND NANO PLANTS | F | ORGN-RMVL | F26 | ORGN-RMVL/REVERSE OSMOSIS
4131618 | NORTH MIAMI BEACH | 1 | NMB NORWOOD LIME SOFTENING | H | SOFTENING | H12 | SOFTENING/SEDIMENTATION
4131618 | NORTH MIAMI BEACH | 3 | NORWOOD R.O. AND NANO PLANTS | K | DESALINATION | K26 | DESALINAT/REVERSE OSMOSIS
4131618 | NORTH MIAMI BEACH | 1 | NMB NORWOOD LIME SOFTENING | Z | OTHER | Z10 | OTHER/COAGULATION
4131618 | NORTH MIAMI BEACH | 1 | NMB NORWOOD LIME SOFTENING | Z | OTHER | Z12 | OTHER/SEDIMENTATION
4131618 | NORTH MIAMI BEACH | 1 | NMB NORWOOD LIME SOFTENING | Z | OTHER | Z27 | OTHER/FLUORIDATION
4131631 | HOMESTEAD AIR FORCE BASE | 1 | HOMESTEAD AIR FORCE BASE | A | NO TRTMT | A | NO TRTMT
4131923 | BISC NATL PK-ELLIOTT KEY | 1 | ELLIOTT KEY RECREATION | B | DISINFECT | B02 | DISINFECT/HYPOCHLORIN
4131923 | BISC NATL PK-ELLIOTT KEY | 1 | ELLIOTT KEY RECREATION | C | PARTICLE REMOVAL | C29 | PART-RMVL/CARTRIDGE FILTR
4131923 | BISC NATL PK-ELLIOTT KEY | 1 | ELLIOTT KEY RECREATION | G | IRON REMOVAL | G31 | IRON RMVL/PERMANGANATE
4131923 | BISC NATL PK-ELLIOTT KEY | 1 | ELLIOTT KEY RECREATION | H | SOFTENING | H25 | SOFTENING/ION EXCHANGE
4131923 | BISC NATL PK-ELLIOTT KEY | 1 | ELLIOTT KEY RECREATION | K | DESALINATION | K26 | DESALINAT/REVERSE OSMOSIS
4131958 | SUNRISE COMMUNITY | 1 | SUNRISE COMMUNITY | B | DISINFECT | B02 | DISINFECT/HYPOCHLORIN
4131959 | HAMEL SCHOOL | 1 | HAMEL SCHOOL | B | DISINFECT | B02 | DISINFECT/HYPOCHLORIN
4131961 | REDLAND FRUIT AND SPICE PARK | 1 | REDLAND FRUIT AND SPICE PARK | B | DISINFECT | B02 | DISINFECT/HYPOCHLORIN
4131962 | CASTELLOW HAMMOCK PARK | 1 | CASTELLO HAMMOCK PARK | B | DISINFECT | B02 | DISINFECT/HYPOCHLORIN
4131963 | TRAIL GLADES RANGE | 1 |  | B | DISINFECT | B02 | DISINFECT/HYPOCHLORIN
4134228 | CHEVRON 24800 | 1 | CHEVRON SELF SERVE & MINI MART | B | DISINFECT | B02 | DISINFECT/HYPOCHLORIN
4134234 | CEMEX MATERIALS - SWEETWATER | 1 | RINKER MATERIALS - SWEETWATER | B | DISINFECT | B02 | DISINFECT/HYPOCHLORIN
4134235 | RINKER MATERIALS PRINCETON | 1 | RINKER MATERIALS PRINETON | B | DISINFECT | B02 | DISINFECT/HYPOCHLORIN
4134297 | ALJOMA LUMBER | 1 |  | B | DISINFECT | B02 | DISINFECT/HYPOCHLORIN
4134300 | REDLAND CHRISTIAN ACADEMY | 1 | REDLAND ACADEMY | B | DISINFECT | B02 | DISINFECT/HYPOCHLORIN
4134301 | IGLESIA BUEN SAMARITANO | 1 | IGLESIA BUEN SAMARITANO | B | DISINFECT | B02 | DISINFECT/HYPOCHLORIN
4134328 | DIAMOND R. FERTILIZER | 1 | ATLANTIC FERTILIZER 1 | B | DISINFECT | B02 | DISINFECT/HYPOCHLORIN
4134329 | GARDEN CENTER | 1 | GARDEN CENTER | B | DISINFECT | B02 | DISINFECT/HYPOCHLORIN
4134332 | ARMSTRONG INSURANCE | 1 | ARMSTRONG INSURANCE | B | DISINFECT | B02 | DISINFECT/HYPOCHLORIN
4134334 | COSTA PREMIERE (NURSERY II) | 1 | COSTA NURSERY II | B | DISINFECT | B02 | DISINFECT/HYPOCHLORIN
4134334 | COSTA PREMIERE (NURSERY II) | 1 | COSTA NURSERY II | B | DISINFECT | B26 | DISINFECT/REVERSE OSMOSIS
4134338 | BENITO JUAREZ PARK | 1 | BENITO JUAREZ PARK | B | DISINFECT | B02 | DISINFECT/HYPOCHLORIN
4134357 | FKAA J. ROBERT DEAN W.T.P. | 1 | FKAA LIME SOFTENING PLANT | B | DISINFECT | B01 | DISINFECT/GASEOUS CHLORIN
4134357 | FKAA J. ROBERT DEAN W.T.P. | 1 | FKAA LIME SOFTENING PLANT | C | PARTICLE REMOVAL | C14 | PART-RMVL/RAPID SAND FIL
4134357 | FKAA J. ROBERT DEAN W.T.P. | 4 | FKAA REVERSE OSMOSIS PLANT | D | CORROSION CONTROL | D37 | CORR-CTRL/ALKALINITY ADJ.
4134357 | FKAA J. ROBERT DEAN W.T.P. | 1 | FKAA LIME SOFTENING PLANT | D | CORROSION CONTROL | D37 | CORR-CTRL/ALKALINITY ADJ.
4134357 | FKAA J. ROBERT DEAN W.T.P. | 4 | FKAA REVERSE OSMOSIS PLANT | D | CORROSION CONTROL | D19 | CORR-CTRL/PH ADJUSTMENT
4134357 | FKAA J. ROBERT DEAN W.T.P. | 1 | FKAA LIME SOFTENING PLANT | D | CORROSION CONTROL | D19 | CORR-CTRL/PH ADJUSTMENT
4134357 | FKAA J. ROBERT DEAN W.T.P. | 1 | FKAA LIME SOFTENING PLANT | H | SOFTENING | H24 | SOFTENING/LIME-SODA
4134357 | FKAA J. ROBERT DEAN W.T.P. | 4 | FKAA REVERSE OSMOSIS PLANT | K | DESALINATION | K26 | DESALINAT/REVERSE OSMOSIS
4134357 | FKAA J. ROBERT DEAN W.T.P. | 1 | FKAA LIME SOFTENING PLANT | Z | OTHER | Z27 | OTHER/FLUORIDATION
4134358 | DADE JUVENILE RESIDENTIAL FACILITY | 1 | EVERGLADES ACADEMY | B | DISINFECT | B02 | DISINFECT/HYPOCHLORIN
4134358 | DADE JUVENILE RESIDENTIAL FACILITY | 1 | EVERGLADES ACADEMY | D | CORROSION CONTROL | D36 | CORR-CTRL/CORROSION INHIB
4134359 | KROME AVE NO PROCESSING CENTER | 1 | KROME AVE NO PROCESSING CENTER | B | DISINFECT | B01 | DISINFECT/GASEOUS CHLORIN
4134359 | KROME AVE NO PROCESSING CENTER | 1 | KROME AVE NO PROCESSING CENTER | G | IRON REMOVAL | G15 | IRON RMVL/PRESS SAND FILT
4134362 | SHOPPES FOR EASY LIVING | 1 | SHOPPING FOR EASY LIVING | B | DISINFECT | B02 | DISINFECT/HYPOCHLORIN
4134366 | CORAL REEF GARDENS APTS | 1 | CORAL REEF GARDENS APTS | B | DISINFECT | B02 | DISINFECT/HYPOCHLORIN
4134368 | EVERGLADES PK-PINE ISLAND | 1 | EVERGLADES NAT'L PARK-PINE ISL | B | DISINFECT | B02 | DISINFECT/HYPOCHLORIN
4134368 | EVERGLADES PK-PINE ISLAND | 1 | EVERGLADES NAT'L PARK-PINE ISL | D | CORROSION CONTROL | D36 | CORR-CTRL/CORROSION INHIB
4134369 | EVERGLADES PK-HEADQTRS | 1 |  | B | DISINFECT | B02 | DISINFECT/HYPOCHLORIN
4134369 | EVERGLADES PK-HEADQTRS | 1 |  | D | CORROSION CONTROL | D36 | CORR-CTRL/CORROSION INHIB
4134371 | EVERGLADES PK-DAN BEARD | 1 | EVERGLDS NATL PK-DAN BEARD CTR | B | DISINFECT | B02 | DISINFECT/HYPOCHLORIN
4134371 | EVERGLADES PK-DAN BEARD | 1 | EVERGLDS NATL PK-DAN BEARD CTR | D | CORROSION CONTROL | D36 | CORR-CTRL/CORROSION INHIB
4134372 | EVERGLADES PK-LONG PINE KEY | 1 | EVRGLDS NAT'L PARK-LONG PINE | B | DISINFECT | B02 | DISINFECT/HYPOCHLORIN
4134373 | EVERGLADES NATIONAL PARK BILL ROBERTSON | 1 | 1065 | B | DISINFECT | B02 | DISINFECT/HYPOCHLORIN
4134373 | EVERGLADES NATIONAL PARK BILL ROBERTSON | 1 | 1065 | B | DISINFECT | B06 | DISINFECT/UV RADIATION
4134373 | EVERGLADES NATIONAL PARK BILL ROBERTSON | 1 | 1065 | F | ORGN-RMVL | F29 | ORGN-RMVL/CARTRIDGE FILTR
4134374 | EVERGLADES PK-ROYAL PALM | 1 | EVERGLDS NAT'L PARK-ROYAL PALM | B | DISINFECT | B02 | DISINFECT/HYPOCHLORIN
4134376 | EVERGLADES SHARK VALLEY | 1 | EVRGLDS NTL PK/SHRK VLLY VC | B | DISINFECT | B02 | DISINFECT/HYPOCHLORIN
4134377 | A-1 DELI | 1 |  | B | DISINFECT | B02 | DISINFECT/HYPOCHLORIN
4134377 | A-1 DELI | 2 |  | B | DISINFECT | B02 | DISINFECT/HYPOCHLORIN
4134378 | AMUSEMENTS OF AMERICA | 1 | AMUSEMENTS OF AMERICA | B | DISINFECT | B02 | DISINFECT/HYPOCHLORIN
4134380 | BLOSSOM LEARNING CENTER | 1 | BLOSSOM LEARNING CENTER | B | DISINFECT | B02 | DISINFECT/HYPOCHLORIN
4134381 | BOTANICAL GARDENS | 1 | BOTANICAL GARDENS | B | DISINFECT | B02 | DISINFECT/HYPOCHLORIN
4134382 | BUTLER'S NURSERY | 1 | BUTLER'S NURSERY | B | DISINFECT | B02 | DISINFECT/HYPOCHLORIN
4134387 | RMC 4HH (COCONUT PALM TRADING) | 1 | COCONUT PALM TRADING POST | B | DISINFECT | B02 | DISINFECT/HYPOCHLORIN
4134387 | RMC 4HH (COCONUT PALM TRADING) | 1 | COCONUT PALM TRADING POST | H | SOFTENING | H24 | SOFTENING/LIME-SODA
4134388 | BEEZ KWIK STOP | 1 | BEEZ KWIK STOP | B | DISINFECT | B02 | DISINFECT/HYPOCHLORIN
4134392 | COOPER'S PRODUCE | 1 | COOPER'S PRODUCE | B | DISINFECT | B02 | DISINFECT/HYPOCHLORIN
4134393 | COOPERTOWN | 1 | COOPERTOWN | B | DISINFECT | B02 | DISINFECT/HYPOCHLORIN
4134394 | COSTA NURSERY (SHIPPING) | 1 | COSTA NURSERY | B | DISINFECT | B02 | DISINFECT/HYPOCHLORIN
4134397 | COUNTY YARD 4 | 1 | COUNTY YARD 4 | B | DISINFECT | B02 | DISINFECT/HYPOCHLORIN
4134399 | ED AND ANNIE'S GROCERY | 1 |  | B | DISINFECT | B02 | DISINFECT/HYPOCHLORIN
4134401 | EVERETT HOME | 1 | EVERETT HOME | B | DISINFECT | B02 | DISINFECT/HYPOCHLORIN
4134402 | COSTA FARM GREENLEAF | 1 | GREENLEAF NURSERY | B | DISINFECT | B02 | DISINFECT/HYPOCHLORIN
4134403 | GRACE BAPTIST SCHOOL | 1 | GRACE BAPTIST SCHOOL | B | DISINFECT | B02 | DISINFECT/HYPOCHLORIN
4134404 | GULFSTREAM TOMATO GROWERS | 1 | GULFSTREAM TOMATO GROWERS | B | DISINFECT | B02 | DISINFECT/HYPOCHLORIN
4134405 | HEADLEY GROCERY | 1 | HAINLIN DRIVE FISH MARKET | B | DISINFECT | B02 | DISINFECT/HYPOCHLORIN
4134407 | ROSY'S GRILL | 1 | KELLEY'S KITCHEN | B | DISINFECT | B02 | DISINFECT/HYPOCHLORIN
4134408 | KENDALL ACADEMY | 1 | KENDALL ACADEMY | B | DISINFECT | B02 | DISINFECT/HYPOCHLORIN
4134412 | OPEN BIBLE CHURCH | 1 | OPEN BIBLE CHURCH | B | DISINFECT | B02 | DISINFECT/HYPOCHLORIN
4134413 | KEY GROCERY | 1 | PALM THE | B | DISINFECT | B02 | DISINFECT/HYPOCHLORIN
4134418 | RED SNAPPER INN | 1 | RED SNAPPER INN | B | DISINFECT | B02 | DISINFECT/HYPOCHLORIN
4134419 | S & S BOARDING HOME | 1 | S & S BOARDING HOME | B | DISINFECT | B02 | DISINFECT/HYPOCHLORIN
4134420 | SAFARI RESTAURANT | 1 | SAFARI RESTAURANT | B | DISINFECT | B02 | DISINFECT/HYPOCHLORIN
4134424 | SUNRISE ADULT SVCS (15920) | 1 | SUNRISE ADULT SVCS (15920) | B | DISINFECT | B02 | DISINFECT/HYPOCHLORIN
4134426 | SUNRISE ADULT SERVICES (21381) | 1 | SUNRISE ADULT SERVICES (21381) | B | DISINFECT | B02 | DISINFECT/HYPOCHLORIN
4134429 | TENNECO #532 | 1 | TENNECO #532 | B | DISINFECT | B02 | DISINFECT/HYPOCHLORIN
4134431 | REDLAND MARATHON | 1 | REDLAND EXXON | B | DISINFECT | B02 | DISINFECT/HYPOCHLORIN
4134433 | CHILDREN'S RAINBOW DAY SCHOOL | 1 | CHILDREN'S RAINBOW | B | DISINFECT | B02 | DISINFECT/HYPOCHLORIN
4134434 | COMMUNITY ASPHALT | 1 | COMMUNITY ASPHALT | B | DISINFECT | B02 | DISINFECT/HYPOCHLORIN
4134436 | TORINO TRAILER SOUTH | 1 | TORINO TRAILER SOUTH | B | DISINFECT | B02 | DISINFECT/HYPOCHLORIN
4134437 | LAS CABANAS | 1 | NEW ERA RESTAURANT | B | DISINFECT | B02 | DISINFECT/HYPOCHLORIN
4134438 | AMERICAN FOLIAGE | 1 | AMERICAN FAILGE | B | DISINFECT | B02 | DISINFECT/HYPOCHLORIN
4134439 | CEMEX-F.E.C. OFFICE | 1 | RINKER F.E.C. OFFICE | B | DISINFECT | B02 | DISINFECT/HYPOCHLORIN
4134441 | MIRANDA NURSERY | 1 | MIRANDA NURSERY | B | DISINFECT | B02 | DISINFECT/HYPOCHLORIN
4134442 | REDLAND COMMUNITY CHURCH | 1 | REDLAND COMMUNITY CHURCH | B | DISINFECT | B02 | DISINFECT/HYPOCHLORIN
4134443 | COMCAST REDLANDS | 1 | COMCAST CABLE CORP. | B | DISINFECT | B02 | DISINFECT/HYPOCHLORIN
4134444 | DADE COUNTY PLANT SCHOOL | 1 | DADE COUNTY PLANT SCHOOL | B | DISINFECT | B02 | DISINFECT/HYPOCHLORIN
4134447 | SO. DADE CHRISTIAN CHURCH | 1 | SO. DADE CHRISTIAN CHURCH | B | DISINFECT | B02 | DISINFECT/HYPOCHLORIN
4134448 | PALMS PROFESSIONAL CENTER | 1 | PALMS PROFESSIONAL CENTER | B | DISINFECT | B02 | DISINFECT/HYPOCHLORIN
4134449 | J & C TROPICAL FOODS | 1 | J & C TROPICAL FOODS | B | DISINFECT | B02 | DISINFECT/HYPOCHLORIN
4134450 | SO. DADE ALCOHOL CENTER | 1 | SO. DADE ALCOHOL CENTER | B | DISINFECT | B02 | DISINFECT/HYPOCHLORIN
4134451 | FARM CREDIT | 1 | FARM CREDIT SERVICE | B | DISINFECT | B02 | DISINFECT/HYPOCHLORIN
4134453 | CEMEX-F.E.C. SHOP | 1 | RINKER MATERIALS N.W. SHOP | B | DISINFECT | B02 | DISINFECT/HYPOCHLORIN
4134455 | RINKER MATERIALS PENSUCO PLANT | 1 | RINKER MATERIALS PENSUCO PLANT | B | DISINFECT | B02 | DISINFECT/HYPOCHLORIN
4134459 | CIRCLE D FARMS | 1 | CIRCLE D FARMS | B | DISINFECT | B02 | DISINFECT/HYPOCHLORIN
4134459 | CIRCLE D FARMS | 1 | CIRCLE D FARMS | H | SOFTENING | H24 | SOFTENING/LIME-SODA
4134462 | REDLANDS GROCERY | 1 | REDLANDS GROCERY | B | DISINFECT | B02 | DISINFECT/HYPOCHLORIN
4134465 | SUNRISE ADULT SERVICES (29800) | 1 | SUNRISE ADULT SERVICES (29800) | B | DISINFECT | B02 | DISINFECT/HYPOCHLORIN
4134466 | 1ST NATIONAL BANK OF HOMESTEAD | 1 | 1ST NATIONAL BANK OF HOMESTEAD | B | DISINFECT | B02 | DISINFECT/HYPOCHLORIN
4134467 | U.P.S. | 1 | U.P.S. | B | DISINFECT | B02 | DISINFECT/HYPOCHLORIN
4134468 | U-HAUL RENTAL & SERVICES | 1 | U-HAUL RENTAL & SERVICES | B | DISINFECT | B02 | DISINFECT/HYPOCHLORIN
4134469 | PACIFIC GROWERS | 1 | PACIFIC GROWERS | B | DISINFECT | B02 | DISINFECT/HYPOCHLORIN
4134497 | TONY TEXACO | 1 | TONY TEXACO | B | DISINFECT | B02 | DISINFECT/HYPOCHLORIN
4134498 | CREATIVE YEARS | 1 | CREATIVE YEARS | B | DISINFECT | B02 | DISINFECT/HYPOCHLORIN
4134499 | OUR LADY OF MERCY CEMETERY ADM. | 1 | OUR LADY OF MERCY CEMENTARY | B | DISINFECT | B02 | DISINFECT/HYPOCHLORIN
4134502 | LIFE POINTE CHURCH | 1 | CHRISTIAN FAMILY WORSHIP CTR. | B | DISINFECT | B02 | DISINFECT/HYPOCHLORIN
4134503 | DAVIS GROCERY | 1 | DAVIS GROCERY | B | DISINFECT | B02 | DISINFECT/HYPOCHLORIN
4134506 | CHRIST FELLOWSHIP | 1 | FIRST BAPTIST CHURCH REDLAND | B | DISINFECT | B02 | DISINFECT/HYPOCHLORIN
4134507 | IGLESIA EL MANA | 1 | IGLESIA EL MANA | B | DISINFECT | B02 | DISINFECT/HYPOCHLORIN
4134510 | SUZANA DAY CARE CENTER | 1 | FAMILY DAYCARE CENTER | B | DISINFECT | B02 | DISINFECT/HYPOCHLORIN
4134512 | COSTA LAGO | 1 | COSTA LAGO | B | DISINFECT | B02 | DISINFECT/HYPOCHLORIN
4134515 | IGLESIA BAUTISTA EMMAUS | 1 | IGLESIA BAUTISTA | B | DISINFECT | B02 | DISINFECT/HYPOCHLORIN
4134516 | TOM THUMB 127 | 1 | TOM THUMB #127 | B | DISINFECT | B02 | DISINFECT/HYPOCHLORIN
4134520 | RANCHO GASPAR | 1 | RANCHO GASPAR | B | DISINFECT | B02 | DISINFECT/HYPOCHLORIN
4134522 | 1ST BAPTIST CHURCH OF HOMESTEAD | 1 | 1ST BAPTIST CHURCH OF HOMESTEA | B | DISINFECT | B02 | DISINFECT/HYPOCHLORIN
4134523 | WOMEN'S CLUB OF HOMESTEAD | 1 | WOMEN'S CLUB OF HOMESTEAD | B | DISINFECT | B02 | DISINFECT/HYPOCHLORIN
4134524 | KROME AVENUE CHURCH | 1 | REDLAND CHURCH OF THE NAZARENE | B | DISINFECT | B02 | DISINFECT/HYPOCHLORIN
4134525 | RINKER HYDRO-CONDUIT | 1 | RINKER HYDRO-CONDUIT | B | DISINFECT | B02 | DISINFECT/HYPOCHLORIN
4134527 | CEMEX EMPLOYEES | 1 | CEMEX FEC EMPLOYEE | B | DISINFECT | B02 | DISINFECT/HYPOCHLORIN
4134528 | LA MINUTERA DE KROME | 1 | LA MINUTERA DE KROME (TANA FR) | B | DISINFECT | B01 | DISINFECT/GASEOUS CHLORIN
4134531 | TOM THUMB 131 | 1 | TOM THUMB 131 | B | DISINFECT | B02 | DISINFECT/HYPOCHLORIN
4134532 | SUNOCO KROME | 1 | SUNOCO | B | DISINFECT | B02 | DISINFECT/HYPOCHLORIN
4134532 | SUNOCO KROME | 1 | SUNOCO | H | SOFTENING | H07 | SOFTENING/OTHER DISINFECT
4134533 | GATOR PARK | 1 | GATOR PARK | B | DISINFECT | B02 | DISINFECT/HYPOCHLORIN
4134537 | MANNHEIMER FOUNDATION | 1 | MANNHEIME | B | DISINFECT | B02 | DISINFECT/HYPOCHLORIN
4134540 | FOOD EXPRESS | 1 | CHEVROM 232 | B | DISINFECT | B02 | DISINFECT/HYPOCHLORIN
4134540 | FOOD EXPRESS | 1 | CHEVROM 232 | H | SOFTENING | H29 | SOFTENING/CARTRIDGE FILTR
4134542 | REDLAND PLAZA SHOPPING CENTER | 1 | REDLAND PLAZA SHOPPING CENTER | B | DISINFECT | B02 | DISINFECT/HYPOCHLORIN
4134543 | SCHNEBLY WINERY | 1 | SCHNEBLY WINERY | B | DISINFECT | B02 | DISINFECT/HYPOCHLORIN
4134546 | MY LITTLE ANGELS DAYCARE | 1 | LITTLE ANGELS | B | DISINFECT | B02 | DISINFECT/HYPOCHLORIN
4134547 | GLASER FARMS | 1 | GLASER FARM | B | DISINFECT | B02 | DISINFECT/HYPOCHLORIN
4134547 | GLASER FARMS | 1 | GLASER FARM | B | DISINFECT | B26 | DISINFECT/REVERSE OSMOSIS
4134547 | GLASER FARMS | 1 | GLASER FARM | H | SOFTENING | H02 | SOFTENING/HYPOCHLORIN
4134548 | PAPA'S CORN HOUSE (SUNSHINE ORGANIC) | 1 | PAPA'S CORN HOUSE | B | DISINFECT | B02 | DISINFECT/HYPOCHLORIN
4134549 | ROBERT IS HERE | 1 | ROBERT IS HERE | B | DISINFECT | B02 | DISINFECT/HYPOCHLORIN
4134551 | TROPICAL VILLAGE FARM | 1 | WINTERGREEN NURSERY | B | DISINFECT | B02 | DISINFECT/HYPOCHLORIN
4134552 | JALARAM PRODUCE | 1 | JALARAM | B | DISINFECT | B02 | DISINFECT/HYPOCHLORIN
4134553 | COSTA FARMS ORCHID HOUSE | 1 | UNITED MIAMI ORCHIDS | B | DISINFECT | B02 | DISINFECT/HYPOCHLORIN
4134554 | FARMER'S MARKET SAN GERMAN | 1 | FARMER'S MARKET | B | DISINFECT | B02 | DISINFECT/HYPOCHLORIN
4134556 | EVERGLADES GATOR GRILL | 1 | GATOR GRILL | B | DISINFECT | B02 | DISINFECT/HYPOCHLORIN
4134557 | OUR LADY OF MERCY MAUSOLEUM | 1 | OUR LADY OF MERCY MAUSOLEUM | B | DISINFECT | B02 | DISINFECT/HYPOCHLORIN
4134558 | OUR LADY OF MERCY CHAPEL | 1 | OUR LADY CHURCH | B | DISINFECT | B02 | DISINFECT/HYPOCHLORIN
4134560 | CAULEY SQUARE II | 1 | CAULEY SQUARE 2 | B | DISINFECT | B02 | DISINFECT/HYPOCHLORIN
4134562 | COSTA FARMS | 1 | COSTA FARMS | B | DISINFECT | B02 | DISINFECT/HYPOCHLORIN
4134562 | COSTA FARMS | 1 | COSTA FARMS | H | SOFTENING | H24 | SOFTENING/LIME-SODA
4134563 | VALUE PAWN AND JEWELRY | 1 | VALUE PAWN AND JEWELRY | B | DISINFECT | B02 | DISINFECT/HYPOCHLORIN
4134564 | KROME BREWING | 1 | KROME BREWING | B | DISINFECT | B02 | DISINFECT/HYPOCHLORIN
4134565 | PINTO'S FARM | 1 | PINTO'S FARM | B | DISINFECT | B02 | DISINFECT/HYPOCHLORIN
4134565 | PINTO'S FARM | 1 | PINTO'S FARM | H | SOFTENING | H02 | SOFTENING/HYPOCHLORIN
4134565 | PINTO'S FARM | 1 | PINTO'S FARM | Z | OTHER | Z15 | OTHER/PRESS SAND FILT
4134566 | FARMERS MARKET FOOD 4 LESS | 1 | FOOD FOR LESS | B | DISINFECT | B02 | DISINFECT/HYPOCHLORIN
4134566 | FARMERS MARKET FOOD 4 LESS | 1 | FOOD FOR LESS | H | SOFTENING | H02 | SOFTENING/HYPOCHLORIN
4134567 | REDLAND RANCH INC. | 1 | REDLAND RANCH INC. | B | DISINFECT | B02 | DISINFECT/HYPOCHLORIN
4134567 | REDLAND RANCH INC. | 1 | REDLAND RANCH INC. | H | SOFTENING | H02 | SOFTENING/HYPOCHLORIN
4134569 | FRUIT STAND BY BROTHERS | 1 | FRUIT STAND BY BROTHERS | B | DISINFECT | B02 | DISINFECT/HYPOCHLORIN
4134570 | BERNECKER PACKING | 1 | BERNECKER PACKING | B | DISINFECT | B02 | DISINFECT/HYPOCHLORIN
4134570 | BERNECKER PACKING | 1 | BERNECKER PACKING | H | SOFTENING | H26 | SOFTENING/REVERSE OSMOSIS
4134570 | BERNECKER PACKING | 1 | BERNECKER PACKING | H | SOFTENING | H02 | SOFTENING/HYPOCHLORIN
4134571 | COSTA MIKE COSTA | 1 | MIKE COSTA | B | DISINFECT | B26 | DISINFECT/REVERSE OSMOSIS
4134572 | COSTA FARM FANCY FLORA | 1 | FANCY FLORA | B | DISINFECT | B26 | DISINFECT/REVERSE OSMOSIS
4134572 | COSTA FARM FANCY FLORA | 1 | FANCY FLORA | B | DISINFECT | B02 | DISINFECT/HYPOCHLORIN
4134573 | COSTA COLOR OFFICE | 1 | COSTA COLOR OFFICE | B | DISINFECT | B26 | DISINFECT/REVERSE OSMOSIS
4134574 | COSTA COLOR PACKING | 1 | COSTA COLOR PACKING | B | DISINFECT | B26 | DISINFECT/REVERSE OSMOSIS
4134575 | COSTA COLOR PARKING | 1 | COSTA COLOR PARKING | B | DISINFECT | B26 | DISINFECT/REVERSE OSMOSIS
4134576 | COSTA FARM GEERLING'S | 1 | COSTA GEERLING | B | DISINFECT | B26 | DISINFECT/REVERSE OSMOSIS
4134577 | COSTA FARM RIO | 1 | COSTA FARM RIO | B | DISINFECT | B26 | DISINFECT/REVERSE OSMOSIS
4134578 | COSTA FARM SUNSHINE | 1 | COSTA FARM SUNSHINE | B | DISINFECT | B26 | DISINFECT/REVERSE OSMOSIS
4134580 | GEORGE'S FARM | 1 | MOJICA'S NURSERY | B | DISINFECT | B02 | DISINFECT/HYPOCHLORIN
4134581 | EVERGLADES ALLIGATOR FARM | 1 | EVERGLADES ALLIGATOR FARM | B | DISINFECT | B02 | DISINFECT/HYPOCHLORIN
4134582 | FAMILY PAINTBALL CENTER | 1 | FAMILY PAINTBALL CENTER | B | DISINFECT | B02 | DISINFECT/HYPOCHLORIN
4134583 | M&M FARM | 1 | M&M FARM | B | DISINFECT | B02 | DISINFECT/HYPOCHLORIN
4134583 | M&M FARM | 1 | M&M FARM | H | SOFTENING | H25 | SOFTENING/ION EXCHANGE
4134584 | PURE BEAUTY FARMS | 1 | PURE BEAUTY FARMS | D | CORROSION CONTROL | D02 | CORR-CTRL/HYPOCHLORIN
4134596 | HORSE COUNTRY FARMERS MARKET | 1 | HORSE COUNTRY FARMERS MARKET | B | DISINFECT | B02 | DISINFECT/HYPOCHLORIN
4134597 | AGUACATE LLC | 1 | AGUACATE LLC | B | DISINFECT | B02 | DISINFECT/HYPOCHLORIN
4134599 | CURALEAF CULTIVATION LLC | 1 | CURALEAF CULTIVATION | B | DISINFECT | B02 | DISINFECT/HYPOCHLORIN
4310002 | TEEN CHALLENGE - VERO BEACH CAMPUS | 1 | TEEN CHALLNGE - VERO BEACH | B | DISINFECT | B02 | DISINFECT/HYPOCHLORIN
4310002 | TEEN CHALLENGE - VERO BEACH CAMPUS | 1 | TEEN CHALLNGE - VERO BEACH | H | SOFTENING | H29 | SOFTENING/CARTRIDGE FILTR
4430008 | VILLAGE CORNER | 1 | HWY 707 | B | DISINFECT | B02 | DISINFECT/HYPOCHLORIN
4430035 | AMERICAN LEGION POST 126 | 1 |  | B | DISINFECT | B02 | DISINFECT/HYPOCHLORIN
4430125 | BLUE HERON MOBILE HOME PARK | 1 | BLUE HERON WTP | B | DISINFECT | B02 | DISINFECT/HYPOCHLORIN
4430140 | HOBE SOUND GERIATRIC VILLAGE | 1 | HOBE SOUND | B | DISINFECT | B02 | DISINFECT/HYPOCHLORIN
4430154 | TIFFANY APTS | 1 |  | B | DISINFECT | B02 | DISINFECT/HYPOCHLORIN
4430259 | STUART CITY OF - WATER PLANT | 1 | STUART CITY OF - WATER PLANT | B | DISINFECT | B04 | DISINFECT/CHLORAMINES
4430259 | STUART CITY OF - WATER PLANT | 1 | STUART CITY OF - WATER PLANT | B | DISINFECT | B02 | DISINFECT/HYPOCHLORIN
4430259 | STUART CITY OF - WATER PLANT | 1 | STUART CITY OF - WATER PLANT | C | PARTICLE REMOVAL | C10 | PART-RMVL/COAGULATION
4430259 | STUART CITY OF - WATER PLANT | 1 | STUART CITY OF - WATER PLANT | C | PARTICLE REMOVAL | C14 | PART-RMVL/RAPID SAND FIL
4430259 | STUART CITY OF - WATER PLANT | 1 | STUART CITY OF - WATER PLANT | D | CORROSION CONTROL | D18 | CORR-CTRL/SEQUESTATION
4430259 | STUART CITY OF - WATER PLANT | 1 | STUART CITY OF - WATER PLANT | F | ORGN-RMVL | F28 | ORGN-RMVL/PACKED TWR-AERA
4430259 | STUART CITY OF - WATER PLANT | 1 | STUART CITY OF - WATER PLANT | H | SOFTENING | H24 | SOFTENING/LIME-SODA
4430316 | DATZ'S RIVERBREEZE APARTMENTS | 1 | JENSEN BEACH | B | DISINFECT | B02 | DISINFECT/HYPOCHLORIN
4430383 | EBB TIDE MOTEL AND APTS | 1 | JENSEN BEACH | B | DISINFECT | B02 | DISINFECT/HYPOCHLORIN
4430398 | ENVIRONMENTAL STUDIES CENTER | 1 | JENSEN BEACH | B | DISINFECT | B02 | DISINFECT/HYPOCHLORIN
4430438 | FIRST FEDERAL SAVINGS & LOAN | 1 | HOBE SOUND | B | DISINFECT | B02 | DISINFECT/HYPOCHLORIN
4430441 | FIRST UNITED METHODIST CHURCH | 1 | HOBE SOUND | B | DISINFECT | B02 | DISINFECT/HYPOCHLORIN
4430484 | SOUTH FORK HOMEOWNER UTIL CORP | 1 | SOUTH FORK HOMEOWNER UTIL.CORP | A | NO TRTMT | A | NO TRTMT
4430572 | HALF MILE LAKE CONDOMINIUMS | 1 | STUART | B | DISINFECT | B02 | DISINFECT/HYPOCHLORIN
4430624 | SOUTH MARTIN REGIONAL UTILITIES | 1 | SMRU SOUTH PLANT SURFICIAL | B | DISINFECT | B01 | DISINFECT/GASEOUS CHLORIN
4430624 | SOUTH MARTIN REGIONAL UTILITIES | 3 | SMRU NORTH PLANT | B | DISINFECT | B04 | DISINFECT/CHLORAMINES
4430624 | SOUTH MARTIN REGIONAL UTILITIES | 1 | SMRU SOUTH PLANT SURFICIAL | D | CORROSION CONTROL | D18 | CORR-CTRL/SEQUESTATION
4430624 | SOUTH MARTIN REGIONAL UTILITIES | 3 | SMRU NORTH PLANT | D | CORROSION CONTROL | D19 | CORR-CTRL/PH ADJUSTMENT
4430624 | SOUTH MARTIN REGIONAL UTILITIES | 3 | SMRU NORTH PLANT | E | TASTE-ODOR CONTROL | E20 | T-O CTRL/AERATION
4430667 | VILLAGE OF INDIANTOWN | 1 | VILLAGE OF INDIANTOWN | B | DISINFECT | B01 | DISINFECT/GASEOUS CHLORIN
4430667 | VILLAGE OF INDIANTOWN | 1 | VILLAGE OF INDIANTOWN | B | DISINFECT | B04 | DISINFECT/CHLORAMINES
4430667 | VILLAGE OF INDIANTOWN | 1 | VILLAGE OF INDIANTOWN | C | PARTICLE REMOVAL | C14 | PART-RMVL/RAPID SAND FIL
4430667 | VILLAGE OF INDIANTOWN | 1 | VILLAGE OF INDIANTOWN | E | TASTE-ODOR CONTROL | E20 | T-O CTRL/AERATION
4430692 | JENSEN BEACH BANK | 1 | JENSEN BEACH | B | DISINFECT | B02 | DISINFECT/HYPOCHLORIN
4430694 | JENSEN BEACH ELEMENTARY SCHOOL | 1 | JENSEN BEACH | B | DISINFECT | B02 | DISINFECT/HYPOCHLORIN
4430695 | JENSEN LANES | 1 | JENSEN BEACH | B | DISINFECT | B02 | DISINFECT/HYPOCHLORIN
4430697 | JENSEN'S TRAILER COURT | 1 | JENSEN BEACH | B | DISINFECT | B02 | DISINFECT/HYPOCHLORIN
4430701 | JOHN JOCHEM CHEVROLET | 1 | STUART | B | DISINFECT | B02 | DISINFECT/HYPOCHLORIN
4430774 | LAKESIDE VILLAGE MHP | 1 | LAKESIDE VILLAGE WTP | B | DISINFECT | B04 | DISINFECT/CHLORAMINES
4430774 | LAKESIDE VILLAGE MHP | 1 | LAKESIDE VILLAGE WTP | B | DISINFECT | B02 | DISINFECT/HYPOCHLORIN
4430852 | MARTIN COUNTY ROAD DEPARTMENT | 1 | STUART | B | DISINFECT | B02 | DISINFECT/HYPOCHLORIN
4430949 | MURRAY MIDDLE SCHOOL | 1 | PORT SALERNO | B | DISINFECT | B02 | DISINFECT/HYPOCHLORIN
4430956 | NATALIE ESTATES MOBILE HOME PK #200 | 1 | NATALIE ESTATES MHP WTP | B | DISINFECT | B01 | DISINFECT/GASEOUS CHLORIN
4430956 | NATALIE ESTATES MOBILE HOME PK #200 | 1 | NATALIE ESTATES MHP WTP | B | DISINFECT | B04 | DISINFECT/CHLORAMINES
4431050 | PALM CIRCLE COTTAGES AND MHP | 1 | PALM CIRCLE COTTAGES WTP | B | DISINFECT | B02 | DISINFECT/HYPOCHLORIN
4431057 | PALM SHOPPING CENTER | 1 | STUART | B | DISINFECT | B02 | DISINFECT/HYPOCHLORIN
4431108 | PINELAKE VILLAGE | 1 | PINELAKE VILLAGE WTP | B | DISINFECT | B02 | DISINFECT/HYPOCHLORIN
4431115 | LE PAVILLON | 1 |  | B | DISINFECT | B02 | DISINFECT/HYPOCHLORIN
4431131 | POOR BOB'S RESTAURANT | 1 | JENSEN BEACH | B | DISINFECT | B02 | DISINFECT/HYPOCHLORIN
4431135 | PORT SALERNO ELEMENTARY | 1 | PORT SALERNO | B | DISINFECT | B02 | DISINFECT/HYPOCHLORIN
4431219 | RIO TRAILER COURT | 1 | RIO TRAILER COURT | B | DISINFECT | B02 | DISINFECT/HYPOCHLORIN
4431223 | RIVER'S EDGE APT MOTEL | 1 | JENSEN BEACH | B | DISINFECT | B02 | DISINFECT/HYPOCHLORIN
4431227 | RIVERSIDE VILLAGE | 1 | JENSEN BEACH | B | DISINFECT | B02 | DISINFECT/HYPOCHLORIN
4431235 | RONNY'S MOBILE RANCH | 1 | RONNY'S MOBILE RANCH | B | DISINFECT | B02 | DISINFECT/HYPOCHLORIN
4431235 | RONNY'S MOBILE RANCH | 1 | RONNY'S MOBILE RANCH | B | DISINFECT | B04 | DISINFECT/CHLORAMINES
4431297 | SHELL TRAILER PARK | 1 | JUPITER | B | DISINFECT | B02 | DISINFECT/HYPOCHLORIN
4431331 | SOUTH JENSEN PLAZA | 1 | JENSEN BEACH | B | DISINFECT | B02 | DISINFECT/HYPOCHLORIN
4431379 | ST. LUCIE MOBILE VILLAGE | 1 | ST. LUCIE MOBILE VILLAGE | B | DISINFECT | B02 | DISINFECT/HYPOCHLORIN
4431379 | ST. LUCIE MOBILE VILLAGE | 1 | ST. LUCIE MOBILE VILLAGE | F | ORGN-RMVL | F26 | ORGN-RMVL/REVERSE OSMOSIS
4431380 | ST. LUCIE SETTLEMENT INC. | 1 | ST. LUCIE SETTLEMENT PLANT | B | DISINFECT | B02 | DISINFECT/HYPOCHLORIN
4431388 | REGENCY MOBILE HOME PARK | 1 | U S HWY 1 | B | DISINFECT | B02 | DISINFECT/HYPOCHLORIN
4431456 | SOUNDINGS YACHT & TENNIS CLUB | 1 | SOUNDINGS YACHT & TENNIS CLUB | B | DISINFECT | B02 | DISINFECT/HYPOCHLORIN
4431456 | SOUNDINGS YACHT & TENNIS CLUB | 1 | SOUNDINGS YACHT & TENNIS CLUB | B | DISINFECT | B04 | DISINFECT/CHLORAMINES
4431472 | TOWERING PINES MOBILE HOME PARK | 1 | TOWERING PINES WTP | B | DISINFECT | B02 | DISINFECT/HYPOCHLORIN
4431489 | IUC-STUART YACHT& COUNTRY CLUB | 1 | Y& CC STUART | B | DISINFECT | B01 | DISINFECT/GASEOUS CHLORIN
4431489 | IUC-STUART YACHT& COUNTRY CLUB | 1 | Y& CC STUART | E | TASTE-ODOR CONTROL | E20 | T-O CTRL/AERATION
4431509 | TWIN RIVERS TRAILER PARK | 1 | TWIN RIVERS | B | DISINFECT | B01 | DISINFECT/GASEOUS CHLORIN
4431509 | TWIN RIVERS TRAILER PARK | 1 | TWIN RIVERS | C | PARTICLE REMOVAL | C29 | PART-RMVL/CARTRIDGE FILTR
4431509 | TWIN RIVERS TRAILER PARK | 1 | TWIN RIVERS | E | TASTE-ODOR CONTROL | E20 | T-O CTRL/AERATION
4431526 | LANGFORD PARKING APARTMENTS | 1 | JENSEN BEACH | B | DISINFECT | B01 | DISINFECT/GASEOUS CHLORIN
4431549 | WAYSIDE INN RESTAURANT | 1 | JENSEN BEACH | B | DISINFECT | B02 | DISINFECT/HYPOCHLORIN
4431578 | JENSEN BEACH SHOPPING CENTER | 1 | JENSEN BEACH | B | DISINFECT | B02 | DISINFECT/HYPOCHLORIN
4431582 | WOODBRIDGE MOBILE VILLAGE | 1 | WOODBRIDGE MOBILE VILLAGE WTP | B | DISINFECT | B02 | DISINFECT/HYPOCHLORIN
4431582 | WOODBRIDGE MOBILE VILLAGE | 1 | WOODBRIDGE MOBILE VILLAGE WTP | B | DISINFECT | B04 | DISINFECT/CHLORAMINES
4431693 | PIRATES COVE TRAILER PARK | 1 | PORT SALERNO | B | DISINFECT | B02 | DISINFECT/HYPOCHLORIN
4431739 | TANAH KEETA SCOUT RESERVATION | 1 | TANAH KEETA SCOUT RESERVATION | B | DISINFECT | B02 | DISINFECT/HYPOCHLORIN
4431740 | CAMP WELAKA | 1 | CAMP WELAKA WTP | B | DISINFECT | B02 | DISINFECT/HYPOCHLORIN
4431741 | COMMERCIAL PLAZA | 1 | JENSEN BEACH | B | DISINFECT | B02 | DISINFECT/HYPOCHLORIN
4431749 | FLORIDA STEEL CORPORATION | 1 | INDIANTOWN | B | DISINFECT | B02 | DISINFECT/HYPOCHLORIN
4431750 | OCEANBREEZE PARK--SYSTEM #3 | 1 | 7TH STREET | B | DISINFECT | B02 | DISINFECT/HYPOCHLORIN
4431751 | OCEANBREEZE PARK--SYSTEM #4 | 1 | SOUTH END | B | DISINFECT | B02 | DISINFECT/HYPOCHLORIN
4431753 | OCEANBREEZE PARK--SYSTEM #6 | 1 | NORTH END | B | DISINFECT | B02 | DISINFECT/HYPOCHLORIN
4431754 | OCEANBREEZE PARK--SYSTEM #7 | 1 | VISTA DRIVE | B | DISINFECT | B02 | DISINFECT/HYPOCHLORIN
4431786 | JON DICKINSON ST PK #2 BLDG 18 | 1 | BUILDING 18 | B | DISINFECT | B02 | DISINFECT/HYPOCHLORIN
4431789 | JON DICKINSON ST PK - NELSON | 1 | NELSON PROPERTY | B | DISINFECT | B02 | DISINFECT/HYPOCHLORIN
4431790 | JON DICKINSON ST PK #6 STABLES | 1 | RIDING STABLES | B | DISINFECT | B02 | DISINFECT/HYPOCHLORIN
4431791 | JON DICKINSON ST PK #7 CABINS | 1 | CABINS | B | DISINFECT | B02 | DISINFECT/HYPOCHLORIN
4431862 | CHAPMAN SCHOOL OF SEAMANSHIP | 1 | CHAPMAN SCHOOL OF SEAMANSHIP | B | DISINFECT | B02 | DISINFECT/HYPOCHLORIN
4431862 | CHAPMAN SCHOOL OF SEAMANSHIP | 1 | CHAPMAN SCHOOL OF SEAMANSHIP | G | IRON REMOVAL | G15 | IRON RMVL/PRESS SAND FILT
4431864 | DUNKLIN MEMORIAL CAMP | 1 | DUNKLIN MEMORIAL CAMP | B | DISINFECT | B02 | DISINFECT/HYPOCHLORIN
4431869 | HOLIDAY COUNTRY CLUB | 1 | STUART | B | DISINFECT | B02 | DISINFECT/HYPOCHLORIN
4431870 | J & S FISH CAMP | 1 | J & S FISH CAMP | B | DISINFECT | B02 | DISINFECT/HYPOCHLORIN
4431870 | J & S FISH CAMP | 1 | J & S FISH CAMP | H | SOFTENING | H25 | SOFTENING/ION EXCHANGE
4431871 | JENSEN COTTAGES AND PARK | 1 | JENSEN BEACH | B | DISINFECT | B02 | DISINFECT/HYPOCHLORIN
4431874 | OPEN GATE TRAILER PARK | 1 | OPEN GATE WTP | B | DISINFECT | B02 | DISINFECT/HYPOCHLORIN
4431877 | PALMS UNITY RECOVERY | 1 | PALMS UNITY RECOVERY | B | DISINFECT | B02 | DISINFECT/HYPOCHLORIN
4431883 | CORA-WIN COVE | 1 | SALERNO TRAILER PK - NEW SECT. | B | DISINFECT | B04 | DISINFECT/CHLORAMINES
4431884 | SALERNO VILLAGE SQUARE | 1 | PORT SALNERO | B | DISINFECT | B02 | DISINFECT/HYPOCHLORIN
4431888 | SKYLINE COURT | 1 | JENSEN BEACH | B | DISINFECT | B02 | DISINFECT/HYPOCHLORIN
4431891 | MARTIN CO UTILITIES | 1 | MARTIN CO UTIL NORTH SURFICIAL | B | DISINFECT | B04 | DISINFECT/CHLORAMINES
4431891 | MARTIN CO UTILITIES | 2 | MARTIN CO UTIL N RO/5.5 MGD | B | DISINFECT | B04 | DISINFECT/CHLORAMINES
4431891 | MARTIN CO UTILITIES | 6 | MARTIN CO UTIL TF RO | B | DISINFECT | B04 | DISINFECT/CHLORAMINES
4431891 | MARTIN CO UTILITIES | 1 | MARTIN CO UTIL NORTH SURFICIAL | C | PARTICLE REMOVAL | C14 | PART-RMVL/RAPID SAND FIL
4431891 | MARTIN CO UTILITIES | 2 | MARTIN CO UTIL N RO/5.5 MGD | C | PARTICLE REMOVAL | C29 | PART-RMVL/CARTRIDGE FILTR
4431891 | MARTIN CO UTILITIES | 2 | MARTIN CO UTIL N RO/5.5 MGD | D | CORROSION CONTROL | D19 | CORR-CTRL/PH ADJUSTMENT
4431891 | MARTIN CO UTILITIES | 1 | MARTIN CO UTIL NORTH SURFICIAL | E | TASTE-ODOR CONTROL | E20 | T-O CTRL/AERATION
4431891 | MARTIN CO UTILITIES | 2 | MARTIN CO UTIL N RO/5.5 MGD | E | TASTE-ODOR CONTROL | E20 | T-O CTRL/AERATION
4431891 | MARTIN CO UTILITIES | 2 | MARTIN CO UTIL N RO/5.5 MGD | H | SOFTENING | H26 | SOFTENING/REVERSE OSMOSIS
4431891 | MARTIN CO UTILITIES | 6 | MARTIN CO UTIL TF RO | H | SOFTENING | H26 | SOFTENING/REVERSE OSMOSIS
4431891 | MARTIN CO UTILITIES | 6 | MARTIN CO UTIL TF RO | K | DESALINATION | K26 | DESALINAT/REVERSE OSMOSIS
4431891 | MARTIN CO UTILITIES | 2 | MARTIN CO UTIL N RO/5.5 MGD | K | DESALINATION | K26 | DESALINAT/REVERSE OSMOSIS
4431893 | SPS SHOPPING CENTER | 1 |  | B | DISINFECT | B02 | DISINFECT/HYPOCHLORIN
4431897 | U.S. COAST GUARD STATION | 1 | HOBE SOUND | B | DISINFECT | B02 | DISINFECT/HYPOCHLORIN
4434000 | SAILFISH POINT | 1 | SAILFISH POINT UTILITY CORP. | B | DISINFECT | B01 | DISINFECT/GASEOUS CHLORIN
4434000 | SAILFISH POINT | 1 | SAILFISH POINT UTILITY CORP. | C | PARTICLE REMOVAL | C29 | PART-RMVL/CARTRIDGE FILTR
4434000 | SAILFISH POINT | 1 | SAILFISH POINT UTILITY CORP. | D | CORROSION CONTROL | D18 | CORR-CTRL/SEQUESTATION
4434000 | SAILFISH POINT | 1 | SAILFISH POINT UTILITY CORP. | D | CORROSION CONTROL | D19 | CORR-CTRL/PH ADJUSTMENT
4434000 | SAILFISH POINT | 1 | SAILFISH POINT UTILITY CORP. | D | CORROSION CONTROL | D24 | CORR-CTRL/LIME-SODA
4434000 | SAILFISH POINT | 1 | SAILFISH POINT UTILITY CORP. | E | TASTE-ODOR CONTROL | E01 | T-O CTRL/GASEOUS CHLORIN
4434000 | SAILFISH POINT | 1 | SAILFISH POINT UTILITY CORP. | E | TASTE-ODOR CONTROL | E20 | T-O CTRL/AERATION
4434000 | SAILFISH POINT | 1 | SAILFISH POINT UTILITY CORP. | H | SOFTENING | H26 | SOFTENING/REVERSE OSMOSIS
4434000 | SAILFISH POINT | 1 | SAILFISH POINT UTILITY CORP. | K | DESALINATION | K26 | DESALINAT/REVERSE OSMOSIS
4434014 | ST. LUCIE FALLS | 1 | ST. LUCIE FALLS | A | NO TRTMT | A | NO TRTMT
4434015 | TERRACE GARDEN APARTMENTS | 1 | TERR GARD | B | DISINFECT | B01 | DISINFECT/GASEOUS CHLORIN
4434015 | TERRACE GARDEN APARTMENTS | 1 | TERR GARD | H | SOFTENING | H25 | SOFTENING/ION EXCHANGE
4434016 | FLAMINGO FAMILY RESTAURANT | 1 | STUART | B | DISINFECT | B02 | DISINFECT/HYPOCHLORIN
4434401 | MARTIN DOWNS/MARTIN CO UTL. | 1 | MARTIN DOWNS CONSECUTIVE | A | NO TRTMT | A | NO TRTMT
4434407 | SEAGULL RANCH (FKA T & M RANCH) | 1 | SEAGULL RANCH (FKA T & M RANCH | B | DISINFECT | B01 | DISINFECT/GASEOUS CHLORIN
4434407 | SEAGULL RANCH (FKA T & M RANCH) | 1 | SEAGULL RANCH (FKA T & M RANCH | H | SOFTENING | H25 | SOFTENING/ION EXCHANGE
4434415 | I-95 REST AREA | 2 | I-95 REST AREA NEW PLANT | B | DISINFECT | B02 | DISINFECT/HYPOCHLORIN
4434415 | I-95 REST AREA | 2 | I-95 REST AREA NEW PLANT | Z | OTHER | Z20 | OTHER/AERATION
4434416 | S.T.O.P. CAMP | 1 | JONATHAN DICKINSON S.T.O.P. | B | DISINFECT | B02 | DISINFECT/HYPOCHLORIN
4434417 | RIVER LANDING | 1 | RIVER LANDING | B | DISINFECT | B01 | DISINFECT/GASEOUS CHLORIN
4434417 | RIVER LANDING | 1 | RIVER LANDING | C | PARTICLE REMOVAL | C15 | PART-RMVL/PRESS SAND FILT
4434417 | RIVER LANDING | 1 | RIVER LANDING | Z | OTHER | Z20 | OTHER/AERATION
4434418 | OLD TRAIL CLUBHOUSE | 1 | CLUBHOUSE | B | DISINFECT | B02 | DISINFECT/HYPOCHLORIN
4434418 | OLD TRAIL CLUBHOUSE | 1 | CLUBHOUSE | C | PARTICLE REMOVAL | C14 | PART-RMVL/RAPID SAND FIL
4434418 | OLD TRAIL CLUBHOUSE | 1 | CLUBHOUSE | Z | OTHER | Z20 | OTHER/AERATION
4434422 | BAY STATE MILLING CO. | 1 | BAY STATE MILLING | B | DISINFECT | B02 | DISINFECT/HYPOCHLORIN
4434423 | EVERGREEN CLUB | 1 | EVERGREEN CLUB | B | DISINFECT | B02 | DISINFECT/HYPOCHLORIN
4434423 | EVERGREEN CLUB | 1 | EVERGREEN CLUB | G | IRON REMOVAL | G25 | IRON RMVL/ION EXCHANGE
4434423 | EVERGREEN CLUB | 1 | EVERGREEN CLUB | I | COLOR REMOVAL | I23 | COLOR RML/GAC ADDITION
4434428 | WB PAYSON PARK - DORMITORY | 1 | PAYSON PARK - DORMITORY | B | DISINFECT | B02 | DISINFECT/HYPOCHLORIN
4434429 | WB PAYSON PARK - STABLE BARN | 1 | PAYSON PARK - STABLE BARN | B | DISINFECT | B02 | DISINFECT/HYPOCHLORIN
4434430 | WB PAYSON PARK - MANE GAIT CAFE | 1 | PAYSON PARK - MANE GAIT CAFE | B | DISINFECT | B02 | DISINFECT/HYPOCHLORIN
4434435 | JUPITER/TEQUESTA CHURCH OF CHR | 1 | JUPITER/TEQUESTA CHURCH OF CHR | B | DISINFECT | B02 | DISINFECT/HYPOCHLORIN
4434440 | FISHERMAN'S PLAZA | 1 | FISHERMANS PLAZA | B | DISINFECT | B02 | DISINFECT/HYPOCHLORIN
4434445 | MIDCOURT RACQUET BALL CLUB | 1 |  | B | DISINFECT | B02 | DISINFECT/HYPOCHLORIN
4434445 | MIDCOURT RACQUET BALL CLUB | 1 |  | H | SOFTENING | H25 | SOFTENING/ION EXCHANGE
4434447 | MIDNIGHT FARMS COUNTRY STORE | 1 | MIDNIGHT FARMS COUNTRY STORE | B | DISINFECT | B02 | DISINFECT/HYPOCHLORIN
4434453 | OLD TRAIL GOLF MAINT BLDG | 1 | OLD TRAIL GOLF MAINT BLDG | B | DISINFECT | B04 | DISINFECT/CHLORAMINES
4434453 | OLD TRAIL GOLF MAINT BLDG | 1 | OLD TRAIL GOLF MAINT BLDG | B | DISINFECT | B02 | DISINFECT/HYPOCHLORIN
4434456 | OLD TRAIL SALES TRAILER | 1 |  | B | DISINFECT | B02 | DISINFECT/HYPOCHLORIN
4434456 | OLD TRAIL SALES TRAILER | 1 |  | F | ORGN-RMVL | F15 | ORGN-RMVL/PRESS SAND FILT
4434459 | CHURCH OF THE ADVENT | 1 | PALM CITY CHURCH OF THE ADVENT | B | DISINFECT | B02 | DISINFECT/HYPOCHLORIN
4434459 | CHURCH OF THE ADVENT | 1 | PALM CITY CHURCH OF THE ADVENT | H | SOFTENING | H25 | SOFTENING/ION EXCHANGE
4434462 | SUNCOAST PLAZA SHOPPES | 1 |  | A | NO TRTMT | A | NO TRTMT
4434481 | FRATERNAL ORDER OF EAGLES 3896 | 1 |  | B | DISINFECT | B02 | DISINFECT/HYPOCHLORIN
4434481 | FRATERNAL ORDER OF EAGLES 3896 | 1 |  | H | SOFTENING | H25 | SOFTENING/ION EXCHANGE
4434487 | DYE PRESERVE GOLF CLUB | 1 | DYE PRESERVE GOLF CLUB | B | DISINFECT | B02 | DISINFECT/HYPOCHLORIN
4434487 | DYE PRESERVE GOLF CLUB | 1 | DYE PRESERVE GOLF CLUB | G | IRON REMOVAL | G14 | IRON RMVL/RAPID SAND FIL
4434487 | DYE PRESERVE GOLF CLUB | 1 | DYE PRESERVE GOLF CLUB | H | SOFTENING | H25 | SOFTENING/ION EXCHANGE
4434510 | 76 GOLF WORLD | 1 | GOLF WORLD | B | DISINFECT | B02 | DISINFECT/HYPOCHLORIN
4434513 | FOX CLUB | 1 | FOX CLUB WTP | B | DISINFECT | B04 | DISINFECT/CHLORAMINES
4434513 | FOX CLUB | 1 | FOX CLUB WTP | B | DISINFECT | B02 | DISINFECT/HYPOCHLORIN
4434516 | NEW BEGINNINGS COMMUNITY CHURCH | 1 | CALVARY BAPTIST CHURCH | B | DISINFECT | B02 | DISINFECT/HYPOCHLORIN
4434529 | WESTBRIDGE PLAZA | 1 | WESTBRIDGE PLAZA | B | DISINFECT | B02 | DISINFECT/HYPOCHLORIN
4434532 | GRANADA PLAZA | 1 | GRANADA PLAZA | A | NO TRTMT | A | NO TRTMT
4434538 | TANAH KEETAH - CLEAR LAKE | 1 | TANAH KEETAK - CLEAR LAKE | B | DISINFECT | B02 | DISINFECT/HYPOCHLORIN
4434541 | CHEVRON-95 RIVERSIDE | 1 | CHEVRON-95 RIVERSIDE | B | DISINFECT | B02 | DISINFECT/HYPOCHLORIN
4434548 | ELLIPSE THE | 1 | ELLIPSE THE | B | DISINFECT | B01 | DISINFECT/GASEOUS CHLORIN
4434548 | ELLIPSE THE | 1 | ELLIPSE THE | G | IRON REMOVAL | G20 | IRON RMVL/AERATION
4434549 | HUMANE SOCIETY OF THE TREASURE COAST | 1 | HUMANE SOCIETY WTP | B | DISINFECT | B02 | DISINFECT/HYPOCHLORIN
4434552 | ST. LUCIE INLET STATE PARK | 1 | ST LUCIE INLET STATE PARK | B | DISINFECT | B02 | DISINFECT/HYPOCHLORIN
4434552 | ST. LUCIE INLET STATE PARK | 1 | ST LUCIE INLET STATE PARK | K | DESALINATION | K26 | DESALINAT/REVERSE OSMOSIS
4434558 | DUPUIS RESERVE | 1 | DUPUIS RESERVE WTP | B | DISINFECT | B02 | DISINFECT/HYPOCHLORIN
4434559 | NORTH RIVER SHORES TENNIS CLUB | 1 | NORTH RIVER SHORES TENNIS CLUB | B | DISINFECT | B02 | DISINFECT/HYPOCHLORIN
4434559 | NORTH RIVER SHORES TENNIS CLUB | 1 | NORTH RIVER SHORES TENNIS CLUB | H | SOFTENING | H25 | SOFTENING/ION EXCHANGE
4434562 | JONATHAN DICKENSON S.T.O.P. CAMP | 1 | STOP CAMP | B | DISINFECT | B02 | DISINFECT/HYPOCHLORIN
4434562 | JONATHAN DICKENSON S.T.O.P. CAMP | 1 | STOP CAMP | C | PARTICLE REMOVAL | C29 | PART-RMVL/CARTRIDGE FILTR
4434562 | JONATHAN DICKENSON S.T.O.P. CAMP | 1 | STOP CAMP | F | ORGN-RMVL | F23 | ORGN-RMVL/GAC ADDITION
4434563 | NEW HOPE FELLOWSHIP | 1 | NEW HOPE FELLOWSHIP WTP | B | DISINFECT | B02 | DISINFECT/HYPOCHLORIN
4434563 | NEW HOPE FELLOWSHIP | 1 | NEW HOPE FELLOWSHIP WTP | H | SOFTENING | H02 | SOFTENING/HYPOCHLORIN
4434568 | POMA PARCEL 2 | 1 | POMA PARCEL 2 | B | DISINFECT | B02 | DISINFECT/HYPOCHLORIN
4434569 | POMA PARCEL 3 | 1 | POMA PARCEL 3 | B | DISINFECT | B02 | DISINFECT/HYPOCHLORIN
4434570 | I-95 NORTHBOUND WEIGH STATION | 1 | I-95 NORTHBOUND WEIGH STATION | B | DISINFECT | B06 | DISINFECT/UV RADIATION
4434570 | I-95 NORTHBOUND WEIGH STATION | 1 | I-95 NORTHBOUND WEIGH STATION | C | PARTICLE REMOVAL | C26 | PART-RMVL/REVERSE OSMOSIS
4434570 | I-95 NORTHBOUND WEIGH STATION | 1 | I-95 NORTHBOUND WEIGH STATION | C | PARTICLE REMOVAL | C23 | PART-RMVL/GAC ADDITION
4434570 | I-95 NORTHBOUND WEIGH STATION | 1 | I-95 NORTHBOUND WEIGH STATION | D | CORROSION CONTROL | D19 | CORR-CTRL/PH ADJUSTMENT
4434570 | I-95 NORTHBOUND WEIGH STATION | 1 | I-95 NORTHBOUND WEIGH STATION | H | SOFTENING | H25 | SOFTENING/ION EXCHANGE
4434571 | SOUTH FLORIDA SHOOTING GROUNDS | 1 | SOUTH FLORIDA SHOOTING GROUNDS | B | DISINFECT | B02 | DISINFECT/HYPOCHLORIN
4434571 | SOUTH FLORIDA SHOOTING GROUNDS | 1 | SOUTH FLORIDA SHOOTING GROUNDS | G | IRON REMOVAL | G20 | IRON RMVL/AERATION
4434571 | SOUTH FLORIDA SHOOTING GROUNDS | 1 | SOUTH FLORIDA SHOOTING GROUNDS | H | SOFTENING | H25 | SOFTENING/ION EXCHANGE
4434571 | SOUTH FLORIDA SHOOTING GROUNDS | 1 | SOUTH FLORIDA SHOOTING GROUNDS | X | DECHLORINATION | X23 | DECHLORINATION/GAC ADDITION
4434574 | PALM CITY FARMS PRODUCE | 1 | PALM CITY FARMS PRODUCE | B | DISINFECT | B02 | DISINFECT/HYPOCHLORIN
4434574 | PALM CITY FARMS PRODUCE | 1 | PALM CITY FARMS PRODUCE | C | PARTICLE REMOVAL | C29 | PART-RMVL/CARTRIDGE FILTR
4434576 | GROVE XXIII CLUBHOUSE | 1 | GROVE XXIII CLUBHOUSE | B | DISINFECT | B02 | DISINFECT/HYPOCHLORIN
4434576 | GROVE XXIII CLUBHOUSE | 1 | GROVE XXIII CLUBHOUSE | C | PARTICLE REMOVAL | C26 | PART-RMVL/REVERSE OSMOSIS
4434576 | GROVE XXIII CLUBHOUSE | 1 | GROVE XXIII CLUBHOUSE | H | SOFTENING | H25 | SOFTENING/ION EXCHANGE
4434576 | GROVE XXIII CLUBHOUSE | 1 | GROVE XXIII CLUBHOUSE | Z | OTHER | Z29 | OTHER/CARTRIDGE FILTR
4434577 | GROVE XXIII COMFORT STATION | 1 | GROVE XXIII MAINTENANCE | B | DISINFECT | B02 | DISINFECT/HYPOCHLORIN
4434577 | GROVE XXIII COMFORT STATION | 1 | GROVE XXIII MAINTENANCE | H | SOFTENING | H25 | SOFTENING/ION EXCHANGE
4434577 | GROVE XXIII COMFORT STATION | 1 | GROVE XXIII MAINTENANCE | Z | OTHER | Z29 | OTHER/CARTRIDGE FILTR
4434578 | GROVE XXIII MAINTENANCE BLDG | 1 | GROVE XXIII MAINTENANCE BLDG | B | DISINFECT | B02 | DISINFECT/HYPOCHLORIN
4434578 | GROVE XXIII MAINTENANCE BLDG | 1 | GROVE XXIII MAINTENANCE BLDG | C | PARTICLE REMOVAL | C40 | PARTICLE REMOVAL/MICROFILTRATION
4434578 | GROVE XXIII MAINTENANCE BLDG | 1 | GROVE XXIII MAINTENANCE BLDG | H | SOFTENING | H25 | SOFTENING/ION EXCHANGE
4434578 | GROVE XXIII MAINTENANCE BLDG | 1 | GROVE XXIII MAINTENANCE BLDG | Z | OTHER | Z26 | OTHER/REVERSE OSMOSIS
4434578 | GROVE XXIII MAINTENANCE BLDG | 1 | GROVE XXIII MAINTENANCE BLDG | Z | OTHER | Z29 | OTHER/CARTRIDGE FILTR
4434579 | 3 BOYS FARM | 1 | 3 BOYS FARM | B | DISINFECT | B02 | DISINFECT/HYPOCHLORIN
4434579 | 3 BOYS FARM | 1 | 3 BOYS FARM | H | SOFTENING | H25 | SOFTENING/ION EXCHANGE
4434580 | ROCKIN H RANCH | 1 | ROCKIN H RANCH | B | DISINFECT | B02 | DISINFECT/HYPOCHLORIN
4434580 | ROCKIN H RANCH | 1 | ROCKIN H RANCH | H | SOFTENING | H25 | SOFTENING/ION EXCHANGE
4434580 | ROCKIN H RANCH | 1 | ROCKIN H RANCH | Z | OTHER | Z29 | OTHER/CARTRIDGE FILTR
4434581 | COLAB FARMS | 1 | COLAB FARMS | B | DISINFECT | B02 | DISINFECT/HYPOCHLORIN
4470257 | OKEECHOBEE UTILITY AUTHORITY | 1 | OKEECHOBEE SWTP | B | DISINFECT | B04 | DISINFECT/CHLORAMINES
4470257 | OKEECHOBEE UTILITY AUTHORITY | 1 | OKEECHOBEE SWTP | B | DISINFECT | B02 | DISINFECT/HYPOCHLORIN
4470257 | OKEECHOBEE UTILITY AUTHORITY | 1 | OKEECHOBEE SWTP | C | PARTICLE REMOVAL | C14 | PART-RMVL/RAPID SAND FIL
4470257 | OKEECHOBEE UTILITY AUTHORITY | 1 | OKEECHOBEE SWTP | C | PARTICLE REMOVAL | C10 | PART-RMVL/COAGULATION
4470257 | OKEECHOBEE UTILITY AUTHORITY | 1 | OKEECHOBEE SWTP | D | CORROSION CONTROL | D18 | CORR-CTRL/SEQUESTATION
4470257 | OKEECHOBEE UTILITY AUTHORITY | 1 | OKEECHOBEE SWTP | D | CORROSION CONTROL | D19 | CORR-CTRL/PH ADJUSTMENT
4470257 | OKEECHOBEE UTILITY AUTHORITY | 1 | OKEECHOBEE SWTP | F | ORGN-RMVL | F05 | ORGN-RMVL/OZONATION
4470421 | LAKESIDE NORTH RV RESORT | 1 | FIJIAN TRAVEL TRAILER PARK | B | DISINFECT | B02 | DISINFECT/HYPOCHLORIN
4470421 | LAKESIDE NORTH RV RESORT | 1 | FIJIAN TRAVEL TRAILER PARK | E | TASTE-ODOR CONTROL | E20 | T-O CTRL/AERATION
4470472 | OKEECHOBEE YOUTH DEVELOPMENT | 1 | ECKERD FAMILY YOUTH ALTERNATIV | B | DISINFECT | B02 | DISINFECT/HYPOCHLORIN
4470472 | OKEECHOBEE YOUTH DEVELOPMENT | 1 | ECKERD FAMILY YOUTH ALTERNATIV | B | DISINFECT | B04 | DISINFECT/CHLORAMINES
4470472 | OKEECHOBEE YOUTH DEVELOPMENT | 1 | ECKERD FAMILY YOUTH ALTERNATIV | B | DISINFECT | B07 | DISINFECT/OTHER DISINFECT
4470472 | OKEECHOBEE YOUTH DEVELOPMENT | 1 | ECKERD FAMILY YOUTH ALTERNATIV | C | PARTICLE REMOVAL | C15 | PART-RMVL/PRESS SAND FILT
4470472 | OKEECHOBEE YOUTH DEVELOPMENT | 1 | ECKERD FAMILY YOUTH ALTERNATIV | D | CORROSION CONTROL | D36 | CORR-CTRL/CORROSION INHIB
4471727 | LAKE OKEECHOBEE RV PARK | 1 | PRIMROSE R.V. PARK WTP | B | DISINFECT | B02 | DISINFECT/HYPOCHLORIN
4471727 | LAKE OKEECHOBEE RV PARK | 1 | PRIMROSE R.V. PARK WTP | E | TASTE-ODOR CONTROL | E20 | T-O CTRL/AERATION
4471730 | FORT DRUM SERVICE PLAZA | 1 | FT DRUM SERVICE PLAZA | B | DISINFECT | B02 | DISINFECT/HYPOCHLORIN
4471730 | FORT DRUM SERVICE PLAZA | 1 | FT DRUM SERVICE PLAZA | E | TASTE-ODOR CONTROL | E20 | T-O CTRL/AERATION
4471730 | FORT DRUM SERVICE PLAZA | 1 | FT DRUM SERVICE PLAZA | G | IRON REMOVAL | G30 | IRON RMVL/GREENSAND FILTR
4471735 | BARLOW'S RV PARK | 1 | BARLOW'S RV PARK | B | DISINFECT | B02 | DISINFECT/HYPOCHLORIN
4471735 | BARLOW'S RV PARK | 1 | BARLOW'S RV PARK | E | TASTE-ODOR CONTROL | E20 | T-O CTRL/AERATION
4471736 | VILLA MARGARET | 1 | VILLA MARGARET | B | DISINFECT | B04 | DISINFECT/CHLORAMINES
4471736 | VILLA MARGARET | 1 | VILLA MARGARET | E | TASTE-ODOR CONTROL | E20 | T-O CTRL/AERATION
4474131 | FORT DRUM STORE | 1 | FINA | B | DISINFECT | B02 | DISINFECT/HYPOCHLORIN
4474134 | INDIAN HAMMOCK HUNT/RIDING CLB | 1 | INDIAN HAMMOCK HUNT/RIDING CLB | B | DISINFECT | B02 | DISINFECT/HYPOCHLORIN
4474396 | ANCIENT OAKS RV RESORT | 1 | ANCIENT OAKS RV PARK WTP | B | DISINFECT | B04 | DISINFECT/CHLORAMINES
4474396 | ANCIENT OAKS RV RESORT | 1 | ANCIENT OAKS RV PARK WTP | E | TASTE-ODOR CONTROL | E20 | T-O CTRL/AERATION
4474396 | ANCIENT OAKS RV RESORT | 1 | ANCIENT OAKS RV PARK WTP | F | ORGN-RMVL | F23 | ORGN-RMVL/GAC ADDITION
4474396 | ANCIENT OAKS RV RESORT | 1 | ANCIENT OAKS RV PARK WTP | F | ORGN-RMVL | F25 | ORGN-RMVL/ION EXCHANGE
4474397 | BIG WATER RV | 1 | REGISTER'S R.V. PARK | B | DISINFECT | B02 | DISINFECT/HYPOCHLORIN
4474397 | BIG WATER RV | 1 | REGISTER'S R.V. PARK | E | TASTE-ODOR CONTROL | E20 | T-O CTRL/AERATION
4474399 | WATER'S EDGE MOTOR COACH RESORT | 1 | WATER'S EDGE MOTOR COACH RESOR | B | DISINFECT | B02 | DISINFECT/HYPOCHLORIN
4474399 | WATER'S EDGE MOTOR COACH RESORT | 1 | WATER'S EDGE MOTOR COACH RESOR | E | TASTE-ODOR CONTROL | E20 | T-O CTRL/AERATION
4474408 | FAITH FARM MINISTRIES | 1 | FAITH FARMS | B | DISINFECT | B02 | DISINFECT/HYPOCHLORIN
4474408 | FAITH FARM MINISTRIES | 1 | FAITH FARMS | E | TASTE-ODOR CONTROL | E20 | T-O CTRL/AERATION
4474412 | REGENCY THERMOGRAPHERS OF FLA | 1 | 1 | B | DISINFECT | B02 | DISINFECT/HYPOCHLORIN
4474414 | BIG LAKE LODGE | 1 | BIG LAKE LODGE | B | DISINFECT | B02 | DISINFECT/HYPOCHLORIN
4474414 | BIG LAKE LODGE | 1 | BIG LAKE LODGE | E | TASTE-ODOR CONTROL | E20 | T-O CTRL/AERATION
4474417 | TOWN STAR #40 | 1 | FINA/TOWN STAR #3876 | B | DISINFECT | B02 | DISINFECT/HYPOCHLORIN
4474417 | TOWN STAR #40 | 1 | FINA/TOWN STAR #3876 | E | TASTE-ODOR CONTROL | E20 | T-O CTRL/AERATION
4474419 | CIRCLE K FOOD STORE #7402 | 1 | CICKE K FOOD STORE WTP | B | DISINFECT | B02 | DISINFECT/HYPOCHLORIN
4474419 | CIRCLE K FOOD STORE #7402 | 1 | CICKE K FOOD STORE WTP | E | TASTE-ODOR CONTROL | E20 | T-O CTRL/AERATION
4474420 | OAK LEAF GOLF COURSE | 1 | OAK LEAF GOLF COURSE | B | DISINFECT | B02 | DISINFECT/HYPOCHLORIN
4474421 | LOG HARBOR CONDOMINIUMS | 1 | LOG CABIN UTILITIES WTP | B | DISINFECT | B02 | DISINFECT/HYPOCHLORIN
4474421 | LOG HARBOR CONDOMINIUMS | 1 | LOG CABIN UTILITIES WTP | E | TASTE-ODOR CONTROL | E20 | T-O CTRL/AERATION
4474422 | CROSSROADS RESTAURANT | 1 | CROSSROADS RESTAURANT WTP | B | DISINFECT | B02 | DISINFECT/HYPOCHLORIN
4474422 | CROSSROADS RESTAURANT | 1 | CROSSROADS RESTAURANT WTP | H | SOFTENING | H02 | SOFTENING/HYPOCHLORIN
4474423 | BROTHERS RV RESORT | 1 | BLUE GILL RV PARK | B | DISINFECT | B02 | DISINFECT/HYPOCHLORIN
4474423 | BROTHERS RV RESORT | 1 | BLUE GILL RV PARK | E | TASTE-ODOR CONTROL | E20 | T-O CTRL/AERATION
4474426 | KNOT'S LANDING | 1 | KNOTS LANDING | B | DISINFECT | B02 | DISINFECT/HYPOCHLORIN
4474426 | KNOT'S LANDING | 1 | KNOTS LANDING | E | TASTE-ODOR CONTROL | E20 | T-O CTRL/AERATION
4474431 | LAKESIDE VILLAGE RV RESORT | 1 | LAKESIDE VILLAGE RV RESORT | B | DISINFECT | B02 | DISINFECT/HYPOCHLORIN
4474431 | LAKESIDE VILLAGE RV RESORT | 1 | LAKESIDE VILLAGE RV RESORT | E | TASTE-ODOR CONTROL | E20 | T-O CTRL/AERATION
4474442 | FLORIDA CONVENIENCE STORE #482 | 1 | TOWN STAR #482 | B | DISINFECT | B02 | DISINFECT/HYPOCHLORIN
4474442 | FLORIDA CONVENIENCE STORE #482 | 1 | TOWN STAR #482 | E | TASTE-ODOR CONTROL | E20 | T-O CTRL/AERATION
4474443 | SHADY PINES TRAILER PARK | 1 | SHADY PINES TRAILER PARK | A | NO TRTMT | A | NO TRTMT
4474453 | BLUE CYPRESS GOLF & RV PARK | 1 | BLUE CYPRESS GOLF & RV PARK | B | DISINFECT | B02 | DISINFECT/HYPOCHLORIN
4474453 | BLUE CYPRESS GOLF & RV PARK | 1 | BLUE CYPRESS GOLF & RV PARK | E | TASTE-ODOR CONTROL | E20 | T-O CTRL/AERATION
4474453 | BLUE CYPRESS GOLF & RV PARK | 1 | BLUE CYPRESS GOLF & RV PARK | F | ORGN-RMVL | F23 | ORGN-RMVL/GAC ADDITION
4474453 | BLUE CYPRESS GOLF & RV PARK | 1 | BLUE CYPRESS GOLF & RV PARK | R | RADS REMOVAL | R25 | RADS RMVL/ION EXCHANGE
4474462 | MCARTHUR/LINE 1/NE | 1 | MCARTHUR FARMS - LINE 1/NE | B | DISINFECT | B02 | DISINFECT/HYPOCHLORIN
4474467 | OAK PARK | 1 | OAK PARK MHP | B | DISINFECT | B02 | DISINFECT/HYPOCHLORIN
4474467 | OAK PARK | 1 | OAK PARK MHP | G | IRON REMOVAL | G20 | IRON RMVL/AERATION
4474474 | MCARTHUR/LINE 7/SW | 1 | MCARTHUR FARMS - LINE 7/SW | B | DISINFECT | B02 | DISINFECT/HYPOCHLORIN
4474477 | FLORIDA CONVENIENCE STORE #484 | 1 | TOWN START #484 | C | PARTICLE REMOVAL | C15 | PART-RMVL/PRESS SAND FILT
4474477 | FLORIDA CONVENIENCE STORE #484 | 1 | TOWN START #484 | H | SOFTENING | H25 | SOFTENING/ION EXCHANGE
4474479 | MARATHON TRUCK STOP FKA COUNTRY HILLS | 1 | TIENDA REY MON WTP | B | DISINFECT | B02 | DISINFECT/HYPOCHLORIN
4474488 | SWEET PEAS | 1 | LONESOME DOVE RESTAURANT WTP | B | DISINFECT | B02 | DISINFECT/HYPOCHLORIN
4474496 | 700A COUNTRY STORE & DINER | 1 | 700A COUNTRY STORE & DINER | B | DISINFECT | B02 | DISINFECT/HYPOCHLORIN
4474497 | OKEECHOBEE CORRECTIONAL INST | 1 | OKEECHOBEE CORRECTIONAL INST | B | DISINFECT | B02 | DISINFECT/HYPOCHLORIN
4474497 | OKEECHOBEE CORRECTIONAL INST | 1 | OKEECHOBEE CORRECTIONAL INST | E | TASTE-ODOR CONTROL | E20 | T-O CTRL/AERATION
4474498 | FRATERNAL ORDER OF EAGLES | 1 | FRATERNAL ORDER OF EAGLES | B | DISINFECT | B02 | DISINFECT/HYPOCHLORIN
4474499 | CURREN ELECTRIC | 1 | CURREN ELECTRIC | B | DISINFECT | B02 | DISINFECT/HYPOCHLORIN
4474500 | PLAYLAND PARK | 1 | PLAYLAND PARK | B | DISINFECT | B02 | DISINFECT/HYPOCHLORIN
4474501 | VISION QUEST | 1 | VISION QUEST | B | DISINFECT | B02 | DISINFECT/HYPOCHLORIN
4474502 | FASTLINE DRIVE THRU (F/K/A JAMS DRIVE) | 1 | JAMS DRIVE THRU FKA CUDA | B | DISINFECT | B02 | DISINFECT/HYPOCHLORIN
4474504 | KISSIMMEE PRAIRIE PRESERVE STATE PARK | 1 | KISSIMMEE PRAIRIE STATE PARK | B | DISINFECT | B02 | DISINFECT/HYPOCHLORIN
4474504 | KISSIMMEE PRAIRIE PRESERVE STATE PARK | 1 | KISSIMMEE PRAIRIE STATE PARK | H | SOFTENING | H25 | SOFTENING/ION EXCHANGE
4474508 | FLORIDA MULTICULTURAL DISTRICT RETREAT | 1 | FLORIDA MULTICULTURAL DIST WTP | B | DISINFECT | B02 | DISINFECT/HYPOCHLORIN
4474508 | FLORIDA MULTICULTURAL DISTRICT RETREAT | 1 | FLORIDA MULTICULTURAL DIST WTP | E | TASTE-ODOR CONTROL | E23 | T-O CTRL/GAC ADDITION
4474508 | FLORIDA MULTICULTURAL DISTRICT RETREAT | 1 | FLORIDA MULTICULTURAL DIST WTP | H | SOFTENING | H25 | SOFTENING/ION EXCHANGE
4474509 | OK CORRAL | 1 | OK CORRAL WTP | B | DISINFECT | B02 | DISINFECT/HYPOCHLORIN
4474509 | OK CORRAL | 1 | OK CORRAL WTP | E | TASTE-ODOR CONTROL | E23 | T-O CTRL/GAC ADDITION
4474509 | OK CORRAL | 1 | OK CORRAL WTP | H | SOFTENING | H25 | SOFTENING/ION EXCHANGE
4474510 | PINE CREEK SPORTING CLUB | 1 | PINE CREEK WTP | B | DISINFECT | B05 | DISINFECT/OZONATION
4474510 | PINE CREEK SPORTING CLUB | 1 | PINE CREEK WTP | E | TASTE-ODOR CONTROL | E23 | T-O CTRL/GAC ADDITION
4474510 | PINE CREEK SPORTING CLUB | 1 | PINE CREEK WTP | E | TASTE-ODOR CONTROL | E26 | T-O CTRL/REVERSE OSMOSIS
4474513 | DOLLAR GENERAL AT OKEECHOBEE | 1 | DOLLAR GENERAL AT OKEECHOBEE | B | DISINFECT | B02 | DISINFECT/HYPOCHLORIN
4474515 | FPL OKEECHOBEE CLEAN ENERGY CENTER | 1 | FPL OCEC | B | DISINFECT | B02 | DISINFECT/HYPOCHLORIN
4474517 | MILKING R DAIRY ICE CREAM SHOP | 1 | MILKING R DAIRY | B | DISINFECT | B02 | DISINFECT/HYPOCHLORIN
4500014 | WELLINGTON WTP | 1 | WELLINGTON LIME AND RO PLANT | B | DISINFECT | B04 | DISINFECT/CHLORAMINES
4500014 | WELLINGTON WTP | 1 | WELLINGTON LIME AND RO PLANT | B | DISINFECT | B02 | DISINFECT/HYPOCHLORIN
4500014 | WELLINGTON WTP | 1 | WELLINGTON LIME AND RO PLANT | C | PARTICLE REMOVAL | C10 | PART-RMVL/COAGULATION
4500014 | WELLINGTON WTP | 1 | WELLINGTON LIME AND RO PLANT | C | PARTICLE REMOVAL | C38 | PART-RMVL/NANOFILTRATION
4500014 | WELLINGTON WTP | 1 | WELLINGTON LIME AND RO PLANT | C | PARTICLE REMOVAL | C29 | PART-RMVL/CARTRIDGE FILTR
4500014 | WELLINGTON WTP | 1 | WELLINGTON LIME AND RO PLANT | C | PARTICLE REMOVAL | C11 | PART-RMVL/FLOCCULATION
4500014 | WELLINGTON WTP | 1 | WELLINGTON LIME AND RO PLANT | C | PARTICLE REMOVAL | C14 | PART-RMVL/RAPID SAND FIL
4500014 | WELLINGTON WTP | 1 | WELLINGTON LIME AND RO PLANT | C | PARTICLE REMOVAL | C12 | PART-RMVL/SEDIMENTATION
4500014 | WELLINGTON WTP | 1 | WELLINGTON LIME AND RO PLANT | D | CORROSION CONTROL | D36 | CORR-CTRL/CORROSION INHIB
4500014 | WELLINGTON WTP | 1 | WELLINGTON LIME AND RO PLANT | D | CORROSION CONTROL | D19 | CORR-CTRL/PH ADJUSTMENT
4500014 | WELLINGTON WTP | 1 | WELLINGTON LIME AND RO PLANT | E | TASTE-ODOR CONTROL | E20 | T-O CTRL/AERATION
4500014 | WELLINGTON WTP | 1 | WELLINGTON LIME AND RO PLANT | H | SOFTENING | H24 | SOFTENING/LIME-SODA
4500014 | WELLINGTON WTP | 1 | WELLINGTON LIME AND RO PLANT | Z | OTHER | Z27 | OTHER/FLUORIDATION
4500062 | MARALAGO CAY MHP | 1 | MARALAGO CAY MHP | B | DISINFECT | B01 | DISINFECT/GASEOUS CHLORIN
4500062 | MARALAGO CAY MHP | 1 | MARALAGO CAY MHP | B | DISINFECT | B04 | DISINFECT/CHLORAMINES
4500062 | MARALAGO CAY MHP | 1 | MARALAGO CAY MHP | C | PARTICLE REMOVAL | C14 | PART-RMVL/RAPID SAND FIL
4500062 | MARALAGO CAY MHP | 1 | MARALAGO CAY MHP | C | PARTICLE REMOVAL | C10 | PART-RMVL/COAGULATION
4500062 | MARALAGO CAY MHP | 1 | MARALAGO CAY MHP | F | ORGN-RMVL | F10 | ORGN-RMVL/COAGULATION
4500101 | BEDNER LABOR CAMP | 1 | BEDNER LABOR CAMP | B | DISINFECT | B02 | DISINFECT/HYPOCHLORIN
4500119 | NEW HOPE SOUTH INC ( SUGAR FARMS ) | 1 | FORMER SHELLTON LAND&CATTLE | B | DISINFECT | B02 | DISINFECT/HYPOCHLORIN
4500119 | NEW HOPE SOUTH INC ( SUGAR FARMS ) | 1 | FORMER SHELLTON LAND&CATTLE | C | PARTICLE REMOVAL | C29 | PART-RMVL/CARTRIDGE FILTR
4500119 | NEW HOPE SOUTH INC ( SUGAR FARMS ) | 1 | FORMER SHELLTON LAND&CATTLE | D | CORROSION CONTROL | D18 | CORR-CTRL/SEQUESTATION
4500119 | NEW HOPE SOUTH INC ( SUGAR FARMS ) | 1 | FORMER SHELLTON LAND&CATTLE | D | CORROSION CONTROL | D19 | CORR-CTRL/PH ADJUSTMENT
4500119 | NEW HOPE SOUTH INC ( SUGAR FARMS ) | 1 | FORMER SHELLTON LAND&CATTLE | E | TASTE-ODOR CONTROL | E28 | T-O CTRL/PACKED TWR-AERA
4500119 | NEW HOPE SOUTH INC ( SUGAR FARMS ) | 1 | FORMER SHELLTON LAND&CATTLE | F | ORGN-RMVL | F26 | ORGN-RMVL/REVERSE OSMOSIS
4500130 | BOCA RATON WTP | 1 | GLADES ROAD | B | DISINFECT | B02 | DISINFECT/HYPOCHLORIN
4500130 | BOCA RATON WTP | 1 | GLADES ROAD | B | DISINFECT | B04 | DISINFECT/CHLORAMINES
4500130 | BOCA RATON WTP | 1 | GLADES ROAD | C | PARTICLE REMOVAL | C15 | PART-RMVL/PRESS SAND FILT
4500130 | BOCA RATON WTP | 1 | GLADES ROAD | C | PARTICLE REMOVAL | C29 | PART-RMVL/CARTRIDGE FILTR
4500130 | BOCA RATON WTP | 1 | GLADES ROAD | C | PARTICLE REMOVAL | C26 | PART-RMVL/REVERSE OSMOSIS
4500130 | BOCA RATON WTP | 1 | GLADES ROAD | C | PARTICLE REMOVAL | C12 | PART-RMVL/SEDIMENTATION
4500130 | BOCA RATON WTP | 1 | GLADES ROAD | C | PARTICLE REMOVAL | C14 | PART-RMVL/RAPID SAND FIL
4500130 | BOCA RATON WTP | 1 | GLADES ROAD | C | PARTICLE REMOVAL | C10 | PART-RMVL/COAGULATION
4500130 | BOCA RATON WTP | 1 | GLADES ROAD | D | CORROSION CONTROL | D18 | CORR-CTRL/SEQUESTATION
4500130 | BOCA RATON WTP | 1 | GLADES ROAD | D | CORROSION CONTROL | D19 | CORR-CTRL/PH ADJUSTMENT
4500130 | BOCA RATON WTP | 1 | GLADES ROAD | D | CORROSION CONTROL | D36 | CORR-CTRL/CORROSION INHIB
4500130 | BOCA RATON WTP | 1 | GLADES ROAD | F | ORGN-RMVL | F26 | ORGN-RMVL/REVERSE OSMOSIS
4500130 | BOCA RATON WTP | 1 | GLADES ROAD | H | SOFTENING | H24 | SOFTENING/LIME-SODA
4500130 | BOCA RATON WTP | 1 | GLADES ROAD | Z | OTHER | Z26 | OTHER/REVERSE OSMOSIS
4500130 | BOCA RATON WTP | 1 | GLADES ROAD | Z | OTHER | Z19 | OTHER/PH ADJUSTMENT
4500145 | BOYNTON BEACH PWS | 2 | WEST R/O PLANT-NANO FILTRATION | B | DISINFECT | B02 | DISINFECT/HYPOCHLORIN
4500145 | BOYNTON BEACH PWS | 1 | EAST-BOYNTON BEACH CITY OF | B | DISINFECT | B04 | DISINFECT/CHLORAMINES
4500145 | BOYNTON BEACH PWS | 1 | EAST-BOYNTON BEACH CITY OF | B | DISINFECT | B01 | DISINFECT/GASEOUS CHLORIN
4500145 | BOYNTON BEACH PWS | 2 | WEST R/O PLANT-NANO FILTRATION | B | DISINFECT | B04 | DISINFECT/CHLORAMINES
4500145 | BOYNTON BEACH PWS | 1 | EAST-BOYNTON BEACH CITY OF | C | PARTICLE REMOVAL | C12 | PART-RMVL/SEDIMENTATION
4500145 | BOYNTON BEACH PWS | 1 | EAST-BOYNTON BEACH CITY OF | C | PARTICLE REMOVAL | C11 | PART-RMVL/FLOCCULATION
4500145 | BOYNTON BEACH PWS | 1 | EAST-BOYNTON BEACH CITY OF | C | PARTICLE REMOVAL | C14 | PART-RMVL/RAPID SAND FIL
4500145 | BOYNTON BEACH PWS | 1 | EAST-BOYNTON BEACH CITY OF | C | PARTICLE REMOVAL | C10 | PART-RMVL/COAGULATION
4500145 | BOYNTON BEACH PWS | 2 | WEST R/O PLANT-NANO FILTRATION | C | PARTICLE REMOVAL | C29 | PART-RMVL/CARTRIDGE FILTR
4500145 | BOYNTON BEACH PWS | 2 | WEST R/O PLANT-NANO FILTRATION | D | CORROSION CONTROL | D19 | CORR-CTRL/PH ADJUSTMENT
4500145 | BOYNTON BEACH PWS | 1 | EAST-BOYNTON BEACH CITY OF | D | CORROSION CONTROL | D37 | CORR-CTRL/ALKALINITY ADJ.
4500145 | BOYNTON BEACH PWS | 1 | EAST-BOYNTON BEACH CITY OF | D | CORROSION CONTROL | D19 | CORR-CTRL/PH ADJUSTMENT
4500145 | BOYNTON BEACH PWS | 2 | WEST R/O PLANT-NANO FILTRATION | D | CORROSION CONTROL | D18 | CORR-CTRL/SEQUESTATION
4500145 | BOYNTON BEACH PWS | 2 | WEST R/O PLANT-NANO FILTRATION | D | CORROSION CONTROL | D37 | CORR-CTRL/ALKALINITY ADJ.
4500145 | BOYNTON BEACH PWS | 2 | WEST R/O PLANT-NANO FILTRATION | E | TASTE-ODOR CONTROL | E28 | T-O CTRL/PACKED TWR-AERA
4500145 | BOYNTON BEACH PWS | 1 | EAST-BOYNTON BEACH CITY OF | E | TASTE-ODOR CONTROL | E01 | T-O CTRL/GASEOUS CHLORIN
4500145 | BOYNTON BEACH PWS | 2 | WEST R/O PLANT-NANO FILTRATION | F | ORGN-RMVL | F38 | ORGN-RMVL/NANOFILTRATION
4500145 | BOYNTON BEACH PWS | 1 | EAST-BOYNTON BEACH CITY OF | H | SOFTENING | H24 | SOFTENING/LIME-SODA
4500145 | BOYNTON BEACH PWS | 2 | WEST R/O PLANT-NANO FILTRATION | H | SOFTENING | H38 | SOFTENING/NANOFILTRATION
4500145 | BOYNTON BEACH PWS | 2 | WEST R/O PLANT-NANO FILTRATION | I | COLOR REMOVAL | I38 | COLOR RML/NANOFILTRATION
4500145 | BOYNTON BEACH PWS | 1 | EAST-BOYNTON BEACH CITY OF | Z | OTHER | Z27 | OTHER/FLUORIDATION
4500145 | BOYNTON BEACH PWS | 2 | WEST R/O PLANT-NANO FILTRATION | Z | OTHER | Z27 | OTHER/FLUORIDATION
4500264 | COLONIAL ESTATES MHP | 1 | COLONIAL ESTATES MHP | B | DISINFECT | B02 | DISINFECT/HYPOCHLORIN
4500264 | COLONIAL ESTATES MHP | 1 | COLONIAL ESTATES MHP | C | PARTICLE REMOVAL | C15 | PART-RMVL/PRESS SAND FILT
4500264 | COLONIAL ESTATES MHP | 1 | COLONIAL ESTATES MHP | G | IRON REMOVAL | G31 | IRON RMVL/PERMANGANATE
4500264 | COLONIAL ESTATES MHP | 1 | COLONIAL ESTATES MHP | H | SOFTENING | H25 | SOFTENING/ION EXCHANGE
4500351 | DELRAY BEACH PUBLIC WATER SYSTEM | 1 | DELRAY BEACH WATER DEPARTMENT | B | DISINFECT | B02 | DISINFECT/HYPOCHLORIN
4500351 | DELRAY BEACH PUBLIC WATER SYSTEM | 1 | DELRAY BEACH WATER DEPARTMENT | B | DISINFECT | B04 | DISINFECT/CHLORAMINES
4500351 | DELRAY BEACH PUBLIC WATER SYSTEM | 1 | DELRAY BEACH WATER DEPARTMENT | C | PARTICLE REMOVAL | C10 | PART-RMVL/COAGULATION
4500351 | DELRAY BEACH PUBLIC WATER SYSTEM | 1 | DELRAY BEACH WATER DEPARTMENT | C | PARTICLE REMOVAL | C12 | PART-RMVL/SEDIMENTATION
4500351 | DELRAY BEACH PUBLIC WATER SYSTEM | 1 | DELRAY BEACH WATER DEPARTMENT | C | PARTICLE REMOVAL | C14 | PART-RMVL/RAPID SAND FIL
4500351 | DELRAY BEACH PUBLIC WATER SYSTEM | 1 | DELRAY BEACH WATER DEPARTMENT | D | CORROSION CONTROL | D18 | CORR-CTRL/SEQUESTATION
4500351 | DELRAY BEACH PUBLIC WATER SYSTEM | 1 | DELRAY BEACH WATER DEPARTMENT | F | ORGN-RMVL | F28 | ORGN-RMVL/PACKED TWR-AERA
4500351 | DELRAY BEACH PUBLIC WATER SYSTEM | 1 | DELRAY BEACH WATER DEPARTMENT | G | IRON REMOVAL | G10 | IRON RMVL/COAGULATION
4500351 | DELRAY BEACH PUBLIC WATER SYSTEM | 1 | DELRAY BEACH WATER DEPARTMENT | H | SOFTENING | H24 | SOFTENING/LIME-SODA
4500351 | DELRAY BEACH PUBLIC WATER SYSTEM | 1 | DELRAY BEACH WATER DEPARTMENT | Z | OTHER | Z19 | OTHER/PH ADJUSTMENT
4500351 | DELRAY BEACH PUBLIC WATER SYSTEM | 1 | DELRAY BEACH WATER DEPARTMENT | Z | OTHER | Z27 | OTHER/FLUORIDATION
4500450 | EVERGLADES YOUTH CAMP | 1 | EVERGLADES YOUTH CAMP | B | DISINFECT | B02 | DISINFECT/HYPOCHLORIN
4500450 | EVERGLADES YOUTH CAMP | 1 | EVERGLADES YOUTH CAMP | F | ORGN-RMVL | F23 | ORGN-RMVL/GAC ADDITION
4500450 | EVERGLADES YOUTH CAMP | 1 | EVERGLADES YOUTH CAMP | H | SOFTENING | H25 | SOFTENING/ION EXCHANGE
4500455 | SEMINOLE MANOR SUBDIVISION | 1 | SEMINOLE MANOR | A | NO TRTMT | A | NO TRTMT
4500466 | LAKE CLARKE SHORES | 1 | LAKE CLARKE SHORES | A | NO TRTMT | A | NO TRTMT
4500530 | GOLD COAST CHRISTIAN CAMP | 1 | GOLD COAST CHRISTIAN CAMP | B | DISINFECT | B02 | DISINFECT/HYPOCHLORIN
4500530 | GOLD COAST CHRISTIAN CAMP | 1 | GOLD COAST CHRISTIAN CAMP | C | PARTICLE REMOVAL | C23 | PART-RMVL/GAC ADDITION
4500530 | GOLD COAST CHRISTIAN CAMP | 1 | GOLD COAST CHRISTIAN CAMP | E | TASTE-ODOR CONTROL | E25 | T-O CTRL/ION EXCHANGE
4500560 | OKEELANTA SUGAR MILL | 1 | REVERSE OSMOSIS PLANT(10/20/94 | B | DISINFECT | B02 | DISINFECT/HYPOCHLORIN
4500560 | OKEELANTA SUGAR MILL | 1 | REVERSE OSMOSIS PLANT(10/20/94 | C | PARTICLE REMOVAL | C29 | PART-RMVL/CARTRIDGE FILTR
4500560 | OKEELANTA SUGAR MILL | 1 | REVERSE OSMOSIS PLANT(10/20/94 | D | CORROSION CONTROL | D19 | CORR-CTRL/PH ADJUSTMENT
4500560 | OKEELANTA SUGAR MILL | 1 | REVERSE OSMOSIS PLANT(10/20/94 | D | CORROSION CONTROL | D18 | CORR-CTRL/SEQUESTATION
4500560 | OKEELANTA SUGAR MILL | 1 | REVERSE OSMOSIS PLANT(10/20/94 | E | TASTE-ODOR CONTROL | E28 | T-O CTRL/PACKED TWR-AERA
4500560 | OKEELANTA SUGAR MILL | 1 | REVERSE OSMOSIS PLANT(10/20/94 | F | ORGN-RMVL | F26 | ORGN-RMVL/REVERSE OSMOSIS
4500565 | GULFSTREAM TOWN OF | 1 | DELRAY BEACH WTP | B | DISINFECT | B04 | DISINFECT/CHLORAMINES
4500565 | GULFSTREAM TOWN OF | 1 | DELRAY BEACH WTP | B | DISINFECT | B01 | DISINFECT/GASEOUS CHLORIN
4500565 | GULFSTREAM TOWN OF | 1 | DELRAY BEACH WTP | C | PARTICLE REMOVAL | C14 | PART-RMVL/RAPID SAND FIL
4500565 | GULFSTREAM TOWN OF | 1 | DELRAY BEACH WTP | C | PARTICLE REMOVAL | C10 | PART-RMVL/COAGULATION
4500565 | GULFSTREAM TOWN OF | 1 | DELRAY BEACH WTP | D | CORROSION CONTROL | D18 | CORR-CTRL/SEQUESTATION
4500565 | GULFSTREAM TOWN OF | 1 | DELRAY BEACH WTP | F | ORGN-RMVL | F28 | ORGN-RMVL/PACKED TWR-AERA
4500565 | GULFSTREAM TOWN OF | 1 | DELRAY BEACH WTP | G | IRON REMOVAL | G10 | IRON RMVL/COAGULATION
4500565 | GULFSTREAM TOWN OF | 1 | DELRAY BEACH WTP | H | SOFTENING | H24 | SOFTENING/LIME-SODA
4500565 | GULFSTREAM TOWN OF | 1 | DELRAY BEACH WTP | Z | OTHER | Z27 | OTHER/FLUORIDATION
4500609 | HIGHLAND BEACH WATER PLANT | 1 | HIGHLAND BEACH WATER PLANT | B | DISINFECT | B02 | DISINFECT/HYPOCHLORIN
4500609 | HIGHLAND BEACH WATER PLANT | 1 | HIGHLAND BEACH WATER PLANT | C | PARTICLE REMOVAL | C29 | PART-RMVL/CARTRIDGE FILTR
4500609 | HIGHLAND BEACH WATER PLANT | 1 | HIGHLAND BEACH WATER PLANT | D | CORROSION CONTROL | D36 | CORR-CTRL/CORROSION INHIB
4500609 | HIGHLAND BEACH WATER PLANT | 1 | HIGHLAND BEACH WATER PLANT | E | TASTE-ODOR CONTROL | E28 | T-O CTRL/PACKED TWR-AERA
4500609 | HIGHLAND BEACH WATER PLANT | 1 | HIGHLAND BEACH WATER PLANT | F | ORGN-RMVL | F26 | ORGN-RMVL/REVERSE OSMOSIS
4500609 | HIGHLAND BEACH WATER PLANT | 1 | HIGHLAND BEACH WATER PLANT | H | SOFTENING | H26 | SOFTENING/REVERSE OSMOSIS
4500609 | HIGHLAND BEACH WATER PLANT | 1 | HIGHLAND BEACH WATER PLANT | K | DESALINATION | K26 | DESALINAT/REVERSE OSMOSIS
4500609 | HIGHLAND BEACH WATER PLANT | 1 | HIGHLAND BEACH WATER PLANT | Z | OTHER | Z19 | OTHER/PH ADJUSTMENT
4500717 | WEST JUPITER RV RESORT | 1 | WEST JUPITER CAMPGROUND | B | DISINFECT | B02 | DISINFECT/HYPOCHLORIN
4500773 | LAKE WORTH BEACH UTILITIES | 1 | LAKE WORTH UTILITIES AUTH. | B | DISINFECT | B04 | DISINFECT/CHLORAMINES
4500773 | LAKE WORTH BEACH UTILITIES | 1 | LAKE WORTH UTILITIES AUTH. | B | DISINFECT | B01 | DISINFECT/GASEOUS CHLORIN
4500773 | LAKE WORTH BEACH UTILITIES | 1 | LAKE WORTH UTILITIES AUTH. | B | DISINFECT | B02 | DISINFECT/HYPOCHLORIN
4500773 | LAKE WORTH BEACH UTILITIES | 1 | LAKE WORTH UTILITIES AUTH. | C | PARTICLE REMOVAL | C11 | PART-RMVL/FLOCCULATION
4500773 | LAKE WORTH BEACH UTILITIES | 1 | LAKE WORTH UTILITIES AUTH. | C | PARTICLE REMOVAL | C14 | PART-RMVL/RAPID SAND FIL
4500773 | LAKE WORTH BEACH UTILITIES | 1 | LAKE WORTH UTILITIES AUTH. | C | PARTICLE REMOVAL | C12 | PART-RMVL/SEDIMENTATION
4500773 | LAKE WORTH BEACH UTILITIES | 1 | LAKE WORTH UTILITIES AUTH. | C | PARTICLE REMOVAL | C10 | PART-RMVL/COAGULATION
4500773 | LAKE WORTH BEACH UTILITIES | 1 | LAKE WORTH UTILITIES AUTH. | D | CORROSION CONTROL | D36 | CORR-CTRL/CORROSION INHIB
4500773 | LAKE WORTH BEACH UTILITIES | 1 | LAKE WORTH UTILITIES AUTH. | G | IRON REMOVAL | G10 | IRON RMVL/COAGULATION
4500773 | LAKE WORTH BEACH UTILITIES | 1 | LAKE WORTH UTILITIES AUTH. | H | SOFTENING | H24 | SOFTENING/LIME-SODA
4500773 | LAKE WORTH BEACH UTILITIES | 1 | LAKE WORTH UTILITIES AUTH. | Z | OTHER | Z26 | OTHER/REVERSE OSMOSIS
4500784 | LANTANA WATER TREATMENT PLANT | 1 | LANTANA WATER PLANT | B | DISINFECT | B02 | DISINFECT/HYPOCHLORIN
4500784 | LANTANA WATER TREATMENT PLANT | 1 | LANTANA WATER PLANT | B | DISINFECT | B04 | DISINFECT/CHLORAMINES
4500784 | LANTANA WATER TREATMENT PLANT | 1 | LANTANA WATER PLANT | C | PARTICLE REMOVAL | C14 | PART-RMVL/RAPID SAND FIL
4500784 | LANTANA WATER TREATMENT PLANT | 1 | LANTANA WATER PLANT | D | CORROSION CONTROL | D36 | CORR-CTRL/CORROSION INHIB
4500784 | LANTANA WATER TREATMENT PLANT | 1 | LANTANA WATER PLANT | E | TASTE-ODOR CONTROL | E02 | T-O CTRL/HYPOCHLORIN
4500784 | LANTANA WATER TREATMENT PLANT | 1 | LANTANA WATER PLANT | E | TASTE-ODOR CONTROL | E20 | T-O CTRL/AERATION
4500784 | LANTANA WATER TREATMENT PLANT | 1 | LANTANA WATER PLANT | E | TASTE-ODOR CONTROL | E25 | T-O CTRL/ION EXCHANGE
4500784 | LANTANA WATER TREATMENT PLANT | 1 | LANTANA WATER PLANT | G | IRON REMOVAL | G25 | IRON RMVL/ION EXCHANGE
4500784 | LANTANA WATER TREATMENT PLANT | 1 | LANTANA WATER PLANT | H | SOFTENING | H25 | SOFTENING/ION EXCHANGE
4500840 | MANALAPAN WTP (LEROY C.PASLAY) | 1 | MANALAPAN WATER DEPARTMENT | B | DISINFECT | B04 | DISINFECT/CHLORAMINES
4500840 | MANALAPAN WTP (LEROY C.PASLAY) | 1 | MANALAPAN WATER DEPARTMENT | B | DISINFECT | B02 | DISINFECT/HYPOCHLORIN
4500840 | MANALAPAN WTP (LEROY C.PASLAY) | 1 | MANALAPAN WATER DEPARTMENT | C | PARTICLE REMOVAL | C14 | PART-RMVL/RAPID SAND FIL
4500840 | MANALAPAN WTP (LEROY C.PASLAY) | 1 | MANALAPAN WATER DEPARTMENT | C | PARTICLE REMOVAL | C26 | PART-RMVL/REVERSE OSMOSIS
4500840 | MANALAPAN WTP (LEROY C.PASLAY) | 1 | MANALAPAN WATER DEPARTMENT | C | PARTICLE REMOVAL | C29 | PART-RMVL/CARTRIDGE FILTR
4500840 | MANALAPAN WTP (LEROY C.PASLAY) | 1 | MANALAPAN WATER DEPARTMENT | D | CORROSION CONTROL | D36 | CORR-CTRL/CORROSION INHIB
4500840 | MANALAPAN WTP (LEROY C.PASLAY) | 1 | MANALAPAN WATER DEPARTMENT | E | TASTE-ODOR CONTROL | E20 | T-O CTRL/AERATION
4500840 | MANALAPAN WTP (LEROY C.PASLAY) | 1 | MANALAPAN WATER DEPARTMENT | E | TASTE-ODOR CONTROL | E02 | T-O CTRL/HYPOCHLORIN
4500840 | MANALAPAN WTP (LEROY C.PASLAY) | 1 | MANALAPAN WATER DEPARTMENT | K | DESALINATION | K26 | DESALINAT/REVERSE OSMOSIS
4500841 | MANGONIA PARK TOWN OF | 1 | MANGONIA PARK WTP | B | DISINFECT | B04 | DISINFECT/CHLORAMINES
4500841 | MANGONIA PARK TOWN OF | 1 | MANGONIA PARK WTP | B | DISINFECT | B02 | DISINFECT/HYPOCHLORIN
4500841 | MANGONIA PARK TOWN OF | 1 | MANGONIA PARK WTP | C | PARTICLE REMOVAL | C14 | PART-RMVL/RAPID SAND FIL
4500841 | MANGONIA PARK TOWN OF | 1 | MANGONIA PARK WTP | D | CORROSION CONTROL | D36 | CORR-CTRL/CORROSION INHIB
4500867 | MCARTHUR DAIRY FARM | 1 |  | B | DISINFECT | B02 | DISINFECT/HYPOCHLORIN
4501023 | PAHOKEE CITY OF | 1 | PAHOKEE WTP | B | DISINFECT | B03 | DISINFECT/CHLORINEDIOX
4501023 | PAHOKEE CITY OF | 1 | PAHOKEE WTP | B | DISINFECT | B04 | DISINFECT/CHLORAMINES
4501023 | PAHOKEE CITY OF | 1 | PAHOKEE WTP | B | DISINFECT | B01 | DISINFECT/GASEOUS CHLORIN
4501023 | PAHOKEE CITY OF | 1 | PAHOKEE WTP | C | PARTICLE REMOVAL | C12 | PART-RMVL/SEDIMENTATION
4501023 | PAHOKEE CITY OF | 1 | PAHOKEE WTP | C | PARTICLE REMOVAL | C10 | PART-RMVL/COAGULATION
4501023 | PAHOKEE CITY OF | 1 | PAHOKEE WTP | C | PARTICLE REMOVAL | C14 | PART-RMVL/RAPID SAND FIL
4501023 | PAHOKEE CITY OF | 1 | PAHOKEE WTP | D | CORROSION CONTROL | D37 | CORR-CTRL/ALKALINITY ADJ.
4501023 | PAHOKEE CITY OF | 1 | PAHOKEE WTP | D | CORROSION CONTROL | D19 | CORR-CTRL/PH ADJUSTMENT
4501023 | PAHOKEE CITY OF | 1 | PAHOKEE WTP | H | SOFTENING | H24 | SOFTENING/LIME-SODA
4501023 | PAHOKEE CITY OF | 1 | PAHOKEE WTP | Z | OTHER | Z19 | OTHER/PH ADJUSTMENT
4501023 | PAHOKEE CITY OF | 1 | PAHOKEE WTP | Z | OTHER | Z27 | OTHER/FLUORIDATION
4501039 | FAITH FARMS MINISTRIES | 1 | PALM BEACH FAITH FARM | B | DISINFECT | B26 | DISINFECT/REVERSE OSMOSIS
4501039 | FAITH FARMS MINISTRIES | 1 | PALM BEACH FAITH FARM | B | DISINFECT | B02 | DISINFECT/HYPOCHLORIN
4501039 | FAITH FARMS MINISTRIES | 1 | PALM BEACH FAITH FARM | C | PARTICLE REMOVAL | C26 | PART-RMVL/REVERSE OSMOSIS
4501039 | FAITH FARMS MINISTRIES | 1 | PALM BEACH FAITH FARM | E | TASTE-ODOR CONTROL | E02 | T-O CTRL/HYPOCHLORIN
4501039 | FAITH FARMS MINISTRIES | 1 | PALM BEACH FAITH FARM | F | ORGN-RMVL | F23 | ORGN-RMVL/GAC ADDITION
4501039 | FAITH FARMS MINISTRIES | 1 | PALM BEACH FAITH FARM | H | SOFTENING | H25 | SOFTENING/ION EXCHANGE
4501058 | PALM SPRINGS VILLAGE OF | 1 | PALM SPRINGS - DAVIS ROAD WTP | B | DISINFECT | B04 | DISINFECT/CHLORAMINES
4501058 | PALM SPRINGS VILLAGE OF | 2 | PALM SPRINGS - ROBERT L. PRATT | B | DISINFECT | B04 | DISINFECT/CHLORAMINES
4501058 | PALM SPRINGS VILLAGE OF | 1 | PALM SPRINGS - DAVIS ROAD WTP | B | DISINFECT | B02 | DISINFECT/HYPOCHLORIN
4501058 | PALM SPRINGS VILLAGE OF | 2 | PALM SPRINGS - ROBERT L. PRATT | B | DISINFECT | B02 | DISINFECT/HYPOCHLORIN
4501058 | PALM SPRINGS VILLAGE OF | 1 | PALM SPRINGS - DAVIS ROAD WTP | C | PARTICLE REMOVAL | C14 | PART-RMVL/RAPID SAND FIL
4501058 | PALM SPRINGS VILLAGE OF | 2 | PALM SPRINGS - ROBERT L. PRATT | C | PARTICLE REMOVAL | C14 | PART-RMVL/RAPID SAND FIL
4501058 | PALM SPRINGS VILLAGE OF | 1 | PALM SPRINGS - DAVIS ROAD WTP | D | CORROSION CONTROL | D18 | CORR-CTRL/SEQUESTATION
4501058 | PALM SPRINGS VILLAGE OF | 2 | PALM SPRINGS - ROBERT L. PRATT | D | CORROSION CONTROL | D18 | CORR-CTRL/SEQUESTATION
4501058 | PALM SPRINGS VILLAGE OF | 1 | PALM SPRINGS - DAVIS ROAD WTP | E | TASTE-ODOR CONTROL | E25 | T-O CTRL/ION EXCHANGE
4501058 | PALM SPRINGS VILLAGE OF | 2 | PALM SPRINGS - ROBERT L. PRATT | E | TASTE-ODOR CONTROL | E25 | T-O CTRL/ION EXCHANGE
4501058 | PALM SPRINGS VILLAGE OF | 1 | PALM SPRINGS - DAVIS ROAD WTP | F | ORGN-RMVL | F28 | ORGN-RMVL/PACKED TWR-AERA
4501058 | PALM SPRINGS VILLAGE OF | 2 | PALM SPRINGS - ROBERT L. PRATT | F | ORGN-RMVL | F28 | ORGN-RMVL/PACKED TWR-AERA
4501058 | PALM SPRINGS VILLAGE OF | 1 | PALM SPRINGS - DAVIS ROAD WTP | G | IRON REMOVAL | G10 | IRON RMVL/COAGULATION
4501058 | PALM SPRINGS VILLAGE OF | 1 | PALM SPRINGS - DAVIS ROAD WTP | G | IRON REMOVAL | G25 | IRON RMVL/ION EXCHANGE
4501058 | PALM SPRINGS VILLAGE OF | 2 | PALM SPRINGS - ROBERT L. PRATT | G | IRON REMOVAL | G10 | IRON RMVL/COAGULATION
4501058 | PALM SPRINGS VILLAGE OF | 2 | PALM SPRINGS - ROBERT L. PRATT | G | IRON REMOVAL | G25 | IRON RMVL/ION EXCHANGE
4501058 | PALM SPRINGS VILLAGE OF | 1 | PALM SPRINGS - DAVIS ROAD WTP | H | SOFTENING | H25 | SOFTENING/ION EXCHANGE
4501058 | PALM SPRINGS VILLAGE OF | 1 | PALM SPRINGS - DAVIS ROAD WTP | H | SOFTENING | H24 | SOFTENING/LIME-SODA
4501058 | PALM SPRINGS VILLAGE OF | 2 | PALM SPRINGS - ROBERT L. PRATT | H | SOFTENING | H24 | SOFTENING/LIME-SODA
4501058 | PALM SPRINGS VILLAGE OF | 2 | PALM SPRINGS - ROBERT L. PRATT | H | SOFTENING | H25 | SOFTENING/ION EXCHANGE
4501075 | PARRY TRAILER VILLAGE | 1 | PARRY MOBILE HOME PARK | B | DISINFECT | B02 | DISINFECT/HYPOCHLORIN
4501075 | PARRY TRAILER VILLAGE | 1 | PARRY MOBILE HOME PARK | C | PARTICLE REMOVAL | C15 | PART-RMVL/PRESS SAND FILT
4501075 | PARRY TRAILER VILLAGE | 1 | PARRY MOBILE HOME PARK | F | ORGN-RMVL | F23 | ORGN-RMVL/GAC ADDITION
4501075 | PARRY TRAILER VILLAGE | 1 | PARRY MOBILE HOME PARK | P | DISINF BY-PROD CONTRO | P32 | DISINF BY-PROD CONTRO/PEROXIDE
4501104 | PINE GROVE VILLAGE | 1 | PINE GROVE EAST | B | DISINFECT | B02 | DISINFECT/HYPOCHLORIN
4501104 | PINE GROVE VILLAGE | 2 | PINE GROVE WEST | B | DISINFECT | B02 | DISINFECT/HYPOCHLORIN
4501104 | PINE GROVE VILLAGE | 1 | PINE GROVE EAST | C | PARTICLE REMOVAL | C15 | PART-RMVL/PRESS SAND FILT
4501104 | PINE GROVE VILLAGE | 2 | PINE GROVE WEST | C | PARTICLE REMOVAL | C15 | PART-RMVL/PRESS SAND FILT
4501104 | PINE GROVE VILLAGE | 1 | PINE GROVE EAST | F | ORGN-RMVL | F23 | ORGN-RMVL/GAC ADDITION
4501104 | PINE GROVE VILLAGE | 2 | PINE GROVE WEST | F | ORGN-RMVL | F23 | ORGN-RMVL/GAC ADDITION
4501124 | SEACOAST UTILITIES AUTHORITY | 1 | SEACOAST UTILITIES (HOOD) | B | DISINFECT | B01 | DISINFECT/GASEOUS CHLORIN
4501124 | SEACOAST UTILITIES AUTHORITY | 1 | SEACOAST UTILITIES (HOOD) | B | DISINFECT | B04 | DISINFECT/CHLORAMINES
4501124 | SEACOAST UTILITIES AUTHORITY | 1 | SEACOAST UTILITIES (HOOD) | C | PARTICLE REMOVAL | C10 | PART-RMVL/COAGULATION
4501124 | SEACOAST UTILITIES AUTHORITY | 1 | SEACOAST UTILITIES (HOOD) | C | PARTICLE REMOVAL | C29 | PART-RMVL/CARTRIDGE FILTR
4501124 | SEACOAST UTILITIES AUTHORITY | 1 | SEACOAST UTILITIES (HOOD) | D | CORROSION CONTROL | D36 | CORR-CTRL/CORROSION INHIB
4501124 | SEACOAST UTILITIES AUTHORITY | 1 | SEACOAST UTILITIES (HOOD) | F | ORGN-RMVL | F26 | ORGN-RMVL/REVERSE OSMOSIS
4501229 | RIVIERA BEACH UTILITY DISTRICT CITY OF | 1 | RIVIERA BEACH WTP | B | DISINFECT | B01 | DISINFECT/GASEOUS CHLORIN
4501229 | RIVIERA BEACH UTILITY DISTRICT CITY OF | 1 | RIVIERA BEACH WTP | B | DISINFECT | B04 | DISINFECT/CHLORAMINES
4501229 | RIVIERA BEACH UTILITY DISTRICT CITY OF | 1 | RIVIERA BEACH WTP | C | PARTICLE REMOVAL | C12 | PART-RMVL/SEDIMENTATION
4501229 | RIVIERA BEACH UTILITY DISTRICT CITY OF | 1 | RIVIERA BEACH WTP | C | PARTICLE REMOVAL | C14 | PART-RMVL/RAPID SAND FIL
4501229 | RIVIERA BEACH UTILITY DISTRICT CITY OF | 1 | RIVIERA BEACH WTP | C | PARTICLE REMOVAL | C10 | PART-RMVL/COAGULATION
4501229 | RIVIERA BEACH UTILITY DISTRICT CITY OF | 1 | RIVIERA BEACH WTP | H | SOFTENING | H24 | SOFTENING/LIME-SODA
4501438 | TEQUESTA PWS VILLAGE OF | 1 | TEQUESTA WATER DEPARTMENT | B | DISINFECT | B04 | DISINFECT/CHLORAMINES
4501438 | TEQUESTA PWS VILLAGE OF | 1 | TEQUESTA WATER DEPARTMENT | B | DISINFECT | B02 | DISINFECT/HYPOCHLORIN
4501438 | TEQUESTA PWS VILLAGE OF | 2 | TEQUESTA WTP R.O. | B | DISINFECT | B02 | DISINFECT/HYPOCHLORIN
4501438 | TEQUESTA PWS VILLAGE OF | 2 | TEQUESTA WTP R.O. | B | DISINFECT | B04 | DISINFECT/CHLORAMINES
4501438 | TEQUESTA PWS VILLAGE OF | 1 | TEQUESTA WATER DEPARTMENT | C | PARTICLE REMOVAL | C15 | PART-RMVL/PRESS SAND FILT
4501438 | TEQUESTA PWS VILLAGE OF | 2 | TEQUESTA WTP R.O. | C | PARTICLE REMOVAL | C29 | PART-RMVL/CARTRIDGE FILTR
4501438 | TEQUESTA PWS VILLAGE OF | 1 | TEQUESTA WATER DEPARTMENT | D | CORROSION CONTROL | D19 | CORR-CTRL/PH ADJUSTMENT
4501438 | TEQUESTA PWS VILLAGE OF | 2 | TEQUESTA WTP R.O. | D | CORROSION CONTROL | D19 | CORR-CTRL/PH ADJUSTMENT
4501438 | TEQUESTA PWS VILLAGE OF | 2 | TEQUESTA WTP R.O. | E | TASTE-ODOR CONTROL | E26 | T-O CTRL/REVERSE OSMOSIS
4501438 | TEQUESTA PWS VILLAGE OF | 2 | TEQUESTA WTP R.O. | E | TASTE-ODOR CONTROL | E28 | T-O CTRL/PACKED TWR-AERA
4501438 | TEQUESTA PWS VILLAGE OF | 2 | TEQUESTA WTP R.O. | H | SOFTENING | H26 | SOFTENING/REVERSE OSMOSIS
4501438 | TEQUESTA PWS VILLAGE OF | 2 | TEQUESTA WTP R.O. | I | COLOR REMOVAL | I26 | COLOR RML/REVERSE OSMOSIS
4501438 | TEQUESTA PWS VILLAGE OF | 2 | TEQUESTA WTP R.O. | K | DESALINATION | K26 | DESALINAT/REVERSE OSMOSIS
4501491 | JUPITER PUBLIC WATER SYSTEM TOWN OF | 1 | JUPITER WTP (ION EXCHANGE) | B | DISINFECT | B01 | DISINFECT/GASEOUS CHLORIN
4501491 | JUPITER PUBLIC WATER SYSTEM TOWN OF | 2 | JUPITER REVERSE OSMOSIS PLANT | B | DISINFECT | B01 | DISINFECT/GASEOUS CHLORIN
4501491 | JUPITER PUBLIC WATER SYSTEM TOWN OF | 2 | JUPITER REVERSE OSMOSIS PLANT | B | DISINFECT | B04 | DISINFECT/CHLORAMINES
4501491 | JUPITER PUBLIC WATER SYSTEM TOWN OF | 1 | JUPITER WTP (ION EXCHANGE) | B | DISINFECT | B04 | DISINFECT/CHLORAMINES
4501491 | JUPITER PUBLIC WATER SYSTEM TOWN OF | 1 | JUPITER WTP (ION EXCHANGE) | C | PARTICLE REMOVAL | C14 | PART-RMVL/RAPID SAND FIL
4501491 | JUPITER PUBLIC WATER SYSTEM TOWN OF | 2 | JUPITER REVERSE OSMOSIS PLANT | C | PARTICLE REMOVAL | C29 | PART-RMVL/CARTRIDGE FILTR
4501491 | JUPITER PUBLIC WATER SYSTEM TOWN OF | 2 | JUPITER REVERSE OSMOSIS PLANT | C | PARTICLE REMOVAL | C26 | PART-RMVL/REVERSE OSMOSIS
4501491 | JUPITER PUBLIC WATER SYSTEM TOWN OF | 2 | JUPITER REVERSE OSMOSIS PLANT | D | CORROSION CONTROL | D36 | CORR-CTRL/CORROSION INHIB
4501491 | JUPITER PUBLIC WATER SYSTEM TOWN OF | 2 | JUPITER REVERSE OSMOSIS PLANT | D | CORROSION CONTROL | D19 | CORR-CTRL/PH ADJUSTMENT
4501491 | JUPITER PUBLIC WATER SYSTEM TOWN OF | 2 | JUPITER REVERSE OSMOSIS PLANT | E | TASTE-ODOR CONTROL | E28 | T-O CTRL/PACKED TWR-AERA
4501491 | JUPITER PUBLIC WATER SYSTEM TOWN OF | 1 | JUPITER WTP (ION EXCHANGE) | E | TASTE-ODOR CONTROL | E25 | T-O CTRL/ION EXCHANGE
4501491 | JUPITER PUBLIC WATER SYSTEM TOWN OF | 2 | JUPITER REVERSE OSMOSIS PLANT | E | TASTE-ODOR CONTROL | E25 | T-O CTRL/ION EXCHANGE
4501491 | JUPITER PUBLIC WATER SYSTEM TOWN OF | 1 | JUPITER WTP (ION EXCHANGE) | G | IRON REMOVAL | G25 | IRON RMVL/ION EXCHANGE
4501491 | JUPITER PUBLIC WATER SYSTEM TOWN OF | 2 | JUPITER REVERSE OSMOSIS PLANT | G | IRON REMOVAL | G25 | IRON RMVL/ION EXCHANGE
4501491 | JUPITER PUBLIC WATER SYSTEM TOWN OF | 2 | JUPITER REVERSE OSMOSIS PLANT | H | SOFTENING | H26 | SOFTENING/REVERSE OSMOSIS
4501491 | JUPITER PUBLIC WATER SYSTEM TOWN OF | 1 | JUPITER WTP (ION EXCHANGE) | H | SOFTENING | H25 | SOFTENING/ION EXCHANGE
4501491 | JUPITER PUBLIC WATER SYSTEM TOWN OF | 2 | JUPITER REVERSE OSMOSIS PLANT | H | SOFTENING | H25 | SOFTENING/ION EXCHANGE
4501491 | JUPITER PUBLIC WATER SYSTEM TOWN OF | 2 | JUPITER REVERSE OSMOSIS PLANT | K | DESALINATION | K26 | DESALINAT/REVERSE OSMOSIS
4501520 | US SUGAR CORP-AG OFFICE | 1 | US SUGAR CORP AG OFFICE | B | DISINFECT | B02 | DISINFECT/HYPOCHLORIN
4501520 | US SUGAR CORP-AG OFFICE | 1 | US SUGAR CORP AG OFFICE | C | PARTICLE REMOVAL | C26 | PART-RMVL/REVERSE OSMOSIS
4501520 | US SUGAR CORP-AG OFFICE | 1 | US SUGAR CORP AG OFFICE | D | CORROSION CONTROL | D19 | CORR-CTRL/PH ADJUSTMENT
4501520 | US SUGAR CORP-AG OFFICE | 1 | US SUGAR CORP AG OFFICE | E | TASTE-ODOR CONTROL | E26 | T-O CTRL/REVERSE OSMOSIS
4501520 | US SUGAR CORP-AG OFFICE | 1 | US SUGAR CORP AG OFFICE | F | ORGN-RMVL | F26 | ORGN-RMVL/REVERSE OSMOSIS
4501520 | US SUGAR CORP-AG OFFICE | 1 | US SUGAR CORP AG OFFICE | H | SOFTENING | H26 | SOFTENING/REVERSE OSMOSIS
4501520 | US SUGAR CORP-AG OFFICE | 1 | US SUGAR CORP AG OFFICE | Z | OTHER | Z26 | OTHER/REVERSE OSMOSIS
4501528 | VILLAGE OF GOLF | 1 | VILLAGE OF GOLF WTP | B | DISINFECT | B02 | DISINFECT/HYPOCHLORIN
4501528 | VILLAGE OF GOLF | 1 | VILLAGE OF GOLF WTP | B | DISINFECT | B04 | DISINFECT/CHLORAMINES
4501528 | VILLAGE OF GOLF | 1 | VILLAGE OF GOLF WTP | C | PARTICLE REMOVAL | C29 | PART-RMVL/CARTRIDGE FILTR
4501528 | VILLAGE OF GOLF | 1 | VILLAGE OF GOLF WTP | D | CORROSION CONTROL | D19 | CORR-CTRL/PH ADJUSTMENT
4501528 | VILLAGE OF GOLF | 1 | VILLAGE OF GOLF WTP | D | CORROSION CONTROL | D36 | CORR-CTRL/CORROSION INHIB
4501528 | VILLAGE OF GOLF | 1 | VILLAGE OF GOLF WTP | F | ORGN-RMVL | F38 | ORGN-RMVL/NANOFILTRATION
4501528 | VILLAGE OF GOLF | 1 | VILLAGE OF GOLF WTP | F | ORGN-RMVL | F29 | ORGN-RMVL/CARTRIDGE FILTR
4501528 | VILLAGE OF GOLF | 1 | VILLAGE OF GOLF WTP | I | COLOR REMOVAL | I38 | COLOR RML/NANOFILTRATION
4501559 | WEST PALM BEACH WTP | 1 | WEST PALM BEACH WTP | B | DISINFECT | B01 | DISINFECT/GASEOUS CHLORIN
4501559 | WEST PALM BEACH WTP | 1 | WEST PALM BEACH WTP | B | DISINFECT | B02 | DISINFECT/HYPOCHLORIN
4501559 | WEST PALM BEACH WTP | 1 | WEST PALM BEACH WTP | B | DISINFECT | B04 | DISINFECT/CHLORAMINES
4501559 | WEST PALM BEACH WTP | 1 | WEST PALM BEACH WTP | C | PARTICLE REMOVAL | C10 | PART-RMVL/COAGULATION
4501559 | WEST PALM BEACH WTP | 1 | WEST PALM BEACH WTP | C | PARTICLE REMOVAL | C14 | PART-RMVL/RAPID SAND FIL
4501559 | WEST PALM BEACH WTP | 1 | WEST PALM BEACH WTP | C | PARTICLE REMOVAL | C12 | PART-RMVL/SEDIMENTATION
4501559 | WEST PALM BEACH WTP | 1 | WEST PALM BEACH WTP | C | PARTICLE REMOVAL | C23 | PART-RMVL/GAC ADDITION
4501559 | WEST PALM BEACH WTP | 1 | WEST PALM BEACH WTP | D | CORROSION CONTROL | D18 | CORR-CTRL/SEQUESTATION
4501559 | WEST PALM BEACH WTP | 1 | WEST PALM BEACH WTP | D | CORROSION CONTROL | D19 | CORR-CTRL/PH ADJUSTMENT
4501559 | WEST PALM BEACH WTP | 1 | WEST PALM BEACH WTP | D | CORROSION CONTROL | D37 | CORR-CTRL/ALKALINITY ADJ.
4501559 | WEST PALM BEACH WTP | 1 | WEST PALM BEACH WTP | E | TASTE-ODOR CONTROL | E01 | T-O CTRL/GASEOUS CHLORIN
4501559 | WEST PALM BEACH WTP | 1 | WEST PALM BEACH WTP | E | TASTE-ODOR CONTROL | E21 | T-O CTRL/PAC ADDITION
4501559 | WEST PALM BEACH WTP | 1 | WEST PALM BEACH WTP | F | ORGN-RMVL | F11 | ORGN-RMVL/FLOCCULATION
4501559 | WEST PALM BEACH WTP | 1 | WEST PALM BEACH WTP | H | SOFTENING | H24 | SOFTENING/LIME-SODA
4501559 | WEST PALM BEACH WTP | 1 | WEST PALM BEACH WTP | Z | OTHER | Z27 | OTHER/FLUORIDATION
4501640 | ATLANTIC SUGAR ASSOCIATION INC. | 2 | R/O PLANT(04/04/97) | B | DISINFECT | B02 | DISINFECT/HYPOCHLORIN
4501640 | ATLANTIC SUGAR ASSOCIATION INC. | 2 | R/O PLANT(04/04/97) | C | PARTICLE REMOVAL | C29 | PART-RMVL/CARTRIDGE FILTR
4501640 | ATLANTIC SUGAR ASSOCIATION INC. | 2 | R/O PLANT(04/04/97) | D | CORROSION CONTROL | D19 | CORR-CTRL/PH ADJUSTMENT
4501640 | ATLANTIC SUGAR ASSOCIATION INC. | 2 | R/O PLANT(04/04/97) | E | TASTE-ODOR CONTROL | E25 | T-O CTRL/ION EXCHANGE
4501640 | ATLANTIC SUGAR ASSOCIATION INC. | 2 | R/O PLANT(04/04/97) | E | TASTE-ODOR CONTROL | E28 | T-O CTRL/PACKED TWR-AERA
4501640 | ATLANTIC SUGAR ASSOCIATION INC. | 2 | R/O PLANT(04/04/97) | F | ORGN-RMVL | F25 | ORGN-RMVL/ION EXCHANGE
4501640 | ATLANTIC SUGAR ASSOCIATION INC. | 2 | R/O PLANT(04/04/97) | F | ORGN-RMVL | F26 | ORGN-RMVL/REVERSE OSMOSIS
4501652 | BOBB'S PIANOS & ORGANS | 1 | BOBB'S PIANOS & ORGANS | B | DISINFECT | B02 | DISINFECT/HYPOCHLORIN
4501683 | A. DUDA & SONS INC(M.HOWELLER) | 1 |  | B | DISINFECT | B04 | DISINFECT/CHLORAMINES
4501683 | A. DUDA & SONS INC(M.HOWELLER) | 1 |  | B | DISINFECT | B02 | DISINFECT/HYPOCHLORIN
4501911 | SOUTH BAY WTP | 1 | SOUTH BAY WTP | B | DISINFECT | B01 | DISINFECT/GASEOUS CHLORIN
4501911 | SOUTH BAY WTP | 1 | SOUTH BAY WTP | B | DISINFECT | B27 | DISINFECT/FLUORIDATION
4501911 | SOUTH BAY WTP | 1 | SOUTH BAY WTP | B | DISINFECT | B04 | DISINFECT/CHLORAMINES
4501911 | SOUTH BAY WTP | 1 | SOUTH BAY WTP | C | PARTICLE REMOVAL | C10 | PART-RMVL/COAGULATION
4501911 | SOUTH BAY WTP | 1 | SOUTH BAY WTP | C | PARTICLE REMOVAL | C12 | PART-RMVL/SEDIMENTATION
4501911 | SOUTH BAY WTP | 1 | SOUTH BAY WTP | C | PARTICLE REMOVAL | C14 | PART-RMVL/RAPID SAND FIL
4501911 | SOUTH BAY WTP | 1 | SOUTH BAY WTP | E | TASTE-ODOR CONTROL | E20 | T-O CTRL/AERATION
4501911 | SOUTH BAY WTP | 1 | SOUTH BAY WTP | H | SOFTENING | H24 | SOFTENING/LIME-SODA
4501911 | SOUTH BAY WTP | 1 | SOUTH BAY WTP | Z | OTHER | Z19 | OTHER/PH ADJUSTMENT
4504043 | MATHESON TRI GAS | 1 | BIG THREE INDUSTRIES | B | DISINFECT | B01 | DISINFECT/GASEOUS CHLORIN
4504097 | AIRPORT PLAZA | 1 | GUY SCOTCHEL OFFICE BUILDING | B | DISINFECT | B02 | DISINFECT/HYPOCHLORIN
4504140 | PALM BEACH INTERNATIONAL RACEWAY | 1 | MOTOR SPORTS PARK | B | DISINFECT | B02 | DISINFECT/HYPOCHLORIN
4504140 | PALM BEACH INTERNATIONAL RACEWAY | 1 | MOTOR SPORTS PARK | F | ORGN-RMVL | F23 | ORGN-RMVL/GAC ADDITION
4504140 | PALM BEACH INTERNATIONAL RACEWAY | 1 | MOTOR SPORTS PARK | H | SOFTENING | H25 | SOFTENING/ION EXCHANGE
4504148 | SOUTH FLORIDA TROTTING - EAST | 1 | SOUTH FLORIDA TROTTING - EAST | B | DISINFECT | B02 | DISINFECT/HYPOCHLORIN
4504223 | OSCEOLA/VERMILLON SUGAR MILL | 1 | OSCEOLA SUGAR MILLS | B | DISINFECT | B02 | DISINFECT/HYPOCHLORIN
4504223 | OSCEOLA/VERMILLON SUGAR MILL | 1 | OSCEOLA SUGAR MILLS | C | PARTICLE REMOVAL | C29 | PART-RMVL/CARTRIDGE FILTR
4504223 | OSCEOLA/VERMILLON SUGAR MILL | 1 | OSCEOLA SUGAR MILLS | D | CORROSION CONTROL | D19 | CORR-CTRL/PH ADJUSTMENT
4504223 | OSCEOLA/VERMILLON SUGAR MILL | 1 | OSCEOLA SUGAR MILLS | E | TASTE-ODOR CONTROL | E28 | T-O CTRL/PACKED TWR-AERA
4504223 | OSCEOLA/VERMILLON SUGAR MILL | 1 | OSCEOLA SUGAR MILLS | F | ORGN-RMVL | F26 | ORGN-RMVL/REVERSE OSMOSIS
4504272 | LOXAHATCHEE NATIONAL WILDLIFE REFUGE | 1 | LOXAHATCHEE WILDLIFE REFUGE | B | DISINFECT | B02 | DISINFECT/HYPOCHLORIN
4504272 | LOXAHATCHEE NATIONAL WILDLIFE REFUGE | 1 | LOXAHATCHEE WILDLIFE REFUGE | C | PARTICLE REMOVAL | C23 | PART-RMVL/GAC ADDITION
4504272 | LOXAHATCHEE NATIONAL WILDLIFE REFUGE | 1 | LOXAHATCHEE WILDLIFE REFUGE | G | IRON REMOVAL | G20 | IRON RMVL/AERATION
4504272 | LOXAHATCHEE NATIONAL WILDLIFE REFUGE | 1 | LOXAHATCHEE WILDLIFE REFUGE | H | SOFTENING | H25 | SOFTENING/ION EXCHANGE
4504285 | SUNSHINE MEADOWS | 1 | SUNSHINE MEADOWS | B | DISINFECT | B02 | DISINFECT/HYPOCHLORIN
4504285 | SUNSHINE MEADOWS | 1 | SUNSHINE MEADOWS | C | PARTICLE REMOVAL | C23 | PART-RMVL/GAC ADDITION
4504362 | JOURNEY CHURCH A/K/A JUP. FARMS COMMUNI | 1 | JOURNEY CHURCH | B | DISINFECT | B02 | DISINFECT/HYPOCHLORIN
4504393 | PALM BEACH COUNTY WATER UTILITIES | 2 | SYSTEM 2 | B | DISINFECT | B04 | DISINFECT/CHLORAMINES
4504393 | PALM BEACH COUNTY WATER UTILITIES | 2 | SYSTEM 2 | B | DISINFECT | B05 | DISINFECT/OZONATION
4504393 | PALM BEACH COUNTY WATER UTILITIES | 3 | SYSTEM 3 | B | DISINFECT | B01 | DISINFECT/GASEOUS CHLORIN
4504393 | PALM BEACH COUNTY WATER UTILITIES | 3 | SYSTEM 3 | B | DISINFECT | B04 | DISINFECT/CHLORAMINES
4504393 | PALM BEACH COUNTY WATER UTILITIES | 8 | SYSTEM 8 | B | DISINFECT | B04 | DISINFECT/CHLORAMINES
4504393 | PALM BEACH COUNTY WATER UTILITIES | 8 | SYSTEM 8 | B | DISINFECT | B05 | DISINFECT/OZONATION
4504393 | PALM BEACH COUNTY WATER UTILITIES | 9 | SYSTEM 9 MEMBRANE | B | DISINFECT | B04 | DISINFECT/CHLORAMINES
4504393 | PALM BEACH COUNTY WATER UTILITIES | 9 | SYSTEM 9 MEMBRANE | B | DISINFECT | B02 | DISINFECT/HYPOCHLORIN
4504393 | PALM BEACH COUNTY WATER UTILITIES | 8 | SYSTEM 8 | B | DISINFECT | B02 | DISINFECT/HYPOCHLORIN
4504393 | PALM BEACH COUNTY WATER UTILITIES | 2 | SYSTEM 2 | B | DISINFECT | B02 | DISINFECT/HYPOCHLORIN
4504393 | PALM BEACH COUNTY WATER UTILITIES | 2 | SYSTEM 2 | C | PARTICLE REMOVAL | C10 | PART-RMVL/COAGULATION
4504393 | PALM BEACH COUNTY WATER UTILITIES | 2 | SYSTEM 2 | C | PARTICLE REMOVAL | C14 | PART-RMVL/RAPID SAND FIL
4504393 | PALM BEACH COUNTY WATER UTILITIES | 3 | SYSTEM 3 | C | PARTICLE REMOVAL | C10 | PART-RMVL/COAGULATION
4504393 | PALM BEACH COUNTY WATER UTILITIES | 3 | SYSTEM 3 | C | PARTICLE REMOVAL | C14 | PART-RMVL/RAPID SAND FIL
4504393 | PALM BEACH COUNTY WATER UTILITIES | 8 | SYSTEM 8 | C | PARTICLE REMOVAL | C10 | PART-RMVL/COAGULATION
4504393 | PALM BEACH COUNTY WATER UTILITIES | 8 | SYSTEM 8 | C | PARTICLE REMOVAL | C14 | PART-RMVL/RAPID SAND FIL
4504393 | PALM BEACH COUNTY WATER UTILITIES | 9 | SYSTEM 9 MEMBRANE | C | PARTICLE REMOVAL | C26 | PART-RMVL/REVERSE OSMOSIS
4504393 | PALM BEACH COUNTY WATER UTILITIES | 2 | SYSTEM 2 | C | PARTICLE REMOVAL | C12 | PART-RMVL/SEDIMENTATION
4504393 | PALM BEACH COUNTY WATER UTILITIES | 3 | SYSTEM 3 | C | PARTICLE REMOVAL | C12 | PART-RMVL/SEDIMENTATION
4504393 | PALM BEACH COUNTY WATER UTILITIES | 8 | SYSTEM 8 | C | PARTICLE REMOVAL | C12 | PART-RMVL/SEDIMENTATION
4504393 | PALM BEACH COUNTY WATER UTILITIES | 2 | SYSTEM 2 | D | CORROSION CONTROL | D18 | CORR-CTRL/SEQUESTATION
4504393 | PALM BEACH COUNTY WATER UTILITIES | 8 | SYSTEM 8 | D | CORROSION CONTROL | D18 | CORR-CTRL/SEQUESTATION
4504393 | PALM BEACH COUNTY WATER UTILITIES | 9 | SYSTEM 9 MEMBRANE | D | CORROSION CONTROL | D19 | CORR-CTRL/PH ADJUSTMENT
4504393 | PALM BEACH COUNTY WATER UTILITIES | 2 | SYSTEM 2 | D | CORROSION CONTROL | D19 | CORR-CTRL/PH ADJUSTMENT
4504393 | PALM BEACH COUNTY WATER UTILITIES | 8 | SYSTEM 8 | D | CORROSION CONTROL | D19 | CORR-CTRL/PH ADJUSTMENT
4504393 | PALM BEACH COUNTY WATER UTILITIES | 2 | SYSTEM 2 | E | TASTE-ODOR CONTROL | E01 | T-O CTRL/GASEOUS CHLORIN
4504393 | PALM BEACH COUNTY WATER UTILITIES | 2 | SYSTEM 2 | E | TASTE-ODOR CONTROL | E20 | T-O CTRL/AERATION
4504393 | PALM BEACH COUNTY WATER UTILITIES | 3 | SYSTEM 3 | E | TASTE-ODOR CONTROL | E01 | T-O CTRL/GASEOUS CHLORIN
4504393 | PALM BEACH COUNTY WATER UTILITIES | 9 | SYSTEM 9 MEMBRANE | E | TASTE-ODOR CONTROL | E26 | T-O CTRL/REVERSE OSMOSIS
4504393 | PALM BEACH COUNTY WATER UTILITIES | 9 | SYSTEM 9 MEMBRANE | E | TASTE-ODOR CONTROL | E07 | T-O CTRL/OTHER DISINFECT
4504393 | PALM BEACH COUNTY WATER UTILITIES | 9 | SYSTEM 9 MEMBRANE | E | TASTE-ODOR CONTROL | E28 | T-O CTRL/PACKED TWR-AERA
4504393 | PALM BEACH COUNTY WATER UTILITIES | 3 | SYSTEM 3 | E | TASTE-ODOR CONTROL | E07 | T-O CTRL/OTHER DISINFECT
4504393 | PALM BEACH COUNTY WATER UTILITIES | 3 | SYSTEM 3 | E | TASTE-ODOR CONTROL | E28 | T-O CTRL/PACKED TWR-AERA
4504393 | PALM BEACH COUNTY WATER UTILITIES | 9 | SYSTEM 9 MEMBRANE | F | ORGN-RMVL | F26 | ORGN-RMVL/REVERSE OSMOSIS
4504393 | PALM BEACH COUNTY WATER UTILITIES | 9 | SYSTEM 9 MEMBRANE | F | ORGN-RMVL | F28 | ORGN-RMVL/PACKED TWR-AERA
4504393 | PALM BEACH COUNTY WATER UTILITIES | 3 | SYSTEM 3 | F | ORGN-RMVL | F28 | ORGN-RMVL/PACKED TWR-AERA
4504393 | PALM BEACH COUNTY WATER UTILITIES | 2 | SYSTEM 2 | H | SOFTENING | H24 | SOFTENING/LIME-SODA
4504393 | PALM BEACH COUNTY WATER UTILITIES | 3 | SYSTEM 3 | H | SOFTENING | H24 | SOFTENING/LIME-SODA
4504393 | PALM BEACH COUNTY WATER UTILITIES | 8 | SYSTEM 8 | H | SOFTENING | H24 | SOFTENING/LIME-SODA
4504393 | PALM BEACH COUNTY WATER UTILITIES | 9 | SYSTEM 9 MEMBRANE | H | SOFTENING | H07 | SOFTENING/OTHER DISINFECT
4504393 | PALM BEACH COUNTY WATER UTILITIES | 9 | SYSTEM 9 MEMBRANE | H | SOFTENING | H26 | SOFTENING/REVERSE OSMOSIS
4504393 | PALM BEACH COUNTY WATER UTILITIES | 3 | SYSTEM 3 | H | SOFTENING | H07 | SOFTENING/OTHER DISINFECT
4504393 | PALM BEACH COUNTY WATER UTILITIES | 3 | SYSTEM 3 | H | SOFTENING | H26 | SOFTENING/REVERSE OSMOSIS
4504393 | PALM BEACH COUNTY WATER UTILITIES | 9 | SYSTEM 9 MEMBRANE | I | COLOR REMOVAL | I26 | COLOR RML/REVERSE OSMOSIS
4504393 | PALM BEACH COUNTY WATER UTILITIES | 9 | SYSTEM 9 MEMBRANE | Z | OTHER | Z28 | OTHER/PACKED TWR-AERA
4504393 | PALM BEACH COUNTY WATER UTILITIES | 3 | SYSTEM 3 | Z | OTHER | Z28 | OTHER/PACKED TWR-AERA
4504393 | PALM BEACH COUNTY WATER UTILITIES | 2 | SYSTEM 2 | Z | OTHER | Z27 | OTHER/FLUORIDATION
4504393 | PALM BEACH COUNTY WATER UTILITIES | 3 | SYSTEM 3 | Z | OTHER | Z27 | OTHER/FLUORIDATION
4504393 | PALM BEACH COUNTY WATER UTILITIES | 8 | SYSTEM 8 | Z | OTHER | Z27 | OTHER/FLUORIDATION
4504393 | PALM BEACH COUNTY WATER UTILITIES | 9 | SYSTEM 9 MEMBRANE | Z | OTHER | Z27 | OTHER/FLUORIDATION
4504396 | WHISPERING PINES MHP | 1 | WHISPERING PINES - CONSECUTIVE | B | DISINFECT | B02 | DISINFECT/HYPOCHLORIN
4504460 | TOWN & COUNTRY FEED & SUPPLY INC. | 1 | TOWN AND COUNTRY | B | DISINFECT | B02 | DISINFECT/HYPOCHLORIN
4504460 | TOWN & COUNTRY FEED & SUPPLY INC. | 1 | TOWN AND COUNTRY | C | PARTICLE REMOVAL | C23 | PART-RMVL/GAC ADDITION
4504462 | THE FARMS MARKET PLACE LLC | 1 | EQUESTRIAN PARK GRILL | B | DISINFECT | B02 | DISINFECT/HYPOCHLORIN
4504501 | SOUTH FLORIDA TROTTING - NORTH | 1 | SOUTH FLORIDA TROTTING - NORTH | B | DISINFECT | B02 | DISINFECT/HYPOCHLORIN
4504502 | SOUTH FLORIDA TROTTING - WEST | 1 | SOUTH FLORIDA TROTTING - WEST | B | DISINFECT | B02 | DISINFECT/HYPOCHLORIN
4504521 | ABC MONTESSORI OF JUPITER FARMS | 1 | ABC MONTESSORI | B | DISINFECT | B02 | DISINFECT/HYPOCHLORIN
4504521 | ABC MONTESSORI OF JUPITER FARMS | 1 | ABC MONTESSORI | C | PARTICLE REMOVAL | C08 | PART-RMVL/MICROSCREENING
4504521 | ABC MONTESSORI OF JUPITER FARMS | 1 | ABC MONTESSORI | C | PARTICLE REMOVAL | C29 | PART-RMVL/CARTRIDGE FILTR
4504521 | ABC MONTESSORI OF JUPITER FARMS | 1 | ABC MONTESSORI | F | ORGN-RMVL | F23 | ORGN-RMVL/GAC ADDITION
4504521 | ABC MONTESSORI OF JUPITER FARMS | 1 | ABC MONTESSORI | H | SOFTENING | H25 | SOFTENING/ION EXCHANGE
4504521 | ABC MONTESSORI OF JUPITER FARMS | 1 | ABC MONTESSORI | H | SOFTENING | H26 | SOFTENING/REVERSE OSMOSIS
4504522 | KINGDOM HALL OF JEHOVAH'S WIT. | 1 | KINGDOM HALL OF JEHOVAH'S WIT | B | DISINFECT | B02 | DISINFECT/HYPOCHLORIN
4504522 | KINGDOM HALL OF JEHOVAH'S WIT. | 1 | KINGDOM HALL OF JEHOVAH'S WIT | F | ORGN-RMVL | F20 | ORGN-RMVL/AERATION
4504529 | COLLEGE MARATHON | 1 | MARATHON GAS STATION | B | DISINFECT | B02 | DISINFECT/HYPOCHLORIN
4504529 | COLLEGE MARATHON | 1 | MARATHON GAS STATION | C | PARTICLE REMOVAL | C23 | PART-RMVL/GAC ADDITION
4504530 | THREE AMIGOS | 1 | THREE AMIGOS STORE WTP | B | DISINFECT | B02 | DISINFECT/HYPOCHLORIN
4504533 | FLORIDA SPACE CENTER | 1 | FLORIDA SPACE CENTER WTP | B | DISINFECT | B02 | DISINFECT/HYPOCHLORIN
4504533 | FLORIDA SPACE CENTER | 1 | FLORIDA SPACE CENTER WTP | C | PARTICLE REMOVAL | C23 | PART-RMVL/GAC ADDITION
4504664 | JUPITER FARMS COMMUNITY ELEMENTARY SCHOO | 1 | SAME | B | DISINFECT | B02 | DISINFECT/HYPOCHLORIN
4504664 | JUPITER FARMS COMMUNITY ELEMENTARY SCHOO | 1 | SAME | C | PARTICLE REMOVAL | C29 | PART-RMVL/CARTRIDGE FILTR
4504664 | JUPITER FARMS COMMUNITY ELEMENTARY SCHOO | 1 | SAME | D | CORROSION CONTROL | D19 | CORR-CTRL/PH ADJUSTMENT
4504664 | JUPITER FARMS COMMUNITY ELEMENTARY SCHOO | 1 | SAME | E | TASTE-ODOR CONTROL | E28 | T-O CTRL/PACKED TWR-AERA
4504664 | JUPITER FARMS COMMUNITY ELEMENTARY SCHOO | 1 | SAME | E | TASTE-ODOR CONTROL | E23 | T-O CTRL/GAC ADDITION
4504664 | JUPITER FARMS COMMUNITY ELEMENTARY SCHOO | 1 | SAME | F | ORGN-RMVL | F26 | ORGN-RMVL/REVERSE OSMOSIS
4504696 | IGLESIA DE ADORACION FAMILIAR | 1 | 1 | B | DISINFECT | B02 | DISINFECT/HYPOCHLORIN
4504712 | STAR OF DAVID A/K/A MENORAH GARDENS | 1 | STAR OF DAVID A/K/A MEMORAH | B | DISINFECT | B02 | DISINFECT/HYPOCHLORIN
4504712 | STAR OF DAVID A/K/A MENORAH GARDENS | 1 | STAR OF DAVID A/K/A MEMORAH | C | PARTICLE REMOVAL | C29 | PART-RMVL/CARTRIDGE FILTR
4504712 | STAR OF DAVID A/K/A MENORAH GARDENS | 1 | STAR OF DAVID A/K/A MEMORAH | H | SOFTENING | H25 | SOFTENING/ION EXCHANGE
4504718 | FOUR POINTS MARKET | 1 | FOUR POINTS MARKET | B | DISINFECT | B02 | DISINFECT/HYPOCHLORIN
4504718 | FOUR POINTS MARKET | 1 | FOUR POINTS MARKET | C | PARTICLE REMOVAL | C23 | PART-RMVL/GAC ADDITION
4504718 | FOUR POINTS MARKET | 1 | FOUR POINTS MARKET | H | SOFTENING | H25 | SOFTENING/ION EXCHANGE
4504969 | ALL STAR KIDS EARLY LEARN.CTR. | 1 |  | B | DISINFECT | B02 | DISINFECT/HYPOCHLORIN
4504969 | ALL STAR KIDS EARLY LEARN.CTR. | 1 |  | E | TASTE-ODOR CONTROL | E25 | T-O CTRL/ION EXCHANGE
4504969 | ALL STAR KIDS EARLY LEARN.CTR. | 1 |  | F | ORGN-RMVL | F23 | ORGN-RMVL/GAC ADDITION
4504969 | ALL STAR KIDS EARLY LEARN.CTR. | 1 |  | G | IRON REMOVAL | G25 | IRON RMVL/ION EXCHANGE
4504969 | ALL STAR KIDS EARLY LEARN.CTR. | 1 |  | H | SOFTENING | H25 | SOFTENING/ION EXCHANGE
4504974 | FIRST BAPTIST CHURCH OF WPB FL INC. | 1 | CHURCH IN THE FARMS WTP | B | DISINFECT | B02 | DISINFECT/HYPOCHLORIN
4504974 | FIRST BAPTIST CHURCH OF WPB FL INC. | 1 | CHURCH IN THE FARMS WTP | C | PARTICLE REMOVAL | C08 | PART-RMVL/MICROSCREENING
4504974 | FIRST BAPTIST CHURCH OF WPB FL INC. | 1 | CHURCH IN THE FARMS WTP | F | ORGN-RMVL | F23 | ORGN-RMVL/GAC ADDITION
4504974 | FIRST BAPTIST CHURCH OF WPB FL INC. | 1 | CHURCH IN THE FARMS WTP | H | SOFTENING | H25 | SOFTENING/ION EXCHANGE
4504996 | CORNERSTONE FELLOWSHIP AKA LOX BAPTIST | 1 | LOXAHATCHEE BAPTIST MISSION CH | B | DISINFECT | B02 | DISINFECT/HYPOCHLORIN
4504996 | CORNERSTONE FELLOWSHIP AKA LOX BAPTIST | 1 | LOXAHATCHEE BAPTIST MISSION CH | H | SOFTENING | H25 | SOFTENING/ION EXCHANGE
4504998 | HYPOLUXO VILLAGE | 1 | HYPOLUXO VILLAGE | A | NO TRTMT | A | NO TRTMT
4504999 | ATLAS PEAT AND SOIL INC | 1 | ATLAS PEAT AND SOIL INC | B | DISINFECT | B02 | DISINFECT/HYPOCHLORIN
4504999 | ATLAS PEAT AND SOIL INC | 1 | ATLAS PEAT AND SOIL INC | E | TASTE-ODOR CONTROL | E23 | T-O CTRL/GAC ADDITION
4504999 | ATLAS PEAT AND SOIL INC | 1 | ATLAS PEAT AND SOIL INC | H | SOFTENING | H25 | SOFTENING/ION EXCHANGE
4504999 | ATLAS PEAT AND SOIL INC | 1 | ATLAS PEAT AND SOIL INC | Z | OTHER | Z20 | OTHER/AERATION
4505001 | PREWITT TRACTOR SHED | 1 | PREWITT TRACTOR SHED | B | DISINFECT | B02 | DISINFECT/HYPOCHLORIN
4505001 | PREWITT TRACTOR SHED | 1 | PREWITT TRACTOR SHED | C | PARTICLE REMOVAL | C26 | PART-RMVL/REVERSE OSMOSIS
4505001 | PREWITT TRACTOR SHED | 1 | PREWITT TRACTOR SHED | C | PARTICLE REMOVAL | C29 | PART-RMVL/CARTRIDGE FILTR
4505001 | PREWITT TRACTOR SHED | 1 | PREWITT TRACTOR SHED | E | TASTE-ODOR CONTROL | E26 | T-O CTRL/REVERSE OSMOSIS
4505001 | PREWITT TRACTOR SHED | 1 | PREWITT TRACTOR SHED | F | ORGN-RMVL | F26 | ORGN-RMVL/REVERSE OSMOSIS
4505002 | PELICAN LAKE WATER PLANT | 1 | PELICAN LAKE WATER PLANT | B | DISINFECT | B02 | DISINFECT/HYPOCHLORIN
4505002 | PELICAN LAKE WATER PLANT | 1 | PELICAN LAKE WATER PLANT | C | PARTICLE REMOVAL | C26 | PART-RMVL/REVERSE OSMOSIS
4505002 | PELICAN LAKE WATER PLANT | 1 | PELICAN LAKE WATER PLANT | E | TASTE-ODOR CONTROL | E26 | T-O CTRL/REVERSE OSMOSIS
4505002 | PELICAN LAKE WATER PLANT | 1 | PELICAN LAKE WATER PLANT | F | ORGN-RMVL | F26 | ORGN-RMVL/REVERSE OSMOSIS
4505002 | PELICAN LAKE WATER PLANT | 1 | PELICAN LAKE WATER PLANT | Z | OTHER | Z20 | OTHER/AERATION
4505005 | PBCWUD - LAKE REGION WTP - SYSTEM 11 | 1 | PBCWUD - LAKE REGION PLANT | B | DISINFECT | B02 | DISINFECT/HYPOCHLORIN
4505005 | PBCWUD - LAKE REGION WTP - SYSTEM 11 | 1 | PBCWUD - LAKE REGION PLANT | C | PARTICLE REMOVAL | C29 | PART-RMVL/CARTRIDGE FILTR
4505005 | PBCWUD - LAKE REGION WTP - SYSTEM 11 | 1 | PBCWUD - LAKE REGION PLANT | C | PARTICLE REMOVAL | C26 | PART-RMVL/REVERSE OSMOSIS
4505005 | PBCWUD - LAKE REGION WTP - SYSTEM 11 | 1 | PBCWUD - LAKE REGION PLANT | D | CORROSION CONTROL | D19 | CORR-CTRL/PH ADJUSTMENT
4505005 | PBCWUD - LAKE REGION WTP - SYSTEM 11 | 1 | PBCWUD - LAKE REGION PLANT | D | CORROSION CONTROL | D36 | CORR-CTRL/CORROSION INHIB
4505005 | PBCWUD - LAKE REGION WTP - SYSTEM 11 | 1 | PBCWUD - LAKE REGION PLANT | D | CORROSION CONTROL | D37 | CORR-CTRL/ALKALINITY ADJ.
4505005 | PBCWUD - LAKE REGION WTP - SYSTEM 11 | 1 | PBCWUD - LAKE REGION PLANT | K | DESALINATION | K26 | DESALINAT/REVERSE OSMOSIS
4505005 | PBCWUD - LAKE REGION WTP - SYSTEM 11 | 1 | PBCWUD - LAKE REGION PLANT | Z | OTHER | Z20 | OTHER/AERATION
4505005 | PBCWUD - LAKE REGION WTP - SYSTEM 11 | 1 | PBCWUD - LAKE REGION PLANT | Z | OTHER | Z27 | OTHER/FLUORIDATION
4505006 | SUGAR CANE GROWERS COOP OF FLORIDA | 1 | REVERSE OSMOSIS | B | DISINFECT | B02 | DISINFECT/HYPOCHLORIN
4505006 | SUGAR CANE GROWERS COOP OF FLORIDA | 1 | REVERSE OSMOSIS | C | PARTICLE REMOVAL | C26 | PART-RMVL/REVERSE OSMOSIS
4505006 | SUGAR CANE GROWERS COOP OF FLORIDA | 1 | REVERSE OSMOSIS | C | PARTICLE REMOVAL | C29 | PART-RMVL/CARTRIDGE FILTR
4505006 | SUGAR CANE GROWERS COOP OF FLORIDA | 1 | REVERSE OSMOSIS | D | CORROSION CONTROL | D19 | CORR-CTRL/PH ADJUSTMENT
4505006 | SUGAR CANE GROWERS COOP OF FLORIDA | 1 | REVERSE OSMOSIS | Z | OTHER | Z19 | OTHER/PH ADJUSTMENT
4505008 | AMERIGROW RECYCLING | 1 | PLANT 1 | B | DISINFECT | B02 | DISINFECT/HYPOCHLORIN
4505008 | AMERIGROW RECYCLING | 1 | PLANT 1 | C | PARTICLE REMOVAL | C26 | PART-RMVL/REVERSE OSMOSIS
4505008 | AMERIGROW RECYCLING | 1 | PLANT 1 | D | CORROSION CONTROL | D19 | CORR-CTRL/PH ADJUSTMENT
4505008 | AMERIGROW RECYCLING | 1 | PLANT 1 | F | ORGN-RMVL | F25 | ORGN-RMVL/ION EXCHANGE
4505008 | AMERIGROW RECYCLING | 1 | PLANT 1 | H | SOFTENING | H19 | SOFTENING/PH ADJUSTMENT
4505010 | HORIZON BAPTIST CHURCH | 1 | HORIZON BAPTIST CHURCH | B | DISINFECT | B02 | DISINFECT/HYPOCHLORIN
4505010 | HORIZON BAPTIST CHURCH | 1 | HORIZON BAPTIST CHURCH | H | SOFTENING | H25 | SOFTENING/ION EXCHANGE
4505012 | JUPITER SEVENTH DAY ADVENTIST CHURCH | 1 | PLANT 1 | B | DISINFECT | B02 | DISINFECT/HYPOCHLORIN
4505012 | JUPITER SEVENTH DAY ADVENTIST CHURCH | 1 | PLANT 1 | C | PARTICLE REMOVAL | C29 | PART-RMVL/CARTRIDGE FILTR
4505012 | JUPITER SEVENTH DAY ADVENTIST CHURCH | 1 | PLANT 1 | H | SOFTENING | H25 | SOFTENING/ION EXCHANGE
4505014 | SEM CHI/SUGAR FARMS | 1 | SEM CHI/SUGAR FARMS | B | DISINFECT | B02 | DISINFECT/HYPOCHLORIN
4505014 | SEM CHI/SUGAR FARMS | 1 | SEM CHI/SUGAR FARMS | E | TASTE-ODOR CONTROL | E20 | T-O CTRL/AERATION
4505014 | SEM CHI/SUGAR FARMS | 1 | SEM CHI/SUGAR FARMS | E | TASTE-ODOR CONTROL | E25 | T-O CTRL/ION EXCHANGE
4505014 | SEM CHI/SUGAR FARMS | 1 | SEM CHI/SUGAR FARMS | F | ORGN-RMVL | F25 | ORGN-RMVL/ION EXCHANGE
4505014 | SEM CHI/SUGAR FARMS | 1 | SEM CHI/SUGAR FARMS | Z | OTHER | Z18 | OTHER/SEQUESTATION
4505014 | SEM CHI/SUGAR FARMS | 1 | SEM CHI/SUGAR FARMS | Z | OTHER | Z23 | OTHER/GAC ADDITION
4505019 | WPB SHOOTING SPORTS PARK WTP | 1 | PLANT | B | DISINFECT | B02 | DISINFECT/HYPOCHLORIN
4505019 | WPB SHOOTING SPORTS PARK WTP | 1 | PLANT | C | PARTICLE REMOVAL | C20 | PART-RMVL/AERATION
4560069 | COUNTRY COVE MOBILE HOME PARK | 1 | COUNTRY COVE | B | DISINFECT | B01 | DISINFECT/GASEOUS CHLORIN
4560069 | COUNTRY COVE MOBILE HOME PARK | 1 | COUNTRY COVE | F | ORGN-RMVL | F23 | ORGN-RMVL/GAC ADDITION
4560075 | BENTONWOOD | 1 | BENTONWOOD TRAILER PARK | B | DISINFECT | B01 | DISINFECT/GASEOUS CHLORIN
4560117 | BEVERLY MOBILE HOME PARK | 1 | BEVERLY MOBILE HOME PARK | B | DISINFECT | B02 | DISINFECT/HYPOCHLORIN
4560217 | CASA CAPRONA APARTMENTS | 1 | FORT PIERCE | B | DISINFECT | B02 | DISINFECT/HYPOCHLORIN
4560217 | CASA CAPRONA APARTMENTS | 1 | FORT PIERCE | E | TASTE-ODOR CONTROL | E20 | T-O CTRL/AERATION
4560266 | COLONY CLUB MHP | 1 | COLONY CLUB WTP | B | DISINFECT | B02 | DISINFECT/HYPOCHLORIN
4560266 | COLONY CLUB MHP | 1 | COLONY CLUB WTP | D | CORROSION CONTROL | D19 | CORR-CTRL/PH ADJUSTMENT
4560404 | PINEAPPLE JOE'S | 1 | PINEAPPLE JOE'S | B | DISINFECT | B02 | DISINFECT/HYPOCHLORIN
4560490 | FT. PIERCE UTILITIES AUTHORITY | 1 | FPUA LIME SOFTENING PLANT | B | DISINFECT | B04 | DISINFECT/CHLORAMINES
4560490 | FT. PIERCE UTILITIES AUTHORITY | 1 | FPUA LIME SOFTENING PLANT | B | DISINFECT | B01 | DISINFECT/GASEOUS CHLORIN
4560490 | FT. PIERCE UTILITIES AUTHORITY | 1 | FPUA LIME SOFTENING PLANT | C | PARTICLE REMOVAL | C14 | PART-RMVL/RAPID SAND FIL
4560490 | FT. PIERCE UTILITIES AUTHORITY | 1 | FPUA LIME SOFTENING PLANT | D | CORROSION CONTROL | D18 | CORR-CTRL/SEQUESTATION
4560490 | FT. PIERCE UTILITIES AUTHORITY | 1 | FPUA LIME SOFTENING PLANT | E | TASTE-ODOR CONTROL | E20 | T-O CTRL/AERATION
4560490 | FT. PIERCE UTILITIES AUTHORITY | 1 | FPUA LIME SOFTENING PLANT | H | SOFTENING | H24 | SOFTENING/LIME-SODA
4560490 | FT. PIERCE UTILITIES AUTHORITY | 2 | FPUA REVERSE OSMOSIS WTP | K | DESALINATION | K26 | DESALINAT/REVERSE OSMOSIS
4560490 | FT. PIERCE UTILITIES AUTHORITY | 1 | FPUA LIME SOFTENING PLANT | Z | OTHER | Z27 | OTHER/FLUORIDATION
4560503 | FT. PIERCE COTTAGES | 1 | FORT PIERCE COTTAGES & TRL PK | B | DISINFECT | B02 | DISINFECT/HYPOCHLORIN
4560503 | FT. PIERCE COTTAGES | 1 | FORT PIERCE COTTAGES & TRL PK | H | SOFTENING | H25 | SOFTENING/ION EXCHANGE
4560510 | GARDEN STATE MOTEL | 1 | FORT PIERCE | B | DISINFECT | B02 | DISINFECT/HYPOCHLORIN
4560510 | GARDEN STATE MOTEL | 1 | FORT PIERCE | H | SOFTENING | H25 | SOFTENING/ION EXCHANGE
4560578 | FAU HARBOR BRANCH RO WATER SYSTEM | 1 | HARBOR BRANCH OCEANOGRAPHIC | B | DISINFECT | B02 | DISINFECT/HYPOCHLORIN
4560578 | FAU HARBOR BRANCH RO WATER SYSTEM | 1 | HARBOR BRANCH OCEANOGRAPHIC | C | PARTICLE REMOVAL | C29 | PART-RMVL/CARTRIDGE FILTR
4560578 | FAU HARBOR BRANCH RO WATER SYSTEM | 1 | HARBOR BRANCH OCEANOGRAPHIC | H | SOFTENING | H38 | SOFTENING/NANOFILTRATION
4560618 | HILLTOP HOUSE RESTAURANT | 1 | HILLTOP HOUSE | B | DISINFECT | B02 | DISINFECT/HYPOCHLORIN
4560618 | HILLTOP HOUSE RESTAURANT | 1 | HILLTOP HOUSE | H | SOFTENING | H25 | SOFTENING/ION EXCHANGE
4560665 | CHANNEL 34 WTVX | 1 |  | B | DISINFECT | B02 | DISINFECT/HYPOCHLORIN
4560765 | LAKE MANOR MOBILE HOME PARK | 1 | JENSEN BEACH | B | DISINFECT | B01 | DISINFECT/GASEOUS CHLORIN
4560765 | LAKE MANOR MOBILE HOME PARK | 1 | JENSEN BEACH | H | SOFTENING | H24 | SOFTENING/LIME-SODA
4560954 | PORT ST LUCIE UTILITIES | 3 | JAMES E. ANDERSON RO WTP | B | DISINFECT | B04 | DISINFECT/CHLORAMINES
4560954 | PORT ST LUCIE UTILITIES | 1 | PRINEVILLE - LIME SOFT 8.0 MG | B | DISINFECT | B01 | DISINFECT/GASEOUS CHLORIN
4560954 | PORT ST LUCIE UTILITIES | 1 | PRINEVILLE - LIME SOFT 8.0 MG | B | DISINFECT | B04 | DISINFECT/CHLORAMINES
4560954 | PORT ST LUCIE UTILITIES | 3 | JAMES E. ANDERSON RO WTP | C | PARTICLE REMOVAL | C26 | PART-RMVL/REVERSE OSMOSIS
4560954 | PORT ST LUCIE UTILITIES | 1 | PRINEVILLE - LIME SOFT 8.0 MG | C | PARTICLE REMOVAL | C14 | PART-RMVL/RAPID SAND FIL
4560954 | PORT ST LUCIE UTILITIES | 3 | JAMES E. ANDERSON RO WTP | D | CORROSION CONTROL | D36 | CORR-CTRL/CORROSION INHIB
4560954 | PORT ST LUCIE UTILITIES | 1 | PRINEVILLE - LIME SOFT 8.0 MG | D | CORROSION CONTROL | D36 | CORR-CTRL/CORROSION INHIB
4560954 | PORT ST LUCIE UTILITIES | 3 | JAMES E. ANDERSON RO WTP | D | CORROSION CONTROL | D19 | CORR-CTRL/PH ADJUSTMENT
4560954 | PORT ST LUCIE UTILITIES | 3 | JAMES E. ANDERSON RO WTP | E | TASTE-ODOR CONTROL | E20 | T-O CTRL/AERATION
4560954 | PORT ST LUCIE UTILITIES | 1 | PRINEVILLE - LIME SOFT 8.0 MG | E | TASTE-ODOR CONTROL | E01 | T-O CTRL/GASEOUS CHLORIN
4560954 | PORT ST LUCIE UTILITIES | 1 | PRINEVILLE - LIME SOFT 8.0 MG | H | SOFTENING | H24 | SOFTENING/LIME-SODA
4560954 | PORT ST LUCIE UTILITIES | 1 | PRINEVILLE - LIME SOFT 8.0 MG | I | COLOR REMOVAL | I18 | COLOR RML/SEQUESTATION
4560954 | PORT ST LUCIE UTILITIES | 2 | PRINEVILLE RO 11.15 MGD | K | DESALINATION | K26 | DESALINAT/REVERSE OSMOSIS
4560954 | PORT ST LUCIE UTILITIES | 3 | JAMES E. ANDERSON RO WTP | K | DESALINATION | K26 | DESALINAT/REVERSE OSMOSIS
4560954 | PORT ST LUCIE UTILITIES | 3 | JAMES E. ANDERSON RO WTP | Z | OTHER | Z27 | OTHER/FLUORIDATION
4560954 | PORT ST LUCIE UTILITIES | 1 | PRINEVILLE - LIME SOFT 8.0 MG | Z | OTHER | Z27 | OTHER/FLUORIDATION
4560971 | NORTH HUTCHINSON ISLAND | 1 | NO HUTCH ISL BRYN MAWR REPUMP | A | NO TRTMT | A | NO TRTMT
4561005 | CYPRESS MHP | 1 | CYPRESS MHP FKA ORCHID ACRES | B | DISINFECT | B02 | DISINFECT/HYPOCHLORIN
4561005 | CYPRESS MHP | 1 | CYPRESS MHP FKA ORCHID ACRES | E | TASTE-ODOR CONTROL | E20 | T-O CTRL/AERATION
4561005 | CYPRESS MHP | 1 | CYPRESS MHP FKA ORCHID ACRES | F | ORGN-RMVL | F23 | ORGN-RMVL/GAC ADDITION
4561213 | RIDGECREST MHP -EAST PLANT | 2 | WEST = NORTH | B | DISINFECT | B01 | DISINFECT/GASEOUS CHLORIN
4561688 | ST. LUCIE NUCLEAR POWER PLANT | 1 | HUTCHINSON ISL. | B | DISINFECT | B02 | DISINFECT/HYPOCHLORIN
4561689 | ST LUCIE COUNTY UTIL NORTH COUNTY SYSTEM | 1 | SLCU NO CO FKA HOLIDAY PINES | B | DISINFECT | B04 | DISINFECT/CHLORAMINES
4561689 | ST LUCIE COUNTY UTIL NORTH COUNTY SYSTEM | 1 | SLCU NO CO FKA HOLIDAY PINES | B | DISINFECT | B01 | DISINFECT/GASEOUS CHLORIN
4561689 | ST LUCIE COUNTY UTIL NORTH COUNTY SYSTEM | 1 | SLCU NO CO FKA HOLIDAY PINES | C | PARTICLE REMOVAL | C08 | PART-RMVL/MICROSCREENING
4561689 | ST LUCIE COUNTY UTIL NORTH COUNTY SYSTEM | 1 | SLCU NO CO FKA HOLIDAY PINES | D | CORROSION CONTROL | D19 | CORR-CTRL/PH ADJUSTMENT
4561689 | ST LUCIE COUNTY UTIL NORTH COUNTY SYSTEM | 1 | SLCU NO CO FKA HOLIDAY PINES | D | CORROSION CONTROL | D18 | CORR-CTRL/SEQUESTATION
4561689 | ST LUCIE COUNTY UTIL NORTH COUNTY SYSTEM | 1 | SLCU NO CO FKA HOLIDAY PINES | H | SOFTENING | H38 | SOFTENING/NANOFILTRATION
4561689 | ST LUCIE COUNTY UTIL NORTH COUNTY SYSTEM | 1 | SLCU NO CO FKA HOLIDAY PINES | Z | OTHER | Z28 | OTHER/PACKED TWR-AERA
4561805 | B'TWEEN WATERS MHP | 1 | B'TWEEN WATERS MHP | B | DISINFECT | B02 | DISINFECT/HYPOCHLORIN
4561806 | RIVERSIDE NATIONAL BANK | 1 | CITIZENS FEDERAL SAVINGS | B | DISINFECT | B02 | DISINFECT/HYPOCHLORIN
4561806 | RIVERSIDE NATIONAL BANK | 1 | CITIZENS FEDERAL SAVINGS | H | SOFTENING | H25 | SOFTENING/ION EXCHANGE
4561807 | CLOUD GROVE | 1 | CLOUD GROVE | B | DISINFECT | B01 | DISINFECT/GASEOUS CHLORIN
4561807 | CLOUD GROVE | 1 | CLOUD GROVE | Z | OTHER | Z20 | OTHER/AERATION
4561809 | FISHERMAN'S TOO | 2 | FISHERMAN'S TOO | B | DISINFECT | B02 | DISINFECT/HYPOCHLORIN
4561812 | FAITH BAPTIST CHURCH | 1 | FORT PIERCE | B | DISINFECT | B02 | DISINFECT/HYPOCHLORIN
4561817 | FT. PIERCE FLYING SERVICE | 1 | FORT PIERCE | B | DISINFECT | B02 | DISINFECT/HYPOCHLORIN
4561830 | JOKER'S WILD | 1 | FORT PIERCE | B | DISINFECT | B02 | DISINFECT/HYPOCHLORIN
4561833 | MARY ANN'S BAKERY COFFEE SHOP | 1 | FORT PIERCE | B | DISINFECT | B02 | DISINFECT/HYPOCHLORIN
4561837 | PARTNERS III LOUNGE | 1 | PARTNERS III LOUNGE | B | DISINFECT | B02 | DISINFECT/HYPOCHLORIN
4561846 | SAVANNA RECREATION AREA | 1 | SAVANNA REC | B | DISINFECT | B01 | DISINFECT/GASEOUS CHLORIN
4561846 | SAVANNA RECREATION AREA | 1 | SAVANNA REC | E | TASTE-ODOR CONTROL | E20 | T-O CTRL/AERATION
4561848 | SKATETOWN U.S.A. | 1 | FORT PIERCE | H | SOFTENING | H02 | SOFTENING/HYPOCHLORIN
4561849 | RELAX INN | 1 | RELAX INN WTP | B | DISINFECT | B02 | DISINFECT/HYPOCHLORIN
4561849 | RELAX INN | 1 | RELAX INN WTP | H | SOFTENING | H25 | SOFTENING/ION EXCHANGE
4561854 | SORRENTO'S RESTAURANT | 1 | FORT PIERCE | B | DISINFECT | B02 | DISINFECT/HYPOCHLORIN
4561855 | TOWN PLAZA SHOPPING CENTER | 1 | FORT PIERCE | B | DISINFECT | B02 | DISINFECT/HYPOCHLORIN
4561856 | TREE SWEET PRODUCTS | 1 | TREE SWEET PRODUCTS/FT PIERCE | B | DISINFECT | B02 | DISINFECT/HYPOCHLORIN
4561861 | WHITE CITY ELEMENTARY SCHOOL | 1 | WHITE CITY | B | DISINFECT | B02 | DISINFECT/HYPOCHLORIN
4561916 | LAKEWOOD PARK SUBDIVISION | 1 | LAKEWOOD PARK | B | DISINFECT | B01 | DISINFECT/GASEOUS CHLORIN
4561916 | LAKEWOOD PARK SUBDIVISION | 1 | LAKEWOOD PARK | G | IRON REMOVAL | G36 | IRON RMVL/CORROSION INHIB
4561916 | LAKEWOOD PARK SUBDIVISION | 1 | LAKEWOOD PARK | H | SOFTENING | H25 | SOFTENING/ION EXCHANGE
4561916 | LAKEWOOD PARK SUBDIVISION | 1 | LAKEWOOD PARK | Z | OTHER | Z20 | OTHER/AERATION
4561917 | DALE'S BAR-B-Q WEST INC. | 1 | DALES' BAR-B-Q | B | DISINFECT | B02 | DISINFECT/HYPOCHLORIN
4561918 | CROSSROADS MOTEL | 1 | CROSSROADS MOTE | B | DISINFECT | B02 | DISINFECT/HYPOCHLORIN
4561935 | JOHNNY'S CORNER FAMILY REST. | 1 | JOHNNY'S CORNER FAMILY REST. | B | DISINFECT | B01 | DISINFECT/GASEOUS CHLORIN
4561935 | JOHNNY'S CORNER FAMILY REST. | 1 | JOHNNY'S CORNER FAMILY REST. | H | SOFTENING | H25 | SOFTENING/ION EXCHANGE
4561944 | VILLAGE SQUARE SHOPPING CENTER | 1 | VILLAGE SQUARE SHOPPING CENTER | B | DISINFECT | B02 | DISINFECT/HYPOCHLORIN
4561944 | VILLAGE SQUARE SHOPPING CENTER | 1 | VILLAGE SQUARE SHOPPING CENTER | Z | OTHER | Z20 | OTHER/AERATION
4564004 | LAKEWOOD PARK ELEM. SCHOOL | 1 | LAKEWOOD PARK | B | DISINFECT | B02 | DISINFECT/HYPOCHLORIN
4564006 | SPANISH LAKES COUNTRY CLUB VILLAGE | 1 | SPANISH LAKES CCV | B | DISINFECT | B01 | DISINFECT/GASEOUS CHLORIN
4564006 | SPANISH LAKES COUNTRY CLUB VILLAGE | 1 | SPANISH LAKES CCV | H | SOFTENING | H26 | SOFTENING/REVERSE OSMOSIS
4564007 | INDIAN RIVER LANDING | 1 | INDIAN RIVER LANDING WTP | B | DISINFECT | B02 | DISINFECT/HYPOCHLORIN
4564007 | INDIAN RIVER LANDING | 1 | INDIAN RIVER LANDING WTP | B | DISINFECT | B04 | DISINFECT/CHLORAMINES
4564094 | FLOWERS BAKERY | 1 | FLOWERS BAKERY | B | DISINFECT | B02 | DISINFECT/HYPOCHLORIN
4564309 | LAKEWOOD PARK PLAZA | 1 | LAKEWOOD PARK | B | DISINFECT | B02 | DISINFECT/HYPOCHLORIN
4564322 | GROVE THE | 1 | GROVE OF FT. PIERCE | B | DISINFECT | B02 | DISINFECT/HYPOCHLORIN
4564322 | GROVE THE | 1 | GROVE OF FT. PIERCE | C | PARTICLE REMOVAL | C29 | PART-RMVL/CARTRIDGE FILTR
4564322 | GROVE THE | 1 | GROVE OF FT. PIERCE | D | CORROSION CONTROL | D36 | CORR-CTRL/CORROSION INHIB
4564322 | GROVE THE | 1 | GROVE OF FT. PIERCE | E | TASTE-ODOR CONTROL | E20 | T-O CTRL/AERATION
4564322 | GROVE THE | 1 | GROVE OF FT. PIERCE | F | ORGN-RMVL | F26 | ORGN-RMVL/REVERSE OSMOSIS
4564322 | GROVE THE | 1 | GROVE OF FT. PIERCE | Z | OTHER | Z19 | OTHER/PH ADJUSTMENT
4564377 | NORTH'S PLAZA | 1 |  | B | DISINFECT | B02 | DISINFECT/HYPOCHLORIN
4564394 | GOLDEN TOUCH LOUNGE | 1 | SAME | B | DISINFECT | B02 | DISINFECT/HYPOCHLORIN
4564396 | MCDONALDS RESTAURANT/PSL | 1 | MCDONALDS PSL | B | DISINFECT | B02 | DISINFECT/HYPOCHLORIN
4564396 | MCDONALDS RESTAURANT/PSL | 1 | MCDONALDS PSL | G | IRON REMOVAL | G10 | IRON RMVL/COAGULATION
4564396 | MCDONALDS RESTAURANT/PSL | 1 | MCDONALDS PSL | H | SOFTENING | H25 | SOFTENING/ION EXCHANGE
4564397 | MEADOWOOD | 1 | MEADOWOOD COMMUNITY ASSOC | B | DISINFECT | B01 | DISINFECT/GASEOUS CHLORIN
4564397 | MEADOWOOD | 1 | MEADOWOOD COMMUNITY ASSOC | B | DISINFECT | B04 | DISINFECT/CHLORAMINES
4564397 | MEADOWOOD | 1 | MEADOWOOD COMMUNITY ASSOC | C | PARTICLE REMOVAL | C14 | PART-RMVL/RAPID SAND FIL
4564397 | MEADOWOOD | 1 | MEADOWOOD COMMUNITY ASSOC | E | TASTE-ODOR CONTROL | E20 | T-O CTRL/AERATION
4564397 | MEADOWOOD | 1 | MEADOWOOD COMMUNITY ASSOC | H | SOFTENING | H24 | SOFTENING/LIME-SODA
4564397 | MEADOWOOD | 1 | MEADOWOOD COMMUNITY ASSOC | Z | OTHER | Z19 | OTHER/PH ADJUSTMENT
4564398 | MCDONALDS RESTAURANT/FT.P. | 1 | MCDONALDS RESTAURANT/FT.P. | B | DISINFECT | B01 | DISINFECT/GASEOUS CHLORIN
4564398 | MCDONALDS RESTAURANT/FT.P. | 1 | MCDONALDS RESTAURANT/FT.P. | H | SOFTENING | H25 | SOFTENING/ION EXCHANGE
4564399 | SANDALWOOD ESTATES S/D | 1 | SANDALWOOD ESTATES S/D | B | DISINFECT | B01 | DISINFECT/GASEOUS CHLORIN
4565002 | HARBOUR RIDGE | 1 | HARBOUR RIDGE | B | DISINFECT | B01 | DISINFECT/GASEOUS CHLORIN
4565002 | HARBOUR RIDGE | 1 | HARBOUR RIDGE | B | DISINFECT | B04 | DISINFECT/CHLORAMINES
4565002 | HARBOUR RIDGE | 1 | HARBOUR RIDGE | C | PARTICLE REMOVAL | C10 | PART-RMVL/COAGULATION
4565002 | HARBOUR RIDGE | 1 | HARBOUR RIDGE | C | PARTICLE REMOVAL | C14 | PART-RMVL/RAPID SAND FIL
4565002 | HARBOUR RIDGE | 1 | HARBOUR RIDGE | E | TASTE-ODOR CONTROL | E20 | T-O CTRL/AERATION
4565002 | HARBOUR RIDGE | 1 | HARBOUR RIDGE | H | SOFTENING | H24 | SOFTENING/LIME-SODA
4565006 | FOUNTAIN PLAZA | 1 | SAME | B | DISINFECT | B02 | DISINFECT/HYPOCHLORIN
4565011 | RESERVE CLUBHOUSE | 1 | RESERVE CLUBHOUSE | B | DISINFECT | B02 | DISINFECT/HYPOCHLORIN
4565013 | SAM'S PLACE | 1 | DEMARCO'S ITALIAN RESTAURANT | B | DISINFECT | B02 | DISINFECT/HYPOCHLORIN
4565014 | LEXINGTON SHOPPES | 1 | LEXINGTON SHOPPES WTP | B | DISINFECT | B02 | DISINFECT/HYPOCHLORIN
4565016 | CHARLIE'S DODGE | 1 | SAME | B | DISINFECT | B02 | DISINFECT/HYPOCHLORIN
4565016 | CHARLIE'S DODGE | 1 | SAME | H | SOFTENING | H25 | SOFTENING/ION EXCHANGE
4565020 | RICK STARR LINCOLN MERCURY | 1 | SAME | B | DISINFECT | B02 | DISINFECT/HYPOCHLORIN
4565020 | RICK STARR LINCOLN MERCURY | 1 | SAME | H | SOFTENING | H25 | SOFTENING/ION EXCHANGE
4565030 | RESERVE UTILITIES | 1 | RESERVE UTILITY CORPORATION | B | DISINFECT | B01 | DISINFECT/GASEOUS CHLORIN
4565030 | RESERVE UTILITIES | 1 | RESERVE UTILITY CORPORATION | B | DISINFECT | B04 | DISINFECT/CHLORAMINES
4565030 | RESERVE UTILITIES | 1 | RESERVE UTILITY CORPORATION | C | PARTICLE REMOVAL | C14 | PART-RMVL/RAPID SAND FIL
4565030 | RESERVE UTILITIES | 1 | RESERVE UTILITY CORPORATION | E | TASTE-ODOR CONTROL | E20 | T-O CTRL/AERATION
4565030 | RESERVE UTILITIES | 1 | RESERVE UTILITY CORPORATION | H | SOFTENING | H24 | SOFTENING/LIME-SODA
4565031 | ST. LUCIE WEST SERVICES DISTRICT | 2 | ST LUCIE WEST RO WTP | B | DISINFECT | B01 | DISINFECT/GASEOUS CHLORIN
4565031 | ST. LUCIE WEST SERVICES DISTRICT | 2 | ST LUCIE WEST RO WTP | C | PARTICLE REMOVAL | C08 | PART-RMVL/MICROSCREENING
4565031 | ST. LUCIE WEST SERVICES DISTRICT | 2 | ST LUCIE WEST RO WTP | D | CORROSION CONTROL | D36 | CORR-CTRL/CORROSION INHIB
4565031 | ST. LUCIE WEST SERVICES DISTRICT | 2 | ST LUCIE WEST RO WTP | D | CORROSION CONTROL | D19 | CORR-CTRL/PH ADJUSTMENT
4565031 | ST. LUCIE WEST SERVICES DISTRICT | 2 | ST LUCIE WEST RO WTP | E | TASTE-ODOR CONTROL | E20 | T-O CTRL/AERATION
4565031 | ST. LUCIE WEST SERVICES DISTRICT | 2 | ST LUCIE WEST RO WTP | K | DESALINATION | K26 | DESALINAT/REVERSE OSMOSIS
4565037 | LOYAL ORDER OF MOOSE #248 | 1 | LOYAL ORDER OF MOOSE #248 | B | DISINFECT | B02 | DISINFECT/HYPOCHLORIN
4565037 | LOYAL ORDER OF MOOSE #248 | 1 | LOYAL ORDER OF MOOSE #248 | G | IRON REMOVAL | G25 | IRON RMVL/ION EXCHANGE
4565039 | PORT ST. LUCIE TRADE CENTER | 1 |  | B | DISINFECT | B02 | DISINFECT/HYPOCHLORIN
4565040 | AURORA OF THE TREASURE COAST INC. | 1 | GOOD TIMES AKA AURORA | B | DISINFECT | B02 | DISINFECT/HYPOCHLORIN
4565043 | SPANISH LAKES FAIRWAYS | 1 | SPANISH LAKES FAIRWAYS | B | DISINFECT | B01 | DISINFECT/GASEOUS CHLORIN
4565043 | SPANISH LAKES FAIRWAYS | 1 | SPANISH LAKES FAIRWAYS | C | PARTICLE REMOVAL | C08 | PART-RMVL/MICROSCREENING
4565043 | SPANISH LAKES FAIRWAYS | 1 | SPANISH LAKES FAIRWAYS | E | TASTE-ODOR CONTROL | E20 | T-O CTRL/AERATION
4565043 | SPANISH LAKES FAIRWAYS | 1 | SPANISH LAKES FAIRWAYS | H | SOFTENING | H26 | SOFTENING/REVERSE OSMOSIS
4565043 | SPANISH LAKES FAIRWAYS | 1 | SPANISH LAKES FAIRWAYS | H | SOFTENING | H19 | SOFTENING/PH ADJUSTMENT
4565054 | MIDWAY GOLF | 1 |  | B | DISINFECT | B02 | DISINFECT/HYPOCHLORIN
4565086 | J&J SUBCO | 1 |  | B | DISINFECT | B02 | DISINFECT/HYPOCHLORIN
4565095 | BEST CHOICE MEATS | 1 | BEST CHOICE MEATS | B | DISINFECT | B02 | DISINFECT/HYPOCHLORIN
4565096 | PINE ISLAND GROCERIES | 1 | PINE ISLAND GROCERIES | B | DISINFECT | B02 | DISINFECT/HYPOCHLORIN
4565097 | LAKE MANOR MHP | 1 | LAKE MANOR MHP | B | DISINFECT | B02 | DISINFECT/HYPOCHLORIN
4565098 | ORANGE AVE. HARDWARE | 1 | ORANGE AVE. HARDWARE | A | NO TRTMT | A | NO TRTMT
4565101 | RAVEN SOUTH | 2 | SOUTH BUILDING | B | DISINFECT | B02 | DISINFECT/HYPOCHLORIN
4565110 | ZED COAST CENTER | 1 |  | B | DISINFECT | B02 | DISINFECT/HYPOCHLORIN
4565112 | CHURCH OF THE NAZARENE | 1 | CHURCH OF THE NAZARENE | B | DISINFECT | B02 | DISINFECT/HYPOCHLORIN
4565126 | SIESTA MOTEL | 1 | SIESTA MOTEL | A | NO TRTMT | A | NO TRTMT
4565129 | TURNPIKE INTERCHANGE - P.S.L. | 1 | TURNPIKE INTERCHANGE - P.S.L. | A | NO TRTMT | A | NO TRTMT
4565130 | TURNPIKE INTERCHANGE-FT PIERCE | 1 | TURNPIKE INTERCHANGE-FT PIERCE | A | NO TRTMT | A | NO TRTMT
4565140 | SRB-II | 1 |  | A | NO TRTMT | A | NO TRTMT
4565143 | JOHNNY STAMM EQUIPMENT | 1 |  | H | SOFTENING | H02 | SOFTENING/HYPOCHLORIN
4565146 | FOUNTAIN RESORT | 1 |  | B | DISINFECT | B02 | DISINFECT/HYPOCHLORIN
4565146 | FOUNTAIN RESORT | 1 |  | H | SOFTENING | H25 | SOFTENING/ION EXCHANGE
4565148 | ST LUCIE COUNTY AGRISCIENCE CR | 1 |  | B | DISINFECT | B02 | DISINFECT/HYPOCHLORIN
4565149 | LITTLE LIGHTS ACADEMY | 1 | LITTLE ACHIEVER'S WTP | B | DISINFECT | B02 | DISINFECT/HYPOCHLORIN
4565153 | ORANGE AVENUE BAPTIST CHURCH | 1 | ORANGE AVENUE BAPTIST CHURCH | B | DISINFECT | B02 | DISINFECT/HYPOCHLORIN
4565154 | H & H MHP | 1 | H&H MHP | B | DISINFECT | B02 | DISINFECT/HYPOCHLORIN
4565154 | H & H MHP | 1 | H&H MHP | H | SOFTENING | H25 | SOFTENING/ION EXCHANGE
4565157 | TWISTEE TREAT OF P.S.L. | 1 | TWISTEE TREAT OF P.S.L. | B | DISINFECT | B02 | DISINFECT/HYPOCHLORIN
4565163 | RAY MELEAR DAIRY HOUSING | 1 | RAY MELEAR DAIRY HOUSING | A | NO TRTMT | A | NO TRTMT
4565170 | APOSTLE FAITH CHURCH | 1 | APOSTLE FAITH CHURCH | B | DISINFECT | B02 | DISINFECT/HYPOCHLORIN
4565170 | APOSTLE FAITH CHURCH | 1 | APOSTLE FAITH CHURCH | H | SOFTENING | H25 | SOFTENING/ION EXCHANGE
4565172 | FIRST BAPTIST CHURCH OF FT P. | 1 | 1ST BAPTIST CHURCH | B | DISINFECT | B02 | DISINFECT/HYPOCHLORIN
4565173 | THE CROSSING COMMUNITY CHURCH | 1 | LAKEWOOD PARK BAPTIST CHURCH | B | DISINFECT | B02 | DISINFECT/HYPOCHLORIN
4565174 | CARTER'S GROCERY | 1 | CARTER'S GROCERY | B | DISINFECT | B02 | DISINFECT/HYPOCHLORIN
4565177 | DLF PACKING FKA SUNBRITE CITRUS | 1 | DLF PACKING FKA SUNBRITE | B | DISINFECT | B02 | DISINFECT/HYPOCHLORIN
4565177 | DLF PACKING FKA SUNBRITE CITRUS | 1 | DLF PACKING FKA SUNBRITE | B | DISINFECT | B20 | DISINFECT/AERATION
4565177 | DLF PACKING FKA SUNBRITE CITRUS | 1 | DLF PACKING FKA SUNBRITE | F | ORGN-RMVL | F23 | ORGN-RMVL/GAC ADDITION
4565178 | ANGRY BULL INC. | 1 | PINE ISLAND | B | DISINFECT | B02 | DISINFECT/HYPOCHLORIN
4565182 | ST LUCIE CO ALT EDUCATION CNTR | 1 | ST LUCIE CO ALT EDUCATION CNTR | B | DISINFECT | B02 | DISINFECT/HYPOCHLORIN
4565182 | ST LUCIE CO ALT EDUCATION CNTR | 1 | ST LUCIE CO ALT EDUCATION CNTR | H | SOFTENING | H25 | SOFTENING/ION EXCHANGE
4565182 | ST LUCIE CO ALT EDUCATION CNTR | 1 | ST LUCIE CO ALT EDUCATION CNTR | I | COLOR REMOVAL | I29 | COLOR RML/CARTRIDGE FILTR
4565184 | SLWU/RESERVE INTERCONNECT | 1 | SLWU/RESERVE INTERCONNECT | A | NO TRTMT | A | NO TRTMT
4565185 | TWO G'S FOOD STORES | 1 | TWO G'S FOOD STORES | A | NO TRTMT | A | NO TRTMT
4565188 | RIVERVIEW BAPTIST CHURCH INC. | 1 | RIVERVIEW BAPTIST CHURCH | B | DISINFECT | B02 | DISINFECT/HYPOCHLORIN
4565191 | USDA HORTICULTURAL RESEARCH | 1 | USDA HORTICULTURAL RESEARCH | B | DISINFECT | B02 | DISINFECT/HYPOCHLORIN
4565196 | ST. LUCIE COUNTY FAIRGROUNDS | 1 | ST. LUCIE COUNTY FAIRGROUNDS | B | DISINFECT | B02 | DISINFECT/HYPOCHLORIN
4565196 | ST. LUCIE COUNTY FAIRGROUNDS | 1 | ST. LUCIE COUNTY FAIRGROUNDS | K | DESALINATION | K26 | DESALINAT/REVERSE OSMOSIS
4565202 | SOUTHERN TRUSS | 1 | SOUTHERN TRUSS WTP | B | DISINFECT | B02 | DISINFECT/HYPOCHLORIN
4565202 | SOUTHERN TRUSS | 1 | SOUTHERN TRUSS WTP | H | SOFTENING | H25 | SOFTENING/ION EXCHANGE
4565203 | CAPRON TRAIL PARK | 1 | CAPRON TRAIL PARK | B | DISINFECT | B02 | DISINFECT/HYPOCHLORIN
4565206 | US1 GOLF & BBQ | 1 | US1 GOLF & BBQ WTP | B | DISINFECT | B02 | DISINFECT/HYPOCHLORIN
4565206 | US1 GOLF & BBQ | 1 | US1 GOLF & BBQ WTP | G | IRON REMOVAL | G25 | IRON RMVL/ION EXCHANGE
4565206 | US1 GOLF & BBQ | 1 | US1 GOLF & BBQ WTP | Z | OTHER | Z29 | OTHER/CARTRIDGE FILTR
5084081 | CROSSROADS HOPE ACADEMY | 1 | WTP | B | DISINFECT | B02 | DISINFECT/HYPOCHLORIN
5084081 | CROSSROADS HOPE ACADEMY | 1 | WTP | E | TASTE-ODOR CONTROL | E20 | T-O CTRL/AERATION
5084082 | CHARLOTTE CORRECTIONAL INSTITUTION | 1 | WTP | B | DISINFECT | B04 | DISINFECT/CHLORAMINES
5084082 | CHARLOTTE CORRECTIONAL INSTITUTION | 1 | WTP | C | PARTICLE REMOVAL | C13 | PART-RMVL/SLOW SAND FILTR
5084082 | CHARLOTTE CORRECTIONAL INSTITUTION | 1 | WTP | C | PARTICLE REMOVAL | C11 | PART-RMVL/FLOCCULATION
5084082 | CHARLOTTE CORRECTIONAL INSTITUTION | 1 | WTP | C | PARTICLE REMOVAL | C10 | PART-RMVL/COAGULATION
5084082 | CHARLOTTE CORRECTIONAL INSTITUTION | 1 | WTP | D | CORROSION CONTROL | D18 | CORR-CTRL/SEQUESTATION
5084082 | CHARLOTTE CORRECTIONAL INSTITUTION | 1 | WTP | E | TASTE-ODOR CONTROL | E20 | T-O CTRL/AERATION
5084095 | FIRST BAPTIST CHURCH OF CLEVELAND | 1 | WTP | B | DISINFECT | B02 | DISINFECT/HYPOCHLORIN
5084095 | FIRST BAPTIST CHURCH OF CLEVELAND | 1 | WTP | C | PARTICLE REMOVAL | C08 | PART-RMVL/MICROSCREENING
5084095 | FIRST BAPTIST CHURCH OF CLEVELAND | 1 | WTP | E | TASTE-ODOR CONTROL | E20 | T-O CTRL/AERATION
5084100 | CHARLOTTE COUNTY UTILITIES | 10 | ROTONDA BOOSTER STATION | B | DISINFECT | B04 | DISINFECT/CHLORAMINES
5084100 | CHARLOTTE COUNTY UTILITIES | 3 | GULF COVE BOOSTER STATION | B | DISINFECT | B04 | DISINFECT/CHLORAMINES
5084100 | CHARLOTTE COUNTY UTILITIES | 4 | WALENDA BOOSTER STATION | B | DISINFECT | B02 | DISINFECT/HYPOCHLORIN
5084100 | CHARLOTTE COUNTY UTILITIES | 11 | INGRAHAM BOOSTER STATION | B | DISINFECT | B04 | DISINFECT/CHLORAMINES
5084100 | CHARLOTTE COUNTY UTILITIES | 11 | INGRAHAM BOOSTER STATION | B | DISINFECT | B02 | DISINFECT/HYPOCHLORIN
5084100 | CHARLOTTE COUNTY UTILITIES | 4 | WALENDA BOOSTER STATION | B | DISINFECT | B04 | DISINFECT/CHLORAMINES
5084100 | CHARLOTTE COUNTY UTILITIES | 10 | ROTONDA BOOSTER STATION | B | DISINFECT | B02 | DISINFECT/HYPOCHLORIN
5084100 | CHARLOTTE COUNTY UTILITIES | 1 | PEACE RIVER INTERCONNECT | B | DISINFECT | B01 | DISINFECT/GASEOUS CHLORIN
5084100 | CHARLOTTE COUNTY UTILITIES | 1 | PEACE RIVER INTERCONNECT | B | DISINFECT | B04 | DISINFECT/CHLORAMINES
5084100 | CHARLOTTE COUNTY UTILITIES | 3 | GULF COVE BOOSTER STATION | B | DISINFECT | B02 | DISINFECT/HYPOCHLORIN
5084102 | BABCOCK RANCH ECO-TOURS | 1 | WTP | B | DISINFECT | B02 | DISINFECT/HYPOCHLORIN
5084110 | NHC UTILITIES INC | 1 | INTERCONNECT | A | NO TRTMT | A | NO TRTMT
5084111 | RIVERWOOD COMMUNITY DEL. DIST. | 1 | INTERCONNECT | A | NO TRTMT | A | NO TRTMT
5084114 | MURDOCK TRANSPORTATION FACILITY | 1 | WTP | B | DISINFECT | B02 | DISINFECT/HYPOCHLORIN
5084114 | MURDOCK TRANSPORTATION FACILITY | 1 | WTP | E | TASTE-ODOR CONTROL | E20 | T-O CTRL/AERATION
5084116 | TOWN AND COUNTRY UTILITY | 1 | TOWN AND COUNTY WTP | B | DISINFECT | B04 | DISINFECT/CHLORAMINES
5084116 | TOWN AND COUNTRY UTILITY | 1 | TOWN AND COUNTY WTP | D | CORROSION CONTROL | D18 | CORR-CTRL/SEQUESTATION
5084116 | TOWN AND COUNTRY UTILITY | 1 | TOWN AND COUNTY WTP | F | ORGN-RMVL | F38 | ORGN-RMVL/NANOFILTRATION
5084116 | TOWN AND COUNTRY UTILITY | 1 | TOWN AND COUNTY WTP | H | SOFTENING | H25 | SOFTENING/ION EXCHANGE
5084116 | TOWN AND COUNTRY UTILITY | 1 | TOWN AND COUNTY WTP | Z | OTHER | Z19 | OTHER/PH ADJUSTMENT
5084117 | GATOR WILDERNESS CAMP SCHOOL | 1 | GATOR WILDERNESS CAMP SCHJOOL | B | DISINFECT | B02 | DISINFECT/HYPOCHLORIN
5084117 | GATOR WILDERNESS CAMP SCHOOL | 1 | GATOR WILDERNESS CAMP SCHJOOL | B | DISINFECT | B20 | DISINFECT/AERATION
5084117 | GATOR WILDERNESS CAMP SCHOOL | 1 | GATOR WILDERNESS CAMP SCHJOOL | R | RADS REMOVAL | R25 | RADS RMVL/ION EXCHANGE
5084118 | THE SANDLOT OFF-ROAD ADVENTURE PARK | 1 | WTP | B | DISINFECT | B02 | DISINFECT/HYPOCHLORIN
5110008 | ALLIGATOR ALLEY REC CLUB | 1 | ALLIGATOR ALLEY REC CLUB | B | DISINFECT | B02 | DISINFECT/HYPOCHLORIN
5110058 | LEE CYPRESS CO-OP | 1 | WTP | B | DISINFECT | B04 | DISINFECT/CHLORAMINES
5110058 | LEE CYPRESS CO-OP | 1 | WTP | E | TASTE-ODOR CONTROL | E20 | T-O CTRL/AERATION
5110061 | CORKSCREW SWAMP SANCTUARY | 1 | WTP | B | DISINFECT | B02 | DISINFECT/HYPOCHLORIN
5110061 | CORKSCREW SWAMP SANCTUARY | 1 | WTP | E | TASTE-ODOR CONTROL | E20 | T-O CTRL/AERATION
5110087 | BIG CYPRESS PARK HEADQUARTERS | 1 | EVERGLADES SHORES WTP | B | DISINFECT | B02 | DISINFECT/HYPOCHLORIN
5110087 | BIG CYPRESS PARK HEADQUARTERS | 1 | EVERGLADES SHORES WTP | D | CORROSION CONTROL | D36 | CORR-CTRL/CORROSION INHIB
5110087 | BIG CYPRESS PARK HEADQUARTERS | 1 | EVERGLADES SHORES WTP | E | TASTE-ODOR CONTROL | E20 | T-O CTRL/AERATION
5110089 | EVERGLADES CITY | 1 | EVERGLADES CITY WTP | B | DISINFECT | B04 | DISINFECT/CHLORAMINES
5110089 | EVERGLADES CITY | 2 | EVERGLADES CITY BOOSTER PLANT | B | DISINFECT | B04 | DISINFECT/CHLORAMINES
5110089 | EVERGLADES CITY | 1 | EVERGLADES CITY WTP | E | TASTE-ODOR CONTROL | E20 | T-O CTRL/AERATION
5110089 | EVERGLADES CITY | 1 | EVERGLADES CITY WTP | I | COLOR REMOVAL | I38 | COLOR RML/NANOFILTRATION
5110089 | EVERGLADES CITY | 1 | EVERGLADES CITY WTP | Z | OTHER | Z19 | OTHER/PH ADJUSTMENT
5110089 | EVERGLADES CITY | 1 | EVERGLADES CITY WTP | Z | OTHER | Z29 | OTHER/CARTRIDGE FILTR
5110118 | GOODLAND WATER COMPANY | 1 | REPUMP STATION | B | DISINFECT | B02 | DISINFECT/HYPOCHLORIN
5110118 | GOODLAND WATER COMPANY | 1 | REPUMP STATION | B | DISINFECT | B04 | DISINFECT/CHLORAMINES
5110118 | GOODLAND WATER COMPANY | 1 | REPUMP STATION | D | CORROSION CONTROL | D18 | CORR-CTRL/SEQUESTATION
5110121 | HAKAN SERVICES INC. | 1 | HAKAN SERVICES INC. | B | DISINFECT | B02 | DISINFECT/HYPOCHLORIN
5110121 | HAKAN SERVICES INC. | 1 | HAKAN SERVICES INC. | G | IRON REMOVAL | G25 | IRON RMVL/ION EXCHANGE
5110121 | HAKAN SERVICES INC. | 1 | HAKAN SERVICES INC. | H | SOFTENING | H25 | SOFTENING/ION EXCHANGE
5110142 | IMMOKALEE WATER | 3 | AIRPORT ROAD PLANT | B | DISINFECT | B04 | DISINFECT/CHLORAMINES
5110142 | IMMOKALEE WATER | 1 | JERRY WARDEN WATER PLANT | B | DISINFECT | B27 | DISINFECT/FLUORIDATION
5110142 | IMMOKALEE WATER | 2 | CARSON ROAD WATER PLANT | B | DISINFECT | B27 | DISINFECT/FLUORIDATION
5110142 | IMMOKALEE WATER | 3 | AIRPORT ROAD PLANT | B | DISINFECT | B27 | DISINFECT/FLUORIDATION
5110142 | IMMOKALEE WATER | 2 | CARSON ROAD WATER PLANT | B | DISINFECT | B04 | DISINFECT/CHLORAMINES
5110142 | IMMOKALEE WATER | 1 | JERRY WARDEN WATER PLANT | B | DISINFECT | B04 | DISINFECT/CHLORAMINES
5110142 | IMMOKALEE WATER | 2 | CARSON ROAD WATER PLANT | D | CORROSION CONTROL | D36 | CORR-CTRL/CORROSION INHIB
5110142 | IMMOKALEE WATER | 3 | AIRPORT ROAD PLANT | D | CORROSION CONTROL | D36 | CORR-CTRL/CORROSION INHIB
5110142 | IMMOKALEE WATER | 1 | JERRY WARDEN WATER PLANT | D | CORROSION CONTROL | D36 | CORR-CTRL/CORROSION INHIB
5110142 | IMMOKALEE WATER | 3 | AIRPORT ROAD PLANT | E | TASTE-ODOR CONTROL | E20 | T-O CTRL/AERATION
5110142 | IMMOKALEE WATER | 1 | JERRY WARDEN WATER PLANT | E | TASTE-ODOR CONTROL | E20 | T-O CTRL/AERATION
5110142 | IMMOKALEE WATER | 2 | CARSON ROAD WATER PLANT | E | TASTE-ODOR CONTROL | E20 | T-O CTRL/AERATION
5110183 | MARCO ISLAND UTILITIES (CITY OF) | 1 | LIME PLANT | B | DISINFECT | B04 | DISINFECT/CHLORAMINES
5110183 | MARCO ISLAND UTILITIES (CITY OF) | 2 | R.O. PLANT | B | DISINFECT | B04 | DISINFECT/CHLORAMINES
5110183 | MARCO ISLAND UTILITIES (CITY OF) | 1 | LIME PLANT | C | PARTICLE REMOVAL | C40 | PARTICLE REMOVAL/MICROFILTRATION
5110183 | MARCO ISLAND UTILITIES (CITY OF) | 1 | LIME PLANT | C | PARTICLE REMOVAL | C12 | PART-RMVL/SEDIMENTATION
5110183 | MARCO ISLAND UTILITIES (CITY OF) | 1 | LIME PLANT | C | PARTICLE REMOVAL | C11 | PART-RMVL/FLOCCULATION
5110183 | MARCO ISLAND UTILITIES (CITY OF) | 1 | LIME PLANT | C | PARTICLE REMOVAL | C10 | PART-RMVL/COAGULATION
5110183 | MARCO ISLAND UTILITIES (CITY OF) | 1 | LIME PLANT | C | PARTICLE REMOVAL | C09 | PART-RMVL/RAPID MIX
5110183 | MARCO ISLAND UTILITIES (CITY OF) | 1 | LIME PLANT | D | CORROSION CONTROL | D36 | CORR-CTRL/CORROSION INHIB
5110183 | MARCO ISLAND UTILITIES (CITY OF) | 2 | R.O. PLANT | D | CORROSION CONTROL | D19 | CORR-CTRL/PH ADJUSTMENT
5110183 | MARCO ISLAND UTILITIES (CITY OF) | 2 | R.O. PLANT | E | TASTE-ODOR CONTROL | E20 | T-O CTRL/AERATION
5110183 | MARCO ISLAND UTILITIES (CITY OF) | 1 | LIME PLANT | H | SOFTENING | H10 | SOFTENING/COAGULATION
5110183 | MARCO ISLAND UTILITIES (CITY OF) | 1 | LIME PLANT | H | SOFTENING | H24 | SOFTENING/LIME-SODA
5110183 | MARCO ISLAND UTILITIES (CITY OF) | 2 | R.O. PLANT | K | DESALINATION | K26 | DESALINAT/REVERSE OSMOSIS
5110183 | MARCO ISLAND UTILITIES (CITY OF) | 1 | LIME PLANT | Z | OTHER | Z19 | OTHER/PH ADJUSTMENT
5110183 | MARCO ISLAND UTILITIES (CITY OF) | 2 | R.O. PLANT | Z | OTHER | Z34 | OTHER/WELL W/SURFACE
5110195 | NAPLES BINGO PALACE GG PKWY | 1 | NAPLES BINGO PALACE WTP | B | DISINFECT | B02 | DISINFECT/HYPOCHLORIN
5110195 | NAPLES BINGO PALACE GG PKWY | 1 | NAPLES BINGO PALACE WTP | H | SOFTENING | H25 | SOFTENING/ION EXCHANGE
5110198 | NAPLES WATER DEPT | 1 | NAPLES WATER DEPT WTP | B | DISINFECT | B04 | DISINFECT/CHLORAMINES
5110198 | NAPLES WATER DEPT | 1 | NAPLES WATER DEPT WTP | B | DISINFECT | B01 | DISINFECT/GASEOUS CHLORIN
5110198 | NAPLES WATER DEPT | 1 | NAPLES WATER DEPT WTP | C | PARTICLE REMOVAL | C14 | PART-RMVL/RAPID SAND FIL
5110198 | NAPLES WATER DEPT | 1 | NAPLES WATER DEPT WTP | D | CORROSION CONTROL | D36 | CORR-CTRL/CORROSION INHIB
5110198 | NAPLES WATER DEPT | 1 | NAPLES WATER DEPT WTP | H | SOFTENING | H24 | SOFTENING/LIME-SODA
5110198 | NAPLES WATER DEPT | 1 | NAPLES WATER DEPT WTP | Z | OTHER | Z27 | OTHER/FLUORIDATION
5110230 | PORT OF THE ISLANDS | 1 | PORT OF THE ISLANDS WTP | B | DISINFECT | B04 | DISINFECT/CHLORAMINES
5110230 | PORT OF THE ISLANDS | 1 | PORT OF THE ISLANDS WTP | Z | OTHER | Z26 | OTHER/REVERSE OSMOSIS
5110230 | PORT OF THE ISLANDS | 1 | PORT OF THE ISLANDS WTP | Z | OTHER | Z29 | OTHER/CARTRIDGE FILTR
5110230 | PORT OF THE ISLANDS | 1 | PORT OF THE ISLANDS WTP | Z | OTHER | Z19 | OTHER/PH ADJUSTMENT
5110288 | TRAIL LAKES CAMPGROUND | 1 | TRAIL LAKES CAMPGROUND WTP | B | DISINFECT | B02 | DISINFECT/HYPOCHLORIN
5110305 | YOUTH HAVEN INC | 1 |  | B | DISINFECT | B02 | DISINFECT/HYPOCHLORIN
5114069 | COLLIER COUNTY REGIONAL WTP | 1 | COLLIER CO. SOUTH PLANT | B | DISINFECT | B04 | DISINFECT/CHLORAMINES
5114069 | COLLIER COUNTY REGIONAL WTP | 2 | COLLIER CO NORTH RO PLANT | B | DISINFECT | B01 | DISINFECT/GASEOUS CHLORIN
5114069 | COLLIER COUNTY REGIONAL WTP | 2 | COLLIER CO NORTH RO PLANT | B | DISINFECT | B04 | DISINFECT/CHLORAMINES
5114069 | COLLIER COUNTY REGIONAL WTP | 1 | COLLIER CO. SOUTH PLANT | C | PARTICLE REMOVAL | C14 | PART-RMVL/RAPID SAND FIL
5114069 | COLLIER COUNTY REGIONAL WTP | 1 | COLLIER CO. SOUTH PLANT | C | PARTICLE REMOVAL | C10 | PART-RMVL/COAGULATION
5114069 | COLLIER COUNTY REGIONAL WTP | 1 | COLLIER CO. SOUTH PLANT | D | CORROSION CONTROL | D18 | CORR-CTRL/SEQUESTATION
5114069 | COLLIER COUNTY REGIONAL WTP | 1 | COLLIER CO. SOUTH PLANT | D | CORROSION CONTROL | D19 | CORR-CTRL/PH ADJUSTMENT
5114069 | COLLIER COUNTY REGIONAL WTP | 2 | COLLIER CO NORTH RO PLANT | D | CORROSION CONTROL | D19 | CORR-CTRL/PH ADJUSTMENT
5114069 | COLLIER COUNTY REGIONAL WTP | 1 | COLLIER CO. SOUTH PLANT | E | TASTE-ODOR CONTROL | E20 | T-O CTRL/AERATION
5114069 | COLLIER COUNTY REGIONAL WTP | 2 | COLLIER CO NORTH RO PLANT | E | TASTE-ODOR CONTROL | E20 | T-O CTRL/AERATION
5114069 | COLLIER COUNTY REGIONAL WTP | 1 | COLLIER CO. SOUTH PLANT | E | TASTE-ODOR CONTROL | E26 | T-O CTRL/REVERSE OSMOSIS
5114069 | COLLIER COUNTY REGIONAL WTP | 1 | COLLIER CO. SOUTH PLANT | H | SOFTENING | H24 | SOFTENING/LIME-SODA
5114069 | COLLIER COUNTY REGIONAL WTP | 2 | COLLIER CO NORTH RO PLANT | K | DESALINATION | K26 | DESALINAT/REVERSE OSMOSIS
5114069 | COLLIER COUNTY REGIONAL WTP | 1 | COLLIER CO. SOUTH PLANT | Z | OTHER | Z27 | OTHER/FLUORIDATION
5114069 | COLLIER COUNTY REGIONAL WTP | 2 | COLLIER CO NORTH RO PLANT | Z | OTHER | Z27 | OTHER/FLUORIDATION
5114074 | CENTER POINT COMMUNITY CHURCH | 1 | GRACE BIBLE CHURCH WTP | B | DISINFECT | B02 | DISINFECT/HYPOCHLORIN
5114074 | CENTER POINT COMMUNITY CHURCH | 1 | GRACE BIBLE CHURCH WTP | E | TASTE-ODOR CONTROL | E20 | T-O CTRL/AERATION
5114074 | CENTER POINT COMMUNITY CHURCH | 1 | GRACE BIBLE CHURCH WTP | G | IRON REMOVAL | G25 | IRON RMVL/ION EXCHANGE
5114075 | DAVID LAWRENCE MENTAL HLTH CTR | 1 | DAVID LAWRENCE MENTL HLTH WELL | B | DISINFECT | B02 | DISINFECT/HYPOCHLORIN
5114077 | TEMPLE BETHEL | 1 | WTP | B | DISINFECT | B02 | DISINFECT/HYPOCHLORIN
5114077 | TEMPLE BETHEL | 1 | WTP | E | TASTE-ODOR CONTROL | E20 | T-O CTRL/AERATION
5114082 | THE VINEYARDS | 1 | VINEYARDS R.O. | B | DISINFECT | B02 | DISINFECT/HYPOCHLORIN
5114082 | THE VINEYARDS | 1 | VINEYARDS R.O. | C | PARTICLE REMOVAL | C08 | PART-RMVL/MICROSCREENING
5114082 | THE VINEYARDS | 1 | VINEYARDS R.O. | E | TASTE-ODOR CONTROL | E20 | T-O CTRL/AERATION
5114082 | THE VINEYARDS | 1 | VINEYARDS R.O. | Z | OTHER | Z26 | OTHER/REVERSE OSMOSIS
5114083 | FCA US LLC | 1 | HARLEY DAVIDSON | B | DISINFECT | B02 | DISINFECT/HYPOCHLORIN
5114083 | FCA US LLC | 1 | HARLEY DAVIDSON | H | SOFTENING | H25 | SOFTENING/ION EXCHANGE
5114091 | FORT MYERS COCA COLA | 1 | FORT MYERS COCA COLA WTP | B | DISINFECT | B02 | DISINFECT/HYPOCHLORIN
5114091 | FORT MYERS COCA COLA | 1 | FORT MYERS COCA COLA WTP | E | TASTE-ODOR CONTROL | E20 | T-O CTRL/AERATION
5114098 | 7 ELEVEN - GOLDEN GATE | 1 | 2021-07-11 | B | DISINFECT | B02 | DISINFECT/HYPOCHLORIN
5114098 | 7 ELEVEN - GOLDEN GATE | 1 | 2021-07-11 | E | TASTE-ODOR CONTROL | E20 | T-O CTRL/AERATION
5114108 | OASIS RANGER STATION | 1 | OASIS RANGER STATION WTP | B | DISINFECT | B02 | DISINFECT/HYPOCHLORIN
5114111 | RANDALL CENTER | 1 | RANDALL CENTER WTP | B | DISINFECT | B02 | DISINFECT/HYPOCHLORIN
5114111 | RANDALL CENTER | 1 | RANDALL CENTER WTP | E | TASTE-ODOR CONTROL | E20 | T-O CTRL/AERATION
5114111 | RANDALL CENTER | 1 | RANDALL CENTER WTP | H | SOFTENING | H25 | SOFTENING/ION EXCHANGE
5114113 | SWFREC | 1 | S.W.FL. RESEARCH ED. CTR. | B | DISINFECT | B04 | DISINFECT/CHLORAMINES
5114113 | SWFREC | 1 | S.W.FL. RESEARCH ED. CTR. | F | ORGN-RMVL | F20 | ORGN-RMVL/AERATION
5114113 | SWFREC | 1 | S.W.FL. RESEARCH ED. CTR. | H | SOFTENING | H25 | SOFTENING/ION EXCHANGE
5114113 | SWFREC | 1 | S.W.FL. RESEARCH ED. CTR. | X | DECHLORINATION | X29 | DECHLORINATION/CARTRIDGE FILTR
5114113 | SWFREC | 1 | S.W.FL. RESEARCH ED. CTR. | Z | OTHER | Z26 | OTHER/REVERSE OSMOSIS
5114119 | VALERO GAS STATION | 1 | SUNNILAND COUNTRY STORE WTP | B | DISINFECT | B02 | DISINFECT/HYPOCHLORIN
5114119 | VALERO GAS STATION | 1 | SUNNILAND COUNTRY STORE WTP | E | TASTE-ODOR CONTROL | E20 | T-O CTRL/AERATION
5114126 | UNITY FAITH MISSIONARY BAPTIST | 1 | UNITY FAITH MISSIONARY BAPT WP | B | DISINFECT | B02 | DISINFECT/HYPOCHLORIN
5114126 | UNITY FAITH MISSIONARY BAPTIST | 1 | UNITY FAITH MISSIONARY BAPT WP | E | TASTE-ODOR CONTROL | E20 | T-O CTRL/AERATION
5114129 | I-75 SOUTH RESTSTOP | 1 | I-75 RESTSTOP WTP | B | DISINFECT | B02 | DISINFECT/HYPOCHLORIN
5114129 | I-75 SOUTH RESTSTOP | 1 | I-75 RESTSTOP WTP | C | PARTICLE REMOVAL | C29 | PART-RMVL/CARTRIDGE FILTR
5114129 | I-75 SOUTH RESTSTOP | 1 | I-75 RESTSTOP WTP | H | SOFTENING | H25 | SOFTENING/ION EXCHANGE
5114130 | GOLDEN GATE LIBRARY | 1 | GOLDEN GATE LIBRARY | B | DISINFECT | B02 | DISINFECT/HYPOCHLORIN
5114130 | GOLDEN GATE LIBRARY | 1 | GOLDEN GATE LIBRARY | E | TASTE-ODOR CONTROL | E20 | T-O CTRL/AERATION
5114130 | GOLDEN GATE LIBRARY | 1 | GOLDEN GATE LIBRARY | H | SOFTENING | H25 | SOFTENING/ION EXCHANGE
5114131 | BONITA BAY EASTGOLF CLUB - MAINTENANCE | 1 | BONITA BAY EAST MAINTENANCE | B | DISINFECT | B02 | DISINFECT/HYPOCHLORIN
5114131 | BONITA BAY EASTGOLF CLUB - MAINTENANCE | 1 | BONITA BAY EAST MAINTENANCE | E | TASTE-ODOR CONTROL | E20 | T-O CTRL/AERATION
5114131 | BONITA BAY EASTGOLF CLUB - MAINTENANCE | 1 | BONITA BAY EAST MAINTENANCE | G | IRON REMOVAL | G25 | IRON RMVL/ION EXCHANGE
5114132 | BONITA BAY EAST GOLF CLUB - CLUBHOUSE | 1 | BONITA BAY EAST GOLF CLUB | B | DISINFECT | B02 | DISINFECT/HYPOCHLORIN
5114132 | BONITA BAY EAST GOLF CLUB - CLUBHOUSE | 1 | BONITA BAY EAST GOLF CLUB | E | TASTE-ODOR CONTROL | E20 | T-O CTRL/AERATION
5114132 | BONITA BAY EAST GOLF CLUB - CLUBHOUSE | 1 | BONITA BAY EAST GOLF CLUB | G | IRON REMOVAL | G25 | IRON RMVL/ION EXCHANGE
5114135 | MONUMENT LAKE CAMPGROUND | 1 | MONUMENT LAKE CAMPGROUND | B | DISINFECT | B02 | DISINFECT/HYPOCHLORIN
5114136 | BONITA BAY EAST GOLF CLUB REST SHELTER 1 | 1 | SABEL REST SHELTER #1 | B | DISINFECT | B02 | DISINFECT/HYPOCHLORIN
5114136 | BONITA BAY EAST GOLF CLUB REST SHELTER 1 | 1 | SABEL REST SHELTER #1 | I | COLOR REMOVAL | I25 | COLOR RML/ION EXCHANGE
5114137 | BONITA BAY GOLF CLUB REST SHELTER 2 | 1 | SABAL REST SHELTER #2 | B | DISINFECT | B02 | DISINFECT/HYPOCHLORIN
5114137 | BONITA BAY GOLF CLUB REST SHELTER 2 | 1 | SABAL REST SHELTER #2 | E | TASTE-ODOR CONTROL | E20 | T-O CTRL/AERATION
5114137 | BONITA BAY GOLF CLUB REST SHELTER 2 | 1 | SABAL REST SHELTER #2 | I | COLOR REMOVAL | I25 | COLOR RML/ION EXCHANGE
5114139 | HIDEOUT GOLF CLUB SYSTEM | 1 | HIDEOUT GOLF CLUB SYSTEM | B | DISINFECT | B02 | DISINFECT/HYPOCHLORIN
5114139 | HIDEOUT GOLF CLUB SYSTEM | 1 | HIDEOUT GOLF CLUB SYSTEM | E | TASTE-ODOR CONTROL | E29 | T-O CTRL/CARTRIDGE FILTR
5114139 | HIDEOUT GOLF CLUB SYSTEM | 1 | HIDEOUT GOLF CLUB SYSTEM | Z | OTHER | Z26 | OTHER/REVERSE OSMOSIS
5114140 | TREES CAMP WTP | 1 | TREES CAMP WTP | B | DISINFECT | B04 | DISINFECT/CHLORAMINES
5114140 | TREES CAMP WTP | 1 | TREES CAMP WTP | H | SOFTENING | H25 | SOFTENING/ION EXCHANGE
5114141 | GOLDEN GATE ASSEMBLY OF GOD | 1 | GOLDEN GATE ASSEMBLY OF GOD | B | DISINFECT | B02 | DISINFECT/HYPOCHLORIN
5114141 | GOLDEN GATE ASSEMBLY OF GOD | 1 | GOLDEN GATE ASSEMBLY OF GOD | E | TASTE-ODOR CONTROL | E29 | T-O CTRL/CARTRIDGE FILTR
5114141 | GOLDEN GATE ASSEMBLY OF GOD | 1 | GOLDEN GATE ASSEMBLY OF GOD | H | SOFTENING | H25 | SOFTENING/ION EXCHANGE
5114147 | SABAL PALM ELEMENTARY | 1 | SABAL PALM ELEMENTARY SCHOOL | B | DISINFECT | B02 | DISINFECT/HYPOCHLORIN
5114147 | SABAL PALM ELEMENTARY | 1 | SABAL PALM ELEMENTARY SCHOOL | C | PARTICLE REMOVAL | C26 | PART-RMVL/REVERSE OSMOSIS
5114147 | SABAL PALM ELEMENTARY | 1 | SABAL PALM ELEMENTARY SCHOOL | C | PARTICLE REMOVAL | C14 | PART-RMVL/RAPID SAND FIL
5114147 | SABAL PALM ELEMENTARY | 1 | SABAL PALM ELEMENTARY SCHOOL | D | CORROSION CONTROL | D36 | CORR-CTRL/CORROSION INHIB
5114147 | SABAL PALM ELEMENTARY | 1 | SABAL PALM ELEMENTARY SCHOOL | Z | OTHER | Z25 | OTHER/ION EXCHANGE
5114149 | LA HISPANA #2 | 1 | LA HISPANA#2 | B | DISINFECT | B02 | DISINFECT/HYPOCHLORIN
5114149 | LA HISPANA #2 | 1 | LA HISPANA#2 | E | TASTE-ODOR CONTROL | E25 | T-O CTRL/ION EXCHANGE
5114149 | LA HISPANA #2 | 1 | LA HISPANA#2 | E | TASTE-ODOR CONTROL | E20 | T-O CTRL/AERATION
5114149 | LA HISPANA #2 | 1 | LA HISPANA#2 | F | ORGN-RMVL | F25 | ORGN-RMVL/ION EXCHANGE
5114149 | LA HISPANA #2 | 1 | LA HISPANA#2 | F | ORGN-RMVL | F23 | ORGN-RMVL/GAC ADDITION
5114151 | LA FITNESS | 1 | FITNESS QUEST WTP | B | DISINFECT | B02 | DISINFECT/HYPOCHLORIN
5114151 | LA FITNESS | 1 | FITNESS QUEST WTP | C | PARTICLE REMOVAL | C29 | PART-RMVL/CARTRIDGE FILTR
5114151 | LA FITNESS | 1 | FITNESS QUEST WTP | E | TASTE-ODOR CONTROL | E20 | T-O CTRL/AERATION
5114151 | LA FITNESS | 1 | FITNESS QUEST WTP | G | IRON REMOVAL | G25 | IRON RMVL/ION EXCHANGE
5114152 | ESTATES ELEMENTARY SCHOOL | 1 | ESTATES ELEMENTARY SCHOOL | B | DISINFECT | B04 | DISINFECT/CHLORAMINES
5114152 | ESTATES ELEMENTARY SCHOOL | 1 | ESTATES ELEMENTARY SCHOOL | G | IRON REMOVAL | G25 | IRON RMVL/ION EXCHANGE
5114153 | MIDWAY CAMPGROUND | 1 | MIDWAY CAMPGROUND WTP | B | DISINFECT | B02 | DISINFECT/HYPOCHLORIN
5114154 | AVE MARIA UTILITY COMPANY LLLP | 1 | AVE MARIA WTP | D | CORROSION CONTROL | D36 | CORR-CTRL/CORROSION INHIB
5114154 | AVE MARIA UTILITY COMPANY LLLP | 1 | AVE MARIA WTP | H | SOFTENING | H26 | SOFTENING/REVERSE OSMOSIS
5114154 | AVE MARIA UTILITY COMPANY LLLP | 1 | AVE MARIA WTP | Z | OTHER | Z19 | OTHER/PH ADJUSTMENT
5114154 | AVE MARIA UTILITY COMPANY LLLP | 1 | AVE MARIA WTP | Z | OTHER | Z20 | OTHER/AERATION
5114158 | PALMETTO J ELEMENTARY SCHOOL | 1 | ELEMENTARY SCHOOL J WTP | B | DISINFECT | B04 | DISINFECT/CHLORAMINES
5114158 | PALMETTO J ELEMENTARY SCHOOL | 1 | ELEMENTARY SCHOOL J WTP | C | PARTICLE REMOVAL | C29 | PART-RMVL/CARTRIDGE FILTR
5114158 | PALMETTO J ELEMENTARY SCHOOL | 1 | ELEMENTARY SCHOOL J WTP | D | CORROSION CONTROL | D36 | CORR-CTRL/CORROSION INHIB
5114158 | PALMETTO J ELEMENTARY SCHOOL | 1 | ELEMENTARY SCHOOL J WTP | G | IRON REMOVAL | G25 | IRON RMVL/ION EXCHANGE
5114159 | WILSON BLVD. RETAIL CENTER | 1 | WILSON WTP | B | DISINFECT | B02 | DISINFECT/HYPOCHLORIN
5114159 | WILSON BLVD. RETAIL CENTER | 1 | WILSON WTP | B | DISINFECT | B20 | DISINFECT/AERATION
5114159 | WILSON BLVD. RETAIL CENTER | 1 | WILSON WTP | E | TASTE-ODOR CONTROL | E25 | T-O CTRL/ION EXCHANGE
5114159 | WILSON BLVD. RETAIL CENTER | 1 | WILSON WTP | Z | OTHER | Z29 | OTHER/CARTRIDGE FILTR
5114160 | NAPLES THERAPEUTIC RIDING CENTER | 1 | WATER PLANT #1 | B | DISINFECT | B02 | DISINFECT/HYPOCHLORIN
5114160 | NAPLES THERAPEUTIC RIDING CENTER | 1 | WATER PLANT #1 | H | SOFTENING | H25 | SOFTENING/ION EXCHANGE
5114161 | NAPLES CHURCH | 1 | LIVING WORD FAMILY CHURCH WTP | B | DISINFECT | B02 | DISINFECT/HYPOCHLORIN
5114161 | NAPLES CHURCH | 1 | LIVING WORD FAMILY CHURCH WTP | Z | OTHER | Z26 | OTHER/REVERSE OSMOSIS
5114162 | GOLDEN GATE WALGREENS (STORE #10742) | 1 | WALGREENS WTP | B | DISINFECT | B07 | DISINFECT/OTHER DISINFECT
5114162 | GOLDEN GATE WALGREENS (STORE #10742) | 1 | WALGREENS WTP | H | SOFTENING | H25 | SOFTENING/ION EXCHANGE
5114162 | GOLDEN GATE WALGREENS (STORE #10742) | 1 | WALGREENS WTP | Z | OTHER | Z20 | OTHER/AERATION
5114162 | GOLDEN GATE WALGREENS (STORE #10742) | 1 | WALGREENS WTP | Z | OTHER | Z23 | OTHER/GAC ADDITION
5114163 | CENTER POINT COMMUNITY CHURCH YOUTH SANC | 1 | CENTER POINT COMMUNITY YOUTH C | B | DISINFECT | B02 | DISINFECT/HYPOCHLORIN
5114163 | CENTER POINT COMMUNITY CHURCH YOUTH SANC | 1 | CENTER POINT COMMUNITY YOUTH C | Z | OTHER | Z20 | OTHER/AERATION
5114163 | CENTER POINT COMMUNITY CHURCH YOUTH SANC | 1 | CENTER POINT COMMUNITY YOUTH C | Z | OTHER | Z25 | OTHER/ION EXCHANGE
5114164 | PEACE LUTHERAN CHURCH OF NAPLES | 1 | PEACE LUTHERAN CHURCH NAPLES | B | DISINFECT | B02 | DISINFECT/HYPOCHLORIN
5114164 | PEACE LUTHERAN CHURCH OF NAPLES | 1 | PEACE LUTHERAN CHURCH NAPLES | C | PARTICLE REMOVAL | C38 | PART-RMVL/NANOFILTRATION
5114164 | PEACE LUTHERAN CHURCH OF NAPLES | 1 | PEACE LUTHERAN CHURCH NAPLES | Z | OTHER | Z29 | OTHER/CARTRIDGE FILTR
5114165 | PEPPER RANCH | 1 | PEPPER RANCH | B | DISINFECT | B02 | DISINFECT/HYPOCHLORIN
5114165 | PEPPER RANCH | 1 | PEPPER RANCH | Z | OTHER | Z20 | OTHER/AERATION
5114165 | PEPPER RANCH | 1 | PEPPER RANCH | Z | OTHER | Z25 | OTHER/ION EXCHANGE
5114166 | 1-75 REST AREA MM 63 NORTHSIDE | 1 | PLANT 1 | B | DISINFECT | B02 | DISINFECT/HYPOCHLORIN
5114166 | 1-75 REST AREA MM 63 NORTHSIDE | 1 | PLANT 1 | Z | OTHER | Z26 | OTHER/REVERSE OSMOSIS
5114166 | 1-75 REST AREA MM 63 NORTHSIDE | 1 | PLANT 1 | Z | OTHER | Z19 | OTHER/PH ADJUSTMENT
5220179 | FISHEATING CREEK CAMPGROUND | 1 | FISH EATING CAMPGROUND WTP | B | DISINFECT | B02 | DISINFECT/HYPOCHLORIN
5220179 | FISHEATING CREEK CAMPGROUND | 1 | FISH EATING CAMPGROUND WTP | E | TASTE-ODOR CONTROL | E20 | T-O CTRL/AERATION
5220186 | MEADOWLARK CAMPGROUND | 1 | MEADOWLARK CAMPGROUND WTP | B | DISINFECT | B04 | DISINFECT/CHLORAMINES
5220186 | MEADOWLARK CAMPGROUND | 1 | MEADOWLARK CAMPGROUND WTP | E | TASTE-ODOR CONTROL | E20 | T-O CTRL/AERATION
5220192 | MOORE HAVEN WTP | 1 | MOORE HAVEN WTP | B | DISINFECT | B04 | DISINFECT/CHLORAMINES
5220192 | MOORE HAVEN WTP | 1 | MOORE HAVEN WTP | C | PARTICLE REMOVAL | C10 | PART-RMVL/COAGULATION
5220192 | MOORE HAVEN WTP | 1 | MOORE HAVEN WTP | C | PARTICLE REMOVAL | C39 | PARTICLE REMOVAL/ULTRAFILTRATION
5220192 | MOORE HAVEN WTP | 1 | MOORE HAVEN WTP | C | PARTICLE REMOVAL | C14 | PART-RMVL/RAPID SAND FIL
5220192 | MOORE HAVEN WTP | 1 | MOORE HAVEN WTP | E | TASTE-ODOR CONTROL | E20 | T-O CTRL/AERATION
5220209 | ORTONA LOCKS CAMPGROUND-NORTH | 1 | ORTONA LOCKS - NORTH WTP | B | DISINFECT | B02 | DISINFECT/HYPOCHLORIN
5220209 | ORTONA LOCKS CAMPGROUND-NORTH | 1 | ORTONA LOCKS - NORTH WTP | E | TASTE-ODOR CONTROL | E20 | T-O CTRL/AERATION
5220235 | RIVER OAKS UTILITIES LLC | 1 | RIVER OAKS SUBDIVISION WTP | B | DISINFECT | B02 | DISINFECT/HYPOCHLORIN
5224070 | CAMP KEAIS LEASING INC | 1 | CAMP KEAIS LEASING INC WTP | B | DISINFECT | B02 | DISINFECT/HYPOCHLORIN
5224070 | CAMP KEAIS LEASING INC | 1 | CAMP KEAIS LEASING INC WTP | F | ORGN-RMVL | F20 | ORGN-RMVL/AERATION
5224071 | ORTONA LOCKS CAMPGROUND-SOUTH | 2 | ORTONA LOCKS SOUTH - WEST WTP | B | DISINFECT | B02 | DISINFECT/HYPOCHLORIN
5224071 | ORTONA LOCKS CAMPGROUND-SOUTH | 1 | ORTONA LOCKS SOUTH - EAST WTP | B | DISINFECT | B02 | DISINFECT/HYPOCHLORIN
5224071 | ORTONA LOCKS CAMPGROUND-SOUTH | 2 | ORTONA LOCKS SOUTH - WEST WTP | E | TASTE-ODOR CONTROL | E20 | T-O CTRL/AERATION
5224071 | ORTONA LOCKS CAMPGROUND-SOUTH | 1 | ORTONA LOCKS SOUTH - EAST WTP | E | TASTE-ODOR CONTROL | E20 | T-O CTRL/AERATION
5224074 | GRANITE WHISPER CREEK R.V. RESORT LL. | 1 | WHISPER CREEK WTP | B | DISINFECT | B04 | DISINFECT/CHLORAMINES
5224074 | GRANITE WHISPER CREEK R.V. RESORT LL. | 1 | WHISPER CREEK WTP | B | DISINFECT | B02 | DISINFECT/HYPOCHLORIN
5224077 | FARM-OP INC. NORTH LABOR CAMP | 1 | FARM-OP INC. NORTH CAMP WTP | B | DISINFECT | B04 | DISINFECT/CHLORAMINES
5224078 | FARM-OP INC. SOUTH LABOR CAMP | 1 | FARM-OP INC. SOUTH CAMP WTP | B | DISINFECT | B04 | DISINFECT/CHLORAMINES
5224078 | FARM-OP INC. SOUTH LABOR CAMP | 1 | FARM-OP INC. SOUTH CAMP WTP | D | CORROSION CONTROL | D36 | CORR-CTRL/CORROSION INHIB
5224079 | SABAL PALM RV RESORT AND CAMPGROUND | 1 | HENDRY'S SABAL PALM CAMPGROUND | B | DISINFECT | B02 | DISINFECT/HYPOCHLORIN
5224087 | ROYAL PALM R.V. PARK | 1 | ROYAL PALM R.V. PARK WTP | B | DISINFECT | B01 | DISINFECT/GASEOUS CHLORIN
5224087 | ROYAL PALM R.V. PARK | 1 | ROYAL PALM R.V. PARK WTP | E | TASTE-ODOR CONTROL | E20 | T-O CTRL/AERATION
5224087 | ROYAL PALM R.V. PARK | 1 | ROYAL PALM R.V. PARK WTP | G | IRON REMOVAL | G15 | IRON RMVL/PRESS SAND FILT
5224090 | FOREVERGLADES RV RESORT LLC | 1 | GOLFER HAVEN | B | DISINFECT | B02 | DISINFECT/HYPOCHLORIN
5224091 | MAPLE CORNER | 1 | MAPLE CORNER WTP | B | DISINFECT | B02 | DISINFECT/HYPOCHLORIN
5224091 | MAPLE CORNER | 1 | MAPLE CORNER WTP | E | TASTE-ODOR CONTROL | E20 | T-O CTRL/AERATION
5224093 | WEST GLADES ELEMENTARY SCHOOL WTP | 1 | WEST GLADES ELEMENTARY WTP | B | DISINFECT | B02 | DISINFECT/HYPOCHLORIN
5224093 | WEST GLADES ELEMENTARY SCHOOL WTP | 1 | WEST GLADES ELEMENTARY WTP | E | TASTE-ODOR CONTROL | E20 | T-O CTRL/AERATION
5260004 | A. DUDA & SONS INC. | 1 | A. DUDA & SONS INC. WTP | B | DISINFECT | B04 | DISINFECT/CHLORAMINES
5260004 | A. DUDA & SONS INC. | 1 | A. DUDA & SONS INC. WTP | E | TASTE-ODOR CONTROL | E20 | T-O CTRL/AERATION
5260047 | CITRUS BELLE CONCENTRATE PLT | 1 | CITRUS BELLE CONCENTRATE WTP | B | DISINFECT | B02 | DISINFECT/HYPOCHLORIN
5260047 | CITRUS BELLE CONCENTRATE PLT | 1 | CITRUS BELLE CONCENTRATE WTP | C | PARTICLE REMOVAL | C29 | PART-RMVL/CARTRIDGE FILTR
5260047 | CITRUS BELLE CONCENTRATE PLT | 1 | CITRUS BELLE CONCENTRATE WTP | G | IRON REMOVAL | G25 | IRON RMVL/ION EXCHANGE
5260047 | CITRUS BELLE CONCENTRATE PLT | 1 | CITRUS BELLE CONCENTRATE WTP | H | SOFTENING | H26 | SOFTENING/REVERSE OSMOSIS
5260050 | LABELLE CITY OF | 2 | SOUTH PLANT | B | DISINFECT | B02 | DISINFECT/HYPOCHLORIN
5260050 | LABELLE CITY OF | 2 | SOUTH PLANT | C | PARTICLE REMOVAL | C29 | PART-RMVL/CARTRIDGE FILTR
5260050 | LABELLE CITY OF | 2 | SOUTH PLANT | D | CORROSION CONTROL | D36 | CORR-CTRL/CORROSION INHIB
5260050 | LABELLE CITY OF | 2 | SOUTH PLANT | E | TASTE-ODOR CONTROL | E28 | T-O CTRL/PACKED TWR-AERA
5260050 | LABELLE CITY OF | 2 | SOUTH PLANT | Z | OTHER | Z26 | OTHER/REVERSE OSMOSIS
5260050 | LABELLE CITY OF | 2 | SOUTH PLANT | Z | OTHER | Z27 | OTHER/FLUORIDATION
5260053 | CLEWISTON CITY OF | 2 | CLEWISTON RO PLANT | B | DISINFECT | B04 | DISINFECT/CHLORAMINES
5260053 | CLEWISTON CITY OF | 2 | CLEWISTON RO PLANT | C | PARTICLE REMOVAL | C29 | PART-RMVL/CARTRIDGE FILTR
5260053 | CLEWISTON CITY OF | 2 | CLEWISTON RO PLANT | D | CORROSION CONTROL | D36 | CORR-CTRL/CORROSION INHIB
5260053 | CLEWISTON CITY OF | 2 | CLEWISTON RO PLANT | E | TASTE-ODOR CONTROL | E28 | T-O CTRL/PACKED TWR-AERA
5260053 | CLEWISTON CITY OF | 2 | CLEWISTON RO PLANT | Z | OTHER | Z27 | OTHER/FLUORIDATION
5260053 | CLEWISTON CITY OF | 2 | CLEWISTON RO PLANT | Z | OTHER | Z26 | OTHER/REVERSE OSMOSIS
5260053 | CLEWISTON CITY OF | 2 | CLEWISTON RO PLANT | Z | OTHER | Z19 | OTHER/PH ADJUSTMENT
5260062 | COUNTY LINE TRAILER PARK | 1 | COUNTY LINE TRAILER PARK WTP | B | DISINFECT | B02 | DISINFECT/HYPOCHLORIN
5260062 | COUNTY LINE TRAILER PARK | 1 | COUNTY LINE TRAILER PARK WTP | E | TASTE-ODOR CONTROL | E20 | T-O CTRL/AERATION
5260226 | PORT LABELLE | 1 | PORT LABELLE WTP | B | DISINFECT | B02 | DISINFECT/HYPOCHLORIN
5260226 | PORT LABELLE | 1 | PORT LABELLE WTP | C | PARTICLE REMOVAL | C19 | PART-RMVL/PH ADJUSTMENT
5260226 | PORT LABELLE | 1 | PORT LABELLE WTP | C | PARTICLE REMOVAL | C29 | PART-RMVL/CARTRIDGE FILTR
5260226 | PORT LABELLE | 1 | PORT LABELLE WTP | E | TASTE-ODOR CONTROL | E20 | T-O CTRL/AERATION
5260226 | PORT LABELLE | 1 | PORT LABELLE WTP | H | SOFTENING | H38 | SOFTENING/NANOFILTRATION
5260226 | PORT LABELLE | 1 | PORT LABELLE WTP | H | SOFTENING | H19 | SOFTENING/PH ADJUSTMENT
5260261 | RIVERSIDE RETREAT | 1 | RIVERSIDE RETREAT | B | DISINFECT | B02 | DISINFECT/HYPOCHLORIN
5260261 | RIVERSIDE RETREAT | 1 | RIVERSIDE RETREAT | E | TASTE-ODOR CONTROL | E20 | T-O CTRL/AERATION
5260297 | UNITED STATES SUGAR CORP. WTP | 1 | US SUGAR WATER PLANT | B | DISINFECT | B04 | DISINFECT/CHLORAMINES
5260297 | UNITED STATES SUGAR CORP. WTP | 1 | US SUGAR WATER PLANT | C | PARTICLE REMOVAL | C10 | PART-RMVL/COAGULATION
5260297 | UNITED STATES SUGAR CORP. WTP | 1 | US SUGAR WATER PLANT | C | PARTICLE REMOVAL | C12 | PART-RMVL/SEDIMENTATION
5260297 | UNITED STATES SUGAR CORP. WTP | 1 | US SUGAR WATER PLANT | C | PARTICLE REMOVAL | C14 | PART-RMVL/RAPID SAND FIL
5260297 | UNITED STATES SUGAR CORP. WTP | 1 | US SUGAR WATER PLANT | D | CORROSION CONTROL | D18 | CORR-CTRL/SEQUESTATION
5260297 | UNITED STATES SUGAR CORP. WTP | 1 | US SUGAR WATER PLANT | H | SOFTENING | H24 | SOFTENING/LIME-SODA
5264026 | LOS CUATRO VIENTOS | 1 | LOS QUATROS VIENTOS | B | DISINFECT | B02 | DISINFECT/HYPOCHLORIN
5264050 | PALM AND PINES MOBILE HOME PK | 1 | PALM & PINES MHP WTP | B | DISINFECT | B02 | DISINFECT/HYPOCHLORIN
5264050 | PALM AND PINES MOBILE HOME PK | 1 | PALM & PINES MHP WTP | E | TASTE-ODOR CONTROL | E20 | T-O CTRL/AERATION
5264051 | OAK HAMMOCK | 1 | OAK HAMMOCK WTP | B | DISINFECT | B02 | DISINFECT/HYPOCHLORIN
5264052 | FELDA MALL | 1 | FELDA MALL | B | DISINFECT | B02 | DISINFECT/HYPOCHLORIN
5264053 | GRANDMA'S GROVE RV PARK WTP | 1 | GRANDMA'S GROVE R/V PARK WTP | B | DISINFECT | B02 | DISINFECT/HYPOCHLORIN
5264053 | GRANDMA'S GROVE RV PARK WTP | 1 | GRANDMA'S GROVE R/V PARK WTP | C | PARTICLE REMOVAL | C14 | PART-RMVL/RAPID SAND FIL
5264054 | RIVERBEND ESTATES | 1 | RIVERBEND ESTATES WTP | B | DISINFECT | B02 | DISINFECT/HYPOCHLORIN
5264054 | RIVERBEND ESTATES | 1 | RIVERBEND ESTATES WTP | C | PARTICLE REMOVAL | C29 | PART-RMVL/CARTRIDGE FILTR
5264054 | RIVERBEND ESTATES | 1 | RIVERBEND ESTATES WTP | C | PARTICLE REMOVAL | C26 | PART-RMVL/REVERSE OSMOSIS
5264054 | RIVERBEND ESTATES | 1 | RIVERBEND ESTATES WTP | E | TASTE-ODOR CONTROL | E20 | T-O CTRL/AERATION
5264054 | RIVERBEND ESTATES | 1 | RIVERBEND ESTATES WTP | E | TASTE-ODOR CONTROL | E19 | T-O CTRL/PH ADJUSTMENT
5264055 | VITAMBI SPRINGS | 1 | VITAMBI SPRINGS | B | DISINFECT | B02 | DISINFECT/HYPOCHLORIN
5264055 | VITAMBI SPRINGS | 1 | VITAMBI SPRINGS | E | TASTE-ODOR CONTROL | E20 | T-O CTRL/AERATION
5264055 | VITAMBI SPRINGS | 1 | VITAMBI SPRINGS | F | ORGN-RMVL | F26 | ORGN-RMVL/REVERSE OSMOSIS
5264055 | VITAMBI SPRINGS | 1 | VITAMBI SPRINGS | I | COLOR REMOVAL | I29 | COLOR RML/CARTRIDGE FILTR
5264056 | L&M PACKING HOUSE | 1 | DUDA PACKING HOUSE WTP | B | DISINFECT | B02 | DISINFECT/HYPOCHLORIN
5264058 | PIONEER PLAZA | 1 | PIONEER PLAZA WTP | B | DISINFECT | B02 | DISINFECT/HYPOCHLORIN
5264058 | PIONEER PLAZA | 1 | PIONEER PLAZA WTP | E | TASTE-ODOR CONTROL | E20 | T-O CTRL/AERATION
5264060 | HANDY STORE # 82 | 1 | HANDY STORE # 82 WTP | B | DISINFECT | B02 | DISINFECT/HYPOCHLORIN
5264060 | HANDY STORE # 82 | 1 | HANDY STORE # 82 WTP | E | TASTE-ODOR CONTROL | E20 | T-O CTRL/AERATION
5264061 | HANDY STORE # 85 | 1 | HANDY STORE # 85 WTP | B | DISINFECT | B02 | DISINFECT/HYPOCHLORIN
5264061 | HANDY STORE # 85 | 1 | HANDY STORE # 85 WTP | E | TASTE-ODOR CONTROL | E20 | T-O CTRL/AERATION
5264063 | CIRCLE K #7374 | 1 | CIRCLE K #7374 WTP | B | DISINFECT | B02 | DISINFECT/HYPOCHLORIN
5264063 | CIRCLE K #7374 | 1 | CIRCLE K #7374 WTP | E | TASTE-ODOR CONTROL | E20 | T-O CTRL/AERATION
5264063 | CIRCLE K #7374 | 1 | CIRCLE K #7374 WTP | G | IRON REMOVAL | G25 | IRON RMVL/ION EXCHANGE
5264065 | WILSON'S LABOR CAMP | 1 | WILSON'S LABOR CAMP WTP #1 | B | DISINFECT | B02 | DISINFECT/HYPOCHLORIN
5264073 | MEXICAN STORE NORMA'S | 1 | MEXICAN STORE NORMA'S WTP | B | DISINFECT | B02 | DISINFECT/HYPOCHLORIN
5264073 | MEXICAN STORE NORMA'S | 1 | MEXICAN STORE NORMA'S WTP | E | TASTE-ODOR CONTROL | E20 | T-O CTRL/AERATION
5264077 | RCMA LABELLE CDC | 1 | RCMA LABELLE CDC | B | DISINFECT | B02 | DISINFECT/HYPOCHLORIN
5264077 | RCMA LABELLE CDC | 1 | RCMA LABELLE CDC | D | CORROSION CONTROL | D18 | CORR-CTRL/SEQUESTATION
5264077 | RCMA LABELLE CDC | 1 | RCMA LABELLE CDC | E | TASTE-ODOR CONTROL | E20 | T-O CTRL/AERATION
5264078 | LABELLE FARM OFFICE & SHOPS | 1 | LABELLE FARM OFFICE WTP | B | DISINFECT | B02 | DISINFECT/HYPOCHLORIN
5264081 | MAGNOLIA PACKING HOUSE | 1 | MAGNOLIA PACKING HOUSE | B | DISINFECT | B02 | DISINFECT/HYPOCHLORIN
5264082 | FIESTA FOOD MART | 1 | MCLYMONT MINI MALL WTP | B | DISINFECT | B02 | DISINFECT/HYPOCHLORIN
5264082 | FIESTA FOOD MART | 1 | MCLYMONT MINI MALL WTP | E | TASTE-ODOR CONTROL | E20 | T-O CTRL/AERATION
5264083 | TURKEY RUN SUBDIVISION | 1 | TURKEY RUN SUBDIVISION WTP | B | DISINFECT | B02 | DISINFECT/HYPOCHLORIN
5264086 | SPENCER KELLY TRAILER PARK | 1 | SPENCER KELLY TRAILER PK WTP | B | DISINFECT | B02 | DISINFECT/HYPOCHLORIN
5264090 | MARY LOU'S COUNTRY STORE | 1 | MARY LOU'S COUNTRY STORE | B | DISINFECT | B02 | DISINFECT/HYPOCHLORIN
5264091 | SOUTHERN GARDENS CITRUS | 1 | SOUTHERN GARDENS CITRUS WTP | B | DISINFECT | B02 | DISINFECT/HYPOCHLORIN
5264091 | SOUTHERN GARDENS CITRUS | 1 | SOUTHERN GARDENS CITRUS WTP | C | PARTICLE REMOVAL | C08 | PART-RMVL/MICROSCREENING
5264091 | SOUTHERN GARDENS CITRUS | 1 | SOUTHERN GARDENS CITRUS WTP | C | PARTICLE REMOVAL | C26 | PART-RMVL/REVERSE OSMOSIS
5264091 | SOUTHERN GARDENS CITRUS | 1 | SOUTHERN GARDENS CITRUS WTP | D | CORROSION CONTROL | D36 | CORR-CTRL/CORROSION INHIB
5264091 | SOUTHERN GARDENS CITRUS | 1 | SOUTHERN GARDENS CITRUS WTP | F | ORGN-RMVL | F23 | ORGN-RMVL/GAC ADDITION
5264094 | AZTECA #10 | 1 | AZTECA #10 WTP | B | DISINFECT | B02 | DISINFECT/HYPOCHLORIN
5264094 | AZTECA #10 | 1 | AZTECA #10 WTP | E | TASTE-ODOR CONTROL | E20 | T-O CTRL/AERATION
5264096 | MONTURA PLAZA LLC | 1 | MONTURA TRADING POST WTP | B | DISINFECT | B02 | DISINFECT/HYPOCHLORIN
5264096 | MONTURA PLAZA LLC | 1 | MONTURA TRADING POST WTP | E | TASTE-ODOR CONTROL | E20 | T-O CTRL/AERATION
5264098 | ROADHOUSE BILLIARDS | 1 | ROADHOUSE BILLIARDS WTP | B | DISINFECT | B02 | DISINFECT/HYPOCHLORIN
5264100 | AZTECA COUNTRY STORE #6 | 1 | AZTECA COUNTRY STORE WTP | B | DISINFECT | B02 | DISINFECT/HYPOCHLORIN
5264100 | AZTECA COUNTRY STORE #6 | 1 | AZTECA COUNTRY STORE WTP | E | TASTE-ODOR CONTROL | E20 | T-O CTRL/AERATION
5264101 | AIRGLADES INDUSTRIAL PARK WTP | 1 | AIRGLADES INDUSTRIAL PARK WTP | B | DISINFECT | B02 | DISINFECT/HYPOCHLORIN
5264103 | RIVERBEND MOTORCOACH RESORT | 1 | RIVERBEND MOTORCOACH RESORT WT | B | DISINFECT | B04 | DISINFECT/CHLORAMINES
5264103 | RIVERBEND MOTORCOACH RESORT | 1 | RIVERBEND MOTORCOACH RESORT WT | C | PARTICLE REMOVAL | C29 | PART-RMVL/CARTRIDGE FILTR
5264103 | RIVERBEND MOTORCOACH RESORT | 1 | RIVERBEND MOTORCOACH RESORT WT | D | CORROSION CONTROL | D36 | CORR-CTRL/CORROSION INHIB
5264103 | RIVERBEND MOTORCOACH RESORT | 1 | RIVERBEND MOTORCOACH RESORT WT | F | ORGN-RMVL | F25 | ORGN-RMVL/ION EXCHANGE
5264103 | RIVERBEND MOTORCOACH RESORT | 1 | RIVERBEND MOTORCOACH RESORT WT | H | SOFTENING | H38 | SOFTENING/NANOFILTRATION
5264104 | AZTECA SUPERCENTRO 2000 INC. | 1 | AZTECA SUPERCENTRO WTP | B | DISINFECT | B02 | DISINFECT/HYPOCHLORIN
5264105 | OAK HAMMOCK II | 1 | OAK HAMMOCK II | B | DISINFECT | B02 | DISINFECT/HYPOCHLORIN
5264109 | BIG SMILES CHILDCARE | 1 | BIG SMILES CHILDCARE | B | DISINFECT | B02 | DISINFECT/HYPOCHLORIN
5264112 | RIVERLANDINGS WATER TREATMENT PLANT | 1 | RIVERLANDINGS WTP | B | DISINFECT | B26 | DISINFECT/REVERSE OSMOSIS
5264112 | RIVERLANDINGS WATER TREATMENT PLANT | 1 | RIVERLANDINGS WTP | B | DISINFECT | B02 | DISINFECT/HYPOCHLORIN
5264114 | C & B FARMS | 1 | C & B FARMS | B | DISINFECT | B02 | DISINFECT/HYPOCHLORIN
5264114 | C & B FARMS | 1 | C & B FARMS | C | PARTICLE REMOVAL | C20 | PART-RMVL/AERATION
5280015 | NEIBERT'S FISHING RESORT | 1 | NEIBERT'S FISHING RESORT WTP | B | DISINFECT | B02 | DISINFECT/HYPOCHLORIN
5280069 | CYPRESS ISLE R.V. PARK | 1 | CYPRESS ISLE FISH CAMP WTP | B | DISINFECT | B02 | DISINFECT/HYPOCHLORIN
5280082 | OAK SHORE | 1 | OAK SHORE WTP | B | DISINFECT | B02 | DISINFECT/HYPOCHLORIN
5280116 | OAK ACRES - WEST WTP | 1 | WTP #1 | B | DISINFECT | B02 | DISINFECT/HYPOCHLORIN
5280125 | HENDERSON'S FISHING RESORT | 1 | HENDERSON'S FISHING RESORT #1 | B | DISINFECT | B02 | DISINFECT/HYPOCHLORIN
5280125 | HENDERSON'S FISHING RESORT | 2 | HENDERSON'S FISHING RESORT #2 | B | DISINFECT | B02 | DISINFECT/HYPOCHLORIN
5280129 | HIDDEN ACRES ESTATES | 1 | HIDDEN ACRES ESTATES WTP | B | DISINFECT | B02 | DISINFECT/HYPOCHLORIN
5280129 | HIDDEN ACRES ESTATES | 1 | HIDDEN ACRES ESTATES WTP | C | PARTICLE REMOVAL | C29 | PART-RMVL/CARTRIDGE FILTR
5280155 | KISSIMMEE RIVER FISHING RESORT | 1 | KISSIMMEE RIVER FISHING WTP | B | DISINFECT | B02 | DISINFECT/HYPOCHLORIN
5280180 | MALLARD MOBILE HOME PARK | 1 | MALLARD MOBILE HOME PARK WTP | B | DISINFECT | B02 | DISINFECT/HYPOCHLORIN
5280193 | MOSSY COVE FISHING CLUB | 2 | MOSSY COVE FISHING CLUB WTP 2 | B | DISINFECT | B02 | DISINFECT/HYPOCHLORIN
5280193 | MOSSY COVE FISHING CLUB | 1 | MOSSY COVE FISHING CLUB WTP 1 | B | DISINFECT | B02 | DISINFECT/HYPOCHLORIN
5280211 | THE PALMS ESTATES WTP | 1 | THE PALMS ESTATES WTP | B | DISINFECT | B20 | DISINFECT/AERATION
5280211 | THE PALMS ESTATES WTP | 1 | THE PALMS ESTATES WTP | B | DISINFECT | B02 | DISINFECT/HYPOCHLORIN
5280241 | SUNSHINE RV PARK | 2 | SUNBURST RV PARK WTP 2 SOUTH | B | DISINFECT | B02 | DISINFECT/HYPOCHLORIN
5280241 | SUNSHINE RV PARK | 1 | SUNBURST RV PARK WTP 1 NORTH | B | DISINFECT | B02 | DISINFECT/HYPOCHLORIN
5280241 | SUNSHINE RV PARK | 1 | SUNBURST RV PARK WTP 1 NORTH | D | CORROSION CONTROL | D36 | CORR-CTRL/CORROSION INHIB
5280241 | SUNSHINE RV PARK | 2 | SUNBURST RV PARK WTP 2 SOUTH | D | CORROSION CONTROL | D36 | CORR-CTRL/CORROSION INHIB
5280241 | SUNSHINE RV PARK | 2 | SUNBURST RV PARK WTP 2 SOUTH | E | TASTE-ODOR CONTROL | E20 | T-O CTRL/AERATION
5280241 | SUNSHINE RV PARK | 1 | SUNBURST RV PARK WTP 1 NORTH | E | TASTE-ODOR CONTROL | E20 | T-O CTRL/AERATION
5280266 | SPRING LAKE IMPROVEMENT DISTIRCT | 1 | SPRING LAKE IMPROVEMENT WTP | B | DISINFECT | B01 | DISINFECT/GASEOUS CHLORIN
5280266 | SPRING LAKE IMPROVEMENT DISTIRCT | 1 | SPRING LAKE IMPROVEMENT WTP | D | CORROSION CONTROL | D36 | CORR-CTRL/CORROSION INHIB
5280266 | SPRING LAKE IMPROVEMENT DISTIRCT | 1 | SPRING LAKE IMPROVEMENT WTP | E | TASTE-ODOR CONTROL | E20 | T-O CTRL/AERATION
5280291 | TRAILS END FISHING RESORT | 1 | TRAILS END FISHING RESORT WTP | B | DISINFECT | B02 | DISINFECT/HYPOCHLORIN
5284079 | RIVERVIEW FISH CAMP | 1 | RIVERVIEW FISH CAMP | B | DISINFECT | B02 | DISINFECT/HYPOCHLORIN
5284092 | BLU STREAK | 1 | BLU STREAK WTP | B | DISINFECT | B02 | DISINFECT/HYPOCHLORIN
5284101 | SILVER LAKE UTILITY- BUCKHORN HOUSING | 1 | FT. BASINGER HOUSING CMPLX WTP | B | DISINFECT | B02 | DISINFECT/HYPOCHLORIN
5284105 | ADELAIDE SHORES RV RESORT | 1 | ADELAIDE SHORES RV RESORT WTP | B | DISINFECT | B02 | DISINFECT/HYPOCHLORIN
5284105 | ADELAIDE SHORES RV RESORT | 1 | ADELAIDE SHORES RV RESORT WTP | E | TASTE-ODOR CONTROL | E20 | T-O CTRL/AERATION
5284106 | C-STORE & FOOD MART | 1 | C STORE & FOOD MART | B | DISINFECT | B02 | DISINFECT/HYPOCHLORIN
5284110 | CAMP SPARTA | 1 | CAMP SPARTA WTP | B | DISINFECT | B02 | DISINFECT/HYPOCHLORIN
5284113 | LYKES BROS. INC.- LAKE PLACID | 1 | WTP | B | DISINFECT | B02 | DISINFECT/HYPOCHLORIN
5284114 | EAGLE'S NEST ESTATES | 1 | EAGLE'S NEST WTP | B | DISINFECT | B02 | DISINFECT/HYPOCHLORIN
5284114 | EAGLE'S NEST ESTATES | 1 | EAGLE'S NEST WTP | D | CORROSION CONTROL | D36 | CORR-CTRL/CORROSION INHIB
5284122 | ARCHBOLD BIOLOGICAL STATION | 1 | ARCHBOLD BIOLOGICAL STN WTP | B | DISINFECT | B02 | DISINFECT/HYPOCHLORIN
5284122 | ARCHBOLD BIOLOGICAL STATION | 1 | ARCHBOLD BIOLOGICAL STN WTP | E | TASTE-ODOR CONTROL | E20 | T-O CTRL/AERATION
5284123 | DOTY'S MHP | 1 | DOTY'S MHP | B | DISINFECT | B02 | DISINFECT/HYPOCHLORIN
5284125 | FIRST BAPTIST CHURCH OF LEISURE LAKES | 1 | LEISURE LAKES BAPT CHURCH WTP | B | DISINFECT | B02 | DISINFECT/HYPOCHLORIN
5284128 | VFW POST 3880 LAKE PLACID | 1 | LAKE PLACID VFW POST 3880 WTP | B | DISINFECT | B02 | DISINFECT/HYPOCHLORIN
5284129 | HIGHLANDS HAMMOCK ST PK WTP #2 | 1 | HIGHLANDS HAMMOCK WTP #2 | B | DISINFECT | B02 | DISINFECT/HYPOCHLORIN
5284130 | HIGHLANDS HAMMOCK ST PK WTP #4 | 1 | HIGHLANDS HAMMOCK WTP #4 | B | DISINFECT | B02 | DISINFECT/HYPOCHLORIN
5284133 | HIGHWAY PARK WTP | 1 | HIGHWAY PARK WTP | B | DISINFECT | B02 | DISINFECT/HYPOCHLORIN
5284133 | HIGHWAY PARK WTP | 1 | HIGHWAY PARK WTP | F | ORGN-RMVL | F20 | ORGN-RMVL/AERATION
5284136 | LAKE PARK VILLAGE CONDOMINIUM | 1 | LAKE PARK VILLAGE CONDOMINIUM | B | DISINFECT | B02 | DISINFECT/HYPOCHLORIN
5284136 | LAKE PARK VILLAGE CONDOMINIUM | 1 | LAKE PARK VILLAGE CONDOMINIUM | E | TASTE-ODOR CONTROL | E20 | T-O CTRL/AERATION
5284138 | NEW LIFE HOLINESS CHURCH INC. | 1 | NEW LIFE HOLINESS CHURCH INC. | B | DISINFECT | B02 | DISINFECT/HYPOCHLORIN
5284143 | COSTA DEL RAY | 1 | HIGHLANDS GREENHOUSE WTP | B | DISINFECT | B02 | DISINFECT/HYPOCHLORIN
5284143 | COSTA DEL RAY | 1 | HIGHLANDS GREENHOUSE WTP | Z | OTHER | Z19 | OTHER/PH ADJUSTMENT
5284144 | CHURCH OF JC OF LATTER DAY SAINTS | 1 | CHURCH OF JC OF LATTER DAY SAI | B | DISINFECT | B20 | DISINFECT/AERATION
5284147 | LAKE ISTOKPOGA MARINA & RV PARK | 1 | LAKE ISTOKAPOGA MARINA R.V. PA | B | DISINFECT | B02 | DISINFECT/HYPOCHLORIN
5284148 | LUPITA GROCERY | 1 | LUPITA GROCERY | B | DISINFECT | B02 | DISINFECT/HYPOCHLORIN
5284148 | LUPITA GROCERY | 1 | LUPITA GROCERY | E | TASTE-ODOR CONTROL | E20 | T-O CTRL/AERATION
5284153 | BRIGHTON RANCH OFFICE WTP | 1 | BRIGHTON RANCH WTP | B | DISINFECT | B02 | DISINFECT/HYPOCHLORIN
5284153 | BRIGHTON RANCH OFFICE WTP | 1 | BRIGHTON RANCH WTP | C | PARTICLE REMOVAL | C29 | PART-RMVL/CARTRIDGE FILTR
5284153 | BRIGHTON RANCH OFFICE WTP | 1 | BRIGHTON RANCH WTP | E | TASTE-ODOR CONTROL | E20 | T-O CTRL/AERATION
5284153 | BRIGHTON RANCH OFFICE WTP | 1 | BRIGHTON RANCH WTP | Z | OTHER | Z19 | OTHER/PH ADJUSTMENT
5284162 | DOLLAR GENERAL STORE 20665 | 1 | DOLLAR GENERAL STORE 20665 | B | DISINFECT | B02 | DISINFECT/HYPOCHLORIN
5284162 | DOLLAR GENERAL STORE 20665 | 1 | DOLLAR GENERAL STORE 20665 | Z | OTHER | Z20 | OTHER/AERATION
5360011 | THE ALVA SCHOOL | 1 | THE ALVA SCHOOL WTP | B | DISINFECT | B02 | DISINFECT/HYPOCHLORIN
5360011 | THE ALVA SCHOOL | 1 | THE ALVA SCHOOL WTP | E | TASTE-ODOR CONTROL | E20 | T-O CTRL/AERATION
5360011 | THE ALVA SCHOOL | 1 | THE ALVA SCHOOL WTP | K | DESALINATION | K26 | DESALINAT/REVERSE OSMOSIS
5360025 | BONITA SPRINGS UTILITIES | 1 | BONITA SPRINGS LIME SOFTENING | B | DISINFECT | B04 | DISINFECT/CHLORAMINES
5360025 | BONITA SPRINGS UTILITIES | 2 | BONITA SPRINGS REVERSE OSMOSIS | B | DISINFECT | B04 | DISINFECT/CHLORAMINES
5360025 | BONITA SPRINGS UTILITIES | 1 | BONITA SPRINGS LIME SOFTENING | C | PARTICLE REMOVAL | C11 | PART-RMVL/FLOCCULATION
5360025 | BONITA SPRINGS UTILITIES | 1 | BONITA SPRINGS LIME SOFTENING | C | PARTICLE REMOVAL | C12 | PART-RMVL/SEDIMENTATION
5360025 | BONITA SPRINGS UTILITIES | 2 | BONITA SPRINGS REVERSE OSMOSIS | C | PARTICLE REMOVAL | C29 | PART-RMVL/CARTRIDGE FILTR
5360025 | BONITA SPRINGS UTILITIES | 1 | BONITA SPRINGS LIME SOFTENING | C | PARTICLE REMOVAL | C10 | PART-RMVL/COAGULATION
5360025 | BONITA SPRINGS UTILITIES | 1 | BONITA SPRINGS LIME SOFTENING | C | PARTICLE REMOVAL | C14 | PART-RMVL/RAPID SAND FIL
5360025 | BONITA SPRINGS UTILITIES | 1 | BONITA SPRINGS LIME SOFTENING | D | CORROSION CONTROL | D36 | CORR-CTRL/CORROSION INHIB
5360025 | BONITA SPRINGS UTILITIES | 2 | BONITA SPRINGS REVERSE OSMOSIS | D | CORROSION CONTROL | D36 | CORR-CTRL/CORROSION INHIB
5360025 | BONITA SPRINGS UTILITIES | 2 | BONITA SPRINGS REVERSE OSMOSIS | E | TASTE-ODOR CONTROL | E20 | T-O CTRL/AERATION
5360025 | BONITA SPRINGS UTILITIES | 2 | BONITA SPRINGS REVERSE OSMOSIS | F | ORGN-RMVL | F26 | ORGN-RMVL/REVERSE OSMOSIS
5360025 | BONITA SPRINGS UTILITIES | 1 | BONITA SPRINGS LIME SOFTENING | H | SOFTENING | H24 | SOFTENING/LIME-SODA
5360025 | BONITA SPRINGS UTILITIES | 1 | BONITA SPRINGS LIME SOFTENING | Z | OTHER | Z19 | OTHER/PH ADJUSTMENT
5360025 | BONITA SPRINGS UTILITIES | 2 | BONITA SPRINGS REVERSE OSMOSIS | Z | OTHER | Z19 | OTHER/PH ADJUSTMENT
5360026 | BRANDING IRON | 1 | BRANDING IRON | B | DISINFECT | B02 | DISINFECT/HYPOCHLORIN
5360031 | CABBAGE KEY HIDEAWAY | 1 | CABBAGE KEY HIDE-A-WAY WTP | B | DISINFECT | B02 | DISINFECT/HYPOCHLORIN
5360031 | CABBAGE KEY HIDEAWAY | 1 | CABBAGE KEY HIDE-A-WAY WTP | E | TASTE-ODOR CONTROL | E20 | T-O CTRL/AERATION
5360048 | CITRUS PARK RV RESORT | 1 | CITRUS PARK RV RESORT WTP | B | DISINFECT | B04 | DISINFECT/CHLORAMINES
5360048 | CITRUS PARK RV RESORT | 1 | CITRUS PARK RV RESORT WTP | C | PARTICLE REMOVAL | C26 | PART-RMVL/REVERSE OSMOSIS
5360048 | CITRUS PARK RV RESORT | 1 | CITRUS PARK RV RESORT WTP | E | TASTE-ODOR CONTROL | E20 | T-O CTRL/AERATION
5360059 | CORALWOOD VILLAGE | 1 | CORALWOOD VILLAGE WTP | B | DISINFECT | B02 | DISINFECT/HYPOCHLORIN
5360059 | CORALWOOD VILLAGE | 1 | CORALWOOD VILLAGE WTP | C | PARTICLE REMOVAL | C08 | PART-RMVL/MICROSCREENING
5360059 | CORALWOOD VILLAGE | 1 | CORALWOOD VILLAGE WTP | C | PARTICLE REMOVAL | C26 | PART-RMVL/REVERSE OSMOSIS
5360059 | CORALWOOD VILLAGE | 1 | CORALWOOD VILLAGE WTP | E | TASTE-ODOR CONTROL | E20 | T-O CTRL/AERATION
5360083 | ESTERO RIVER TRAILER PARK | 1 | ESTERO RIVER TRAILER PARK WTP | B | DISINFECT | B02 | DISINFECT/HYPOCHLORIN
5360092 | LEE MAX TRAILER PARK | 1 | BUCKINGHAM RD. | B | DISINFECT | B02 | DISINFECT/HYPOCHLORIN
5360102 | CITY OF FORT MYERS WATER TREATMENT PLANT | 1 | FORT MYERS WATER DEPT. WTP | B | DISINFECT | B02 | DISINFECT/HYPOCHLORIN
5360102 | CITY OF FORT MYERS WATER TREATMENT PLANT | 1 | FORT MYERS WATER DEPT. WTP | D | CORROSION CONTROL | D19 | CORR-CTRL/PH ADJUSTMENT
5360102 | CITY OF FORT MYERS WATER TREATMENT PLANT | 1 | FORT MYERS WATER DEPT. WTP | D | CORROSION CONTROL | D36 | CORR-CTRL/CORROSION INHIB
5360102 | CITY OF FORT MYERS WATER TREATMENT PLANT | 1 | FORT MYERS WATER DEPT. WTP | E | TASTE-ODOR CONTROL | E20 | T-O CTRL/AERATION
5360102 | CITY OF FORT MYERS WATER TREATMENT PLANT | 1 | FORT MYERS WATER DEPT. WTP | H | SOFTENING | H26 | SOFTENING/REVERSE OSMOSIS
5360102 | CITY OF FORT MYERS WATER TREATMENT PLANT | 1 | FORT MYERS WATER DEPT. WTP | Z | OTHER | Z27 | OTHER/FLUORIDATION
5360110 | HIDDEN LAKE MHP | 1 | FT. MYERS RT 8 | B | DISINFECT | B02 | DISINFECT/HYPOCHLORIN
5360113 | CALOOSA GIRL SCOUT CAMP | 1 | CALOOSA GIRL SCOUT CAMP WTP | B | DISINFECT | B02 | DISINFECT/HYPOCHLORIN
5360113 | CALOOSA GIRL SCOUT CAMP | 1 | CALOOSA GIRL SCOUT CAMP WTP | E | TASTE-ODOR CONTROL | E20 | T-O CTRL/AERATION
5360113 | CALOOSA GIRL SCOUT CAMP | 1 | CALOOSA GIRL SCOUT CAMP WTP | H | SOFTENING | H25 | SOFTENING/ION EXCHANGE
5360145 | IONA TRAILER RANCH | 1 | DAVIS RD SFM | B | DISINFECT | B02 | DISINFECT/HYPOCHLORIN
5360146 | ISLAND WATER ASSOCIATION | 1 | ISLAND WATER ASSOC. (R.O) WTP | B | DISINFECT | B01 | DISINFECT/GASEOUS CHLORIN
5360146 | ISLAND WATER ASSOCIATION | 1 | ISLAND WATER ASSOC. (R.O) WTP | C | PARTICLE REMOVAL | C15 | PART-RMVL/PRESS SAND FILT
5360146 | ISLAND WATER ASSOCIATION | 1 | ISLAND WATER ASSOC. (R.O) WTP | D | CORROSION CONTROL | D19 | CORR-CTRL/PH ADJUSTMENT
5360146 | ISLAND WATER ASSOCIATION | 1 | ISLAND WATER ASSOC. (R.O) WTP | D | CORROSION CONTROL | D36 | CORR-CTRL/CORROSION INHIB
5360146 | ISLAND WATER ASSOCIATION | 1 | ISLAND WATER ASSOC. (R.O) WTP | H | SOFTENING | H26 | SOFTENING/REVERSE OSMOSIS
5360154 | KING'S INN | 1 | 9401 PINE IS.RD | B | DISINFECT | B02 | DISINFECT/HYPOCHLORIN
5360156 | KORESHAN STATE HISTORIC SITE | 1 | KORESHAN STATE HIST. SITE WTP | B | DISINFECT | B02 | DISINFECT/HYPOCHLORIN
5360172 | FLORIDA GOVERNMENTAL UTILITY AUTHORITY | 1 | LEHIGH UTILITIES INC. WTP | B | DISINFECT | B04 | DISINFECT/CHLORAMINES
5360172 | FLORIDA GOVERNMENTAL UTILITY AUTHORITY | 1 | LEHIGH UTILITIES INC. WTP | C | PARTICLE REMOVAL | C14 | PART-RMVL/RAPID SAND FIL
5360172 | FLORIDA GOVERNMENTAL UTILITY AUTHORITY | 1 | LEHIGH UTILITIES INC. WTP | C | PARTICLE REMOVAL | C12 | PART-RMVL/SEDIMENTATION
5360172 | FLORIDA GOVERNMENTAL UTILITY AUTHORITY | 1 | LEHIGH UTILITIES INC. WTP | C | PARTICLE REMOVAL | C10 | PART-RMVL/COAGULATION
5360172 | FLORIDA GOVERNMENTAL UTILITY AUTHORITY | 1 | LEHIGH UTILITIES INC. WTP | E | TASTE-ODOR CONTROL | E20 | T-O CTRL/AERATION
5360172 | FLORIDA GOVERNMENTAL UTILITY AUTHORITY | 1 | LEHIGH UTILITIES INC. WTP | H | SOFTENING | H24 | SOFTENING/LIME-SODA
5360204 | OAK PARK MOBILE HOME VILLAGE | 1 | OAK PARK MOBILE HOME VIL. WTP | B | DISINFECT | B02 | DISINFECT/HYPOCHLORIN
5360204 | OAK PARK MOBILE HOME VILLAGE | 1 | OAK PARK MOBILE HOME VIL. WTP | H | SOFTENING | H25 | SOFTENING/ION EXCHANGE
5360214 | PALMETTO PINE COUNTRY CLUB | 1 | PALMETTO PINE COUNTRY CLUB WTP | B | DISINFECT | B02 | DISINFECT/HYPOCHLORIN
5360214 | PALMETTO PINE COUNTRY CLUB | 1 | PALMETTO PINE COUNTRY CLUB WTP | E | TASTE-ODOR CONTROL | E15 | T-O CTRL/PRESS SAND FILT
5360214 | PALMETTO PINE COUNTRY CLUB | 1 | PALMETTO PINE COUNTRY CLUB WTP | E | TASTE-ODOR CONTROL | E20 | T-O CTRL/AERATION
5360214 | PALMETTO PINE COUNTRY CLUB | 1 | PALMETTO PINE COUNTRY CLUB WTP | H | SOFTENING | H25 | SOFTENING/ION EXCHANGE
5360234 | RIVERLAWN TERRACE PARK | 1 | RIVER LAWN TERRACE WTP | B | DISINFECT | B02 | DISINFECT/HYPOCHLORIN
5360234 | RIVERLAWN TERRACE PARK | 1 | RIVER LAWN TERRACE WTP | E | TASTE-ODOR CONTROL | E20 | T-O CTRL/AERATION
5360237 | ROCHETTE RIVER GROVE | 1 | SR 80 ALVA | B | DISINFECT | B02 | DISINFECT/HYPOCHLORIN
5360242 | MANNA CHRISTIAN /ED SALDIVAR | 1 | SALDIVAR/ MANNA CHRISTIAN WTP | B | DISINFECT | B04 | DISINFECT/CHLORAMINES
5360242 | MANNA CHRISTIAN /ED SALDIVAR | 1 | SALDIVAR/ MANNA CHRISTIAN WTP | E | TASTE-ODOR CONTROL | E20 | T-O CTRL/AERATION
5360253 | SHADY ACRES TRAILER PARK | 1 | SHADY ACRES TRAILER PARK WTP | B | DISINFECT | B02 | DISINFECT/HYPOCHLORIN
5360253 | SHADY ACRES TRAILER PARK | 1 | SHADY ACRES TRAILER PARK WTP | E | TASTE-ODOR CONTROL | E20 | T-O CTRL/AERATION
5360258 | SHIP WRECK BAR | 1 | SHIP WRECK BAR | B | DISINFECT | B02 | DISINFECT/HYPOCHLORIN
5360277 | SUNNY GROVE PARK | 1 | ESTERO | B | DISINFECT | B02 | DISINFECT/HYPOCHLORIN
5360280 | TAHITI MOBILE VILLAGE | 1 | TAHITI MOBILE VILLAGE | B | DISINFECT | B02 | DISINFECT/HYPOCHLORIN
5360281 | TEMPLE BAPTIST CHURCH & SCHOOL | 1 | TEMPLE BAPTIST CHURCH WTP | B | DISINFECT | B02 | DISINFECT/HYPOCHLORIN
5360281 | TEMPLE BAPTIST CHURCH & SCHOOL | 1 | TEMPLE BAPTIST CHURCH WTP | E | TASTE-ODOR CONTROL | E20 | T-O CTRL/AERATION
5360299 | USEPPA ISLAND CLUB | 1 | USEPPA ISLAND CLUB WTP | B | DISINFECT | B02 | DISINFECT/HYPOCHLORIN
5360299 | USEPPA ISLAND CLUB | 1 | USEPPA ISLAND CLUB WTP | D | CORROSION CONTROL | D19 | CORR-CTRL/PH ADJUSTMENT
5360299 | USEPPA ISLAND CLUB | 1 | USEPPA ISLAND CLUB WTP | E | TASTE-ODOR CONTROL | E20 | T-O CTRL/AERATION
5360299 | USEPPA ISLAND CLUB | 1 | USEPPA ISLAND CLUB WTP | H | SOFTENING | H26 | SOFTENING/REVERSE OSMOSIS
5360302 | W D TRAILER PARK | 1 | W D TRAILER PARK | B | DISINFECT | B02 | DISINFECT/HYPOCHLORIN
5360322 | GREATER PINE ISLAND WATER ASSOCIATION | 1 | GREATER PINE ISLAND WTP | B | DISINFECT | B02 | DISINFECT/HYPOCHLORIN
5360322 | GREATER PINE ISLAND WATER ASSOCIATION | 1 | GREATER PINE ISLAND WTP | B | DISINFECT | B36 | DISINFECT/CORROSION INHIB
5360322 | GREATER PINE ISLAND WATER ASSOCIATION | 1 | GREATER PINE ISLAND WTP | E | TASTE-ODOR CONTROL | E20 | T-O CTRL/AERATION
5360322 | GREATER PINE ISLAND WATER ASSOCIATION | 1 | GREATER PINE ISLAND WTP | H | SOFTENING | H26 | SOFTENING/REVERSE OSMOSIS
5360322 | GREATER PINE ISLAND WATER ASSOCIATION | 1 | GREATER PINE ISLAND WTP | Z | OTHER | Z19 | OTHER/PH ADJUSTMENT
5360323 | SUNSET CAPTIVA SUBDIVISION | 1 | SANIBEL | B | DISINFECT | B02 | DISINFECT/HYPOCHLORIN
5360325 | CAPE CORAL CITY OF | 1 | CAPE CORAL R.O. PLANT #1 | B | DISINFECT | B02 | DISINFECT/HYPOCHLORIN
5360325 | CAPE CORAL CITY OF | 2 | CAPE CORAL R.O. PLANT #2 | B | DISINFECT | B02 | DISINFECT/HYPOCHLORIN
5360325 | CAPE CORAL CITY OF | 1 | CAPE CORAL R.O. PLANT #1 | C | PARTICLE REMOVAL | C29 | PART-RMVL/CARTRIDGE FILTR
5360325 | CAPE CORAL CITY OF | 2 | CAPE CORAL R.O. PLANT #2 | C | PARTICLE REMOVAL | C29 | PART-RMVL/CARTRIDGE FILTR
5360325 | CAPE CORAL CITY OF | 1 | CAPE CORAL R.O. PLANT #1 | D | CORROSION CONTROL | D19 | CORR-CTRL/PH ADJUSTMENT
5360325 | CAPE CORAL CITY OF | 2 | CAPE CORAL R.O. PLANT #2 | D | CORROSION CONTROL | D19 | CORR-CTRL/PH ADJUSTMENT
5360325 | CAPE CORAL CITY OF | 1 | CAPE CORAL R.O. PLANT #1 | E | TASTE-ODOR CONTROL | E20 | T-O CTRL/AERATION
5360325 | CAPE CORAL CITY OF | 2 | CAPE CORAL R.O. PLANT #2 | E | TASTE-ODOR CONTROL | E20 | T-O CTRL/AERATION
5360325 | CAPE CORAL CITY OF | 1 | CAPE CORAL R.O. PLANT #1 | H | SOFTENING | H26 | SOFTENING/REVERSE OSMOSIS
5360325 | CAPE CORAL CITY OF | 2 | CAPE CORAL R.O. PLANT #2 | H | SOFTENING | H26 | SOFTENING/REVERSE OSMOSIS
5360332 | SUNSEEKER'S R.V. PARK | 1 | SUNSEEKERS ADULT RV PARK WTP | B | DISINFECT | B02 | DISINFECT/HYPOCHLORIN
5360332 | SUNSEEKER'S R.V. PARK | 1 | SUNSEEKERS ADULT RV PARK WTP | D | CORROSION CONTROL | D18 | CORR-CTRL/SEQUESTATION
5360332 | SUNSEEKER'S R.V. PARK | 1 | SUNSEEKERS ADULT RV PARK WTP | E | TASTE-ODOR CONTROL | E20 | T-O CTRL/AERATION
5364000 | KIDS & US INC. DAY CARE | 1 | KIDS & US INC. DAY CARE | B | DISINFECT | B02 | DISINFECT/HYPOCHLORIN
5364000 | KIDS & US INC. DAY CARE | 1 | KIDS & US INC. DAY CARE | C | PARTICLE REMOVAL | C15 | PART-RMVL/PRESS SAND FILT
5364000 | KIDS & US INC. DAY CARE | 1 | KIDS & US INC. DAY CARE | E | TASTE-ODOR CONTROL | E20 | T-O CTRL/AERATION
5364002 | SUNSET ACRES | 1 | SUNSET ACRES | B | DISINFECT | B02 | DISINFECT/HYPOCHLORIN
5364002 | SUNSET ACRES | 1 | SUNSET ACRES | E | TASTE-ODOR CONTROL | E20 | T-O CTRL/AERATION
5364040 | LAKE FAIRWAYS MOBILE HOME PARK | 1 | LAKE FAIRWAYS MHP WTP | B | DISINFECT | B02 | DISINFECT/HYPOCHLORIN
5364040 | LAKE FAIRWAYS MOBILE HOME PARK | 1 | LAKE FAIRWAYS MHP WTP | E | TASTE-ODOR CONTROL | E20 | T-O CTRL/AERATION
5364048 | LEE COUNTY UTILITIES | 4 | L.C.U. N. FT MYERS R.O. PLANT | B | DISINFECT | B04 | DISINFECT/CHLORAMINES
5364048 | LEE COUNTY UTILITIES | 5 | L.C.U. GREEN MEADOWS PLANT | B | DISINFECT | B02 | DISINFECT/HYPOCHLORIN
5364048 | LEE COUNTY UTILITIES | 8 | L.C.U. PINEWOODS R.O. PLANT | B | DISINFECT | B04 | DISINFECT/CHLORAMINES
5364048 | LEE COUNTY UTILITIES | 2 | L.C.U. OLGA PLANT | B | DISINFECT | B02 | DISINFECT/HYPOCHLORIN
5364048 | LEE COUNTY UTILITIES | 5 | L.C.U. GREEN MEADOWS PLANT | B | DISINFECT | B25 | DISINFECT/ION EXCHANGE
5364048 | LEE COUNTY UTILITIES | 5 | L.C.U. GREEN MEADOWS PLANT | B | DISINFECT | B04 | DISINFECT/CHLORAMINES
5364048 | LEE COUNTY UTILITIES | 1 | L.C.U. CORKSCREW PLANT | B | DISINFECT | B04 | DISINFECT/CHLORAMINES
5364048 | LEE COUNTY UTILITIES | 2 | L.C.U. OLGA PLANT | B | DISINFECT | B04 | DISINFECT/CHLORAMINES
5364048 | LEE COUNTY UTILITIES | 1 | L.C.U. CORKSCREW PLANT | C | PARTICLE REMOVAL | C12 | PART-RMVL/SEDIMENTATION
5364048 | LEE COUNTY UTILITIES | 8 | L.C.U. PINEWOODS R.O. PLANT | C | PARTICLE REMOVAL | C15 | PART-RMVL/PRESS SAND FILT
5364048 | LEE COUNTY UTILITIES | 4 | L.C.U. N. FT MYERS R.O. PLANT | C | PARTICLE REMOVAL | C15 | PART-RMVL/PRESS SAND FILT
5364048 | LEE COUNTY UTILITIES | 2 | L.C.U. OLGA PLANT | C | PARTICLE REMOVAL | C11 | PART-RMVL/FLOCCULATION
5364048 | LEE COUNTY UTILITIES | 2 | L.C.U. OLGA PLANT | C | PARTICLE REMOVAL | C12 | PART-RMVL/SEDIMENTATION
5364048 | LEE COUNTY UTILITIES | 5 | L.C.U. GREEN MEADOWS PLANT | C | PARTICLE REMOVAL | C26 | PART-RMVL/REVERSE OSMOSIS
5364048 | LEE COUNTY UTILITIES | 4 | L.C.U. N. FT MYERS R.O. PLANT | C | PARTICLE REMOVAL | C29 | PART-RMVL/CARTRIDGE FILTR
5364048 | LEE COUNTY UTILITIES | 5 | L.C.U. GREEN MEADOWS PLANT | C | PARTICLE REMOVAL | C29 | PART-RMVL/CARTRIDGE FILTR
5364048 | LEE COUNTY UTILITIES | 8 | L.C.U. PINEWOODS R.O. PLANT | C | PARTICLE REMOVAL | C29 | PART-RMVL/CARTRIDGE FILTR
5364048 | LEE COUNTY UTILITIES | 5 | L.C.U. GREEN MEADOWS PLANT | C | PARTICLE REMOVAL | C15 | PART-RMVL/PRESS SAND FILT
5364048 | LEE COUNTY UTILITIES | 2 | L.C.U. OLGA PLANT | C | PARTICLE REMOVAL | C10 | PART-RMVL/COAGULATION
5364048 | LEE COUNTY UTILITIES | 2 | L.C.U. OLGA PLANT | C | PARTICLE REMOVAL | C14 | PART-RMVL/RAPID SAND FIL
5364048 | LEE COUNTY UTILITIES | 1 | L.C.U. CORKSCREW PLANT | C | PARTICLE REMOVAL | C10 | PART-RMVL/COAGULATION
5364048 | LEE COUNTY UTILITIES | 1 | L.C.U. CORKSCREW PLANT | C | PARTICLE REMOVAL | C14 | PART-RMVL/RAPID SAND FIL
5364048 | LEE COUNTY UTILITIES | 1 | L.C.U. CORKSCREW PLANT | C | PARTICLE REMOVAL | C11 | PART-RMVL/FLOCCULATION
5364048 | LEE COUNTY UTILITIES | 1 | L.C.U. CORKSCREW PLANT | D | CORROSION CONTROL | D36 | CORR-CTRL/CORROSION INHIB
5364048 | LEE COUNTY UTILITIES | 1 | L.C.U. CORKSCREW PLANT | D | CORROSION CONTROL | D19 | CORR-CTRL/PH ADJUSTMENT
5364048 | LEE COUNTY UTILITIES | 5 | L.C.U. GREEN MEADOWS PLANT | D | CORROSION CONTROL | D19 | CORR-CTRL/PH ADJUSTMENT
5364048 | LEE COUNTY UTILITIES | 8 | L.C.U. PINEWOODS R.O. PLANT | D | CORROSION CONTROL | D36 | CORR-CTRL/CORROSION INHIB
5364048 | LEE COUNTY UTILITIES | 4 | L.C.U. N. FT MYERS R.O. PLANT | D | CORROSION CONTROL | D19 | CORR-CTRL/PH ADJUSTMENT
5364048 | LEE COUNTY UTILITIES | 4 | L.C.U. N. FT MYERS R.O. PLANT | D | CORROSION CONTROL | D36 | CORR-CTRL/CORROSION INHIB
5364048 | LEE COUNTY UTILITIES | 8 | L.C.U. PINEWOODS R.O. PLANT | D | CORROSION CONTROL | D19 | CORR-CTRL/PH ADJUSTMENT
5364048 | LEE COUNTY UTILITIES | 2 | L.C.U. OLGA PLANT | D | CORROSION CONTROL | D19 | CORR-CTRL/PH ADJUSTMENT
5364048 | LEE COUNTY UTILITIES | 4 | L.C.U. N. FT MYERS R.O. PLANT | E | TASTE-ODOR CONTROL | E20 | T-O CTRL/AERATION
5364048 | LEE COUNTY UTILITIES | 2 | L.C.U. OLGA PLANT | E | TASTE-ODOR CONTROL | E21 | T-O CTRL/PAC ADDITION
5364048 | LEE COUNTY UTILITIES | 2 | L.C.U. OLGA PLANT | E | TASTE-ODOR CONTROL | E23 | T-O CTRL/GAC ADDITION
5364048 | LEE COUNTY UTILITIES | 2 | L.C.U. OLGA PLANT | E | TASTE-ODOR CONTROL | E20 | T-O CTRL/AERATION
5364048 | LEE COUNTY UTILITIES | 1 | L.C.U. CORKSCREW PLANT | E | TASTE-ODOR CONTROL | E20 | T-O CTRL/AERATION
5364048 | LEE COUNTY UTILITIES | 8 | L.C.U. PINEWOODS R.O. PLANT | E | TASTE-ODOR CONTROL | E20 | T-O CTRL/AERATION
5364048 | LEE COUNTY UTILITIES | 4 | L.C.U. N. FT MYERS R.O. PLANT | H | SOFTENING | H26 | SOFTENING/REVERSE OSMOSIS
5364048 | LEE COUNTY UTILITIES | 8 | L.C.U. PINEWOODS R.O. PLANT | H | SOFTENING | H26 | SOFTENING/REVERSE OSMOSIS
5364048 | LEE COUNTY UTILITIES | 1 | L.C.U. CORKSCREW PLANT | H | SOFTENING | H24 | SOFTENING/LIME-SODA
5364048 | LEE COUNTY UTILITIES | 4 | L.C.U. N. FT MYERS R.O. PLANT | Z | OTHER | Z27 | OTHER/FLUORIDATION
5364060 | WONDERLAND MOTEL | 1 | WONDERLAND MOTEL WTP | B | DISINFECT | B02 | DISINFECT/HYPOCHLORIN
5364060 | WONDERLAND MOTEL | 1 | WONDERLAND MOTEL WTP | E | TASTE-ODOR CONTROL | E20 | T-O CTRL/AERATION
5364062 | FOUNTAIN VIEW RV PARK | 1 | FOUNTAINVIEW R.V. PARK WTP | B | DISINFECT | B02 | DISINFECT/HYPOCHLORIN
5364062 | FOUNTAIN VIEW RV PARK | 1 | FOUNTAINVIEW R.V. PARK WTP | B | DISINFECT | B04 | DISINFECT/CHLORAMINES
5364062 | FOUNTAIN VIEW RV PARK | 1 | FOUNTAINVIEW R.V. PARK WTP | E | TASTE-ODOR CONTROL | E20 | T-O CTRL/AERATION
5364063 | RAINTREE RV RESORT | 1 | RAINTREE RV RESORT WTP | B | DISINFECT | B02 | DISINFECT/HYPOCHLORIN
5364063 | RAINTREE RV RESORT | 1 | RAINTREE RV RESORT WTP | E | TASTE-ODOR CONTROL | E20 | T-O CTRL/AERATION
5364068 | CHARLESTON PARK | 1 | CHARLESTON PARK | B | DISINFECT | B02 | DISINFECT/HYPOCHLORIN
5364068 | CHARLESTON PARK | 1 | CHARLESTON PARK | E | TASTE-ODOR CONTROL | E20 | T-O CTRL/AERATION
5364068 | CHARLESTON PARK | 1 | CHARLESTON PARK | H | SOFTENING | H38 | SOFTENING/NANOFILTRATION
5364068 | CHARLESTON PARK | 1 | CHARLESTON PARK | Z | OTHER | Z19 | OTHER/PH ADJUSTMENT
5364073 | BONITA SPRINGS CHILD CARE CTR | 1 | BONITA SPRINGS CHILD CARE WTP | B | DISINFECT | B02 | DISINFECT/HYPOCHLORIN
5364074 | FLORIDA ROCK INDUSTRIES INC. | 1 |  | B | DISINFECT | B02 | DISINFECT/HYPOCHLORIN
5364074 | FLORIDA ROCK INDUSTRIES INC. | 1 |  | E | TASTE-ODOR CONTROL | E20 | T-O CTRL/AERATION
5364074 | FLORIDA ROCK INDUSTRIES INC. | 1 |  | G | IRON REMOVAL | G15 | IRON RMVL/PRESS SAND FILT
5364074 | FLORIDA ROCK INDUSTRIES INC. | 1 |  | H | SOFTENING | H25 | SOFTENING/ION EXCHANGE
5364074 | FLORIDA ROCK INDUSTRIES INC. | 1 |  | I | COLOR REMOVAL | I15 | COLOR RML/PRESS SAND FILT
5364075 | FORT MYERS LUMBER AND SUPPLY | 1 | FT.MYERS LUMBER & SUPPLY WTP | B | DISINFECT | B02 | DISINFECT/HYPOCHLORIN
5364075 | FORT MYERS LUMBER AND SUPPLY | 1 | FT.MYERS LUMBER & SUPPLY WTP | H | SOFTENING | H25 | SOFTENING/ION EXCHANGE
5364077 | ND SOLUTIONS INC. DBA: SUNOCO MART | 1 | ND SOLUT. INC/SUNOCO MART WTP | B | DISINFECT | B02 | DISINFECT/HYPOCHLORIN
5364077 | ND SOLUTIONS INC. DBA: SUNOCO MART | 1 | ND SOLUT. INC/SUNOCO MART WTP | E | TASTE-ODOR CONTROL | E20 | T-O CTRL/AERATION
5364077 | ND SOLUTIONS INC. DBA: SUNOCO MART | 1 | ND SOLUT. INC/SUNOCO MART WTP | H | SOFTENING | H25 | SOFTENING/ION EXCHANGE
5364080 | PALM BEACH CHURCH OF CHRIST DC | 1 | PALM BCH CHCH OF CHRIST DC WTP | B | DISINFECT | B02 | DISINFECT/HYPOCHLORIN
5364080 | PALM BEACH CHURCH OF CHRIST DC | 1 | PALM BCH CHCH OF CHRIST DC WTP | E | TASTE-ODOR CONTROL | E20 | T-O CTRL/AERATION
5364082 | SYNGENTA FLOWERS INC. | 1 | SYNGENTA FLOWER HOME & GARDEN | B | DISINFECT | B02 | DISINFECT/HYPOCHLORIN
5364082 | SYNGENTA FLOWERS INC. | 1 | SYNGENTA FLOWER HOME & GARDEN | C | PARTICLE REMOVAL | C29 | PART-RMVL/CARTRIDGE FILTR
5364082 | SYNGENTA FLOWERS INC. | 1 | SYNGENTA FLOWER HOME & GARDEN | D | CORROSION CONTROL | D19 | CORR-CTRL/PH ADJUSTMENT
5364082 | SYNGENTA FLOWERS INC. | 1 | SYNGENTA FLOWER HOME & GARDEN | E | TASTE-ODOR CONTROL | E20 | T-O CTRL/AERATION
5364082 | SYNGENTA FLOWERS INC. | 1 | SYNGENTA FLOWER HOME & GARDEN | K | DESALINATION | K26 | DESALINAT/REVERSE OSMOSIS
5364084 | TENDER LOVING CARE DAY CARE | 1 | TENDER LOVING CARE DAY CRE. WT | B | DISINFECT | B02 | DISINFECT/HYPOCHLORIN
5364084 | TENDER LOVING CARE DAY CARE | 1 | TENDER LOVING CARE DAY CRE. WT | E | TASTE-ODOR CONTROL | E20 | T-O CTRL/AERATION
5364084 | TENDER LOVING CARE DAY CARE | 1 | TENDER LOVING CARE DAY CRE. WT | H | SOFTENING | H25 | SOFTENING/ION EXCHANGE
5364085 | BARNACLES RESTAURANT | 1 | BARNACLE PHIL'S INC.WTP | B | DISINFECT | B02 | DISINFECT/HYPOCHLORIN
5364085 | BARNACLES RESTAURANT | 1 | BARNACLE PHIL'S INC.WTP | E | TASTE-ODOR CONTROL | E20 | T-O CTRL/AERATION
5364088 | JP' S FARMHOUSE | 1 | O'HARES COUNTRY KITCHEN WTP | B | DISINFECT | B02 | DISINFECT/HYPOCHLORIN
5364088 | JP' S FARMHOUSE | 1 | O'HARES COUNTRY KITCHEN WTP | E | TASTE-ODOR CONTROL | E20 | T-O CTRL/AERATION
5364089 | HANDY FOOD STORE #86 -ALVA | 1 | HANDY FOOD STORE #86-ALVA WTP | B | DISINFECT | B02 | DISINFECT/HYPOCHLORIN
5364089 | HANDY FOOD STORE #86 -ALVA | 1 | HANDY FOOD STORE #86-ALVA WTP | E | TASTE-ODOR CONTROL | E20 | T-O CTRL/AERATION
5364091 | FLEET RESERVE | 1 | FLEET RESERVE WATER PLANT | B | DISINFECT | B02 | DISINFECT/HYPOCHLORIN
5364091 | FLEET RESERVE | 1 | FLEET RESERVE WATER PLANT | H | SOFTENING | H25 | SOFTENING/ION EXCHANGE
5364093 | BASS BUILDING | 1 | BASS BUILDING WTP | B | DISINFECT | B02 | DISINFECT/HYPOCHLORIN
5364093 | BASS BUILDING | 1 | BASS BUILDING WTP | E | TASTE-ODOR CONTROL | E20 | T-O CTRL/AERATION
5364096 | CAPE CORAL NW SOFTBALL FIELDS | 1 | CAPE CORAL SOFTBALL FIELD WTP | B | DISINFECT | B02 | DISINFECT/HYPOCHLORIN
5364096 | CAPE CORAL NW SOFTBALL FIELDS | 1 | CAPE CORAL SOFTBALL FIELD WTP | E | TASTE-ODOR CONTROL | E20 | T-O CTRL/AERATION
5364098 | REDLANDS CHRISTIAN MIGRANT ASSN | 1 | REDLANDS CHRISTIAN MIGRANT WTP | B | DISINFECT | B02 | DISINFECT/HYPOCHLORIN
5364098 | REDLANDS CHRISTIAN MIGRANT ASSN | 1 | REDLANDS CHRISTIAN MIGRANT WTP | C | PARTICLE REMOVAL | C23 | PART-RMVL/GAC ADDITION
5364098 | REDLANDS CHRISTIAN MIGRANT ASSN | 1 | REDLANDS CHRISTIAN MIGRANT WTP | E | TASTE-ODOR CONTROL | E20 | T-O CTRL/AERATION
5364098 | REDLANDS CHRISTIAN MIGRANT ASSN | 1 | REDLANDS CHRISTIAN MIGRANT WTP | H | SOFTENING | H25 | SOFTENING/ION EXCHANGE
5364102 | BAYSHORE KINGDOM HALL OF JEHOV | 1 | BAYSHORE KINGDOM HALL WTP | B | DISINFECT | B02 | DISINFECT/HYPOCHLORIN
5364102 | BAYSHORE KINGDOM HALL OF JEHOV | 1 | BAYSHORE KINGDOM HALL WTP | H | SOFTENING | H25 | SOFTENING/ION EXCHANGE
5364104 | CORAL OAKS GOLF COURSE | 1 | CORAL OAKS GOLF COURSE WTP | B | DISINFECT | B02 | DISINFECT/HYPOCHLORIN
5364104 | CORAL OAKS GOLF COURSE | 1 | CORAL OAKS GOLF COURSE WTP | E | TASTE-ODOR CONTROL | E20 | T-O CTRL/AERATION
5364104 | CORAL OAKS GOLF COURSE | 1 | CORAL OAKS GOLF COURSE WTP | H | SOFTENING | H25 | SOFTENING/ION EXCHANGE
5364106 | CAYO COSTA STATE PARK | 1 | CAYO COSTA STATE PARK WELL | B | DISINFECT | B02 | DISINFECT/HYPOCHLORIN
5364109 | ARIS HORTICULTURE INC. | 1 | ARIS HORTICULTURE INC. WTP | B | DISINFECT | B02 | DISINFECT/HYPOCHLORIN
5364109 | ARIS HORTICULTURE INC. | 1 | ARIS HORTICULTURE INC. WTP | E | TASTE-ODOR CONTROL | E20 | T-O CTRL/AERATION
5364111 | GULF DISPOSAL | 1 | GULF DISPOSAL INC. WATER PLANT | B | DISINFECT | B02 | DISINFECT/HYPOCHLORIN
5364111 | GULF DISPOSAL | 1 | GULF DISPOSAL INC. WATER PLANT | E | TASTE-ODOR CONTROL | E20 | T-O CTRL/AERATION
5364115 | ALVA COUNTRY DINER | 1 | ALVA COUNTRY DINER | B | DISINFECT | B02 | DISINFECT/HYPOCHLORIN
5364115 | ALVA COUNTRY DINER | 1 | ALVA COUNTRY DINER | C | PARTICLE REMOVAL | C40 | PARTICLE REMOVAL/MICROFILTRATION
5364115 | ALVA COUNTRY DINER | 1 | ALVA COUNTRY DINER | E | TASTE-ODOR CONTROL | E20 | T-O CTRL/AERATION
5364115 | ALVA COUNTRY DINER | 1 | ALVA COUNTRY DINER | F | ORGN-RMVL | F26 | ORGN-RMVL/REVERSE OSMOSIS
5364115 | ALVA COUNTRY DINER | 1 | ALVA COUNTRY DINER | H | SOFTENING | H25 | SOFTENING/ION EXCHANGE
5364117 | BUCKINGHAM COMMUNITY CHURCH | 1 | JUDAH CHRISTIAN CENTER WTP | B | DISINFECT | B02 | DISINFECT/HYPOCHLORIN
5364117 | BUCKINGHAM COMMUNITY CHURCH | 1 | JUDAH CHRISTIAN CENTER WTP | E | TASTE-ODOR CONTROL | E20 | T-O CTRL/AERATION
5364117 | BUCKINGHAM COMMUNITY CHURCH | 1 | JUDAH CHRISTIAN CENTER WTP | H | SOFTENING | H25 | SOFTENING/ION EXCHANGE
5364128 | MESSIAH LUTHERAN CHURCH & SCHOOL | 1 | MESSIAH LUTHERAN CHURCH WTP | B | DISINFECT | B02 | DISINFECT/HYPOCHLORIN
5364128 | MESSIAH LUTHERAN CHURCH & SCHOOL | 1 | MESSIAH LUTHERAN CHURCH WTP | E | TASTE-ODOR CONTROL | E20 | T-O CTRL/AERATION
5364129 | TRINITY LUTHERAN CHURCH | 1 | TRINITY LUTHERAN CHURCH WTP | B | DISINFECT | B02 | DISINFECT/HYPOCHLORIN
5364129 | TRINITY LUTHERAN CHURCH | 1 | TRINITY LUTHERAN CHURCH WTP | E | TASTE-ODOR CONTROL | E20 | T-O CTRL/AERATION
5364129 | TRINITY LUTHERAN CHURCH | 1 | TRINITY LUTHERAN CHURCH WTP | H | SOFTENING | H25 | SOFTENING/ION EXCHANGE
5364131 | LEO'S FRENCH TOAST HOUSE | 1 | LEO'S FRENCH TOAST HOUSE | B | DISINFECT | B02 | DISINFECT/HYPOCHLORIN
5364131 | LEO'S FRENCH TOAST HOUSE | 1 | LEO'S FRENCH TOAST HOUSE | E | TASTE-ODOR CONTROL | E20 | T-O CTRL/AERATION
5364133 | CAPE CORAL ECO PARK | 1 | ECO PARK WTP | B | DISINFECT | B02 | DISINFECT/HYPOCHLORIN
5364133 | CAPE CORAL ECO PARK | 1 | ECO PARK WTP | E | TASTE-ODOR CONTROL | E20 | T-O CTRL/AERATION
5364136 | TROYER BROTHERS FL INC. | 1 | TROYER BRO.POTATO FARM WTP | B | DISINFECT | B02 | DISINFECT/HYPOCHLORIN
5364136 | TROYER BROTHERS FL INC. | 1 | TROYER BRO.POTATO FARM WTP | E | TASTE-ODOR CONTROL | E20 | T-O CTRL/AERATION
5364140 | CALOOSAHATCHEE REGIONAL PARK | 1 | CALOOSAHATCHEE REG. PARK WTP | B | DISINFECT | B02 | DISINFECT/HYPOCHLORIN
5364140 | CALOOSAHATCHEE REGIONAL PARK | 1 | CALOOSAHATCHEE REG. PARK WTP | E | TASTE-ODOR CONTROL | E20 | T-O CTRL/AERATION
5364141 | FARM OP INC.-CORKSCREW CAMP | 1 | SIX L'S FARM CORKSCREW SO. WTP | B | DISINFECT | B02 | DISINFECT/HYPOCHLORIN
5364148 | GUNNERY ROAD BAPTIST CHURCH AND SCHOOL | 1 | GUNNERY RD BAPTIST CHUR/SCHOOL | B | DISINFECT | B02 | DISINFECT/HYPOCHLORIN
5364148 | GUNNERY ROAD BAPTIST CHURCH AND SCHOOL | 1 | GUNNERY RD BAPTIST CHUR/SCHOOL | E | TASTE-ODOR CONTROL | E20 | T-O CTRL/AERATION
5364148 | GUNNERY ROAD BAPTIST CHURCH AND SCHOOL | 1 | GUNNERY RD BAPTIST CHUR/SCHOOL | H | SOFTENING | H25 | SOFTENING/ION EXCHANGE
5364153 | NORTH CAPTIVA ISLAND CLUB BATH HOUSE WTP | 1 | N. CAPTIVA ISLAND CLUB BH WTP | B | DISINFECT | B02 | DISINFECT/HYPOCHLORIN
5364153 | NORTH CAPTIVA ISLAND CLUB BATH HOUSE WTP | 1 | N. CAPTIVA ISLAND CLUB BH WTP | E | TASTE-ODOR CONTROL | E20 | T-O CTRL/AERATION
5364154 | STATE ROAD 31 SHELL STATION | 1 | STATE RD 31 SHELL STATION WTP | B | DISINFECT | B02 | DISINFECT/HYPOCHLORIN
5364155 | JAMERSON FARMS ENTERPRISES | 1 | JAMERSON PACKING HOUSE WTP | B | DISINFECT | B02 | DISINFECT/HYPOCHLORIN
5364155 | JAMERSON FARMS ENTERPRISES | 1 | JAMERSON PACKING HOUSE WTP | E | TASTE-ODOR CONTROL | E20 | T-O CTRL/AERATION
5364157 | 714 BURNT STORE RD LLC-7-ELEVEN STORE | 1 | BURNT STORE CENTRE | B | DISINFECT | B02 | DISINFECT/HYPOCHLORIN
5364157 | 714 BURNT STORE RD LLC-7-ELEVEN STORE | 1 | BURNT STORE CENTRE | E | TASTE-ODOR CONTROL | E20 | T-O CTRL/AERATION
5364157 | 714 BURNT STORE RD LLC-7-ELEVEN STORE | 1 | BURNT STORE CENTRE | Z | OTHER | Z26 | OTHER/REVERSE OSMOSIS
5364158 | OLD CORKSCREW GOLF CLUB | 1 | OLD CORKSCREW GOLF CLUB WTP | B | DISINFECT | B04 | DISINFECT/CHLORAMINES
5364158 | OLD CORKSCREW GOLF CLUB | 1 | OLD CORKSCREW GOLF CLUB WTP | E | TASTE-ODOR CONTROL | E20 | T-O CTRL/AERATION
5364158 | OLD CORKSCREW GOLF CLUB | 1 | OLD CORKSCREW GOLF CLUB WTP | H | SOFTENING | H25 | SOFTENING/ION EXCHANGE
5364160 | CARNICERIA MONTERREY II INC. | 1 | CARNICERIA MONTERREY II | E | TASTE-ODOR CONTROL | E02 | T-O CTRL/HYPOCHLORIN
5364161 | LJ'S PACKAGE AND LOUNGE INC. | 1 | LJ'S PACKAGE AND LOUNGE WTP | B | DISINFECT | B02 | DISINFECT/HYPOCHLORIN
5364161 | LJ'S PACKAGE AND LOUNGE INC. | 1 | LJ'S PACKAGE AND LOUNGE WTP | E | TASTE-ODOR CONTROL | E20 | T-O CTRL/AERATION
5364162 | ALVA VILLAGE MARKET | 1 | ALVA VILLAGE MARKET WTP | B | DISINFECT | B02 | DISINFECT/HYPOCHLORIN
5364162 | ALVA VILLAGE MARKET | 1 | ALVA VILLAGE MARKET WTP | E | TASTE-ODOR CONTROL | E20 | T-O CTRL/AERATION
5364166 | LEHIGH EXPRESS 7- ELEVEN INC NO. 38049 | 1 | LEHIGH EXPRESS SERVICE WTP | B | DISINFECT | B02 | DISINFECT/HYPOCHLORIN
5364166 | LEHIGH EXPRESS 7- ELEVEN INC NO. 38049 | 1 | LEHIGH EXPRESS SERVICE WTP | E | TASTE-ODOR CONTROL | E20 | T-O CTRL/AERATION
5364166 | LEHIGH EXPRESS 7- ELEVEN INC NO. 38049 | 1 | LEHIGH EXPRESS SERVICE WTP | H | SOFTENING | H25 | SOFTENING/ION EXCHANGE
5364166 | LEHIGH EXPRESS 7- ELEVEN INC NO. 38049 | 1 | LEHIGH EXPRESS SERVICE WTP | I | COLOR REMOVAL | I25 | COLOR RML/ION EXCHANGE
5364168 | AGAPE CHRISTIAN FELLOWSHIP INC. | 1 | AGAPE CHRISTIAN FELLOWSHIP WTP | B | DISINFECT | B02 | DISINFECT/HYPOCHLORIN
5364168 | AGAPE CHRISTIAN FELLOWSHIP INC. | 1 | AGAPE CHRISTIAN FELLOWSHIP WTP | E | TASTE-ODOR CONTROL | E20 | T-O CTRL/AERATION
5364168 | AGAPE CHRISTIAN FELLOWSHIP INC. | 1 | AGAPE CHRISTIAN FELLOWSHIP WTP | F | ORGN-RMVL | F23 | ORGN-RMVL/GAC ADDITION
5364168 | AGAPE CHRISTIAN FELLOWSHIP INC. | 1 | AGAPE CHRISTIAN FELLOWSHIP WTP | H | SOFTENING | H25 | SOFTENING/ION EXCHANGE
5364169 | VILLAGES AT SAFETY HARBOR 9 & 10 | 1 | VILLAGES AT SAFTEY HABOR 9/10 | B | DISINFECT | B02 | DISINFECT/HYPOCHLORIN
5364170 | BUCKINGHAM FARMS/B TOWN FARMS LLC | 1 | BUCKINGHAM FARMS WTP | B | DISINFECT | B02 | DISINFECT/HYPOCHLORIN
5364170 | BUCKINGHAM FARMS/B TOWN FARMS LLC | 1 | BUCKINGHAM FARMS WTP | E | TASTE-ODOR CONTROL | E20 | T-O CTRL/AERATION
5364172 | DOLLAR GENERAL @ 1154 ALABAMA RD. SOUTH | 1 | DOLLAR GENERAL WTP | B | DISINFECT | B02 | DISINFECT/HYPOCHLORIN
5364172 | DOLLAR GENERAL @ 1154 ALABAMA RD. SOUTH | 1 | DOLLAR GENERAL WTP | Z | OTHER | Z20 | OTHER/AERATION
5364173 | LAS DELICIAS CAFETERIA | 1 | LAS DELICIAS CAFETERIA | B | DISINFECT | B02 | DISINFECT/HYPOCHLORIN
5364173 | LAS DELICIAS CAFETERIA | 1 | LAS DELICIAS CAFETERIA | E | TASTE-ODOR CONTROL | E20 | T-O CTRL/AERATION
5364174 | DOLLAR GENERAL STORE #17095 | 1 | DOLLAR GENERAL STORE WATER PLA | B | DISINFECT | B20 | DISINFECT/AERATION
5364174 | DOLLAR GENERAL STORE #17095 | 1 | DOLLAR GENERAL STORE WATER PLA | B | DISINFECT | B02 | DISINFECT/HYPOCHLORIN
5364175 | FAMILY DOLLAR STORE JOEL BLVD | 1 | FAMILY DOLLAR STORE WTP | B | DISINFECT | B20 | DISINFECT/AERATION
5364175 | FAMILY DOLLAR STORE JOEL BLVD | 1 | FAMILY DOLLAR STORE WTP | B | DISINFECT | B02 | DISINFECT/HYPOCHLORIN
5364177 | VAN ROEKEL VETERINARY CLINIC | 1 | VAN ROEKEL VET CLINIC | B | DISINFECT | B02 | DISINFECT/HYPOCHLORIN
5364177 | VAN ROEKEL VETERINARY CLINIC | 1 | VAN ROEKEL VET CLINIC | E | TASTE-ODOR CONTROL | E20 | T-O CTRL/AERATION
5364179 | DOLLAR GENERAL STORE 544 MEADOW RD | 1 | DOLLAR GENERAL STORE WTP | B | DISINFECT | B02 | DISINFECT/HYPOCHLORIN
5364179 | DOLLAR GENERAL STORE 544 MEADOW RD | 1 | DOLLAR GENERAL STORE WTP | Z | OTHER | Z20 | OTHER/AERATION
5364180 | 7-ELEVEN NO. 38285 | 1 | 7-ELEVEN NO. 38285 WTP | B | DISINFECT | B02 | DISINFECT/HYPOCHLORIN
5364180 | 7-ELEVEN NO. 38285 | 1 | 7-ELEVEN NO. 38285 WTP | E | TASTE-ODOR CONTROL | E20 | T-O CTRL/AERATION
5440085 | FLAMINGO | 1 | FLAMINGO WTP | B | DISINFECT | B02 | DISINFECT/HYPOCHLORIN
5440085 | FLAMINGO | 1 | FLAMINGO WTP | D | CORROSION CONTROL | D19 | CORR-CTRL/PH ADJUSTMENT
5440085 | FLAMINGO | 1 | FLAMINGO WTP | E | TASTE-ODOR CONTROL | E28 | T-O CTRL/PACKED TWR-AERA
5440085 | FLAMINGO | 1 | FLAMINGO WTP | F | ORGN-RMVL | F29 | ORGN-RMVL/CARTRIDGE FILTR
5440085 | FLAMINGO | 1 | FLAMINGO WTP | K | DESALINATION | K26 | DESALINAT/REVERSE OSMOSIS
5440206 | OCEAN REEF CLUB | 1 | NORTH KEY LARGO | B | DISINFECT | B01 | DISINFECT/GASEOUS CHLORIN
5440206 | OCEAN REEF CLUB | 1 | NORTH KEY LARGO | Z | OTHER | Z26 | OTHER/REVERSE OSMOSIS
5444048 | LOOP ROAD EDUCATION CENTER | 1 | LOOP ROAD EDUCATION CTR WTP | B | DISINFECT | B02 | DISINFECT/HYPOCHLORIN
6080014 | COLD RIVER SALOON | 1 | 17 LOUNGE INC. WTP | B | DISINFECT | B02 | DISINFECT/HYPOCHLORIN
6080014 | COLD RIVER SALOON | 1 | 17 LOUNGE INC. WTP | E | TASTE-ODOR CONTROL | E20 | T-O CTRL/AERATION
6080039 | CAPE HAZE WATER PLANT | 1 | CAPE HAZE WATER PLANT | B | DISINFECT | B01 | DISINFECT/GASEOUS CHLORIN
6080044 | CHARLOTTE HARBOR WATER ASSN. | 1 | HARBOUR HEIGHTS | B | DISINFECT | B02 | DISINFECT/HYPOCHLORIN
6080044 | CHARLOTTE HARBOR WATER ASSN. | 1 | HARBOUR HEIGHTS | C | PARTICLE REMOVAL | C29 | PART-RMVL/CARTRIDGE FILTR
6080044 | CHARLOTTE HARBOR WATER ASSN. | 1 | HARBOUR HEIGHTS | E | TASTE-ODOR CONTROL | E20 | T-O CTRL/AERATION
6080044 | CHARLOTTE HARBOR WATER ASSN. | 1 | HARBOUR HEIGHTS | K | DESALINATION | K26 | DESALINAT/REVERSE OSMOSIS
6080044 | CHARLOTTE HARBOR WATER ASSN. | 1 | HARBOUR HEIGHTS | Z | OTHER | Z18 | OTHER/SEQUESTATION
6080044 | CHARLOTTE HARBOR WATER ASSN. | 1 | HARBOUR HEIGHTS | Z | OTHER | Z19 | OTHER/PH ADJUSTMENT
6080051 | CITY OF PUNTA GORDA | 1 | PUNTA GORDA WATER PLANT | B | DISINFECT | B04 | DISINFECT/CHLORAMINES
6080051 | CITY OF PUNTA GORDA | 1 | PUNTA GORDA WATER PLANT | C | PARTICLE REMOVAL | C09 | PART-RMVL/RAPID MIX
6080051 | CITY OF PUNTA GORDA | 1 | PUNTA GORDA WATER PLANT | C | PARTICLE REMOVAL | C10 | PART-RMVL/COAGULATION
6080051 | CITY OF PUNTA GORDA | 1 | PUNTA GORDA WATER PLANT | C | PARTICLE REMOVAL | C11 | PART-RMVL/FLOCCULATION
6080051 | CITY OF PUNTA GORDA | 1 | PUNTA GORDA WATER PLANT | C | PARTICLE REMOVAL | C12 | PART-RMVL/SEDIMENTATION
6080051 | CITY OF PUNTA GORDA | 1 | PUNTA GORDA WATER PLANT | C | PARTICLE REMOVAL | C14 | PART-RMVL/RAPID SAND FIL
6080051 | CITY OF PUNTA GORDA | 1 | PUNTA GORDA WATER PLANT | D | CORROSION CONTROL | D18 | CORR-CTRL/SEQUESTATION
6080051 | CITY OF PUNTA GORDA | 1 | PUNTA GORDA WATER PLANT | D | CORROSION CONTROL | D36 | CORR-CTRL/CORROSION INHIB
6080051 | CITY OF PUNTA GORDA | 1 | PUNTA GORDA WATER PLANT | E | TASTE-ODOR CONTROL | E21 | T-O CTRL/PAC ADDITION
6080051 | CITY OF PUNTA GORDA | 1 | PUNTA GORDA WATER PLANT | G | IRON REMOVAL | G20 | IRON RMVL/AERATION
6080078 | PRICE-SANDERS SCOUT RESERVATON | 1 | PRICE SANDERS SCOUT CAMP WTP | B | DISINFECT | B02 | DISINFECT/HYPOCHLORIN
6080078 | PRICE-SANDERS SCOUT RESERVATON | 1 | PRICE SANDERS SCOUT CAMP WTP | E | TASTE-ODOR CONTROL | E20 | T-O CTRL/AERATION
6080081 | EL JOBEAN WATER ASSOCIATION | 1 | INTERCONNECT | A | NO TRTMT | A | NO TRTMT
6080104 | GASPARILLA ISLAND WATER ASSOC | 3 | BOOSTER STATION | A | NO TRTMT | A | NO TRTMT
6080104 | GASPARILLA ISLAND WATER ASSOC | 1 | COLOR PLANT | B | DISINFECT | B04 | DISINFECT/CHLORAMINES
6080104 | GASPARILLA ISLAND WATER ASSOC | 2 | R.O. PLANT | B | DISINFECT | B04 | DISINFECT/CHLORAMINES
6080104 | GASPARILLA ISLAND WATER ASSOC | 1 | COLOR PLANT | C | PARTICLE REMOVAL | C10 | PART-RMVL/COAGULATION
6080104 | GASPARILLA ISLAND WATER ASSOC | 1 | COLOR PLANT | C | PARTICLE REMOVAL | C14 | PART-RMVL/RAPID SAND FIL
6080104 | GASPARILLA ISLAND WATER ASSOC | 1 | COLOR PLANT | C | PARTICLE REMOVAL | C11 | PART-RMVL/FLOCCULATION
6080104 | GASPARILLA ISLAND WATER ASSOC | 2 | R.O. PLANT | E | TASTE-ODOR CONTROL | E20 | T-O CTRL/AERATION
6080104 | GASPARILLA ISLAND WATER ASSOC | 1 | COLOR PLANT | F | ORGN-RMVL | F20 | ORGN-RMVL/AERATION
6080104 | GASPARILLA ISLAND WATER ASSOC | 2 | R.O. PLANT | H | SOFTENING | H19 | SOFTENING/PH ADJUSTMENT
6080104 | GASPARILLA ISLAND WATER ASSOC | 2 | R.O. PLANT | K | DESALINATION | K26 | DESALINAT/REVERSE OSMOSIS
6080104 | GASPARILLA ISLAND WATER ASSOC | 2 | R.O. PLANT | Z | OTHER | Z19 | OTHER/PH ADJUSTMENT
6080137 | PELICAN PERCH RV PARK | 1 | PELICAN PERCH RV PARK WTP | B | DISINFECT | B02 | DISINFECT/HYPOCHLORIN
6080137 | PELICAN PERCH RV PARK | 1 | PELICAN PERCH RV PARK WTP | G | IRON REMOVAL | G13 | IRON RMVL/SLOW SAND FILTR
6080216 | PATIO STEAK HOUSE | 1 | PATIO STEAK HOUSE | B | DISINFECT | B02 | DISINFECT/HYPOCHLORIN
6080217 | PEACE RIVER FISH CAMP | 1 | PEACE RIVER FISH CAMP WTP | B | DISINFECT | B02 | DISINFECT/HYPOCHLORIN
6080217 | PEACE RIVER FISH CAMP | 1 | PEACE RIVER FISH CAMP WTP | E | TASTE-ODOR CONTROL | E20 | T-O CTRL/AERATION
6080256 | SHELL CREEK PARK | 1 | SHELL CREEK PLT 1 | B | DISINFECT | B02 | DISINFECT/HYPOCHLORIN
6080256 | SHELL CREEK PARK | 1 | SHELL CREEK PLT 1 | F | ORGN-RMVL | F23 | ORGN-RMVL/GAC ADDITION
6080256 | SHELL CREEK PARK | 1 | SHELL CREEK PLT 1 | G | IRON REMOVAL | G29 | IRON RMVL/CARTRIDGE FILTR
6080256 | SHELL CREEK PARK | 1 | SHELL CREEK PLT 1 | R | RADS REMOVAL | R25 | RADS RMVL/ION EXCHANGE
6080272 | SUN N SHADE FAMILY CAMPGROUND | 1 | SUN N SHADE FAMILY CAMPGROUND | B | DISINFECT | B02 | DISINFECT/HYPOCHLORIN
6080272 | SUN N SHADE FAMILY CAMPGROUND | 1 | SUN N SHADE FAMILY CAMPGROUND | E | TASTE-ODOR CONTROL | E20 | T-O CTRL/AERATION
6080318 | CHARLOTTE COUNTY UTILITIES / BURNT STORE | 1 | CCU/ BURNT STORE PLANT | B | DISINFECT | B02 | DISINFECT/HYPOCHLORIN
6080318 | CHARLOTTE COUNTY UTILITIES / BURNT STORE | 1 | CCU/ BURNT STORE PLANT | C | PARTICLE REMOVAL | C08 | PART-RMVL/MICROSCREENING
6080318 | CHARLOTTE COUNTY UTILITIES / BURNT STORE | 1 | CCU/ BURNT STORE PLANT | D | CORROSION CONTROL | D19 | CORR-CTRL/PH ADJUSTMENT
6080318 | CHARLOTTE COUNTY UTILITIES / BURNT STORE | 1 | CCU/ BURNT STORE PLANT | E | TASTE-ODOR CONTROL | E20 | T-O CTRL/AERATION
6080318 | CHARLOTTE COUNTY UTILITIES / BURNT STORE | 1 | CCU/ BURNT STORE PLANT | K | DESALINATION | K26 | DESALINAT/REVERSE OSMOSIS
6080324 | TROPICAL PALMS MHP | 1 | TROPICAL PALM MHP | B | DISINFECT | B02 | DISINFECT/HYPOCHLORIN
6080324 | TROPICAL PALMS MHP | 1 | TROPICAL PALM MHP | C | PARTICLE REMOVAL | C29 | PART-RMVL/CARTRIDGE FILTR
6080324 | TROPICAL PALMS MHP | 1 | TROPICAL PALM MHP | E | TASTE-ODOR CONTROL | E20 | T-O CTRL/AERATION
6080324 | TROPICAL PALMS MHP | 1 | TROPICAL PALM MHP | K | DESALINATION | K26 | DESALINAT/REVERSE OSMOSIS
6080324 | TROPICAL PALMS MHP | 1 | TROPICAL PALM MHP | Z | OTHER | Z18 | OTHER/SEQUESTATION
6084003 | CIRCLE K #7409 | 1 | CIRCLE K 7409 WTP | B | DISINFECT | B02 | DISINFECT/HYPOCHLORIN
6084003 | CIRCLE K #7409 | 1 | CIRCLE K 7409 WTP | E | TASTE-ODOR CONTROL | E20 | T-O CTRL/AERATION
6084003 | CIRCLE K #7409 | 1 | CIRCLE K 7409 WTP | G | IRON REMOVAL | G25 | IRON RMVL/ION EXCHANGE
6084006 | USA GROCERS | 1 | A & J PETROLEUM #1134 | B | DISINFECT | B02 | DISINFECT/HYPOCHLORIN
6084007 | PARADISE PARK CONDO. ASSOC. | 1 | PARADISE PARK CONDO. ASSN. WTP | B | DISINFECT | B02 | DISINFECT/HYPOCHLORIN
6084007 | PARADISE PARK CONDO. ASSOC. | 1 | PARADISE PARK CONDO. ASSN. WTP | E | TASTE-ODOR CONTROL | E20 | T-O CTRL/AERATION
6084074 | NORTH CHARLOTTE WATER WORKS | 1 | NORTH CHARLOTTE WATER WORKS | B | DISINFECT | B02 | DISINFECT/HYPOCHLORIN
6084074 | NORTH CHARLOTTE WATER WORKS | 1 | NORTH CHARLOTTE WATER WORKS | C | PARTICLE REMOVAL | C29 | PART-RMVL/CARTRIDGE FILTR
6084074 | NORTH CHARLOTTE WATER WORKS | 1 | NORTH CHARLOTTE WATER WORKS | H | SOFTENING | H19 | SOFTENING/PH ADJUSTMENT
6084074 | NORTH CHARLOTTE WATER WORKS | 1 | NORTH CHARLOTTE WATER WORKS | K | DESALINATION | K26 | DESALINAT/REVERSE OSMOSIS
6084074 | NORTH CHARLOTTE WATER WORKS | 1 | NORTH CHARLOTTE WATER WORKS | Z | OTHER | Z19 | OTHER/PH ADJUSTMENT
6084078 | I-75 WEIGH STATION | 1 | I-75 WEIGH STATION | B | DISINFECT | B02 | DISINFECT/HYPOCHLORIN
6084078 | I-75 WEIGH STATION | 1 | I-75 WEIGH STATION | Z | OTHER | Z20 | OTHER/AERATION
6084086 | CROWN ROYAL PLAZA | 1 | CROWN ROYAL PLAZA WTP | B | DISINFECT | B02 | DISINFECT/HYPOCHLORIN
6090099 | SUNSHINE #6 (BACKWATER HEIGHTS) | 2 | BACKWATER #2 | B | DISINFECT | B02 | DISINFECT/HYPOCHLORIN
6090099 | SUNSHINE #6 (BACKWATER HEIGHTS) | 1 | BACKWATER #1 | B | DISINFECT | B02 | DISINFECT/HYPOCHLORIN
6090150 | BEVERLY HILLS / ROLLING OAKS SUBDIVISION | 1 | PLANT FOR WELL #1 | B | DISINFECT | B02 | DISINFECT/HYPOCHLORIN
6090150 | BEVERLY HILLS / ROLLING OAKS SUBDIVISION | 2 | PLANT FOR WELL #2 | B | DISINFECT | B02 | DISINFECT/HYPOCHLORIN
6090150 | BEVERLY HILLS / ROLLING OAKS SUBDIVISION | 3 | PLANT FOR WELL #4 | B | DISINFECT | B02 | DISINFECT/HYPOCHLORIN
6090150 | BEVERLY HILLS / ROLLING OAKS SUBDIVISION | 4 | PLANT FOR WELL #5 | B | DISINFECT | B02 | DISINFECT/HYPOCHLORIN
6090150 | BEVERLY HILLS / ROLLING OAKS SUBDIVISION | 5 | PLANT FOR WELL #6 | B | DISINFECT | B02 | DISINFECT/HYPOCHLORIN
6090150 | BEVERLY HILLS / ROLLING OAKS SUBDIVISION | 7 | PLANT FOR WELL #8 | B | DISINFECT | B02 | DISINFECT/HYPOCHLORIN
6090150 | BEVERLY HILLS / ROLLING OAKS SUBDIVISION | 8 | PLANT FOR WELL #9 | B | DISINFECT | B02 | DISINFECT/HYPOCHLORIN
6090150 | BEVERLY HILLS / ROLLING OAKS SUBDIVISION | 9 | PLANT FOR WELL #10 | B | DISINFECT | B02 | DISINFECT/HYPOCHLORIN
6090150 | BEVERLY HILLS / ROLLING OAKS SUBDIVISION | 6 | PLANT FOR WELL #7 | B | DISINFECT | B02 | DISINFECT/HYPOCHLORIN
6090156 | BIG PINE ACRES | 1 | BIG PINE ACRES | B | DISINFECT | B02 | DISINFECT/HYPOCHLORIN
6090234 | CAMP E-NINI-HASSEE | 1 | CAMP E-NINI-HASSEE | B | DISINFECT | B02 | DISINFECT/HYPOCHLORIN
6090236 | COVERED WAGON CAMPGROUND | 1 | COVERED WAGON | B | DISINFECT | B02 | DISINFECT/HYPOCHLORIN
6090267 | CASTLE LAKE PARK | 1 | WATER TREATMENT PLANT | B | DISINFECT | B04 | DISINFECT/CHLORAMINES
6090308 | CITRUS COUNTY FAIR ASSOCIATION | 1 | CITRUS COUNTY FAIR ASSOC. | B | DISINFECT | B02 | DISINFECT/HYPOCHLORIN
6090312 | CITRUS SPRINGS | 8 | PINE RIDGE PLANT #5 | B | DISINFECT | B02 | DISINFECT/HYPOCHLORIN
6090312 | CITRUS SPRINGS | 1 | CITRUS SPRINGS-WELL NO. 7 | B | DISINFECT | B02 | DISINFECT/HYPOCHLORIN
6090312 | CITRUS SPRINGS | 6 | PINE RIDGE PLANT #1 | B | DISINFECT | B02 | DISINFECT/HYPOCHLORIN
6090312 | CITRUS SPRINGS | 2 | CITRUS SPRINGS-WELL NO. 2 | B | DISINFECT | B02 | DISINFECT/HYPOCHLORIN
6090312 | CITRUS SPRINGS | 4 | CITRUS SPRINGS - WELL NO. 8 | B | DISINFECT | B02 | DISINFECT/HYPOCHLORIN
6090312 | CITRUS SPRINGS | 3 | CITRUS SPRINGS-WELL NO. 3 | B | DISINFECT | B02 | DISINFECT/HYPOCHLORIN
6090317 | CRYSTAL RIVER CITY OF | 1 | CRYSTAL STREET | B | DISINFECT | B01 | DISINFECT/GASEOUS CHLORIN
6090317 | CRYSTAL RIVER CITY OF | 1 | CRYSTAL STREET | Z | OTHER | Z27 | OTHER/FLUORIDATION
6090411 | CRYSTAL ACRES MHP | 1 | CRYSTAL ACRES | B | DISINFECT | B02 | DISINFECT/HYPOCHLORIN
6090523 | SUNSHINE #7 (ELLSWORTH POINT) | 1 | ELLSWORTH POINT | B | DISINFECT | B02 | DISINFECT/HYPOCHLORIN
6090532 | THE OASIS MHP | 1 | ENSIGN'S OASIS PLANT | B | DISINFECT | B02 | DISINFECT/HYPOCHLORIN
6090532 | THE OASIS MHP | 1 | ENSIGN'S OASIS PLANT | M | MANGANESE REMOVAL | M30 | MANGANESE RMVL/GREENSAND FILTR
6090541 | EVANRIDGE MHP | 1 | EVANRIDGE MHP | B | DISINFECT | B02 | DISINFECT/HYPOCHLORIN
6090588 | FLORAL CITY WATER ASSN | 4 | FLORAL CITY PLANT #3 | B | DISINFECT | B02 | DISINFECT/HYPOCHLORIN
6090588 | FLORAL CITY WATER ASSN | 1 | FLORAL CITY PLANT #1 | B | DISINFECT | B01 | DISINFECT/GASEOUS CHLORIN
6090588 | FLORAL CITY WATER ASSN | 1 | FLORAL CITY PLANT #1 | C | PARTICLE REMOVAL | C14 | PART-RMVL/RAPID SAND FIL
6090588 | FLORAL CITY WATER ASSN | 1 | FLORAL CITY PLANT #1 | D | CORROSION CONTROL | D36 | CORR-CTRL/CORROSION INHIB
6090588 | FLORAL CITY WATER ASSN | 1 | FLORAL CITY PLANT #1 | E | TASTE-ODOR CONTROL | E20 | T-O CTRL/AERATION
6090609 | FT COOPER MOBILE HOME COMM | 1 | WATER TREATMENT PLANT | B | DISINFECT | B02 | DISINFECT/HYPOCHLORIN
6090610 | FORT COOPER STATE PARK | 1 | FORT COOPER STATE PARK | B | DISINFECT | B02 | DISINFECT/HYPOCHLORIN
6090624 | SUNNY DAYS PLAZA | 1 | SUNNY DAYS PLAZA | B | DISINFECT | B02 | DISINFECT/HYPOCHLORIN
6090675 | GOOD COUNSEL CAMP | 1 | WATER PLANT | B | DISINFECT | B02 | DISINFECT/HYPOCHLORIN
6090729 | HARBOR LIGHTS MOBILE RESORT | 1 | HARBOR LIGHTS MOBILE RESORT | B | DISINFECT | B02 | DISINFECT/HYPOCHLORIN
6090729 | HARBOR LIGHTS MOBILE RESORT | 1 | HARBOR LIGHTS MOBILE RESORT | C | PARTICLE REMOVAL | C15 | PART-RMVL/PRESS SAND FILT
6090729 | HARBOR LIGHTS MOBILE RESORT | 1 | HARBOR LIGHTS MOBILE RESORT | C | PARTICLE REMOVAL | C10 | PART-RMVL/COAGULATION
6090729 | HARBOR LIGHTS MOBILE RESORT | 1 | HARBOR LIGHTS MOBILE RESORT | G | IRON REMOVAL | G10 | IRON RMVL/COAGULATION
6090828 | HOMOSASSA SPECIAL WATER DISTRICT | 2 | NORIN WTP | B | DISINFECT | B02 | DISINFECT/HYPOCHLORIN
6090828 | HOMOSASSA SPECIAL WATER DISTRICT | 1 | BRADSHAW WTP | B | DISINFECT | B02 | DISINFECT/HYPOCHLORIN
6090828 | HOMOSASSA SPECIAL WATER DISTRICT | 3 | PEACH ORCHARD WTP | B | DISINFECT | B01 | DISINFECT/GASEOUS CHLORIN
6090860 | INVERNESS VILLAGE CONDO ASSOCIATION | 1 | INVERNESS VILLAGE GRDNS PLANT | B | DISINFECT | B02 | DISINFECT/HYPOCHLORIN
6090861 | INVERNESS WATER DEPT | 2 | 581 WATER TREATMENT PLANT | B | DISINFECT | B04 | DISINFECT/CHLORAMINES
6090861 | INVERNESS WATER DEPT | 2 | 581 WATER TREATMENT PLANT | D | CORROSION CONTROL | D36 | CORR-CTRL/CORROSION INHIB
6090861 | INVERNESS WATER DEPT | 2 | 581 WATER TREATMENT PLANT | E | TASTE-ODOR CONTROL | E20 | T-O CTRL/AERATION
6090861 | INVERNESS WATER DEPT | 2 | 581 WATER TREATMENT PLANT | Z | OTHER | Z27 | OTHER/FLUORIDATION
6090875 | INVERNESS PARK | 1 | WATER PLANT | B | DISINFECT | B02 | DISINFECT/HYPOCHLORIN
6090875 | INVERNESS PARK | 1 | WATER PLANT | D | CORROSION CONTROL | D18 | CORR-CTRL/SEQUESTATION
6090898 | CROFT BAY VILLAGE | 1 | CROFT BAY VILLAGE PLANT #1 | B | DISINFECT | B02 | DISINFECT/HYPOCHLORIN
6091178 | MEADOW DRIVE S | 1 | M. D . S/D | B | DISINFECT | B02 | DISINFECT/HYPOCHLORIN
6091241 | MUTUAL MINE | 1 | MUTUAL MINE | B | DISINFECT | B02 | DISINFECT/HYPOCHLORIN
6091274 | OAK FOREST | 1 | DAFFODIL OFF 41 | B | DISINFECT | B02 | DISINFECT/HYPOCHLORIN
6091422 | POINT O'WOODS | 1 | POINT O' WOODS | B | DISINFECT | B02 | DISINFECT/HYPOCHLORIN
6091422 | POINT O'WOODS | 1 | POINT O' WOODS | D | CORROSION CONTROL | D36 | CORR-CTRL/CORROSION INHIB
6091422 | POINT O'WOODS | 1 | POINT O' WOODS | G | IRON REMOVAL | G30 | IRON RMVL/GREENSAND FILTR
6091513 | GULF COAST RV RESORT LLC | 1 | RIVER LODGE MHP PLANT 1 | B | DISINFECT | B02 | DISINFECT/HYPOCHLORIN
6091516 | LAKE ROUSSEAU RESORT | 1 | RIVER OAKS PLANT | B | DISINFECT | B02 | DISINFECT/HYPOCHLORIN
6091516 | LAKE ROUSSEAU RESORT | 1 | RIVER OAKS PLANT | G | IRON REMOVAL | G10 | IRON RMVL/COAGULATION
6091538 | CAPTAIN BOBBY'S SEAFOOD | 1 | SAME | B | DISINFECT | B02 | DISINFECT/HYPOCHLORIN
6091554 | ROYAL OAKS HOMEOWNER'S ASSOC. | 1 | ROYAL OAKS CONDO | B | DISINFECT | B02 | DISINFECT/HYPOCHLORIN
6091672 | SOUTH DUNNELLON WATER ASSOC | 1 | SOUTH DUNNELLON WATER ASSOC | B | DISINFECT | B02 | DISINFECT/HYPOCHLORIN
6091672 | SOUTH DUNNELLON WATER ASSOC | 1 | SOUTH DUNNELLON WATER ASSOC | G | IRON REMOVAL | G15 | IRON RMVL/PRESS SAND FILT
6091735 | SUGARMILL WOODS S/D | 3 | PLANT#3 / WELLS 8 9 & 14 | B | DISINFECT | B02 | DISINFECT/HYPOCHLORIN
6091735 | SUGARMILL WOODS S/D | 2 | PLANT #2 / WELLS 5 6 10 11 12 | B | DISINFECT | B02 | DISINFECT/HYPOCHLORIN
6091816 | THUNDERBIRD MHP | 1 | THUNDERBIRD MHP | B | DISINFECT | B02 | DISINFECT/HYPOCHLORIN
6091876 | SUNCOAST MOBILE PARK | 1 | SUNCOAST MHP | B | DISINFECT | B02 | DISINFECT/HYPOCHLORIN
6092000 | HOWARD'S SWAP-O-RAMA | 1 | HOWARD'S MAIN | B | DISINFECT | B02 | DISINFECT/HYPOCHLORIN
6092000 | HOWARD'S SWAP-O-RAMA | 2 | HOWARDS EAST | B | DISINFECT | B02 | DISINFECT/HYPOCHLORIN
6092000 | HOWARD'S SWAP-O-RAMA | 1 | HOWARD'S MAIN | G | IRON REMOVAL | G25 | IRON RMVL/ION EXCHANGE
6092186 | BAYFRONT HEALTH SEVEN RIVERS | 1 | SEVEN RIVERS COM. HOSP | B | DISINFECT | B02 | DISINFECT/HYPOCHLORIN
6092260 | TILLIS HILL | 1 | TILLIS HILL | B | DISINFECT | B02 | DISINFECT/HYPOCHLORIN
6092262 | HOLDER MINE | 1 | HOLDER MINE | B | DISINFECT | B02 | DISINFECT/HYPOCHLORIN
6092325 | RIVERSIDE LODGE | 2 | IN BACK NEAR RIVER PLANT 2 | B | DISINFECT | B02 | DISINFECT/HYPOCHLORIN
6092325 | RIVERSIDE LODGE | 1 | RIVERSIDE LODGE | B | DISINFECT | B02 | DISINFECT/HYPOCHLORIN
6092326 | CEDAR LAKE ESTATES | 1 | CEDAR LAKE EST PLANT #1 | B | DISINFECT | B02 | DISINFECT/HYPOCHLORIN
6092329 | LAKE HERNANDO RESORT AND FISH CAMP | 1 | WATSON'S FISH CAMP | B | DISINFECT | B02 | DISINFECT/HYPOCHLORIN
6092331 | AURORA ACRES | 1 | WATER PLANT | B | DISINFECT | B02 | DISINFECT/HYPOCHLORIN
6092334 | SANDY OAKS RV & MHP | 1 | S.O.MHP | B | DISINFECT | B02 | DISINFECT/HYPOCHLORIN
6092338 | MEADOW WOOD WATER | 1 | MEADOW WOOD S/D | B | DISINFECT | B02 | DISINFECT/HYPOCHLORIN
6092438 | HOMOSASSA SPRINGS PIZZA HUT | 1 | HOMO SPRINGS PIZZA HUT | B | DISINFECT | B02 | DISINFECT/HYPOCHLORIN
6092698 | SPORTSMEN'S BOWL | 1 | SPORTSMAN'S BOWL | B | DISINFECT | B02 | DISINFECT/HYPOCHLORIN
6092760 | RED'S RESTAURANT INC. | 1 | PLANT 1 | B | DISINFECT | B02 | DISINFECT/HYPOCHLORIN
6092767 | NIKO'S ROADHOUSE | 1 | PLANT 1 | B | DISINFECT | B02 | DISINFECT/HYPOCHLORIN
6092921 | INVERNESS MOOSE LODGE 2112 | 1 |  | B | DISINFECT | B02 | DISINFECT/HYPOCHLORIN
6092959 | GRUMPY GATORS BAR & GRILL | 1 | WATER PLANT | B | DISINFECT | B02 | DISINFECT/HYPOCHLORIN
6092961 | PLAZA FOOD MART | 1 | PLAZA SNACK BAR PLANT #1 | B | DISINFECT | B02 | DISINFECT/HYPOCHLORIN
6092963 | TWO GUYS FROM ITALY | 1 | WATER PLANT | B | DISINFECT | B02 | DISINFECT/HYPOCHLORIN
6092966 | TRAILS END CAMP | 1 | PLANT 1 | B | DISINFECT | B02 | DISINFECT/HYPOCHLORIN
6093072 | PLAZA WEST SHOPPING CENTER | 1 | WATER PLANT | B | DISINFECT | B02 | DISINFECT/HYPOCHLORIN
6093076 | SPEEDWAY #6528 | 1 | HESS 09401 | B | DISINFECT | B02 | DISINFECT/HYPOCHLORIN
6093082 | S&S FOOD AND BEVERAGE #1(FKA. KWIK SAVE) | 1 | PLANT 1 | B | DISINFECT | B02 | DISINFECT/HYPOCHLORIN
6094482 | CASTAWAYS INN | 1 | CASTAWAYS INN | B | DISINFECT | B02 | DISINFECT/HYPOCHLORIN
6094523 | SPRINGHORN WATER | 1 | SPRINGHORN S/D | B | DISINFECT | B02 | DISINFECT/HYPOCHLORIN
6094656 | WEST CITRUS UTILITIES | 1 | WEST CITRUS UTILITY | B | DISINFECT | B02 | DISINFECT/HYPOCHLORIN
6094773 | CONSTATE UTL/HILLS OF AVALON | 1 | CONSTATE UTILITIES | B | DISINFECT | B02 | DISINFECT/HYPOCHLORIN
6094870 | TARA FOOD MART | 1 | PLANT 1 | B | DISINFECT | B02 | DISINFECT/HYPOCHLORIN
6094871 | GREENBRIAR I | 1 | GREENBRIAR I | B | DISINFECT | B02 | DISINFECT/HYPOCHLORIN
6094874 | PINEWOOD WATER | 1 | PINEWOOD WATER SYSTEM | B | DISINFECT | B02 | DISINFECT/HYPOCHLORIN
6094875 | DUNNELLON HILLS WATER SYSTEM | 1 | DUNNELLON HILLS WATER SYSTEM | B | DISINFECT | B02 | DISINFECT/HYPOCHLORIN
6094878 | RIVERSIDE FOOD STORE | 1 | QUIK TRIP #3635 | B | DISINFECT | B02 | DISINFECT/HYPOCHLORIN
6094878 | RIVERSIDE FOOD STORE | 1 | QUIK TRIP #3635 | H | SOFTENING | H25 | SOFTENING/ION EXCHANGE
6094879 | QWIK STOP SONOCO | 1 | SHOP & GO #298 | B | DISINFECT | B02 | DISINFECT/HYPOCHLORIN
6094879 | QWIK STOP SONOCO | 1 | SHOP & GO #298 | G | IRON REMOVAL | G10 | IRON RMVL/COAGULATION
6094883 | EXECUTIVE CENTER CONDO ASSOC | 1 | EXECUTIVE CENTER | B | DISINFECT | B02 | DISINFECT/HYPOCHLORIN
6094886 | ELDORADO ESTATES | 1 | ELDORADO ESTATES | B | DISINFECT | B02 | DISINFECT/HYPOCHLORIN
6094891 | SAI FOOD MART LLC | 1 | BRAD'S FOOD AND GAS | B | DISINFECT | B02 | DISINFECT/HYPOCHLORIN
6094892 | WALDEN WOODS MHC | 1 | WALDEN WOODS MHC PLANT | B | DISINFECT | B02 | DISINFECT/HYPOCHLORIN
6094895 | ARMANTE'S | 1 | ARMANTE`S | B | DISINFECT | B02 | DISINFECT/HYPOCHLORIN
6094898 | SABINAS PLAZA | 1 | COLLINS FAMILY INN PLANT #1 | B | DISINFECT | B02 | DISINFECT/HYPOCHLORIN
6094899 | LUCKY HILLS | 1 | LUCKY HILLS S/D | B | DISINFECT | B02 | DISINFECT/HYPOCHLORIN
6094900 | PLEASANT GROVE MANOR | 1 | COUNTRYSIDE MANOR PLANT #1 | B | DISINFECT | B02 | DISINFECT/HYPOCHLORIN
6094904 | REGIS APTS | 1 | REGIS APTS PLANT #1 | B | DISINFECT | B02 | DISINFECT/HYPOCHLORIN
6094907 | ARK ANGELS CHRISTIAN PRESCHOOL | 1 | CEDAR ST. ACAD. PLANT | B | DISINFECT | B02 | DISINFECT/HYPOCHLORIN
6094908 | JIFFY #1575 | 1 | JIFFY FOOD STORE 107 PLANT | B | DISINFECT | B02 | DISINFECT/HYPOCHLORIN
6094913 | KWIK SAVE II | 1 | KWIK SAVE #2 PLANT | B | DISINFECT | B02 | DISINFECT/HYPOCHLORIN
6094915 | FOUNTAIN SQUARE | 1 | PLANT # 1 | B | DISINFECT | B02 | DISINFECT/HYPOCHLORIN
6094916 | STAR FOOD MART | 1 | CUMBERLAND FARM STORE PL #1 | B | DISINFECT | B02 | DISINFECT/HYPOCHLORIN
6094917 | QUAIL ROOST RV CAMPGROUND | 1 | QUAIL ROOST RV PLANT #1 | B | DISINFECT | B02 | DISINFECT/HYPOCHLORIN
6094918 | AMERICAN FOODS GROCERY & DELI | 1 | PELICAN FOOD STORE PLANT #1 | B | DISINFECT | B02 | DISINFECT/HYPOCHLORIN
6094920 | BIG OAKS RIVER RESORT & CAMPGROUND | 1 | BIG OAKS FISH CAMP PLANT | B | DISINFECT | B02 | DISINFECT/HYPOCHLORIN
6094924 | T-BACK'S BAR (FORMERLY G.P.'S LOUNGE) | 1 | GP'S LOUNGE | B | DISINFECT | B02 | DISINFECT/HYPOCHLORIN
6094928 | CRYSTAL POINTE | 1 | WATER PLANT | B | DISINFECT | B02 | DISINFECT/HYPOCHLORIN
6094933 | CITRUS CO UTL/WATER OAKS S/D | 1 | WATER OAKS S/D | B | DISINFECT | B02 | DISINFECT/HYPOCHLORIN
6094934 | PINE VALLEY | 1 | WATER PLANT | B | DISINFECT | B02 | DISINFECT/HYPOCHLORIN
6094935 | FISHERMAN'S COVE | 1 | FISHERMAN'S COVE | B | DISINFECT | B02 | DISINFECT/HYPOCHLORIN
6094936 | CAMP DAVID | 1 | CAMP DAVID | B | DISINFECT | B02 | DISINFECT/HYPOCHLORIN
6094939 | OAK RIDGE CENTRE | 1 | OAK RIDGE CENTRE | B | DISINFECT | B02 | DISINFECT/HYPOCHLORIN
6094941 | DAN'S CLAM STAND | 1 | LEN'S PLACE | B | DISINFECT | B02 | DISINFECT/HYPOCHLORIN
6094942 | SERVOS SQUARE | 1 | SERVO SQUARE | B | DISINFECT | B02 | DISINFECT/HYPOCHLORIN
6094945 | COVE CAMPGROUND & RESTAURANT | 1 | COVE CAMPGROUND | B | DISINFECT | B02 | DISINFECT/HYPOCHLORIN
6094947 | ST THOMAS CATHOLIC CHURCH | 1 | ST THOMAS CATHOLIC CHURCH | B | DISINFECT | B02 | DISINFECT/HYPOCHLORIN
6094948 | CITRUS CO UTL/CHARLES A. BLACK | 1 | CAB I (FKA HAMPTON HILLS) | B | DISINFECT | B02 | DISINFECT/HYPOCHLORIN
6094948 | CITRUS CO UTL/CHARLES A. BLACK | 2 | CAB II (FKA MEADOW CREST) | B | DISINFECT | B02 | DISINFECT/HYPOCHLORIN
6094953 | GOSPEL ISLAND ESTATES | 1 | GOSPEL ISLAND ESTATES | B | DISINFECT | B02 | DISINFECT/HYPOCHLORIN
6094953 | GOSPEL ISLAND ESTATES | 1 | GOSPEL ISLAND ESTATES | D | CORROSION CONTROL | D36 | CORR-CTRL/CORROSION INHIB
6094954 | PARKVIEW LANES | 1 | PARKVIEW LANES | B | DISINFECT | B02 | DISINFECT/HYPOCHLORIN
6094956 | CRYSTAL RIVER NORTH STATION | 1 | FLORIDA POWER CRYSTAL RIVER N | B | DISINFECT | B02 | DISINFECT/HYPOCHLORIN
6094956 | CRYSTAL RIVER NORTH STATION | 1 | FLORIDA POWER CRYSTAL RIVER N | C | PARTICLE REMOVAL | C14 | PART-RMVL/RAPID SAND FIL
6094956 | CRYSTAL RIVER NORTH STATION | 1 | FLORIDA POWER CRYSTAL RIVER N | C | PARTICLE REMOVAL | C10 | PART-RMVL/COAGULATION
6094956 | CRYSTAL RIVER NORTH STATION | 1 | FLORIDA POWER CRYSTAL RIVER N | E | TASTE-ODOR CONTROL | E20 | T-O CTRL/AERATION
6094956 | CRYSTAL RIVER NORTH STATION | 1 | FLORIDA POWER CRYSTAL RIVER N | H | SOFTENING | H24 | SOFTENING/LIME-SODA
6094957 | KENWOOD NORTH | 1 | KENWOOD NORTH | B | DISINFECT | B02 | DISINFECT/HYPOCHLORIN
6094966 | CITRUS PARK APARTMENTS | 1 | PEARL APARTMENTS | B | DISINFECT | B02 | DISINFECT/HYPOCHLORIN
6094970 | OAK POND ADULT M.H. ESTATES | 1 | OAK POND MOBILE HOMES ESTATES | B | DISINFECT | B02 | DISINFECT/HYPOCHLORIN
6094970 | OAK POND ADULT M.H. ESTATES | 1 | OAK POND MOBILE HOMES ESTATES | D | CORROSION CONTROL | D18 | CORR-CTRL/SEQUESTATION
6094971 | HERNANDO SUPER STOP | 1 | KWIK KING #56 | B | DISINFECT | B02 | DISINFECT/HYPOCHLORIN
6094972 | SEVEN RIVERS SHELL | 1 | SHELL | B | DISINFECT | B02 | DISINFECT/HYPOCHLORIN
6094972 | SEVEN RIVERS SHELL | 1 | SHELL | S | ARSENIC REMOVAL | S41 | ARSENIC REMOVAL/ADSORPTIVE MEDIA
6094975 | KWIK STOP (CITGO) | 1 | KWIK STOP PLANT | B | DISINFECT | B02 | DISINFECT/HYPOCHLORIN
6094976 | FIRST ASSEMBLY OF GOD | 1 | KING'S KID'S | B | DISINFECT | B02 | DISINFECT/HYPOCHLORIN
6094986 | UNCLE ED'S | 1 | DUNNELLON FOOD MART | B | DISINFECT | B02 | DISINFECT/HYPOCHLORIN
6094987 | CIRCLE K #2119 | 1 | TEXACO FOOD MART #3 | B | DISINFECT | B02 | DISINFECT/HYPOCHLORIN
6094988 | CIRCLE K #1286 | 1 | J & D TEXACO FOOD MART | B | DISINFECT | B02 | DISINFECT/HYPOCHLORIN
6094989 | KATCH TWENTY TWO (FKA RUSTY DUCK) | 1 | RUSTY DUCK | B | DISINFECT | B02 | DISINFECT/HYPOCHLORIN
6094994 | VENTURA VILLAGE | 1 | VENTURA VILLAGE | B | DISINFECT | B02 | DISINFECT/HYPOCHLORIN
6094994 | VENTURA VILLAGE | 1 | VENTURA VILLAGE | E | TASTE-ODOR CONTROL | E20 | T-O CTRL/AERATION
6094996 | BETH ELOHIM MESSONIC SYNAGOUGE | 1 | BETH ELOHIM MESSONIC SYNAGOGUE | B | DISINFECT | B02 | DISINFECT/HYPOCHLORIN
6094999 | NOAH'S NURSERY | 1 | NOAH'S NURSERY PLANT | B | DISINFECT | B02 | DISINFECT/HYPOCHLORIN
6095000 | FRATERNAL ORDER OF EAGLES | 1 | FRATERNAL ORDER PLANT | B | DISINFECT | B02 | DISINFECT/HYPOCHLORIN
6095001 | HOLDER FOOD STORE CITGO | 1 | HOLDER FOOD MART | B | DISINFECT | B02 | DISINFECT/HYPOCHLORIN
6095002 | HOWARD'SSWAP-O-RAMA NORTH/SAND RAY | 1 | HOWARD'S NORTH / SAND RAY | B | DISINFECT | B02 | DISINFECT/HYPOCHLORIN
6095014 | BILL & GERRIE'S RESTAURANT | 1 | BILL & GERRIES RESTAURANT | B | DISINFECT | B02 | DISINFECT/HYPOCHLORIN
6095015 | EAST CITRUS COMMUNITY CENTER | 1 | EAST CITRUS COMMUNITY CENTER | B | DISINFECT | B02 | DISINFECT/HYPOCHLORIN
6095022 | DEERWOOD PROFESSIONAL PARK | 1 | DEERWOOD PROFESSIONAL PLANT | B | DISINFECT | B02 | DISINFECT/HYPOCHLORIN
6095024 | ALLEN-RAWLS POST#77 INC | 1 | HIGHLAND CIVIC CENTER | B | DISINFECT | B02 | DISINFECT/HYPOCHLORIN
6095025 | FAITH BAPTIST CHURCH/SANCTUARY | 1 | FAITH BAPTIST PLANT | B | DISINFECT | B02 | DISINFECT/HYPOCHLORIN
6095026 | CROSSROADS CENTER (CALLAWAY CENTER) | 1 | WATER PLANT | B | DISINFECT | B02 | DISINFECT/HYPOCHLORIN
6095028 | CHURCH OF CHRIST IN INVERNESS | 1 | PLANT | B | DISINFECT | B02 | DISINFECT/HYPOCHLORIN
6095031 | THREE RIVERS MOTEL | 1 | WATER PLANT | B | DISINFECT | B02 | DISINFECT/HYPOCHLORIN
6095034 | ADVENTURELAND | 1 | PLANT | B | DISINFECT | B02 | DISINFECT/HYPOCHLORIN
6095036 | TARAWOOD OF FLORAL CITY | 1 | PLANT | B | DISINFECT | B02 | DISINFECT/HYPOCHLORIN
6095044 | SHAMROCK INDUSTRIAL PARK | 1 | SHAMROCK INDUSTRIAL PARK | B | DISINFECT | B02 | DISINFECT/HYPOCHLORIN
6095046 | CINNAMON RIDGE UTILITIES #2 | 1 | PLANT | B | DISINFECT | B02 | DISINFECT/HYPOCHLORIN
6095047 | CITRUS CO. DISTRICT PARK(CENTRAL RIDGE) | 1 |  | B | DISINFECT | B02 | DISINFECT/HYPOCHLORIN
6095050 | NATURE COAST LANDINGS RV | 1 |  | B | DISINFECT | B02 | DISINFECT/HYPOCHLORIN
6095051 | MT. OLIVE MISSIONARY BAPTIST | 1 |  | B | DISINFECT | B02 | DISINFECT/HYPOCHLORIN
6095052 | CHASSA OAKS RV RESORTS | 1 |  | B | DISINFECT | B02 | DISINFECT/HYPOCHLORIN
6095053 | CITRUS AMERICAN-ITALIAN SOCIAL CLUB | 1 | CITRUS AMERICAN ITALIAN SOCIAL | B | DISINFECT | B02 | DISINFECT/HYPOCHLORIN
6095053 | CITRUS AMERICAN-ITALIAN SOCIAL CLUB | 1 | CITRUS AMERICAN ITALIAN SOCIAL | G | IRON REMOVAL | G14 | IRON RMVL/RAPID SAND FIL
6095055 | CRYSTAL RIVER UNITED METHODIST CHURCH | 1 | CRYSTAL RIVER UMC PLANT | B | DISINFECT | B02 | DISINFECT/HYPOCHLORIN
6095058 | LITTLE DISCIPLES DAYCARE | 1 | LD PLANT | B | DISINFECT | B02 | DISINFECT/HYPOCHLORIN
6095059 | WITHLACOOCHEE BAY TRAILS | 1 | PLANT 1 | B | DISINFECT | B02 | DISINFECT/HYPOCHLORIN
6095064 | DOLLAR GENERAL STORE #9269 | 1 | PLANT #1 | B | DISINFECT | B02 | DISINFECT/HYPOCHLORIN
6095066 | GRACE BIBLE FELLOWSHIP OF CITRUS CO. | 1 | GBF PLANT #1 | B | DISINFECT | B02 | DISINFECT/HYPOCHLORIN
6095070 | TRAIL PLAZA | 1 | TRAIL PLAZA PLANT #1 | B | DISINFECT | B02 | DISINFECT/HYPOCHLORIN
6095073 | CITRONELLE PARK | 1 | CITRONELLE PARK WELL | B | DISINFECT | B02 | DISINFECT/HYPOCHLORIN
6095076 | GRACE BIBLE CHURCH | 1 | GBC PLANT #1 | B | DISINFECT | B02 | DISINFECT/HYPOCHLORIN
6095077 | JANACK PLAZA | 1 | JCB PLANT#1 | B | DISINFECT | B02 | DISINFECT/HYPOCHLORIN
6095080 | SPORTSMAN PLAZA | 1 | SPORTSMAN PLAZA | B | DISINFECT | B02 | DISINFECT/HYPOCHLORIN
6095083 | SEVEN RIVERS PROFESSIONAL CENTER | 1 | SEVEN RIVERS PROFESSIONAL CENT | B | DISINFECT | B02 | DISINFECT/HYPOCHLORIN
6095083 | SEVEN RIVERS PROFESSIONAL CENTER | 1 | SEVEN RIVERS PROFESSIONAL CENT | G | IRON REMOVAL | G30 | IRON RMVL/GREENSAND FILTR
6095083 | SEVEN RIVERS PROFESSIONAL CENTER | 1 | SEVEN RIVERS PROFESSIONAL CENT | S | ARSENIC REMOVAL | S41 | ARSENIC REMOVAL/ADSORPTIVE MEDIA
6095085 | CHRIST WAY FELLOWSHIP CHURCH | 1 | CHRIST WAY FELLOWSHIP | B | DISINFECT | B02 | DISINFECT/HYPOCHLORIN
6095088 | HOLDER DOLLAR GENERAL | 1 | HOLDER DOLLAR GENERAL PLANT | B | DISINFECT | B02 | DISINFECT/HYPOCHLORIN
6095089 | INVERNESS DOLLAR GENERAL | 1 | INVERNESS DOLLAR GENERAL PLANT | B | DISINFECT | B02 | DISINFECT/HYPOCHLORIN
6095091 | SCOREBOARD BAR | 1 | SCOREBOARD BAR | B | DISINFECT | B02 | DISINFECT/HYPOCHLORIN
6095093 | DUKE ENERGY COMBINED CYCLE WTP | 1 | DUKE ENERGY COMBINED CYSLE WTP | B | DISINFECT | B02 | DISINFECT/HYPOCHLORIN
6140314 | ARCADIA WATER DEPT CITY OF | 1 | ARCADIA WATER DEPT PLANT | B | DISINFECT | B04 | DISINFECT/CHLORAMINES
6140314 | ARCADIA WATER DEPT CITY OF | 1 | ARCADIA WATER DEPT PLANT | D | CORROSION CONTROL | D18 | CORR-CTRL/SEQUESTATION
6140314 | ARCADIA WATER DEPT CITY OF | 1 | ARCADIA WATER DEPT PLANT | Z | OTHER | Z25 | OTHER/ION EXCHANGE
6140400 | SHADY OAKS OF ARCADIA | 1 | PLANT 1 NORTH | B | DISINFECT | B02 | DISINFECT/HYPOCHLORIN
6140400 | SHADY OAKS OF ARCADIA | 2 | PLANT 2 SOUTH | B | DISINFECT | B02 | DISINFECT/HYPOCHLORIN
6140451 | DESOTO CORRECTIONAL INST | 1 | DESOTO CORRECTIONAL | B | DISINFECT | B02 | DISINFECT/HYPOCHLORIN
6140451 | DESOTO CORRECTIONAL INST | 1 | DESOTO CORRECTIONAL | E | TASTE-ODOR CONTROL | E20 | T-O CTRL/AERATION
6140451 | DESOTO CORRECTIONAL INST | 1 | DESOTO CORRECTIONAL | Z | OTHER | Z26 | OTHER/REVERSE OSMOSIS
6142030 | ARCADIA ROAD PRISON #525 | 1 | PRISON #525 | B | DISINFECT | B02 | DISINFECT/HYPOCHLORIN
6142030 | ARCADIA ROAD PRISON #525 | 1 | PRISON #525 | E | TASTE-ODOR CONTROL | E20 | T-O CTRL/AERATION
6142031 | SUNRISE MOBILE HOME PARK | 1 | SUNRISE MHP PLANT #1 | B | DISINFECT | B02 | DISINFECT/HYPOCHLORIN
6142031 | SUNRISE MOBILE HOME PARK | 1 | SUNRISE MHP PLANT #1 | E | TASTE-ODOR CONTROL | E20 | T-O CTRL/AERATION
6142038 | OAKVIEW MHP | 1 | OAKVIEW MHP | B | DISINFECT | B02 | DISINFECT/HYPOCHLORIN
6142038 | OAKVIEW MHP | 1 | OAKVIEW MHP | E | TASTE-ODOR CONTROL | E20 | T-O CTRL/AERATION
6142734 | PEACE RIVER REG WATER PLANT | 1 | SURFACE WATER PLANT | B | DISINFECT | B01 | DISINFECT/GASEOUS CHLORIN
6142734 | PEACE RIVER REG WATER PLANT | 1 | SURFACE WATER PLANT | B | DISINFECT | B04 | DISINFECT/CHLORAMINES
6142734 | PEACE RIVER REG WATER PLANT | 1 | SURFACE WATER PLANT | C | PARTICLE REMOVAL | C10 | PART-RMVL/COAGULATION
6142734 | PEACE RIVER REG WATER PLANT | 1 | SURFACE WATER PLANT | C | PARTICLE REMOVAL | C12 | PART-RMVL/SEDIMENTATION
6142734 | PEACE RIVER REG WATER PLANT | 1 | SURFACE WATER PLANT | C | PARTICLE REMOVAL | C14 | PART-RMVL/RAPID SAND FIL
6142734 | PEACE RIVER REG WATER PLANT | 1 | SURFACE WATER PLANT | C | PARTICLE REMOVAL | C11 | PART-RMVL/FLOCCULATION
6142734 | PEACE RIVER REG WATER PLANT | 1 | SURFACE WATER PLANT | D | CORROSION CONTROL | D19 | CORR-CTRL/PH ADJUSTMENT
6142734 | PEACE RIVER REG WATER PLANT | 1 | SURFACE WATER PLANT | I | COLOR REMOVAL | I21 | COLOR RML/PAC ADDITION
6143090 | CRAIGS RV PARK | 1 | CRAIGS #2 | B | DISINFECT | B02 | DISINFECT/HYPOCHLORIN
6143090 | CRAIGS RV PARK | 1 | CRAIGS #2 | E | TASTE-ODOR CONTROL | E20 | T-O CTRL/AERATION
6144832 | HORSE CREEK | 1 | HORSE CREEK | B | DISINFECT | B02 | DISINFECT/HYPOCHLORIN
6144832 | HORSE CREEK | 1 | HORSE CREEK | E | TASTE-ODOR CONTROL | E20 | T-O CTRL/AERATION
6144833 | LAKESIDE ESTATES | 1 | WATER PLANT | B | DISINFECT | B02 | DISINFECT/HYPOCHLORIN
6144833 | LAKESIDE ESTATES | 1 | WATER PLANT | G | IRON REMOVAL | G10 | IRON RMVL/COAGULATION
6144834 | DESOTO VILLAGE MHP | 1 | DESOTO VILLAGE MHP | B | DISINFECT | B02 | DISINFECT/HYPOCHLORIN
6144834 | DESOTO VILLAGE MHP | 1 | DESOTO VILLAGE MHP | E | TASTE-ODOR CONTROL | E20 | T-O CTRL/AERATION
6144835 | LITTLE WILLIES RV PARK/RESORT | 1 | LITTLE WILLIE'S RV PARK | B | DISINFECT | B02 | DISINFECT/HYPOCHLORIN
6144835 | LITTLE WILLIES RV PARK/RESORT | 1 | LITTLE WILLIE'S RV PARK | E | TASTE-ODOR CONTROL | E20 | T-O CTRL/AERATION
6144839 | BROWNVILLE SCHOOL | 1 | BROWNSVILLE SCHOOL | B | DISINFECT | B02 | DISINFECT/HYPOCHLORIN
6144840 | SUPER STOP EXPRESS III | 1 | AJ PETROLEUM STORE | B | DISINFECT | B02 | DISINFECT/HYPOCHLORIN
6144840 | SUPER STOP EXPRESS III | 1 | AJ PETROLEUM STORE | G | IRON REMOVAL | G25 | IRON RMVL/ION EXCHANGE
6144841 | LIVE OAK RV RESORT | 1 | LIVE OAK RV RESORT WTP | B | DISINFECT | B02 | DISINFECT/HYPOCHLORIN
6144841 | LIVE OAK RV RESORT | 1 | LIVE OAK RV RESORT WTP | G | IRON REMOVAL | G20 | IRON RMVL/AERATION
6144844 | FL SOUTHERN COLLEGE AT PT CHAR | 1 | FL SOUTHERN COLLEGE PLANT | B | DISINFECT | B02 | DISINFECT/HYPOCHLORIN
6144845 | S. 761 GROCERY | 1 | S. 761 PLANT | B | DISINFECT | B02 | DISINFECT/HYPOCHLORIN
6144845 | S. 761 GROCERY | 1 | S. 761 PLANT | Z | OTHER | Z20 | OTHER/AERATION
6144846 | REEF & BEEF | 1 | REEF AND BEEF PLANT | B | DISINFECT | B02 | DISINFECT/HYPOCHLORIN
6144846 | REEF & BEEF | 1 | REEF AND BEEF PLANT | H | SOFTENING | H25 | SOFTENING/ION EXCHANGE
6144848 | NAVAGATOR GRILL | 1 | NAVIGATOR GRILL | B | DISINFECT | B02 | DISINFECT/HYPOCHLORIN
6144848 | NAVAGATOR GRILL | 1 | NAVIGATOR GRILL | Z | OTHER | Z20 | OTHER/AERATION
6144851 | TOBY'S PLANTATION RV | 1 | HERITAGE PLANTATION WTP | B | DISINFECT | B02 | DISINFECT/HYPOCHLORIN
6144851 | TOBY'S PLANTATION RV | 1 | HERITAGE PLANTATION WTP | G | IRON REMOVAL | G20 | IRON RMVL/AERATION
6144851 | TOBY'S PLANTATION RV | 1 | HERITAGE PLANTATION WTP | H | SOFTENING | H25 | SOFTENING/ION EXCHANGE
6144855 | MACATEE PROPERTIES | 1 | MACATEE PROPERTIES PLANT | B | DISINFECT | B02 | DISINFECT/HYPOCHLORIN
6144856 | LAKE SUZY SUBDIVISION | 1 | PEACE RIVER REGIONAL | B | DISINFECT | B02 | DISINFECT/HYPOCHLORIN
6144856 | LAKE SUZY SUBDIVISION | 1 | PEACE RIVER REGIONAL | B | DISINFECT | B04 | DISINFECT/CHLORAMINES
6144856 | LAKE SUZY SUBDIVISION | 1 | PEACE RIVER REGIONAL | C | PARTICLE REMOVAL | C14 | PART-RMVL/RAPID SAND FIL
6144856 | LAKE SUZY SUBDIVISION | 1 | PEACE RIVER REGIONAL | C | PARTICLE REMOVAL | C10 | PART-RMVL/COAGULATION
6144856 | LAKE SUZY SUBDIVISION | 1 | PEACE RIVER REGIONAL | D | CORROSION CONTROL | D19 | CORR-CTRL/PH ADJUSTMENT
6144857 | DESOTO CO. PUBLIC WORKS | 1 | DESOTO CO. PUBLIC WORKS | B | DISINFECT | B02 | DISINFECT/HYPOCHLORIN
6144858 | BACKSEAT TAVERN | 1 | BACKSEAT TAVERN PLANT | B | DISINFECT | B02 | DISINFECT/HYPOCHLORIN
6144859 | PEACE RIVER CITRUS PRODUCTS | 1 | PEACE RIVER CP PLANT | B | DISINFECT | B02 | DISINFECT/HYPOCHLORIN
6144864 | CROSS CREEK COUNTRY CLUB & RV | 1 | CROSS CREEK PLANT | B | DISINFECT | B02 | DISINFECT/HYPOCHLORIN
6144864 | CROSS CREEK COUNTRY CLUB & RV | 1 | CROSS CREEK PLANT | E | TASTE-ODOR CONTROL | E20 | T-O CTRL/AERATION
6144865 | DESOTO LANES/DESOTO FORD | 1 | DESOTO LANES PLANT | B | DISINFECT | B02 | DISINFECT/HYPOCHLORIN
6144865 | DESOTO LANES/DESOTO FORD | 1 | DESOTO LANES PLANT | E | TASTE-ODOR CONTROL | E20 | T-O CTRL/AERATION
6144867 | COUNTRY CAFE | 1 | SNACK SHACK | B | DISINFECT | B02 | DISINFECT/HYPOCHLORIN
6144872 | BROWNVILLE PARK | 1 | BROWNVILLE PARK | B | DISINFECT | B02 | DISINFECT/HYPOCHLORIN
6144872 | BROWNVILLE PARK | 1 | BROWNVILLE PARK | E | TASTE-ODOR CONTROL | E20 | T-O CTRL/AERATION
6144879 | EL DORADO MAYA | 1 | LA PASIDITA | B | DISINFECT | B02 | DISINFECT/HYPOCHLORIN
6144879 | EL DORADO MAYA | 1 | LA PASIDITA | H | SOFTENING | H25 | SOFTENING/ION EXCHANGE
6144880 | NEW LIFE MINISTRIES OF SW FLA. | 1 | NEW LIFE MINISTRIES OF SW FLA | B | DISINFECT | B02 | DISINFECT/HYPOCHLORIN
6144880 | NEW LIFE MINISTRIES OF SW FLA. | 1 | NEW LIFE MINISTRIES OF SW FLA | E | TASTE-ODOR CONTROL | E20 | T-O CTRL/AERATION
6144883 | MCCASKILL LABOR CAMP(FMR LUCKY MUSE) | 2 | PLANT 2 WEST PLANT | B | DISINFECT | B02 | DISINFECT/HYPOCHLORIN
6144883 | MCCASKILL LABOR CAMP(FMR LUCKY MUSE) | 1 | PLANT 1 EAST PLANT | B | DISINFECT | B02 | DISINFECT/HYPOCHLORIN
6144883 | MCCASKILL LABOR CAMP(FMR LUCKY MUSE) | 1 | PLANT 1 EAST PLANT | E | TASTE-ODOR CONTROL | E20 | T-O CTRL/AERATION
6144883 | MCCASKILL LABOR CAMP(FMR LUCKY MUSE) | 2 | PLANT 2 WEST PLANT | E | TASTE-ODOR CONTROL | E20 | T-O CTRL/AERATION
6144884 | MCINTYRE APARTMENT INC | 1 | MCINTYRE APARTMENT INC | B | DISINFECT | B02 | DISINFECT/HYPOCHLORIN
6144884 | MCINTYRE APARTMENT INC | 1 | MCINTYRE APARTMENT INC | E | TASTE-ODOR CONTROL | E20 | T-O CTRL/AERATION
6144886 | LL PROJECT INC. | 1 | COR INVESTMENTS INC. | B | DISINFECT | B02 | DISINFECT/HYPOCHLORIN
6144892 | RAMIREZ LABOR CAMP | 1 | RAMIERZ LC PLANT | B | DISINFECT | B02 | DISINFECT/HYPOCHLORIN
6144898 | DESOTO COUNTY WATER SYSTEM | 2 | NORTH BOOSER STATION | B | DISINFECT | B04 | DISINFECT/CHLORAMINES
6144898 | DESOTO COUNTY WATER SYSTEM | 1 | SOUTH BOOSER STATION | B | DISINFECT | B04 | DISINFECT/CHLORAMINES
6144900 | ARCADIA STOCKYARD | 1 | ARCADIA STOCKYARD PLANT | B | DISINFECT | B02 | DISINFECT/HYPOCHLORIN
6144900 | ARCADIA STOCKYARD | 1 | ARCADIA STOCKYARD PLANT | E | TASTE-ODOR CONTROL | E20 | T-O CTRL/AERATION
6144904 | PALOMA PROPERTIES INC. | 1 | PP PLANT#1 | B | DISINFECT | B02 | DISINFECT/HYPOCHLORIN
6144904 | PALOMA PROPERTIES INC. | 1 | PP PLANT#1 | C | PARTICLE REMOVAL | C13 | PART-RMVL/SLOW SAND FILTR
6144904 | PALOMA PROPERTIES INC. | 1 | PP PLANT#1 | C | PARTICLE REMOVAL | C26 | PART-RMVL/REVERSE OSMOSIS
6144904 | PALOMA PROPERTIES INC. | 1 | PP PLANT#1 | C | PARTICLE REMOVAL | C29 | PART-RMVL/CARTRIDGE FILTR
6144904 | PALOMA PROPERTIES INC. | 1 | PP PLANT#1 | D | CORROSION CONTROL | D19 | CORR-CTRL/PH ADJUSTMENT
6144907 | AMVETS POST 60 | 1 | AMVETS PLANT | B | DISINFECT | B02 | DISINFECT/HYPOCHLORIN
6250162 | BLUE BIRD | 1 |  | B | DISINFECT | B02 | DISINFECT/HYPOCHLORIN
6250180 | BOWL OF FUN LANES | 1 |  | B | DISINFECT | B02 | DISINFECT/HYPOCHLORIN
6250278 | CHARLIE CREEK-THE VILLAGE OF | 1 | CHARLIE CREEK-THE VILLAGE OF | B | DISINFECT | B02 | DISINFECT/HYPOCHLORIN
6250329 | WAUCHULA CITY WATER DEPARTMENT | 1 | WAUCHULA CITY | B | DISINFECT | B01 | DISINFECT/GASEOUS CHLORIN
6250329 | WAUCHULA CITY WATER DEPARTMENT | 1 | WAUCHULA CITY | D | CORROSION CONTROL | D18 | CORR-CTRL/SEQUESTATION
6250329 | WAUCHULA CITY WATER DEPARTMENT | 1 | WAUCHULA CITY | E | TASTE-ODOR CONTROL | E20 | T-O CTRL/AERATION
6250329 | WAUCHULA CITY WATER DEPARTMENT | 1 | WAUCHULA CITY | Z | OTHER | Z26 | OTHER/REVERSE OSMOSIS
6250332 | ZOLFO SPRINGS CITY OF | 1 | ZOLFO SPRINGS CITY OF | B | DISINFECT | B01 | DISINFECT/GASEOUS CHLORIN
6250332 | ZOLFO SPRINGS CITY OF | 1 | ZOLFO SPRINGS CITY OF | E | TASTE-ODOR CONTROL | E20 | T-O CTRL/AERATION
6251065 | LEROY SMITH CAMP | 1 |  | B | DISINFECT | B02 | DISINFECT/HYPOCHLORIN
6251368 | PEACE RIVER COMMISION KITCHEN | 1 |  | B | DISINFECT | B02 | DISINFECT/HYPOCHLORIN
6251389 | PINE CONE MHP | 1 | PINE CONE PLANT #1 | B | DISINFECT | B02 | DISINFECT/HYPOCHLORIN
6251690 | WILL DUKE APARTMENTS (FKA SOUTHERN OAKS) | 1 | SOUTHERN OAKS | B | DISINFECT | B02 | DISINFECT/HYPOCHLORIN
6251954 | PEACE RIVER HEIGHTS | 1 | PEACE RIVER HTS | B | DISINFECT | B02 | DISINFECT/HYPOCHLORIN
6251954 | PEACE RIVER HEIGHTS | 1 | PEACE RIVER HTS | H | SOFTENING | H25 | SOFTENING/ION EXCHANGE
6252022 | BOWLING GREEN CITY OF | 1 | BOWLING GREEN CITY OF | B | DISINFECT | B02 | DISINFECT/HYPOCHLORIN
6252022 | BOWLING GREEN CITY OF | 1 | BOWLING GREEN CITY OF | E | TASTE-ODOR CONTROL | E20 | T-O CTRL/AERATION
6252022 | BOWLING GREEN CITY OF | 1 | BOWLING GREEN CITY OF | G | IRON REMOVAL | G20 | IRON RMVL/AERATION
6252030 | RESTHAVEN | 1 | RESTHAVEN PLANT | B | DISINFECT | B02 | DISINFECT/HYPOCHLORIN
6252030 | RESTHAVEN | 1 | RESTHAVEN PLANT | E | TASTE-ODOR CONTROL | E20 | T-O CTRL/AERATION
6252045 | MOSAIC FERTILIZER (NORTH PASTURE) | 1 | COMPLEX #1 | B | DISINFECT | B02 | DISINFECT/HYPOCHLORIN
6252308 | COLONIAL ARMS MOTEL | 1 | COLONIAL ARMS PLANT #1 | B | DISINFECT | B02 | DISINFECT/HYPOCHLORIN
6254750 | THOUSAND TRAILS | 1 | PEACE RIVER RESORT PLANT #1 | B | DISINFECT | B02 | DISINFECT/HYPOCHLORIN
6254752 | FLORIDA SKP RV RESORT | 1 | FLORIDA SKP RV RESORT | B | DISINFECT | B02 | DISINFECT/HYPOCHLORIN
6254753 | LITTLE CHARLIE RV PARK | 1 | LITTLE CHARLIE RV PARK | B | DISINFECT | B02 | DISINFECT/HYPOCHLORIN
6254753 | LITTLE CHARLIE RV PARK | 1 | LITTLE CHARLIE RV PARK | H | SOFTENING | H25 | SOFTENING/ION EXCHANGE
6254753 | LITTLE CHARLIE RV PARK | 1 | LITTLE CHARLIE RV PARK | Z | OTHER | Z20 | OTHER/AERATION
6254754 | HARDEE CORRECTIONAL INSTITUTE | 1 | HARDEE CORRECTIONAL WTP | B | DISINFECT | B01 | DISINFECT/GASEOUS CHLORIN
6254754 | HARDEE CORRECTIONAL INSTITUTE | 1 | HARDEE CORRECTIONAL WTP | D | CORROSION CONTROL | D36 | CORR-CTRL/CORROSION INHIB
6254754 | HARDEE CORRECTIONAL INSTITUTE | 1 | HARDEE CORRECTIONAL WTP | G | IRON REMOVAL | G20 | IRON RMVL/AERATION
6254762 | BROOKSIDE BLUFF RV PARK | 1 | WTP | B | DISINFECT | B02 | DISINFECT/HYPOCHLORIN
6254762 | BROOKSIDE BLUFF RV PARK | 1 | WTP | E | TASTE-ODOR CONTROL | E20 | T-O CTRL/AERATION
6254762 | BROOKSIDE BLUFF RV PARK | 1 | WTP | R | RADS REMOVAL | R25 | RADS RMVL/ION EXCHANGE
6254763 | HARDEE POWER PARTNERS | 2 | HARDEE POWER PARTNERS | B | DISINFECT | B02 | DISINFECT/HYPOCHLORIN
6254763 | HARDEE POWER PARTNERS | 2 | HARDEE POWER PARTNERS | C | PARTICLE REMOVAL | C14 | PART-RMVL/RAPID SAND FIL
6254766 | PAYNES CREEK HISTORIC SITE | 1 | PAYNES CREEK CAMPGROUND PLANT | B | DISINFECT | B02 | DISINFECT/HYPOCHLORIN
6254768 | PEACE RIVER ELECTRIC-OFFICE | 1 | PEACE RIVER OFFICE PLANT | B | DISINFECT | B02 | DISINFECT/HYPOCHLORIN
6254768 | PEACE RIVER ELECTRIC-OFFICE | 1 | PEACE RIVER OFFICE PLANT | Z | OTHER | Z20 | OTHER/AERATION
6254769 | PEACE RIVER ELECTRIC-OPERATION | 1 | PEACE RIVER ELECTRIC PLANT | B | DISINFECT | B02 | DISINFECT/HYPOCHLORIN
6254769 | PEACE RIVER ELECTRIC-OPERATION | 1 | PEACE RIVER ELECTRIC PLANT | Z | OTHER | Z20 | OTHER/AERATION
6254774 | LAKESIDE NEUROLOGICAL (FKA F.I.N.R.) | 1 | WTP | B | DISINFECT | B02 | DISINFECT/HYPOCHLORIN
6254774 | LAKESIDE NEUROLOGICAL (FKA F.I.N.R.) | 1 | WTP | Z | OTHER | Z20 | OTHER/AERATION
6254775 | F AND W HARVESTING LABOR CAMP | 1 | LEO BLUE CAMP PLANT | B | DISINFECT | B02 | DISINFECT/HYPOCHLORIN
6254777 | THE BLUFFS GOLF COURSE | 1 | THE BLUFFS GOLF COURSE | B | DISINFECT | B02 | DISINFECT/HYPOCHLORIN
6254778 | COUNTRY COOLER | 1 | COUNTRY COOLER | B | DISINFECT | B02 | DISINFECT/HYPOCHLORIN
6254782 | CRACKER TRAIL SNACK SHACK | 1 | C.T.S.S. PLANT | B | DISINFECT | B02 | DISINFECT/HYPOCHLORIN
6254783 | SOLOMON'S CASTLE | 1 | SOLOMAN'S WELL PLANT | B | DISINFECT | B02 | DISINFECT/HYPOCHLORIN
6254786 | WAUCHULA MOOSE LODGE # 1487 | 1 | R.O.M. #1487 PLANT | B | DISINFECT | B02 | DISINFECT/HYPOCHLORIN
6254787 | NEW HOPE BAPTIST CHURCH | 1 | NHBDC PLANT | B | DISINFECT | B02 | DISINFECT/HYPOCHLORIN
6254787 | NEW HOPE BAPTIST CHURCH | 1 | NHBDC PLANT | H | SOFTENING | H25 | SOFTENING/ION EXCHANGE
6254791 | STATON'S VIDEO AND GAMES | 1 | STANTON'S VIDEO AND GAMES | B | DISINFECT | B02 | DISINFECT/HYPOCHLORIN
6254793 | KING FRIES / FT. GREEN SNACK SHACK | 1 | FT. GREEN SNACK SHACK | B | DISINFECT | B02 | DISINFECT/HYPOCHLORIN
6254794 | CHEVRON FOOD MART FKA ONA MARKET | 1 | ONA MARKET | B | DISINFECT | B02 | DISINFECT/HYPOCHLORIN
6254799 | WAUCHULA HILLS (HARDEE COUNTY UTILITIES) | 1 | WAUCHULA HILLS PLANT 1 | B | DISINFECT | B02 | DISINFECT/HYPOCHLORIN
6254799 | WAUCHULA HILLS (HARDEE COUNTY UTILITIES) | 1 | WAUCHULA HILLS PLANT 1 | D | CORROSION CONTROL | D36 | CORR-CTRL/CORROSION INHIB
6254799 | WAUCHULA HILLS (HARDEE COUNTY UTILITIES) | 1 | WAUCHULA HILLS PLANT 1 | E | TASTE-ODOR CONTROL | E28 | T-O CTRL/PACKED TWR-AERA
6254803 | OLD CASTLE LAWN & GARDEN | 1 | OCLG PLANT #1 | B | DISINFECT | B02 | DISINFECT/HYPOCHLORIN
6254805 | WAUCHULA SUNOCO STORE | 1 | WAUCHULA SUNOCO STORE | B | DISINFECT | B02 | DISINFECT/HYPOCHLORIN
6254806 | MIDULLA GENERATING STATION - SEMINOLE E. | 1 | MIDULLA PLANT | B | DISINFECT | B02 | DISINFECT/HYPOCHLORIN
6254806 | MIDULLA GENERATING STATION - SEMINOLE E. | 1 | MIDULLA PLANT | G | IRON REMOVAL | G30 | IRON RMVL/GREENSAND FILTR
6254808 | PFH GROVE HOLDINGS LLC. | 1 | PLANT 1 | B | DISINFECT | B02 | DISINFECT/HYPOCHLORIN
6254808 | PFH GROVE HOLDINGS LLC. | 1 | PLANT 1 | H | SOFTENING | H25 | SOFTENING/ION EXCHANGE
6270009 | BIG TREE MOBILE HOME & RV VILLAGE | 1 | PLANT 1 | B | DISINFECT | B02 | DISINFECT/HYPOCHLORIN
6270193 | HERNANDO CO UTL-BROOKRIDGE | 2 | BROOKRIDGE-S/D PLANT | B | DISINFECT | B01 | DISINFECT/GASEOUS CHLORIN
6270193 | HERNANDO CO UTL-BROOKRIDGE | 1 | BROOKRIDGE-CLUBHOUSE PLANT | B | DISINFECT | B01 | DISINFECT/GASEOUS CHLORIN
6270233 | TURPENTINE LAND LLC (FKA ECKERD ACADEMY) | 1 | PLANT1 | B | DISINFECT | B02 | DISINFECT/HYPOCHLORIN
6270246 | CAMP-A-WYLE LAKE RESORT | 1 | PLANT # 1 | B | DISINFECT | B02 | DISINFECT/HYPOCHLORIN
6270269 | HERNANDO CO UTL-CEDAR LN | 1 | CEDAR LANE SITES | B | DISINFECT | B02 | DISINFECT/HYPOCHLORIN
6270291 | CHINSEGUT HILL | 1 | PLANT 1- MAIN PLANT | B | DISINFECT | B02 | DISINFECT/HYPOCHLORIN
6270468 | HERNANDO CO UTL-DOGWOOD EST | 1 | DOGWOOD ESTATES | B | DISINFECT | B02 | DISINFECT/HYPOCHLORIN
6270507 | EDEN CHRISTIAN SCHOOL | 1 | PLANT # 1 | B | DISINFECT | B02 | DISINFECT/HYPOCHLORIN
6270598 | CEMEX CORPORATION (BROOKSVILLE NORTH) | 1 | CEMENT PLANT | B | DISINFECT | B02 | DISINFECT/HYPOCHLORIN
6270721 | BP GAS STATION | 1 |  | B | DISINFECT | B02 | DISINFECT/HYPOCHLORIN
6270752 | HERNANDO COUNTY CANNING CENTER | 1 | HERNANDO COUNTY CANNING PL#1 | B | DISINFECT | B02 | DISINFECT/HYPOCHLORIN
6270766 | PACIFICA RIVER OAKS LLC | 1 | PLANT # 1 | B | DISINFECT | B02 | DISINFECT/HYPOCHLORIN
6270766 | PACIFICA RIVER OAKS LLC | 1 | PLANT # 1 | G | IRON REMOVAL | G15 | IRON RMVL/PRESS SAND FILT
6270767 | HERNANDO CO UTL-HIGH POINT | 1 | HIGH POINT | B | DISINFECT | B01 | DISINFECT/GASEOUS CHLORIN
6270851 | IMPERIAL ESTATES MHP | 1 | IMPERIAL EST MHP WELL #1 | B | DISINFECT | B02 | DISINFECT/HYPOCHLORIN
6270863 | ISTACHATTA COMMUNITY CENTER | 1 | CO RD C-39 | B | DISINFECT | B02 | DISINFECT/HYPOCHLORIN
6270863 | ISTACHATTA COMMUNITY CENTER | 1 | CO RD C-39 | G | IRON REMOVAL | G31 | IRON RMVL/PERMANGANATE
6271011 | LAKEWOOD RETREAT | 1 | PLANT #1 | B | DISINFECT | B02 | DISINFECT/HYPOCHLORIN
6271142 | MIDKIFF WATER SYSTEM | 1 | MACINTYRE WATER | B | DISINFECT | B02 | DISINFECT/HYPOCHLORIN
6271155 | MASARYKTOWN COMMUNITY CENTER | 1 | PLANT 1 | B | DISINFECT | B02 | DISINFECT/HYPOCHLORIN
6271171 | FRONTIER CAMPGROUND | 1 | PLANT #1 (EAST) | B | DISINFECT | B02 | DISINFECT/HYPOCHLORIN
6271171 | FRONTIER CAMPGROUND | 2 | PLANT #2 (WEST) | B | DISINFECT | B02 | DISINFECT/HYPOCHLORIN
6271281 | OAK MANOR MOBILE RANCH | 1 | OAK MANOR MOBILE RANCH | B | DISINFECT | B02 | DISINFECT/HYPOCHLORIN
6271289 | TALL OAKS VILLAGE | 1 | PLANT # 1 | B | DISINFECT | B02 | DISINFECT/HYPOCHLORIN
6271440 | BLANCHES DELI | 1 | PLANT #1 | B | DISINFECT | B02 | DISINFECT/HYPOCHLORIN
6271504 | HERNANDO CO UTL-RIDGE MANOR | 1 | RIDGE MANOR | B | DISINFECT | B01 | DISINFECT/GASEOUS CHLORIN
6271505 | RIDGE MANOR CAMPGROUND | 1 | RIDGE MANOR | B | DISINFECT | B02 | DISINFECT/HYPOCHLORIN
6271508 | HERNANDO CO UTL-RIDGE MANOR W | 1 | RIDGE MANOR WEST | B | DISINFECT | B01 | DISINFECT/GASEOUS CHLORIN
6271508 | HERNANDO CO UTL-RIDGE MANOR W | 1 | RIDGE MANOR WEST | B | DISINFECT | B02 | DISINFECT/HYPOCHLORIN
6271520 | RIVERSIDE RESTAURANT | 1 | RIVERSIDE REST. PLANT | B | DISINFECT | B02 | DISINFECT/HYPOCHLORIN
6271552 | HERNANDO CO UTL-ROYAL HIGHLAND | 2 | WEST HERNANDO CO UTL | B | DISINFECT | B01 | DISINFECT/GASEOUS CHLORIN
6271552 | HERNANDO CO UTL-ROYAL HIGHLAND | 1 | ROYAL HIGHLANDS PLANT | B | DISINFECT | B01 | DISINFECT/GASEOUS CHLORIN
6271552 | HERNANDO CO UTL-ROYAL HIGHLAND | 1 | ROYAL HIGHLANDS PLANT | E | TASTE-ODOR CONTROL | E20 | T-O CTRL/AERATION
6271553 | HERNANDO CO UTL-ROYAL OAKS | 1 | ROYAL OAKS ESTATES PLANT #1 | B | DISINFECT | B02 | DISINFECT/HYPOCHLORIN
6271577 | SAIL INN | 1 | SAIL INN | B | DISINFECT | B02 | DISINFECT/HYPOCHLORIN
6271806 | COUNTRY COTTAGE | 1 | COUNTRY COTTAGE | B | DISINFECT | B02 | DISINFECT/HYPOCHLORIN
6271931 | WEEKI WACHEE SENIOR CITIZENS | 1 | WEEKI WACHEE SENIOR CENTER | B | DISINFECT | B02 | DISINFECT/HYPOCHLORIN
6271934 | WEEKI WACHEE NORTH TP | 1 | PLANT 1 | B | DISINFECT | B02 | DISINFECT/HYPOCHLORIN
6271935 | WEEKI WACHEE SPRINGS ATTR | 1 | BUCCANEER BAY | B | DISINFECT | B02 | DISINFECT/HYPOCHLORIN
6271935 | WEEKI WACHEE SPRINGS ATTR | 2 | PARKING LOT | B | DISINFECT | B02 | DISINFECT/HYPOCHLORIN
6271942 | WESLEYAN VILLAGE | 1 | WESLEYAN VILLAGE WATER PLANT | A | NO TRTMT | A | NO TRTMT
6271996 | WSF-HEADQUARTERS | 1 | HEADQUARTERS | B | DISINFECT | B02 | DISINFECT/HYPOCHLORIN
6271997 | WSF-BUTTGENBACH MINE DAY USE | 1 | WSF BUTTGENBACH DAY USE | B | DISINFECT | B02 | DISINFECT/HYPOCHLORIN
6271998 | WSF-BUTTGENBACH MINE CPG | 1 | BUTTGENBACH MINE CPG | B | DISINFECT | B02 | DISINFECT/HYPOCHLORIN
6271999 | WSF-CYPRESS GLEN CPG | 1 | CYPRESS GLEN PLANT #1 | B | DISINFECT | B02 | DISINFECT/HYPOCHLORIN
6272000 | WSF-SILVER LAKE CPG | 1 | SILVER LAKE PLANT #1 | B | DISINFECT | B02 | DISINFECT/HYPOCHLORIN
6272001 | WSF-ENVIRON. TRAINING CENTER | 1 | WSF TRAINING CENTER PLANT #1 | B | DISINFECT | B02 | DISINFECT/HYPOCHLORIN
6272002 | WSF-MCKETHAN LAKE | 1 | WSF MCKETHAN LAKE | B | DISINFECT | B02 | DISINFECT/HYPOCHLORIN
6272021 | CUTTERS SMOKEHOUSE | 1 | ZIPS PLANT | B | DISINFECT | B02 | DISINFECT/HYPOCHLORIN
6272180 | BROOKSVILLE CITY OF | 1 | HILLSIDE | B | DISINFECT | B01 | DISINFECT/GASEOUS CHLORIN
6272180 | BROOKSVILLE CITY OF | 3 | HOPE HILL PLANT | B | DISINFECT | B01 | DISINFECT/GASEOUS CHLORIN
6272180 | BROOKSVILLE CITY OF | 2 | LAMAR AVE. PLANT | B | DISINFECT | B01 | DISINFECT/GASEOUS CHLORIN
6272180 | BROOKSVILLE CITY OF | 1 | HILLSIDE | Z | OTHER | Z20 | OTHER/AERATION
6272180 | BROOKSVILLE CITY OF | 1 | HILLSIDE | Z | OTHER | Z27 | OTHER/FLUORIDATION
6272180 | BROOKSVILLE CITY OF | 3 | HOPE HILL PLANT | Z | OTHER | Z27 | OTHER/FLUORIDATION
6272180 | BROOKSVILLE CITY OF | 2 | LAMAR AVE. PLANT | Z | OTHER | Z20 | OTHER/AERATION
6272180 | BROOKSVILLE CITY OF | 2 | LAMAR AVE. PLANT | Z | OTHER | Z27 | OTHER/FLUORIDATION
6272213 | HOLIDAY SPRINGS TRAV-L-PARK | 1 | PLANT 1 | B | DISINFECT | B02 | DISINFECT/HYPOCHLORIN
6272259 | WSF-COL ROBINS PARK | 1 | WSF COL ROBBINS PARK PLANT #1 | B | DISINFECT | B02 | DISINFECT/HYPOCHLORIN
6272272 | WSF-CROOKED RIVER CPG | 1 | WSF-CROOKED RIVER | B | DISINFECT | B02 | DISINFECT/HYPOCHLORIN
6272304 | CAMPER'S HOLIDAY | 1 | PLANT 1 | B | DISINFECT | B02 | DISINFECT/HYPOCHLORIN
6272304 | CAMPER'S HOLIDAY | 1 | PLANT 1 | F | ORGN-RMVL | F23 | ORGN-RMVL/GAC ADDITION
6272431 | CEMEX SOUTH BAGGING FKA FL POWER DEVEL. | 1 | FLA C.S.PLANT | B | DISINFECT | B02 | DISINFECT/HYPOCHLORIN
6272434 | LAKE VILLAGE WATER SYSTEM | 1 | PLANT # 1 | B | DISINFECT | B02 | DISINFECT/HYPOCHLORIN
6272436 | HERNANDO CO UTL-SUN RD WATER | 1 | SUN ROAD | B | DISINFECT | B02 | DISINFECT/HYPOCHLORIN
6272589 | AIRPORT FARMER'S AND FLEA MARKET | 1 | PLANT # 1 | B | DISINFECT | B02 | DISINFECT/HYPOCHLORIN
6272594 | BROOKSTEX INC. | 1 | BROOKS INDUSTRIES | B | DISINFECT | B02 | DISINFECT/HYPOCHLORIN
6272599 | COMMERCIAL CARRIER CORP. | 1 | COMMERCIAL CARRIER CORP | B | DISINFECT | B02 | DISINFECT/HYPOCHLORIN
6272605 | ARC NATURE COAST THE | 1 | HARC PLANT | B | DISINFECT | B02 | DISINFECT/HYPOCHLORIN
6272606 | HERNANDO CO UTL-AIRPORT IND | 1 | AIRPORT INDUSTRIAL PARK | B | DISINFECT | B01 | DISINFECT/GASEOUS CHLORIN
6272609 | CAFE MASARYKTOWN | 1 | MASARYKTOWN REST/HOTEL | B | DISINFECT | B02 | DISINFECT/HYPOCHLORIN
6272610 | LOYAL ORDER OF MOOSE 1676 | 1 | PLANT 1 | B | DISINFECT | B02 | DISINFECT/HYPOCHLORIN
6272613 | SAND GARDENS | 1 | PLANT 1 | B | DISINFECT | B02 | DISINFECT/HYPOCHLORIN
6272899 | HERNANDO CO UTL-WEST HERNANDO | 2 | WEEKI WACHEE GARDENS (HCUD) | B | DISINFECT | B01 | DISINFECT/GASEOUS CHLORIN
6272899 | HERNANDO CO UTL-WEST HERNANDO | 1 | HCU-EXPANSION #1 | B | DISINFECT | B01 | DISINFECT/GASEOUS CHLORIN
6273085 | HERN CO UTL-SPRINGWOOD/AIRPORT | 2 | AIRPORT PLANT | B | DISINFECT | B01 | DISINFECT/GASEOUS CHLORIN
6273085 | HERN CO UTL-SPRINGWOOD/AIRPORT | 1 | SPRINGWOOD ESTATES | B | DISINFECT | B01 | DISINFECT/GASEOUS CHLORIN
6274327 | MOTEL 6 SPRING HILL | 1 | PLANT 1 | B | DISINFECT | B02 | DISINFECT/HYPOCHLORIN
6274496 | CHURCH OF GOD PROPHECY CAMP | 1 | CHURCH OF GOD OF PROP YOUTH C | B | DISINFECT | B02 | DISINFECT/HYPOCHLORIN
6274501 | ERNIE WEAVER YOUTH PARK #1 | 1 | HERNANDO YOUTH LEAGUE | B | DISINFECT | B02 | DISINFECT/HYPOCHLORIN
6274589 | T. H. WHITE | 1 | WHITES PLANT | B | DISINFECT | B02 | DISINFECT/HYPOCHLORIN
6274625 | SERTOMA YOUTH RANCH | 1 | SERTOMA PLANT | B | DISINFECT | B02 | DISINFECT/HYPOCHLORIN
6274627 | BOYETT'S GROVE SNACK STAND | 1 | BOYETT'S GROVE SNACK STAND PLT | B | DISINFECT | B02 | DISINFECT/HYPOCHLORIN
6274821 | STORAGE KING USA | 1 | 3000 COMPLEX PLANT | B | DISINFECT | B02 | DISINFECT/HYPOCHLORIN
6274847 | SPARTRONICS | 1 | SPARTON PLANT | B | DISINFECT | B02 | DISINFECT/HYPOCHLORIN
6274859 | COUNTRYSIDE ESTATES | 1 | COUNTRYSIDE PLANT | B | DISINFECT | B02 | DISINFECT/HYPOCHLORIN
6274861 | FLORIDA CARDIOLOGY GROUP | 1 | SAMUEL R PEARSON | B | DISINFECT | B02 | DISINFECT/HYPOCHLORIN
6274862 | TOPICS RV TRAVEL TRAILER PARK | 1 | TOPIC RV PARK | B | DISINFECT | B02 | DISINFECT/HYPOCHLORIN
6274865 | MOUNTAIN PARK PLAZA | 1 | MOUNTAIN PARK PLANT | B | DISINFECT | B02 | DISINFECT/HYPOCHLORIN
6274866 | ISTACHATTA MOBILE HOME PARK | 1 | ISTACHATTA MHP WATER PLANT | B | DISINFECT | B02 | DISINFECT/HYPOCHLORIN
6274872 | SAND TRAP BAR & GRILL | 1 |  | B | DISINFECT | B02 | DISINFECT/HYPOCHLORIN
6274874 | 7-11 #35369 | 1 | PLANT 1 | B | DISINFECT | B02 | DISINFECT/HYPOCHLORIN
6274875 | JIFFY FOODS #135 | 1 |  | B | DISINFECT | B02 | DISINFECT/HYPOCHLORIN
6274876 | SPEEDWAY NO.6532 | 1 | PLANT 1 | B | DISINFECT | B02 | DISINFECT/HYPOCHLORIN
6274877 | UNITED PARCEL SERVICE | 1 | UNITED PARCEL SERV. PLANT | B | DISINFECT | B02 | DISINFECT/HYPOCHLORIN
6274883 | HAWKES NEST RV PARK | 1 | PLANT #1 | B | DISINFECT | B02 | DISINFECT/HYPOCHLORIN
6274884 | FAITH BAPTIST CHURCH | 1 | FAITH BAPTIST CH PLANT | B | DISINFECT | B02 | DISINFECT/HYPOCHLORIN
6274886 | DR. JOHN BAKER:FOOT & ANKLE CARE CENTER | 1 | DR. JOHN BAKER | B | DISINFECT | B02 | DISINFECT/HYPOCHLORIN
6274892 | SPRINGLETON PARK | 1 | PLANT #1 | B | DISINFECT | B02 | DISINFECT/HYPOCHLORIN
6277004 | DES CHAMPS CORNER (FKA RMG RETAL) | 1 | PLANT # 1 | B | DISINFECT | B02 | DISINFECT/HYPOCHLORIN
6277005 | CANDLEWICK PLAZA | 1 | CANDLEWICK WTP | B | DISINFECT | B02 | DISINFECT/HYPOCHLORIN
6277011 | FIRST BAPT. CH. OF MASARYKTOWN | 1 | PLANT 1 | B | DISINFECT | B02 | DISINFECT/HYPOCHLORIN
6277015 | MIDWAY PLAZA | 1 | MIDWAY PLAZA PLANT | B | DISINFECT | B02 | DISINFECT/HYPOCHLORIN
6277021 | CHARLIES AUTO PARTS | 1 | CHARLIE SMITH PLANT | B | DISINFECT | B01 | DISINFECT/GASEOUS CHLORIN
6277022 | CHRISTIAN FELLOWSHIP CHURCH | 1 | CHRISTIAN FELLOWSHIP PLANT | B | DISINFECT | B02 | DISINFECT/HYPOCHLORIN
6277023 | BAR-BEE'S COUNTRY AUCTION | 1 | BARBEES COUNTRY AUCTION | B | DISINFECT | B01 | DISINFECT/GASEOUS CHLORIN
6277025 | ISTACHATTA CHURCH OF CHRIST | 1 | ISTACHATTA CHURCH OF CHRIST | B | DISINFECT | B02 | DISINFECT/HYPOCHLORIN
6277026 | CEMEX BROOKSVILLE QUARRY | 1 | PLANT #1 | B | DISINFECT | B02 | DISINFECT/HYPOCHLORIN
6277027 | KEVIN'S WAY STATION | 1 | 98 NORTH PLANT | B | DISINFECT | B02 | DISINFECT/HYPOCHLORIN
6277030 | BROOKSVILLE LODGE #2582 | 1 | PLANT 1 | B | DISINFECT | B02 | DISINFECT/HYPOCHLORIN
6277031 | HIGHLANDS BAPTIST CHURCH | 1 | PLANT 1 | B | DISINFECT | B02 | DISINFECT/HYPOCHLORIN
6277033 | AUTONATION FORD BROOKSVILLE | 1 | PLANT 1 | B | DISINFECT | B02 | DISINFECT/HYPOCHLORIN
6277036 | CAMPERS MINI MART | 1 | P&J QUICK STOP PLANT | B | DISINFECT | B02 | DISINFECT/HYPOCHLORIN
6277037 | SPRING HILL MEDICAL CLINIC | 1 | SPRINGHILL MEDICAL CLINIC PLNT | B | DISINFECT | B02 | DISINFECT/HYPOCHLORIN
6277038 | CHINSEGUT NATURE CENTER | 1 | PLANT 1 | B | DISINFECT | B02 | DISINFECT/HYPOCHLORIN
6277039 | RIVER RATZ CAFE | 1 | MAIN PLANT | B | DISINFECT | B02 | DISINFECT/HYPOCHLORIN
6277039 | RIVER RATZ CAFE | 1 | MAIN PLANT | G | IRON REMOVAL | G25 | IRON RMVL/ION EXCHANGE
6277041 | NEW APOSTOLIC CHURCH | 1 |  | A | NO TRTMT | A | NO TRTMT
6277043 | JEHOVAH WITNESS OF WEEKI WACHEE | 1 | JEHAVOAH WITNESS PLANT | B | DISINFECT | B02 | DISINFECT/HYPOCHLORIN
6277046 | SPRING LAKE UNITED METHODIST | 1 |  | B | DISINFECT | B02 | DISINFECT/HYPOCHLORIN
6277047 | MT PLEASANT MIS BAPTIST CHURCH | 1 | PLANT 1 | B | DISINFECT | B02 | DISINFECT/HYPOCHLORIN
6277048 | ISTACHATTA BAPTIST CHURCH | 1 |  | B | DISINFECT | B02 | DISINFECT/HYPOCHLORIN
6277053 | COMMUNITY BAPTIST CHURCH | 1 | PLANT #1 | B | DISINFECT | B02 | DISINFECT/HYPOCHLORIN
6277054 | FIRST BAPTIST CHURCH OF GARDEN GROVE | 1 | PLANT #1 | B | DISINFECT | B02 | DISINFECT/HYPOCHLORIN
6277056 | INDEPENDENT BAPTIST CHURCH | 1 | INDEPENDENT BAPTIST CHURCH | B | DISINFECT | B02 | DISINFECT/HYPOCHLORIN
6277057 | KINGDOM HALL JEHOVAH'S WITNESS | 1 | KINGDOM HALL | B | DISINFECT | B02 | DISINFECT/HYPOCHLORIN
6277059 | HERNANDO CO UTL-WEST | 23 | HEXAM ROAD WTP | B | DISINFECT | B02 | DISINFECT/HYPOCHLORIN
6277059 | HERNANDO CO UTL-WEST | 9 | SOUTHWEST HERNANDO | B | DISINFECT | B02 | DISINFECT/HYPOCHLORIN
6277059 | HERNANDO CO UTL-WEST | 17 | ELDRIDGE | B | DISINFECT | B02 | DISINFECT/HYPOCHLORIN
6277059 | HERNANDO CO UTL-WEST | 5 | ROYAL HIGHLANDS | B | DISINFECT | B02 | DISINFECT/HYPOCHLORIN
6277059 | HERNANDO CO UTL-WEST | 14 | LINDEN & DEER ST | B | DISINFECT | B02 | DISINFECT/HYPOCHLORIN
6277059 | HERNANDO CO UTL-WEST | 12 | ANTELOPE | B | DISINFECT | B02 | DISINFECT/HYPOCHLORIN
6277059 | HERNANDO CO UTL-WEST | 15 | JAMAICA | B | DISINFECT | B02 | DISINFECT/HYPOCHLORIN
6277059 | HERNANDO CO UTL-WEST | 16 | CARTEE & KEYSVILLE | B | DISINFECT | B02 | DISINFECT/HYPOCHLORIN
6277059 | HERNANDO CO UTL-WEST | 1 | WEST HERNANDO | B | DISINFECT | B02 | DISINFECT/HYPOCHLORIN
6277059 | HERNANDO CO UTL-WEST | 18 | GRETNA | B | DISINFECT | B02 | DISINFECT/HYPOCHLORIN
6277059 | HERNANDO CO UTL-WEST | 11 | KILLIAN | B | DISINFECT | B02 | DISINFECT/HYPOCHLORIN
6277060 | HERNANDO CO UTL-EAST | 3 | RIDGE MANOR SOUTH | B | DISINFECT | B02 | DISINFECT/HYPOCHLORIN
6277060 | HERNANDO CO UTL-EAST | 5 | LOCKHART SUPPORT WELL | B | DISINFECT | B02 | DISINFECT/HYPOCHLORIN
6277060 | HERNANDO CO UTL-EAST | 1 | RIDGE MANOR WEST #1 | B | DISINFECT | B02 | DISINFECT/HYPOCHLORIN
6277060 | HERNANDO CO UTL-EAST | 7 | HILL N DALE | B | DISINFECT | B02 | DISINFECT/HYPOCHLORIN
6277060 | HERNANDO CO UTL-EAST | 9 | ROLLING ACRES PLANT | B | DISINFECT | B02 | DISINFECT/HYPOCHLORIN
6277062 | HILLSIDE COMMUNITY CHURCH | 1 | EASTSIDE BAPTIST CHURCH WTP | B | DISINFECT | B02 | DISINFECT/HYPOCHLORIN
6277063 | WORLD WOODS GOLF CLUB | 1 | WORLD OF WOODS GOLF RESORT | B | DISINFECT | B02 | DISINFECT/HYPOCHLORIN
6277064 | SEVILLE WATER SYSTEM | 2 | SEVILLE WTP NEW | B | DISINFECT | B02 | DISINFECT/HYPOCHLORIN
6277069 | WES HARRIS BUICK-PONTIAC-GMC | 1 | WES HARRIS | B | DISINFECT | B02 | DISINFECT/HYPOCHLORIN
6277070 | ERNIE WEAVER PARK #2 PRACTICE FIELD | 1 | ERNIE WEAVER PRACTICE FIELD | B | DISINFECT | B02 | DISINFECT/HYPOCHLORIN
6277072 | CEDAR COVE EFFICIENCIES | 1 | PLANT 1 | B | DISINFECT | B02 | DISINFECT/HYPOCHLORIN
6277073 | ZIRKEL ESTATES | 1 | ZIRKEL ESTATES PLANT | B | DISINFECT | B02 | DISINFECT/HYPOCHLORIN
6277075 | R-BOYS SPRING LAKE TRADING | 1 | SPRING LAKE TRADING POST | B | DISINFECT | B02 | DISINFECT/HYPOCHLORIN
6277076 | LAKE TOWNSEN REGIONAL PARK | 1 | LAKE TOWNSEND REGIONAL PARK PL | B | DISINFECT | B02 | DISINFECT/HYPOCHLORIN
6277078 | CODY'S CATFISH POND & RV PARK | 1 | PLANT | B | DISINFECT | B02 | DISINFECT/HYPOCHLORIN
6277081 | ST ANDREW UKRANIAN CATHOLIC CHURCH | 1 | ST. ANDREW'S | B | DISINFECT | B02 | DISINFECT/HYPOCHLORIN
6277082 | COMMUNITY BIBLE CHURCH | 1 | PLANT 1 | B | DISINFECT | B02 | DISINFECT/HYPOCHLORIN
6277082 | COMMUNITY BIBLE CHURCH | 1 | PLANT 1 | S | ARSENIC REMOVAL | S41 | ARSENIC REMOVAL/ADSORPTIVE MEDIA
6277083 | CHALLENGE PROGRAM THE | 1 | WATER PLANT | B | DISINFECT | B02 | DISINFECT/HYPOCHLORIN
6277084 | N.W. WASTE MGM'T FACILITY | 1 | PLANT 1 | B | DISINFECT | B02 | DISINFECT/HYPOCHLORIN
6277085 | DEEP SOUTH BBQ | 1 | PLANT #1 | B | DISINFECT | B02 | DISINFECT/HYPOCHLORIN
6277087 | FIRST BAPTIST OF W.W. ACRES | 1 |  | B | DISINFECT | B02 | DISINFECT/HYPOCHLORIN
6277088 | BEREAN ASSEMBLY CHURCH | 1 | BEREAN ASSEMBLY PLANT | B | DISINFECT | B02 | DISINFECT/HYPOCHLORIN
6277090 | RING POWER | 1 | REC PLANT | B | DISINFECT | B02 | DISINFECT/HYPOCHLORIN
6277095 | LAKE LINDSAY MALL | 1 | LLG PLANT | B | DISINFECT | B02 | DISINFECT/HYPOCHLORIN
6277096 | PAFF LANDSCAPING INC. | 1 | PAFF LANDSCAPING PLANT | B | DISINFECT | B02 | DISINFECT/HYPOCHLORIN
6277097 | WSF-TUCKER HILL TRAILHEAD PARK | 1 | PLANT 1 | B | DISINFECT | B02 | DISINFECT/HYPOCHLORIN
6277098 | GULF COAST HOMING CLUB | 1 | PLANT #1 | B | DISINFECT | B02 | DISINFECT/HYPOCHLORIN
6277099 | HOLY TRINITY SEMINARY AND CHAPEL | 1 | HOLY TRINITY PLANT #1 | B | DISINFECT | B02 | DISINFECT/HYPOCHLORIN
6277099 | HOLY TRINITY SEMINARY AND CHAPEL | 1 | HOLY TRINITY PLANT #1 | S | ARSENIC REMOVAL | S41 | ARSENIC REMOVAL/ADSORPTIVE MEDIA
6277100 | MASSEY SERVICES INC | 1 | IES PLANT #1 | B | DISINFECT | B02 | DISINFECT/HYPOCHLORIN
6277105 | CEMEX SOUTH PLANT WAREHOUSE | 1 | PLANT #1 | B | DISINFECT | B02 | DISINFECT/HYPOCHLORIN
6277106 | MASARYKTOWN DOLLAR GENERAL | 1 | MASARYKTOWN DOLLAR PLANT | B | DISINFECT | B02 | DISINFECT/HYPOCHLORIN
6280010 | ALPINE MOBILE HOME PARK | 1 | ALPINE MHP WTP | B | DISINFECT | B02 | DISINFECT/HYPOCHLORIN
6280010 | ALPINE MOBILE HOME PARK | 1 | ALPINE MHP WTP | E | TASTE-ODOR CONTROL | E20 | T-O CTRL/AERATION
6280033 | CAMP N COMFORT | 1 | CAMP N COMFORT WTP | B | DISINFECT | B02 | DISINFECT/HYPOCHLORIN
6280049 | AVON PARK CITY OF | 2 | AVON PARK GLENWOOD WTP | B | DISINFECT | B02 | DISINFECT/HYPOCHLORIN
6280049 | AVON PARK CITY OF | 7 | CRYSTAL LAKE TREATMENT PLANT | B | DISINFECT | B02 | DISINFECT/HYPOCHLORIN
6280049 | AVON PARK CITY OF | 1 | AVON PARK BELL ST WTP | B | DISINFECT | B02 | DISINFECT/HYPOCHLORIN
6280049 | AVON PARK CITY OF | 1 | AVON PARK BELL ST WTP | G | IRON REMOVAL | G18 | IRON RMVL/SEQUESTATION
6280049 | AVON PARK CITY OF | 1 | AVON PARK BELL ST WTP | Z | OTHER | Z27 | OTHER/FLUORIDATION
6280064 | LEISURE LAKES | 1 | LEISURE LAKES WTP | B | DISINFECT | B01 | DISINFECT/GASEOUS CHLORIN
6280064 | LEISURE LAKES | 1 | LEISURE LAKES WTP | D | CORROSION CONTROL | D36 | CORR-CTRL/CORROSION INHIB
6280064 | LEISURE LAKES | 1 | LEISURE LAKES WTP | E | TASTE-ODOR CONTROL | E20 | T-O CTRL/AERATION
6280076 | LAKESHORE MOTEL | 1 | LAKESHORE MOTEL | B | DISINFECT | B02 | DISINFECT/HYPOCHLORIN
6280076 | LAKESHORE MOTEL | 1 | LAKESHORE MOTEL | C | PARTICLE REMOVAL | C24 | PART-RMVL/LIME-SODA
6280076 | LAKESHORE MOTEL | 1 | LAKESHORE MOTEL | H | SOFTENING | H25 | SOFTENING/ION EXCHANGE
6280111 | LAKE JOSEPHINE HIGHLANDER INC. | 1 | LAKE JOSEPHINE HIGHLANDER WTP | B | DISINFECT | B02 | DISINFECT/HYPOCHLORIN
6280111 | LAKE JOSEPHINE HIGHLANDER INC. | 1 | LAKE JOSEPHINE HIGHLANDER WTP | C | PARTICLE REMOVAL | C15 | PART-RMVL/PRESS SAND FILT
6280131 | HIGHLANDS HAMMOCK ST PK WTP #1 | 1 | HIGHLANDS HAMMOCK ST PK WTP1 | B | DISINFECT | B02 | DISINFECT/HYPOCHLORIN
6280136 | LAKESIDE VILLAGE-AP | 1 | HOLIDAY RANCH WTP | B | DISINFECT | B02 | DISINFECT/HYPOCHLORIN
6280147 | LAKE LETTA RV PARK | 1 | LAKE LETTA RV PARK | B | DISINFECT | B02 | DISINFECT/HYPOCHLORIN
6280158 | LAKE BONNET VILLAGE | 2 | LAKE BONNET VILLAGE PLANT 2 | B | DISINFECT | B02 | DISINFECT/HYPOCHLORIN
6280158 | LAKE BONNET VILLAGE | 1 | LAKE BONNET VILLAGE PLANT 1 | B | DISINFECT | B02 | DISINFECT/HYPOCHLORIN
6280162 | LAKE JOSEPHINE HEIGHTS | 4 | SEBRING LAKES | B | DISINFECT | B02 | DISINFECT/HYPOCHLORIN
6280162 | LAKE JOSEPHINE HEIGHTS | 3 | LAKE JOSEPHINE HEIGHTS | B | DISINFECT | B20 | DISINFECT/AERATION
6280162 | LAKE JOSEPHINE HEIGHTS | 4 | SEBRING LAKES | D | CORROSION CONTROL | D18 | CORR-CTRL/SEQUESTATION
6280162 | LAKE JOSEPHINE HEIGHTS | 4 | SEBRING LAKES | E | TASTE-ODOR CONTROL | E20 | T-O CTRL/AERATION
6280162 | LAKE JOSEPHINE HEIGHTS | 3 | LAKE JOSEPHINE HEIGHTS | Z | OTHER | Z20 | OTHER/AERATION
6280167 | LAKESIDE VILLAGE MHP | 1 | LAKESIDE VILLAGE WTP | B | DISINFECT | B02 | DISINFECT/HYPOCHLORIN
6280167 | LAKESIDE VILLAGE MHP | 1 | LAKESIDE VILLAGE WTP | E | TASTE-ODOR CONTROL | E20 | T-O CTRL/AERATION
6280173 | HAPPY CHEF DINER | 1 | LAKE PLACID FAMILY REST. WTP | B | DISINFECT | B02 | DISINFECT/HYPOCHLORIN
6280181 | MARANATHA VILLAGE | 1 | MARANATHA VILLAGE | B | DISINFECT | B02 | DISINFECT/HYPOCHLORIN
6280222 | LAKE PLACID CAMPGROUND | 1 | LAKE PLACID CAMPGROUND | B | DISINFECT | B02 | DISINFECT/HYPOCHLORIN
6280223 | PLACID LAKES UTILITY INC | 1 | PLACID LAKES UTILITY INC | B | DISINFECT | B02 | DISINFECT/HYPOCHLORIN
6280223 | PLACID LAKES UTILITY INC | 1 | PLACID LAKES UTILITY INC | B | DISINFECT | B01 | DISINFECT/GASEOUS CHLORIN
6280223 | PLACID LAKES UTILITY INC | 1 | PLACID LAKES UTILITY INC | D | CORROSION CONTROL | D36 | CORR-CTRL/CORROSION INHIB
6280223 | PLACID LAKES UTILITY INC | 1 | PLACID LAKES UTILITY INC | E | TASTE-ODOR CONTROL | E20 | T-O CTRL/AERATION
6280223 | PLACID LAKES UTILITY INC | 1 | PLACID LAKES UTILITY INC | E | TASTE-ODOR CONTROL | E32 | TASTE-ODOR CONTROL/PEROXIDE
6280250 | SEBRING WATER & SEWER SYSTEM | 6 | DESOTO CITY PLANT#6 | B | DISINFECT | B02 | DISINFECT/HYPOCHLORIN
6280250 | SEBRING WATER & SEWER SYSTEM | 4 | LAKEVIEW DRIVE PLANT #4 | B | DISINFECT | B02 | DISINFECT/HYPOCHLORIN
6280250 | SEBRING WATER & SEWER SYSTEM | 3 | FIREMEN'S FIELD-PLANT # 3 | B | DISINFECT | B02 | DISINFECT/HYPOCHLORIN
6280250 | SEBRING WATER & SEWER SYSTEM | 2 | WEST LAKE JACKSON-PLANT # 2 | B | DISINFECT | B02 | DISINFECT/HYPOCHLORIN
6280250 | SEBRING WATER & SEWER SYSTEM | 1 | PARK ST-PLANT # 1 | B | DISINFECT | B02 | DISINFECT/HYPOCHLORIN
6280250 | SEBRING WATER & SEWER SYSTEM | 6 | DESOTO CITY PLANT#6 | B | DISINFECT | B01 | DISINFECT/GASEOUS CHLORIN
6280250 | SEBRING WATER & SEWER SYSTEM | 8 | HIGHLANDS RIDGE PLANT # 8 | B | DISINFECT | B01 | DISINFECT/GASEOUS CHLORIN
6280250 | SEBRING WATER & SEWER SYSTEM | 7 | SEBRING AIRPORT AUTH PLANT #7 | B | DISINFECT | B02 | DISINFECT/HYPOCHLORIN
6280250 | SEBRING WATER & SEWER SYSTEM | 4 | LAKEVIEW DRIVE PLANT #4 | D | CORROSION CONTROL | D18 | CORR-CTRL/SEQUESTATION
6280250 | SEBRING WATER & SEWER SYSTEM | 3 | FIREMEN'S FIELD-PLANT # 3 | D | CORROSION CONTROL | D18 | CORR-CTRL/SEQUESTATION
6280250 | SEBRING WATER & SEWER SYSTEM | 2 | WEST LAKE JACKSON-PLANT # 2 | D | CORROSION CONTROL | D18 | CORR-CTRL/SEQUESTATION
6280250 | SEBRING WATER & SEWER SYSTEM | 1 | PARK ST-PLANT # 1 | D | CORROSION CONTROL | D18 | CORR-CTRL/SEQUESTATION
6280250 | SEBRING WATER & SEWER SYSTEM | 1 | PARK ST-PLANT # 1 | Z | OTHER | Z27 | OTHER/FLUORIDATION
6280250 | SEBRING WATER & SEWER SYSTEM | 2 | WEST LAKE JACKSON-PLANT # 2 | Z | OTHER | Z27 | OTHER/FLUORIDATION
6280250 | SEBRING WATER & SEWER SYSTEM | 4 | LAKEVIEW DRIVE PLANT #4 | Z | OTHER | Z27 | OTHER/FLUORIDATION
6280250 | SEBRING WATER & SEWER SYSTEM | 3 | FIREMEN'S FIELD-PLANT # 3 | Z | OTHER | Z27 | OTHER/FLUORIDATION
6280273 | SUN-N-LAKES OF LAKE PLACID | 1 | SUN-N-LAKES OF LAKE PLACID WAT | B | DISINFECT | B02 | DISINFECT/HYPOCHLORIN
6280274 | SUN N LAKES OF SEBRING WATER | 1 | SUN N LAKES OF SEBRING | B | DISINFECT | B02 | DISINFECT/HYPOCHLORIN
6280274 | SUN N LAKES OF SEBRING WATER | 1 | SUN N LAKES OF SEBRING | D | CORROSION CONTROL | D18 | CORR-CTRL/SEQUESTATION
6280274 | SUN N LAKES OF SEBRING WATER | 1 | SUN N LAKES OF SEBRING | E | TASTE-ODOR CONTROL | E20 | T-O CTRL/AERATION
6280286 | LAKE PLACID TOWN OF | 2 | LAKE PLACID SIRENA | B | DISINFECT | B01 | DISINFECT/GASEOUS CHLORIN
6280286 | LAKE PLACID TOWN OF | 1 | LAKE PLACID MAGNOLIA | B | DISINFECT | B01 | DISINFECT/GASEOUS CHLORIN
6280286 | LAKE PLACID TOWN OF | 2 | LAKE PLACID SIRENA | D | CORROSION CONTROL | D18 | CORR-CTRL/SEQUESTATION
6280286 | LAKE PLACID TOWN OF | 1 | LAKE PLACID MAGNOLIA | D | CORROSION CONTROL | D18 | CORR-CTRL/SEQUESTATION
6280290 | BRASWELL'S HERITAGE ESTATES | 1 | BRASWELL HERITAGE ESTATES PLNT | B | DISINFECT | B02 | DISINFECT/HYPOCHLORIN
6280290 | BRASWELL'S HERITAGE ESTATES | 1 | BRASWELL HERITAGE ESTATES PLNT | D | CORROSION CONTROL | D19 | CORR-CTRL/PH ADJUSTMENT
6280292 | THE GATOR SHACK | 1 | ANNIE'S CLUB 98 & TRAILER PARK | B | DISINFECT | B02 | DISINFECT/HYPOCHLORIN
6280296 | TROPICAL HARBOR ESTATES | 1 | TROPICAL HARBOR EST NORTH WTP | B | DISINFECT | B02 | DISINFECT/HYPOCHLORIN
6280296 | TROPICAL HARBOR ESTATES | 2 | TROPICAL HARBOR EST SOUTH WTP | B | DISINFECT | B02 | DISINFECT/HYPOCHLORIN
6280304 | LP WATER WORKS INC. | 1 | WOODLANDS LAKE PLACID PLANT 1 | B | DISINFECT | B01 | DISINFECT/GASEOUS CHLORIN
6280304 | LP WATER WORKS INC. | 2 | WOODLANDS LAKE PLACID PLANT 2 | B | DISINFECT | B01 | DISINFECT/GASEOUS CHLORIN
6280340 | SHADY LANE MOBILE HOME PARK | 1 | SAME | B | DISINFECT | B02 | DISINFECT/HYPOCHLORIN
6284031 | LAKE GRASSY HOMESITES | 1 | LAKE GRASSY WTP | B | DISINFECT | B02 | DISINFECT/HYPOCHLORIN
6284032 | HALLCLIFFE PLAZA | 1 | US 27 & SR 621 | B | DISINFECT | B02 | DISINFECT/HYPOCHLORIN
6284054 | CIRCLE K #7250 | 1 | CIRCLE K #7250 WTP | B | DISINFECT | B02 | DISINFECT/HYPOCHLORIN
6284066 | CIRCLE K #7451 | 1 | CIRCLE K #451 LAKE PLACID WTP | B | DISINFECT | B02 | DISINFECT/HYPOCHLORIN
6284066 | CIRCLE K #7451 | 1 | CIRCLE K #451 LAKE PLACID WTP | C | PARTICLE REMOVAL | C23 | PART-RMVL/GAC ADDITION
6284066 | CIRCLE K #7451 | 1 | CIRCLE K #451 LAKE PLACID WTP | F | ORGN-RMVL | F29 | ORGN-RMVL/CARTRIDGE FILTR
6284072 | DEE'S DINNER LAKE APARTMENTS | 1 | DEE'S DINNER LAKE APARTMENTS | B | DISINFECT | B02 | DISINFECT/HYPOCHLORIN
6284074 | TOMOKA HEIGHTS | 1 | TOMOKA HEIGHTS | B | DISINFECT | B01 | DISINFECT/GASEOUS CHLORIN
6284074 | TOMOKA HEIGHTS | 1 | TOMOKA HEIGHTS | D | CORROSION CONTROL | D19 | CORR-CTRL/PH ADJUSTMENT
6284074 | TOMOKA HEIGHTS | 1 | TOMOKA HEIGHTS | E | TASTE-ODOR CONTROL | E20 | T-O CTRL/AERATION
6284075 | BUTTONWOOD BAY MHP | 1 | BUTTONWOOD BAY MHP - WTP | B | DISINFECT | B02 | DISINFECT/HYPOCHLORIN
6284075 | BUTTONWOOD BAY MHP | 1 | BUTTONWOOD BAY MHP - WTP | P | DISINF BY-PROD CONTRO | P32 | DISINF BY-PROD CONTRO/PEROXIDE
6284075 | BUTTONWOOD BAY MHP | 1 | BUTTONWOOD BAY MHP - WTP | X | DECHLORINATION | X29 | DECHLORINATION/CARTRIDGE FILTR
6284077 | ORANGE BLOSSOM FELLOWSHIP | 1 | ORANGE BLOSSOM FELLOWSHIP WTP | B | DISINFECT | B02 | DISINFECT/HYPOCHLORIN
6284077 | ORANGE BLOSSOM FELLOWSHIP | 1 | ORANGE BLOSSOM FELLOWSHIP WTP | E | TASTE-ODOR CONTROL | E20 | T-O CTRL/AERATION
6284082 | BONNET LAKE CAMPGROUND | 1 | BONNET LAKE CAMPGROUND WTP | B | DISINFECT | B02 | DISINFECT/HYPOCHLORIN
6284082 | BONNET LAKE CAMPGROUND | 1 | BONNET LAKE CAMPGROUND WTP | G | IRON REMOVAL | G30 | IRON RMVL/GREENSAND FILTR
6284089 | MEADOWLAKE SUBDIVISION | 1 | MEADOWLAKE S/D | B | DISINFECT | B02 | DISINFECT/HYPOCHLORIN
6284094 | LAKE PLACID CONFERENCE CENTER | 1 | PLACID WINDS LODGE WELL | B | DISINFECT | B02 | DISINFECT/HYPOCHLORIN
6284094 | LAKE PLACID CONFERENCE CENTER | 1 | PLACID WINDS LODGE WELL | B | DISINFECT | B20 | DISINFECT/AERATION
6284095 | QUAIL COVE SUBDIVISION | 1 | QUAIL COVE S/D | B | DISINFECT | B02 | DISINFECT/HYPOCHLORIN
6284097 | DEEANN LAKEFRONT ESTATES | 1 | DEEANN ESTATES WTP | B | DISINFECT | B02 | DISINFECT/HYPOCHLORIN
6284104 | JUNGLE JIM'S PUB | 1 | JUNGLE JIM'S PUB WTP | B | DISINFECT | B02 | DISINFECT/HYPOCHLORIN
6284105 | CAMPER CORRAL | 1 | CAMPER CORRAL | A | NO TRTMT | A | NO TRTMT
6284106 | MARGE BREWSTER CTR FOR REHABIL | 1 | MARGE BREWSTER CTR FOR REHABIL | A | NO TRTMT | A | NO TRTMT
6284112 | 27 TRUCK STOP | 1 | 27 TRUCK STOP | B | DISINFECT | B02 | DISINFECT/HYPOCHLORIN
6284114 | COUNTRY WALK UTILITIES INC. | 1 | COUNTRY WALK WTP | B | DISINFECT | B01 | DISINFECT/GASEOUS CHLORIN
6284114 | COUNTRY WALK UTILITIES INC. | 1 | COUNTRY WALK WTP | D | CORROSION CONTROL | D36 | CORR-CTRL/CORROSION INHIB
6290017 | THE WOODLANDS ON CLAY | 1 | THE WOODLANDS ON CLAY PLANT | B | DISINFECT | B02 | DISINFECT/HYPOCHLORIN
6290047 | PARKVIEW MHP | 1 | PARKVIEW MHP | B | DISINFECT | B02 | DISINFECT/HYPOCHLORIN
6290075 | HCPRD/ANTIOCH COUNTY PARK | 1 | ANTIOCH COUNTY PARK PLANT | B | DISINFECT | B02 | DISINFECT/HYPOCHLORIN
6290086 | CJ RENTALS | 1 | CJ RENTALS PLANT | B | DISINFECT | B02 | DISINFECT/HYPOCHLORIN
6290086 | CJ RENTALS | 1 | CJ RENTALS PLANT | G | IRON REMOVAL | G14 | IRON RMVL/RAPID SAND FIL
6290092 | EAST TAMPA MOBILE HOME PARK | 1 | TAMPA BAY M.H.P. | B | DISINFECT | B02 | DISINFECT/HYPOCHLORIN
6290100 | HOPEWELL BAPTIST CHURCH | 1 | HOPEWELL BAPTIST CHURCH | B | DISINFECT | B02 | DISINFECT/HYPOCHLORIN
6290101 | CHARLIES XPRESS MART | 1 | CHARLIES EXPRESS MART | B | DISINFECT | B02 | DISINFECT/HYPOCHLORIN
6290112 | VALRICO HILLS TRAILER PARK | 1 | VALRICO HILLS TRAILER PARK | B | DISINFECT | B02 | DISINFECT/HYPOCHLORIN
6290116 | WINDEMERE UTILITY | 2 | WINDEMERE PLANT 2-SOUTH | B | DISINFECT | B02 | DISINFECT/HYPOCHLORIN
6290116 | WINDEMERE UTILITY | 1 | WINDEMERE PLANT 1-NORTH | B | DISINFECT | B02 | DISINFECT/HYPOCHLORIN
6290127 | HCPRD/BEALSVILLE COUNTY PARK | 1 | HCPRD/BEALSVILLE COUNTY PARK | B | DISINFECT | B02 | DISINFECT/HYPOCHLORIN
6290153 | HILLS CO UTL-BIG BEND | 1 |  | B | DISINFECT | B01 | DISINFECT/GASEOUS CHLORIN
6290157 | THE OAKS OF THONOTOSASSA MHP | 1 | OAKS OF THONOTOSASSA | B | DISINFECT | B02 | DISINFECT/HYPOCHLORIN
6290160 | CLUB 92 | 1 | CLUB 92 | B | DISINFECT | B02 | DISINFECT/HYPOCHLORIN
6290186 | MOUNT CARMEL RIDGE | 1 | MOUNT CARMEL RIDGE | B | DISINFECT | B02 | DISINFECT/HYPOCHLORIN
6290189 | BRIARWOOD MOBILE HOME COMMUNITY | 1 | BRIARWOOD MOBILE HOME PARK | B | DISINFECT | B02 | DISINFECT/HYPOCHLORIN
6290190 | MCN MOBILE HOME PARK | 1 | MCN MOBILE HOME PARK | B | DISINFECT | B02 | DISINFECT/HYPOCHLORIN
6290227 | CAMELOT MHP | 1 | CAMELOT MHP | B | DISINFECT | B02 | DISINFECT/HYPOCHLORIN
6290229 | HCPRD/CAMP BAYOU | 1 | HCPRD/CAMP BAYOU | B | DISINFECT | B02 | DISINFECT/HYPOCHLORIN
6290229 | HCPRD/CAMP BAYOU | 1 | HCPRD/CAMP BAYOU | E | TASTE-ODOR CONTROL | E29 | T-O CTRL/CARTRIDGE FILTR
6290251 | PALMS OF LUTZ | 1 | PALMS OF LUTZ | B | DISINFECT | B02 | DISINFECT/HYPOCHLORIN
6290256 | CAROUSEL VILLAGE MHP | 1 | CAROUSEL VILLAGE MHP PLANT # 1 | B | DISINFECT | B02 | DISINFECT/HYPOCHLORIN
6290266 | CAST-CRETE USA INC | 1 | CAST CRETE CORP PLANT # 1 | B | DISINFECT | B02 | DISINFECT/HYPOCHLORIN
6290276 | CHALET VILLAGE MHP | 1 | CHALET VILLAGE MHP PLANT | B | DISINFECT | B02 | DISINFECT/HYPOCHLORIN
6290279 | CHARLIES MHP | 1 | CHARLIES MHP PLANT EAST | B | DISINFECT | B02 | DISINFECT/HYPOCHLORIN
6290279 | CHARLIES MHP | 2 | CHARLIES MHP PLANT WEST | B | DISINFECT | B02 | DISINFECT/HYPOCHLORIN
6290298 | CHULAVISTA LANDINGS | 1 | CHULA VISTA LANDINGS | B | DISINFECT | B02 | DISINFECT/HYPOCHLORIN
6290298 | CHULAVISTA LANDINGS | 1 | CHULA VISTA LANDINGS | E | TASTE-ODOR CONTROL | E20 | T-O CTRL/AERATION
6290309 | CITRUS KNOLL MHP | 1 | CITRUS KNOLL MHP | B | DISINFECT | B02 | DISINFECT/HYPOCHLORIN
6290323 | CITY OF PLANT CITY UTILITY | 5 | PLANT 4 WELL #8 TANK 5 | B | DISINFECT | B02 | DISINFECT/HYPOCHLORIN
6290323 | CITY OF PLANT CITY UTILITY | 4 | PLANT 3 WELL #7 TANK 6 | B | DISINFECT | B02 | DISINFECT/HYPOCHLORIN
6290323 | CITY OF PLANT CITY UTILITY | 3 | PLANT 2 WELL #6 TANK 4 | B | DISINFECT | B02 | DISINFECT/HYPOCHLORIN
6290323 | CITY OF PLANT CITY UTILITY | 2 | PLANT 1 WELL #5 TANK 3 | B | DISINFECT | B02 | DISINFECT/HYPOCHLORIN
6290323 | CITY OF PLANT CITY UTILITY | 5 | PLANT 4 WELL #8 TANK 5 | D | CORROSION CONTROL | D18 | CORR-CTRL/SEQUESTATION
6290323 | CITY OF PLANT CITY UTILITY | 4 | PLANT 3 WELL #7 TANK 6 | D | CORROSION CONTROL | D18 | CORR-CTRL/SEQUESTATION
6290323 | CITY OF PLANT CITY UTILITY | 3 | PLANT 2 WELL #6 TANK 4 | D | CORROSION CONTROL | D18 | CORR-CTRL/SEQUESTATION
6290323 | CITY OF PLANT CITY UTILITY | 2 | PLANT 1 WELL #5 TANK 3 | D | CORROSION CONTROL | D18 | CORR-CTRL/SEQUESTATION
6290323 | CITY OF PLANT CITY UTILITY | 3 | PLANT 2 WELL #6 TANK 4 | Z | OTHER | Z27 | OTHER/FLUORIDATION
6290323 | CITY OF PLANT CITY UTILITY | 4 | PLANT 3 WELL #7 TANK 6 | Z | OTHER | Z27 | OTHER/FLUORIDATION
6290323 | CITY OF PLANT CITY UTILITY | 5 | PLANT 4 WELL #8 TANK 5 | Z | OTHER | Z27 | OTHER/FLUORIDATION
6290323 | CITY OF PLANT CITY UTILITY | 2 | PLANT 1 WELL #5 TANK 3 | Z | OTHER | Z27 | OTHER/FLUORIDATION
6290327 | CITY OF TAMPA WATER DEPARTMENT | 1 | DAVID P. TIPPIN WATER PLANT | B | DISINFECT | B04 | DISINFECT/CHLORAMINES
6290327 | CITY OF TAMPA WATER DEPARTMENT | 1 | DAVID P. TIPPIN WATER PLANT | B | DISINFECT | B05 | DISINFECT/OZONATION
6290327 | CITY OF TAMPA WATER DEPARTMENT | 1 | DAVID P. TIPPIN WATER PLANT | B | DISINFECT | B01 | DISINFECT/GASEOUS CHLORIN
6290327 | CITY OF TAMPA WATER DEPARTMENT | 1 | DAVID P. TIPPIN WATER PLANT | C | PARTICLE REMOVAL | C14 | PART-RMVL/RAPID SAND FIL
6290327 | CITY OF TAMPA WATER DEPARTMENT | 1 | DAVID P. TIPPIN WATER PLANT | C | PARTICLE REMOVAL | C11 | PART-RMVL/FLOCCULATION
6290327 | CITY OF TAMPA WATER DEPARTMENT | 1 | DAVID P. TIPPIN WATER PLANT | C | PARTICLE REMOVAL | C10 | PART-RMVL/COAGULATION
6290327 | CITY OF TAMPA WATER DEPARTMENT | 1 | DAVID P. TIPPIN WATER PLANT | E | TASTE-ODOR CONTROL | E09 | T-O CTRL/RAPID MIX
6290327 | CITY OF TAMPA WATER DEPARTMENT | 1 | DAVID P. TIPPIN WATER PLANT | E | TASTE-ODOR CONTROL | E32 | TASTE-ODOR CONTROL/PEROXIDE
6290327 | CITY OF TAMPA WATER DEPARTMENT | 1 | DAVID P. TIPPIN WATER PLANT | I | COLOR REMOVAL | I10 | COLOR RML/COAGULATION
6290327 | CITY OF TAMPA WATER DEPARTMENT | 1 | DAVID P. TIPPIN WATER PLANT | X | DECHLORINATION | X43 | DECHLORINATION/BISULFATE ADDITION
6290327 | CITY OF TAMPA WATER DEPARTMENT | 1 | DAVID P. TIPPIN WATER PLANT | Z | OTHER | Z19 | OTHER/PH ADJUSTMENT
6290327 | CITY OF TAMPA WATER DEPARTMENT | 1 | DAVID P. TIPPIN WATER PLANT | Z | OTHER | Z10 | OTHER/COAGULATION
6290327 | CITY OF TAMPA WATER DEPARTMENT | 1 | DAVID P. TIPPIN WATER PLANT | Z | OTHER | Z27 | OTHER/FLUORIDATION
6290327 | CITY OF TAMPA WATER DEPARTMENT | 1 | DAVID P. TIPPIN WATER PLANT | Z | OTHER | Z04 | OTHER/CHLORIMINES
6290333 | HCPUD/SEABOARD UTILITIES | 4 | CANTERBURY LAKES | A | NO TRTMT | A | NO TRTMT
6290333 | HCPUD/SEABOARD UTILITIES | 5 | 2424 S 82 ST INTERCONNECT | A | NO TRTMT | A | NO TRTMT
6290333 | HCPUD/SEABOARD UTILITIES | 3 | S 70TH ST & KINGSTON DR | A | NO TRTMT | A | NO TRTMT
6290365 | BRENTWOOD MHP | 1 | BRENTWOOD M H P | B | DISINFECT | B02 | DISINFECT/HYPOCHLORIN
6290369 | HCS/CORK ELEMENTARY SCHOOL | 1 | HCS/CORK ELEMENTARY PLANT | B | DISINFECT | B02 | DISINFECT/HYPOCHLORIN
6290369 | HCS/CORK ELEMENTARY SCHOOL | 1 | HCS/CORK ELEMENTARY PLANT | D | CORROSION CONTROL | D36 | CORR-CTRL/CORROSION INHIB
6290388 | HCPUD/NORTHWEST UTILITIES | 17 | FAWN RIDGE WATER TREATMENT PL | B | DISINFECT | B04 | DISINFECT/CHLORAMINES
6290388 | HCPUD/NORTHWEST UTILITIES | 15 | LAKE PARK PLANT | B | DISINFECT | B04 | DISINFECT/CHLORAMINES
6290388 | HCPUD/NORTHWEST UTILITIES | 15 | LAKE PARK PLANT | D | CORROSION CONTROL | D36 | CORR-CTRL/CORROSION INHIB
6290388 | HCPUD/NORTHWEST UTILITIES | 17 | FAWN RIDGE WATER TREATMENT PL | D | CORROSION CONTROL | D36 | CORR-CTRL/CORROSION INHIB
6290388 | HCPUD/NORTHWEST UTILITIES | 15 | LAKE PARK PLANT | H | SOFTENING | H25 | SOFTENING/ION EXCHANGE
6290388 | HCPUD/NORTHWEST UTILITIES | 15 | LAKE PARK PLANT | Z | OTHER | Z19 | OTHER/PH ADJUSTMENT
6290388 | HCPUD/NORTHWEST UTILITIES | 17 | FAWN RIDGE WATER TREATMENT PL | Z | OTHER | Z19 | OTHER/PH ADJUSTMENT
6290388 | HCPUD/NORTHWEST UTILITIES | 15 | LAKE PARK PLANT | Z | OTHER | Z27 | OTHER/FLUORIDATION
6290388 | HCPUD/NORTHWEST UTILITIES | 15 | LAKE PARK PLANT | Z | OTHER | Z02 | OTHER/HYPOCHLORIN
6290388 | HCPUD/NORTHWEST UTILITIES | 17 | FAWN RIDGE WATER TREATMENT PL | Z | OTHER | Z02 | OTHER/HYPOCHLORIN
6290388 | HCPUD/NORTHWEST UTILITIES | 17 | FAWN RIDGE WATER TREATMENT PL | Z | OTHER | Z27 | OTHER/FLUORIDATION
6290392 | COUNTRYSIDE MHP | 1 | COUNTRYSIDE M.H.P. PLANT # 1 | B | DISINFECT | B02 | DISINFECT/HYPOCHLORIN
6290401 | CRENSHAW LK RD MHP | 1 | CRENSHAW LAKE RD MHP PLANT | B | DISINFECT | B02 | DISINFECT/HYPOCHLORIN
6290401 | CRENSHAW LK RD MHP | 1 | CRENSHAW LAKE RD MHP PLANT | G | IRON REMOVAL | G18 | IRON RMVL/SEQUESTATION
6290406 | STRAWBERRY FIELDS MHP | 2 | STRAWBERRY FIELDS MHP- W. WELL | B | DISINFECT | B02 | DISINFECT/HYPOCHLORIN
6290406 | STRAWBERRY FIELDS MHP | 2 | STRAWBERRY FIELDS MHP- W. WELL | R | RADS REMOVAL | R25 | RADS RMVL/ION EXCHANGE
6290406 | STRAWBERRY FIELDS MHP | 2 | STRAWBERRY FIELDS MHP- W. WELL | S | ARSENIC REMOVAL | S41 | ARSENIC REMOVAL/ADSORPTIVE MEDIA
6290416 | HCPUD/CYPRESS COVE SUBDIVISION | 1 | CYPRESS COVE SUB PLANT | B | DISINFECT | B02 | DISINFECT/HYPOCHLORIN
6290430 | CASA VERDE MANUFACTURED HOME COMMUNITY | 2 | CASA VERDE PLANT # 2 SOUTH | B | DISINFECT | B02 | DISINFECT/HYPOCHLORIN
6290430 | CASA VERDE MANUFACTURED HOME COMMUNITY | 1 | CASA VERDE PLANT # 1 NORTH | B | DISINFECT | B02 | DISINFECT/HYPOCHLORIN
6290457 | DIAMOND HILL GOLF COURSE | 1 | DIAMOND HILLS GOLF PLANT | B | DISINFECT | B02 | DISINFECT/HYPOCHLORIN
6290474 | TRIPLE T MHP | 1 | TRIPLE T MHP PLANT # 1 | B | DISINFECT | B02 | DISINFECT/HYPOCHLORIN
6290475 | HCPRD/DOVER CTY PK | 1 | HCPRD/DOVER CTY PARK PLANT | B | DISINFECT | B02 | DISINFECT/HYPOCHLORIN
6290476 | HCS/DOVER ELEMENTARY SCHOOL | 1 | DOVER ELEM SCHOOL | B | DISINFECT | B02 | DISINFECT/HYPOCHLORIN
6290476 | HCS/DOVER ELEMENTARY SCHOOL | 1 | DOVER ELEM SCHOOL | D | CORROSION CONTROL | D36 | CORR-CTRL/CORROSION INHIB
6290482 | DUFFEY'S TRAILER PARK | 1 | DUFFEY'S TRAILER PARK | B | DISINFECT | B02 | DISINFECT/HYPOCHLORIN
6290494 | HCPRD/EARL SIMMONS PARK | 1 | HCPRD/EARL SIMMONS PARK | B | DISINFECT | B02 | DISINFECT/HYPOCHLORIN
6290497 | HCPUD/EASTLAKE | 1 | EASTLAKE INTERCONNECT | A | NO TRTMT | A | NO TRTMT
6290505 | FAMILY RENTALS OF SEFFNER | 1 | FAMILY RENTALS OF SEFFNER | B | DISINFECT | B02 | DISINFECT/HYPOCHLORIN
6290534 | HCPRD/EUREKA SPRINGS | 1 | HCPRD/EUREKA SPRINGS PLANT | B | DISINFECT | B02 | DISINFECT/HYPOCHLORIN
6290548 | HENRY GEORGE MOBILE HOME PARK | 1 | HENRY GEORGE MOBILE HOME PARK | B | DISINFECT | B02 | DISINFECT/HYPOCHLORIN
6290590 | FLORIDA ACECAPADERS INC. | 1 | FL ACECAPADERS PLANT 1 SOUTH | B | DISINFECT | B02 | DISINFECT/HYPOCHLORIN
6290590 | FLORIDA ACECAPADERS INC. | 2 | FL ACECAPADERS TP PLT 2 NORTH | B | DISINFECT | B02 | DISINFECT/HYPOCHLORIN
6290595 | FLORIDA LIGHT & LIFE MHP | 1 | FLORIDA LIGHT LIFE PARK PLANT | B | DISINFECT | B02 | DISINFECT/HYPOCHLORIN
6290595 | FLORIDA LIGHT & LIFE MHP | 1 | FLORIDA LIGHT LIFE PARK PLANT | D | CORROSION CONTROL | D18 | CORR-CTRL/SEQUESTATION
6290595 | FLORIDA LIGHT & LIFE MHP | 1 | FLORIDA LIGHT LIFE PARK PLANT | G | IRON REMOVAL | G18 | IRON RMVL/SEQUESTATION
6290607 | FLYING CLOUD TP | 1 | FLYING CLOUD TP PLANT | B | DISINFECT | B02 | DISINFECT/HYPOCHLORIN
6290631 | GALAXY MHP | 1 | GALAXY MHP PLANT | B | DISINFECT | B02 | DISINFECT/HYPOCHLORIN
6290648 | RIVER OAKS RV RESORT | 1 | RIVER OAKS R.V.RESORT PARK | B | DISINFECT | B02 | DISINFECT/HYPOCHLORIN
6290648 | RIVER OAKS RV RESORT | 1 | RIVER OAKS R.V.RESORT PARK | E | TASTE-ODOR CONTROL | E20 | T-O CTRL/AERATION
6290648 | RIVER OAKS RV RESORT | 1 | RIVER OAKS R.V.RESORT PARK | R | RADS REMOVAL | R25 | RADS RMVL/ION EXCHANGE
6290667 | BEASVILLE INC. | 1 | BEASVILLE INC | B | DISINFECT | B02 | DISINFECT/HYPOCHLORIN
6290685 | SUNBURST RV PARK-TAMPA EAST | 1 | SUNBURST RV PARK TAMPA EAST | B | DISINFECT | B02 | DISINFECT/HYPOCHLORIN
6290685 | SUNBURST RV PARK-TAMPA EAST | 1 | SUNBURST RV PARK TAMPA EAST | G | IRON REMOVAL | G18 | IRON RMVL/SEQUESTATION
6290696 | GROVE MHC | 1 | GROVE MHC | B | DISINFECT | B02 | DISINFECT/HYPOCHLORIN
6290696 | GROVE MHC | 1 | GROVE MHC | G | IRON REMOVAL | G18 | IRON RMVL/SEQUESTATION
6290728 | HAPPY TRAVELER'S RVP | 1 | HAPPY TRAVELER RVP NORTH PLANT | B | DISINFECT | B02 | DISINFECT/HYPOCHLORIN
6290728 | HAPPY TRAVELER'S RVP | 2 | HAPPY TRAVELER RVP SOUTH PLANT | B | DISINFECT | B02 | DISINFECT/HYPOCHLORIN
6290740 | MAGNOLIA TP | 1 | MAGNOLIA TP | B | DISINFECT | B02 | DISINFECT/HYPOCHLORIN
6290741 | HAWAIIAN ISLES MHP | 1 | HAWAIIAN ISLES MHP | B | DISINFECT | B02 | DISINFECT/HYPOCHLORIN
6290741 | HAWAIIAN ISLES MHP | 1 | HAWAIIAN ISLES MHP | E | TASTE-ODOR CONTROL | E20 | T-O CTRL/AERATION
6290741 | HAWAIIAN ISLES MHP | 1 | HAWAIIAN ISLES MHP | R | RADS REMOVAL | R25 | RADS RMVL/ION EXCHANGE
6290758 | HI PINES MOBILE HOME PARK | 1 | HI PINES MHP PLANT | B | DISINFECT | B02 | DISINFECT/HYPOCHLORIN
6290758 | HI PINES MOBILE HOME PARK | 1 | HI PINES MHP PLANT | C | PARTICLE REMOVAL | C14 | PART-RMVL/RAPID SAND FIL
6290786 | CJ WATERS CENTER (HDC) | 1 | C.J. WATERS CTR PLANT # 1 | B | DISINFECT | B02 | DISINFECT/HYPOCHLORIN
6290787 | HCPUD/SOUTH-CENTRAL | 18 | LITHIA WATER TREATMENT PLANT | B | DISINFECT | B04 | DISINFECT/CHLORAMINES
6290787 | HCPUD/SOUTH-CENTRAL | 36 | CENTRAL HILLSBOROUGH WATER PLT | B | DISINFECT | B02 | DISINFECT/HYPOCHLORIN
6290787 | HCPUD/SOUTH-CENTRAL | 18 | LITHIA WATER TREATMENT PLANT | B | DISINFECT | B02 | DISINFECT/HYPOCHLORIN
6290787 | HCPUD/SOUTH-CENTRAL | 36 | CENTRAL HILLSBOROUGH WATER PLT | B | DISINFECT | B04 | DISINFECT/CHLORAMINES
6290787 | HCPUD/SOUTH-CENTRAL | 18 | LITHIA WATER TREATMENT PLANT | D | CORROSION CONTROL | D36 | CORR-CTRL/CORROSION INHIB
6290787 | HCPUD/SOUTH-CENTRAL | 36 | CENTRAL HILLSBOROUGH WATER PLT | D | CORROSION CONTROL | D36 | CORR-CTRL/CORROSION INHIB
6290787 | HCPUD/SOUTH-CENTRAL | 18 | LITHIA WATER TREATMENT PLANT | Z | OTHER | Z27 | OTHER/FLUORIDATION
6290787 | HCPUD/SOUTH-CENTRAL | 36 | CENTRAL HILLSBOROUGH WATER PLT | Z | OTHER | Z19 | OTHER/PH ADJUSTMENT
6290787 | HCPUD/SOUTH-CENTRAL | 36 | CENTRAL HILLSBOROUGH WATER PLT | Z | OTHER | Z27 | OTHER/FLUORIDATION
6290793 | HILLSBOROUGH RIVER STATE PARK | 1 | HILLSBOROUGH RIVER STATE PARK | B | DISINFECT | B02 | DISINFECT/HYPOCHLORIN
6290793 | HILLSBOROUGH RIVER STATE PARK | 1 | HILLSBOROUGH RIVER STATE PARK | E | TASTE-ODOR CONTROL | E20 | T-O CTRL/AERATION
6290800 | HILLTOP MHP | 1 | HILLTOP MHP PLANT # 1 | B | DISINFECT | B02 | DISINFECT/HYPOCHLORIN
6290847 | LONE OAKS MOBILE ESTATES | 1 | LONE OAKS MOBILE ESTATES | B | DISINFECT | B02 | DISINFECT/HYPOCHLORIN
6290903 | THE STROH BREWERY CO | 1 | THE STROH BREWERY CO | B | DISINFECT | B02 | DISINFECT/HYPOCHLORIN
6290905 | JOURNEY'S END TP | 1 | WERYTSFGHB | B | DISINFECT | B02 | DISINFECT/HYPOCHLORIN
6290919 | KEEL'S TP | 1 | KEEL'S TP PLANT 1 | B | DISINFECT | B02 | DISINFECT/HYPOCHLORIN
6290931 | HCPRD/KEYSTONE CTY PK | 1 | HCPRD/KEYSTONE PK PLANT 1 | B | DISINFECT | B02 | DISINFECT/HYPOCHLORIN
6290937 | KING RICHARD'S COURT MOBILE HOME PARK | 1 | KING RICHARDS COURT | B | DISINFECT | B02 | DISINFECT/HYPOCHLORIN
6290953 | HCS/KNIGHTS ELEMENTARY SCHOOL | 1 | KNIGHTS ELEM SCHOOL PLANT | B | DISINFECT | B02 | DISINFECT/HYPOCHLORIN
6290953 | HCS/KNIGHTS ELEMENTARY SCHOOL | 1 | KNIGHTS ELEM SCHOOL PLANT | D | CORROSION CONTROL | D36 | CORR-CTRL/CORROSION INHIB
6290960 | LAZY ACRES MHP | 1 | LAZY ACRES MHP | B | DISINFECT | B02 | DISINFECT/HYPOCHLORIN
6290960 | LAZY ACRES MHP | 1 | LAZY ACRES MHP | C | PARTICLE REMOVAL | C29 | PART-RMVL/CARTRIDGE FILTR
6290960 | LAZY ACRES MHP | 1 | LAZY ACRES MHP | N | NITRATE REMOVAL | N25 | NITRATE REMOVAL/ION EXCHANGE
6290997 | LAKE ROSE VILLAGE | 2 | LAKE ROSE SOUTH | B | DISINFECT | B02 | DISINFECT/HYPOCHLORIN
6291018 | CAX-LAKESHORE LLC | 1 | LAKESHORE VILLAS PLANT 1 SOUTH | B | DISINFECT | B02 | DISINFECT/HYPOCHLORIN
6291018 | CAX-LAKESHORE LLC | 2 | LAKESHORE VILLAS PLANT 2 NORTH | B | DISINFECT | B02 | DISINFECT/HYPOCHLORIN
6291023 | PINE TREE VILLAGE MHP | 1 | PINE TREE VILLAGE PLANT | B | DISINFECT | B02 | DISINFECT/HYPOCHLORIN
6291037 | MORNINGSTAR MOBILE HOME PARK | 1 | MORNINGSTAR MHP PLANT #1 | B | DISINFECT | B02 | DISINFECT/HYPOCHLORIN
6291082 | HCPRD/LITHIA SPRINGS | 1 | LITHIA SPRINGS | B | DISINFECT | B02 | DISINFECT/HYPOCHLORIN
6291087 | LITTLE MANATEE ISLES | 1 | LITTLE MANATEE | B | DISINFECT | B02 | DISINFECT/HYPOCHLORIN
6291087 | LITTLE MANATEE ISLES | 1 | LITTLE MANATEE | E | TASTE-ODOR CONTROL | E20 | T-O CTRL/AERATION
6291088 | LITTLE MANATEE SPRINGS MHP | 1 | LITTLE MANATEE SPRINGS PLANT | B | DISINFECT | B02 | DISINFECT/HYPOCHLORIN
6291088 | LITTLE MANATEE SPRINGS MHP | 1 | LITTLE MANATEE SPRINGS PLANT | E | TASTE-ODOR CONTROL | E20 | T-O CTRL/AERATION
6291096 | LIVINGSTON MHP | 1 | LIVINGSTON MHP PLANT | B | DISINFECT | B02 | DISINFECT/HYPOCHLORIN
6291104 | STONE LEDGE MANOR | 1 | STONE LEDGE MANOR PLANT | B | DISINFECT | B02 | DISINFECT/HYPOCHLORIN
6291104 | STONE LEDGE MANOR | 1 | STONE LEDGE MANOR PLANT | G | IRON REMOVAL | G29 | IRON RMVL/CARTRIDGE FILTR
6291104 | STONE LEDGE MANOR | 1 | STONE LEDGE MANOR PLANT | H | SOFTENING | H25 | SOFTENING/ION EXCHANGE
6291135 | MANGO TP | 1 | MANGO TP | B | DISINFECT | B02 | DISINFECT/HYPOCHLORIN
6291135 | MANGO TP | 1 | MANGO TP | G | IRON REMOVAL | G29 | IRON RMVL/CARTRIDGE FILTR
6291139 | BUNGALOW OAKS | 2 | BUNGALOW OAKS PLANT # 3-E | B | DISINFECT | B02 | DISINFECT/HYPOCHLORIN
6291139 | BUNGALOW OAKS | 1 | BUNGALOW OAKS PLANT # 1-N | B | DISINFECT | B02 | DISINFECT/HYPOCHLORIN
6291139 | BUNGALOW OAKS | 2 | BUNGALOW OAKS PLANT # 3-E | D | CORROSION CONTROL | D36 | CORR-CTRL/CORROSION INHIB
6291139 | BUNGALOW OAKS | 1 | BUNGALOW OAKS PLANT # 1-N | D | CORROSION CONTROL | D36 | CORR-CTRL/CORROSION INHIB
6291153 | MARY HELP OF CHRISTIANS CENTER | 1 | MARY HELP OF CHRISTIANS CENTER | B | DISINFECT | B02 | DISINFECT/HYPOCHLORIN
6291170 | DUNCAN'S MHP | 1 | PLANT 1 | B | DISINFECT | B02 | DISINFECT/HYPOCHLORIN
6291213 | HIGHLAND OAKS MHC | 1 | HIGHLAND OAKS MHC | B | DISINFECT | B02 | DISINFECT/HYPOCHLORIN
6291250 | HCS/NATURE'S CLASSROOM | 1 | HCS/NATURE'S CLASSROOM PLANT | B | DISINFECT | B02 | DISINFECT/HYPOCHLORIN
6291251 | HIDDEN OAKS MHP | 1 | HIDDEN OAKS MHP PLANT | B | DISINFECT | B02 | DISINFECT/HYPOCHLORIN
6291252 | NEPTUNE VILLAGE MHP | 1 | NEPTUNE VILLAGE MHP | B | DISINFECT | B02 | DISINFECT/HYPOCHLORIN
6291252 | NEPTUNE VILLAGE MHP | 1 | NEPTUNE VILLAGE MHP | E | TASTE-ODOR CONTROL | E20 | T-O CTRL/AERATION
6291252 | NEPTUNE VILLAGE MHP | 1 | NEPTUNE VILLAGE MHP | R | RADS REMOVAL | R26 | RADS REMOVAL/REVERSE OSMOSIS
6291270 | HCPRD/NYE PARK | 1 | HCPRD/NYE CTY PARK PLANT #1 | B | DISINFECT | B02 | DISINFECT/HYPOCHLORIN
6291276 | PACIFICA MGM MHP LLC | 1 | MGM MHP PLANT #1 NORTHWEST | B | DISINFECT | B02 | DISINFECT/HYPOCHLORIN
6291280 | OAK HILL VILLAGE MHP | 1 | OAK HILL PLANT#1 (EAST) | B | DISINFECT | B02 | DISINFECT/HYPOCHLORIN
6291280 | OAK HILL VILLAGE MHP | 2 | OAK HILL PLANT #2(WEST) | B | DISINFECT | B02 | DISINFECT/HYPOCHLORIN
6291288 | HCPUD/OAKVIEW ESTATES | 1 | MASTER METER FROM 6290323 | A | NO TRTMT | A | NO TRTMT
6291341 | PARADISE VILLAGE | 1 | PARADISE VILLAGE PLANT | B | DISINFECT | B02 | DISINFECT/HYPOCHLORIN
6291372 | HCPUD/PEBBLE CREEK SUBDIVISION | 4 | PEBBLE CREEK SUBDIVISION NORTH | D | CORROSION CONTROL | D18 | CORR-CTRL/SEQUESTATION
6291372 | HCPUD/PEBBLE CREEK SUBDIVISION | 1 | PEBBLE CREEK SUBDIVISION SOUTH | D | CORROSION CONTROL | D36 | CORR-CTRL/CORROSION INHIB
6291403 | HCS/PINECREST ELEMENTARY | 1 | PINECREST ELEMENTARY | B | DISINFECT | B02 | DISINFECT/HYPOCHLORIN
6291403 | HCS/PINECREST ELEMENTARY | 1 | PINECREST ELEMENTARY | H | SOFTENING | H25 | SOFTENING/ION EXCHANGE
6291404 | HCPRD/PINECREST LITTLE LEAGUE | 1 | PINECREST LITTLE LEAGUE | B | DISINFECT | B02 | DISINFECT/HYPOCHLORIN
6291404 | HCPRD/PINECREST LITTLE LEAGUE | 1 | PINECREST LITTLE LEAGUE | E | TASTE-ODOR CONTROL | E20 | T-O CTRL/AERATION
6291418 | HCPRD/EDWARD MEDARD PARK | 1 | HCPRD/MEDARD PARK- WEST PLANT | B | DISINFECT | B02 | DISINFECT/HYPOCHLORIN
6291418 | HCPRD/EDWARD MEDARD PARK | 2 | HCPRD/MEDARD PARK- EAST PLANT | B | DISINFECT | B02 | DISINFECT/HYPOCHLORIN
6291445 | BLACK DAIRY ROAD TP | 2 | BLACK DAIRY RD TP SOUTH #2 | B | DISINFECT | B02 | DISINFECT/HYPOCHLORIN
6291445 | BLACK DAIRY ROAD TP | 1 | BLACK DAIRY ROAD TP NORTH WELL | B | DISINFECT | B02 | DISINFECT/HYPOCHLORIN
6291454 | MCGEE/EVERGLADES HARVESTING CAMP | 2 | WILLIAMSON MCGEE FARM WORKER | B | DISINFECT | B02 | DISINFECT/HYPOCHLORIN
6291481 | RANCH OAKS ESTATES | 1 | RANCH OAKS MHP EAST | B | DISINFECT | B02 | DISINFECT/HYPOCHLORIN
6291481 | RANCH OAKS ESTATES | 2 | RANCH OAKS MHP WEST | B | DISINFECT | B02 | DISINFECT/HYPOCHLORIN
6291481 | RANCH OAKS ESTATES | 1 | RANCH OAKS MHP EAST | N | NITRATE REMOVAL | N25 | NITRATE REMOVAL/ION EXCHANGE
6291481 | RANCH OAKS ESTATES | 2 | RANCH OAKS MHP WEST | N | NITRATE REMOVAL | N25 | NITRATE REMOVAL/ION EXCHANGE
6291483 | RAY-MAR MHP | 1 | RAY-MAR MHP PLANT | B | DISINFECT | B02 | DISINFECT/HYPOCHLORIN
6291521 | RIVERSIDE MOBILE HOME PARK | 1 | RIVERSIDE MHP | B | DISINFECT | B02 | DISINFECT/HYPOCHLORIN
6291521 | RIVERSIDE MOBILE HOME PARK | 1 | RIVERSIDE MHP | E | TASTE-ODOR CONTROL | E20 | T-O CTRL/AERATION
6291521 | RIVERSIDE MOBILE HOME PARK | 1 | RIVERSIDE MHP | Z | OTHER | Z23 | OTHER/GAC ADDITION
6291524 | RIVIERA MHP | 1 | RIVIERA MHP PLANT | B | DISINFECT | B02 | DISINFECT/HYPOCHLORIN
6291524 | RIVIERA MHP | 1 | RIVIERA MHP PLANT | E | TASTE-ODOR CONTROL | E20 | T-O CTRL/AERATION
6291529 | GUTHRIES SUNSHINE PARK | 1 | GUTHRIES SUNSHINE PARK | B | DISINFECT | B02 | DISINFECT/HYPOCHLORIN
6291531 | ROBINSON ORANGE MHP | 1 | ROBINSON ORANGE MHP | B | DISINFECT | B02 | DISINFECT/HYPOCHLORIN
6291532 | HCS/JS ROBINSON ELEMENTARY | 1 | JS ROBINSON ELEMENTARY SCHOOL | B | DISINFECT | B02 | DISINFECT/HYPOCHLORIN
6291541 | FEATHEROCK MHP | 1 | INTERCONNECT | A | NO TRTMT | A | NO TRTMT
6291547 | ROSEBROOK MHP | 1 | ROSEBROOK MHP | B | DISINFECT | B02 | DISINFECT/HYPOCHLORIN
6291575 | SAFFOLD FARMS #1 | 1 | SAFFOLD FARMS #1 | B | DISINFECT | B02 | DISINFECT/HYPOCHLORIN
6291575 | SAFFOLD FARMS #1 | 1 | SAFFOLD FARMS #1 | R | RADS REMOVAL | R25 | RADS RMVL/ION EXCHANGE
6291581 | HCPUD/SAN REMO SUBDIVISION | 1 | SAN REMO SUBDIVISION PLANT 1 | B | DISINFECT | B02 | DISINFECT/HYPOCHLORIN
6291597 | RIVERSIDE GOLF COURSE COMMUNITY LLC | 2 | RIVERSIDE CLUB #2 WEST | B | DISINFECT | B02 | DISINFECT/HYPOCHLORIN
6291597 | RIVERSIDE GOLF COURSE COMMUNITY LLC | 1 | RIVERSIDE CLUB EAST | B | DISINFECT | B02 | DISINFECT/HYPOCHLORIN
6291597 | RIVERSIDE GOLF COURSE COMMUNITY LLC | 2 | RIVERSIDE CLUB #2 WEST | E | TASTE-ODOR CONTROL | E20 | T-O CTRL/AERATION
6291597 | RIVERSIDE GOLF COURSE COMMUNITY LLC | 1 | RIVERSIDE CLUB EAST | E | TASTE-ODOR CONTROL | E20 | T-O CTRL/AERATION
6291610 | SHADY GROVE MHP | 1 | SHADY GROVE MHP | B | DISINFECT | B02 | DISINFECT/HYPOCHLORIN
6291642 | SIESTA MHP | 2 | SIESTA MHP PLANT # 2 | B | DISINFECT | B02 | DISINFECT/HYPOCHLORIN
6291684 | SPANISH MAIN TRAVEL RESORT | 1 | SPANISH MAIN TRAVEL RESORT | B | DISINFECT | B02 | DISINFECT/HYPOCHLORIN
6291687 | SPEER MHP | 1 | SPEER MHP | B | DISINFECT | B02 | DISINFECT/HYPOCHLORIN
6291687 | SPEER MHP | 1 | SPEER MHP | G | IRON REMOVAL | G18 | IRON RMVL/SEQUESTATION
6291698 | HCPRD/SPRINGHEAD COUNTY PARK | 1 | HCPRD/SPRINGHEAD COUNTY PARK | B | DISINFECT | B02 | DISINFECT/HYPOCHLORIN
6291761 | SUNRISE MHP | 1 | SUNRISE MHP PLANT | B | DISINFECT | B02 | DISINFECT/HYPOCHLORIN
6291762 | SUNSET UTILITIES | 1 | SUNSET UTILITIES | B | DISINFECT | B02 | DISINFECT/HYPOCHLORIN
6291762 | SUNSET UTILITIES | 1 | SUNSET UTILITIES | D | CORROSION CONTROL | D36 | CORR-CTRL/CORROSION INHIB
6291767 | SUNSHINE TP | 1 | SUNSHINE TP | B | DISINFECT | B02 | DISINFECT/HYPOCHLORIN
6291767 | SUNSHINE TP | 1 | SUNSHINE TP | G | IRON REMOVAL | G18 | IRON RMVL/SEQUESTATION
6291776 | GARDEN SPRINGS MHP | 1 | GARDEN SPRINGS MHP | B | DISINFECT | B02 | DISINFECT/HYPOCHLORIN
6291781 | TAMPA MARIA MHP | 1 | TAMPA MARIA MHP PLANT | B | DISINFECT | B02 | DISINFECT/HYPOCHLORIN
6291791 | CITY OF TEMPLE TERRACE UTILITY | 1 | TEMPLE TERRACE WHITEWAY PLANT | B | DISINFECT | B01 | DISINFECT/GASEOUS CHLORIN
6291791 | CITY OF TEMPLE TERRACE UTILITY | 2 | TEMPLE TERRACE SUNNINGDALE PLT | B | DISINFECT | B01 | DISINFECT/GASEOUS CHLORIN
6291791 | CITY OF TEMPLE TERRACE UTILITY | 1 | TEMPLE TERRACE WHITEWAY PLANT | C | PARTICLE REMOVAL | C14 | PART-RMVL/RAPID SAND FIL
6291791 | CITY OF TEMPLE TERRACE UTILITY | 1 | TEMPLE TERRACE WHITEWAY PLANT | D | CORROSION CONTROL | D36 | CORR-CTRL/CORROSION INHIB
6291791 | CITY OF TEMPLE TERRACE UTILITY | 1 | TEMPLE TERRACE WHITEWAY PLANT | E | TASTE-ODOR CONTROL | E20 | T-O CTRL/AERATION
6291791 | CITY OF TEMPLE TERRACE UTILITY | 1 | TEMPLE TERRACE WHITEWAY PLANT | H | SOFTENING | H24 | SOFTENING/LIME-SODA
6291791 | CITY OF TEMPLE TERRACE UTILITY | 1 | TEMPLE TERRACE WHITEWAY PLANT | Z | OTHER | Z27 | OTHER/FLUORIDATION
6291791 | CITY OF TEMPLE TERRACE UTILITY | 2 | TEMPLE TERRACE SUNNINGDALE PLT | Z | OTHER | Z27 | OTHER/FLUORIDATION
6291794 | HCPRD/THATCHER COUNTY PARK | 1 | THATCHER COUNTY PARK | B | DISINFECT | B02 | DISINFECT/HYPOCHLORIN
6291808 | HCS/THONOTOSASSA SCHOOL | 1 | THONOTOSASSA ELEM SCHOOL | B | DISINFECT | B02 | DISINFECT/HYPOCHLORIN
6291810 | CRAWFORD 3 B'S MHP | 2 | CRAWFORD 3 B'S WEST #2 | B | DISINFECT | B02 | DISINFECT/HYPOCHLORIN
6291810 | CRAWFORD 3 B'S MHP | 1 | CRAWFORD 3 B'S MHP EAST #1 | B | DISINFECT | B02 | DISINFECT/HYPOCHLORIN
6291840 | TOWN & COUNTRY MHP | 1 | TOWN & COUNTRY M.H.P | B | DISINFECT | B02 | DISINFECT/HYPOCHLORIN
6291847 | STRAWBERRY PATCH MOBILE HOME PARK | 1 | STRAWBERRY PATCH MOBILE HOME P | B | DISINFECT | B02 | DISINFECT/HYPOCHLORIN
6291852 | TAMPA BAY FISHERIES INC | 1 | TAMPA BAY FISHERIES PLANT | B | DISINFECT | B02 | DISINFECT/HYPOCHLORIN
6291864 | HCS/TURKEY CREEK MIDDLE SCHOOL/FFA | 3 | HCS/TURKEY CREEK MIDDLE SCHOOL | B | DISINFECT | B02 | DISINFECT/HYPOCHLORIN
6291864 | HCS/TURKEY CREEK MIDDLE SCHOOL/FFA | 4 | HCS/TURKEY CREEK FFA | B | DISINFECT | B02 | DISINFECT/HYPOCHLORIN
6291864 | HCS/TURKEY CREEK MIDDLE SCHOOL/FFA | 3 | HCS/TURKEY CREEK MIDDLE SCHOOL | D | CORROSION CONTROL | D36 | CORR-CTRL/CORROSION INHIB
6291870 | TWIN PALMS MHP | 1 | TWIN PALMS COURT | B | DISINFECT | B02 | DISINFECT/HYPOCHLORIN
6291882 | UNIVERSITY OF SOUTH FLORIDA | 1 | UNIV OF SOUTH FLORIDA PLANT 1 | B | DISINFECT | B02 | DISINFECT/HYPOCHLORIN
6291882 | UNIVERSITY OF SOUTH FLORIDA | 1 | UNIV OF SOUTH FLORIDA PLANT 1 | D | CORROSION CONTROL | D36 | CORR-CTRL/CORROSION INHIB
6291960 | TAMPA SOUTH RV RESORT CAMPGROUND | 1 | TAMPA S. RV RESORT CAMPGROUND | B | DISINFECT | B02 | DISINFECT/HYPOCHLORIN
6291960 | TAMPA SOUTH RV RESORT CAMPGROUND | 1 | TAMPA S. RV RESORT CAMPGROUND | R | RADS REMOVAL | R26 | RADS REMOVAL/REVERSE OSMOSIS
6291969 | PINE OAKS MHP | 1 | PINE OAKS M.H.P. PLANT # 1 | B | DISINFECT | B02 | DISINFECT/HYPOCHLORIN
6291969 | PINE OAKS MHP | 1 | PINE OAKS M.H.P. PLANT # 1 | G | IRON REMOVAL | G18 | IRON RMVL/SEQUESTATION
6291969 | PINE OAKS MHP | 1 | PINE OAKS M.H.P. PLANT # 1 | G | IRON REMOVAL | G30 | IRON RMVL/GREENSAND FILTR
6291984 | SUN CITY MOBILE HOME PARK | 1 | SUN CITY MHP | B | DISINFECT | B02 | DISINFECT/HYPOCHLORIN
6291985 | RAINBOW PARK | 1 | RAINBOW PARK | B | DISINFECT | B02 | DISINFECT/HYPOCHLORIN
6291988 | WINDWARD KNOLL MHP | 1 | WINDWARD KNOLL M.H.P. | B | DISINFECT | B02 | DISINFECT/HYPOCHLORIN
6292075 | DREVAS APARTMENTS | 1 | TAMPA | B | DISINFECT | B02 | DISINFECT/HYPOCHLORIN
6292076 | RAINTREE OAKS | 1 | RAINTREE OAKS PLANT | B | DISINFECT | B02 | DISINFECT/HYPOCHLORIN
6292080 | 42ND STREET APARTMENTS | 1 | 42ND STREET APTS PLANT | B | DISINFECT | B02 | DISINFECT/HYPOCHLORIN
6292081 | HCPUD/HERSHEL HEIGHTS | 1 | 5132 KIRBY ST | A | NO TRTMT | A | NO TRTMT
6292081 | HCPUD/HERSHEL HEIGHTS | 3 | 5015 PURITAN RD | A | NO TRTMT | A | NO TRTMT
6292088 | OAKTREE VILLA APTS | 1 |  | B | DISINFECT | B02 | DISINFECT/HYPOCHLORIN
6292089 | LA CASA MIA | 1 | LA CASA MIA PLANT | B | DISINFECT | B02 | DISINFECT/HYPOCHLORIN
6292096 | SPRINGTREE APTS | 1 | SPRINGTREE APTS PLANT #1 | B | DISINFECT | B02 | DISINFECT/HYPOCHLORIN
6292099 | TERRACE SQUARE APTS | 1 | TERRACE SQUARE APTS | B | DISINFECT | B02 | DISINFECT/HYPOCHLORIN
6292122 | LEARNING PLACE A | 1 |  | B | DISINFECT | B02 | DISINFECT/HYPOCHLORIN
6292125 | ACADEMY OF TAMPA INC | 1 | ACADEMY OF TAMPA INC | B | DISINFECT | B02 | DISINFECT/HYPOCHLORIN
6292126 | B & G DAYCARE & KINDERGARTEN | 1 | B & G DAYCARE & KINDERGARTEN | B | DISINFECT | B02 | DISINFECT/HYPOCHLORIN
6292131 | CARROLLWOOD VILLAGE DAYCARE | 1 | CARROLLWOOD VILLAGE DC PLANT 1 | B | DISINFECT | B02 | DISINFECT/HYPOCHLORIN
6292137 | RCMA SAM ALLEN CDC | 2 | RCMA SAM ALLEN CDC | B | DISINFECT | B02 | DISINFECT/HYPOCHLORIN
6292141 | HUMPTY DUMPTY DC II | 1 | LAND OF OZ PLANT # 1 | B | DISINFECT | B02 | DISINFECT/HYPOCHLORIN
6292143 | PLANT CITY RCMA MIGRANT CENTER | 1 | PC RCMA MIGRANT CENTER PLANT | B | DISINFECT | B02 | DISINFECT/HYPOCHLORIN
6292148 | LITTLE FRIENDS C.C.C. | 1 |  | B | DISINFECT | B02 | DISINFECT/HYPOCHLORIN
6292150 | FIRST BAPTIST CHURCH OF LUTZ SANCTUARY | 1 | FIRST BAPT CH LUTZ SANCTUARY | B | DISINFECT | B02 | DISINFECT/HYPOCHLORIN
6292158 | SESAME STREET CHILD C C | 1 |  | B | DISINFECT | B02 | DISINFECT/HYPOCHLORIN
6292159 | A LITTLE KIDS ACADEMY | 1 | A LITTLE KIDS ACADEMY | B | DISINFECT | B02 | DISINFECT/HYPOCHLORIN
6292165 | TRANSFORMING LIFE CHURCH | 1 | TRANSFORMING LIFE CHURCH | B | DISINFECT | B02 | DISINFECT/HYPOCHLORIN
6292166 | HCPRD/TURKEY CREEK PARK (FOOTBALL) | 2 | TURKEY CREEK PARK | B | DISINFECT | B02 | DISINFECT/HYPOCHLORIN
6292231 | THE VILLAGE SHOPPING CENTER | 1 | VILLAGE SHOPPING CTR PLANT | B | DISINFECT | B02 | DISINFECT/HYPOCHLORIN
6292231 | THE VILLAGE SHOPPING CENTER | 1 | VILLAGE SHOPPING CTR PLANT | G | IRON REMOVAL | G29 | IRON RMVL/CARTRIDGE FILTR
6292231 | THE VILLAGE SHOPPING CENTER | 1 | VILLAGE SHOPPING CTR PLANT | H | SOFTENING | H25 | SOFTENING/ION EXCHANGE
6292232 | CIRCLE K #7556 | 1 | CIRCLE K STORE #7556 | B | DISINFECT | B02 | DISINFECT/HYPOCHLORIN
6292233 | LITTLE FOOD STORE | 1 | LITTLE FOOD STORE | B | DISINFECT | B02 | DISINFECT/HYPOCHLORIN
6292235 | MEGCHAD MHP | 1 | MEGCHAD MHP | B | DISINFECT | B02 | DISINFECT/HYPOCHLORIN
6292241 | LUTZ LEARNING CENTER | 1 | LUTZ LEARNING CENTER PLANT | B | DISINFECT | B02 | DISINFECT/HYPOCHLORIN
6292471 | MOSAIC PLANT CITY | 1 | MOSAIC PLANT | B | DISINFECT | B02 | DISINFECT/HYPOCHLORIN
6292471 | MOSAIC PLANT CITY | 1 | MOSAIC PLANT | D | CORROSION CONTROL | D36 | CORR-CTRL/CORROSION INHIB
6292476 | 8910 EXECUTIVE CENTER I | 1 | 8910 EXECUTIVE CTR PLANT # 1 | B | DISINFECT | B02 | DISINFECT/HYPOCHLORIN
6292478 | FAT WILLIE'S FISH CAMP | 1 | FAT WILLIES FISH CAMP | B | DISINFECT | B02 | DISINFECT/HYPOCHLORIN
6292479 | DRAGON EXPRESS | 1 | DRAGON EXPRESS PLANT 1 | B | DISINFECT | B02 | DISINFECT/HYPOCHLORIN
6292483 | SO WEST FLA WATER MANAG DIST | 1 | S.W.F.W.M.#1 | B | DISINFECT | B02 | DISINFECT/HYPOCHLORIN
6292554 | TAMPA WAREHOUSE | 1 | TAMPA WAREHOUSE | B | DISINFECT | B02 | DISINFECT/HYPOCHLORIN
6292566 | GREAT EXPRESSIONS | 1 | GREAT EXPRESSION | B | DISINFECT | B02 | DISINFECT/HYPOCHLORIN
6292566 | GREAT EXPRESSIONS | 1 | GREAT EXPRESSION | N | NITRATE REMOVAL | N25 | NITRATE REMOVAL/ION EXCHANGE
6292643 | REGENCY OAKS | 1 | REGENCY OAKS PLANT | B | DISINFECT | B02 | DISINFECT/HYPOCHLORIN
6292645 | RIVERBREEZE MHP | 1 | RIVERBREEZE MHP | B | DISINFECT | B02 | DISINFECT/HYPOCHLORIN
6292647 | WHISPERING PINES PARK | 1 | WHISPERING PINES PLANT | B | DISINFECT | B02 | DISINFECT/HYPOCHLORIN
6292648 | TAMPA EAST RV RESORT | 1 | EAST TAMPA RV RESORT | B | DISINFECT | B02 | DISINFECT/HYPOCHLORIN
6292648 | TAMPA EAST RV RESORT | 1 | EAST TAMPA RV RESORT | G | IRON REMOVAL | G29 | IRON RMVL/CARTRIDGE FILTR
6292653 | LARRET MHP | 1 | LARRET M.H.P. | B | DISINFECT | B02 | DISINFECT/HYPOCHLORIN
6292654 | OAKBROOK MHP | 1 | OAKBROOK MHP PLANT | B | DISINFECT | B02 | DISINFECT/HYPOCHLORIN
6292655 | STRAWBERRY SQUARE MHP | 1 | STRAWBERRY SQUARE MHP | B | DISINFECT | B02 | DISINFECT/HYPOCHLORIN
6292658 | LEARNING GATE #207 | 1 | LEARNING GATE #207 | B | DISINFECT | B02 | DISINFECT/HYPOCHLORIN
6292660 | HCPRD/STERLING HEIGHTS PARK | 1 | HCPRD/STERLING HGTS PLANT | B | DISINFECT | B02 | DISINFECT/HYPOCHLORIN
6292662 | FOX'S CORNER | 1 | FOX'S CORNER | B | DISINFECT | B02 | DISINFECT/HYPOCHLORIN
6292755 | RAINBOW ROCK MHP | 1 | RAINBOW ROCK MHP | B | DISINFECT | B02 | DISINFECT/HYPOCHLORIN
6292786 | CHURCH OF GOD CAMPGROUND | 1 | CHURCH OF GOD CAMPGROUND | B | DISINFECT | B02 | DISINFECT/HYPOCHLORIN
6292786 | CHURCH OF GOD CAMPGROUND | 1 | CHURCH OF GOD CAMPGROUND | D | CORROSION CONTROL | D36 | CORR-CTRL/CORROSION INHIB
6292787 | CRYSTAL-KAY MOBILE HOME PARK | 1 | CRYSTAL-KAY MOBILE HOME PARK | B | DISINFECT | B02 | DISINFECT/HYPOCHLORIN
6292806 | FORT LONESOME GROCERY | 1 | FORT LONESOME GROCERY | B | DISINFECT | B02 | DISINFECT/HYPOCHLORIN
6292806 | FORT LONESOME GROCERY | 1 | FORT LONESOME GROCERY | H | SOFTENING | H25 | SOFTENING/ION EXCHANGE
6292811 | TIM'S CAFE | 1 | JEAN'S FAMILY REST | B | DISINFECT | B02 | DISINFECT/HYPOCHLORIN
6292817 | KWIK PAK FOOD MART | 1 | KWIK PAK FOOD MART PLANT | B | DISINFECT | B02 | DISINFECT/HYPOCHLORIN
6292821 | PRIMETIME FOOD STORE #18 | 1 | PRIMETIME FOOD STORE #18 PLANT | B | DISINFECT | B02 | DISINFECT/HYPOCHLORIN
6292825 | RUSKIN DRIVE IN | 1 | RUSKIN DRIVE IN PLANT | B | DISINFECT | B02 | DISINFECT/HYPOCHLORIN
6292825 | RUSKIN DRIVE IN | 1 | RUSKIN DRIVE IN PLANT | E | TASTE-ODOR CONTROL | E20 | T-O CTRL/AERATION
6292827 | SEFFNER SHOPPING PALACE | 1 | SEFFNER SHOPPING PALACE | B | DISINFECT | B02 | DISINFECT/HYPOCHLORIN
6292829 | SUNNY FOOD STORE | 1 | SUNNY FOOD STORE | B | DISINFECT | B02 | DISINFECT/HYPOCHLORIN
6292831 | CIRCLE K #7074 | 1 | CIRCLE K # 7074 PLANT | B | DISINFECT | B02 | DISINFECT/HYPOCHLORIN
6292833 | JAY'S MINIMART | 1 | JAY'S MINIMART | B | DISINFECT | B02 | DISINFECT/HYPOCHLORIN
6292834 | CIRCLE K #7108 | 1 | CIRCLE K # 7108 PLANT | B | DISINFECT | B02 | DISINFECT/HYPOCHLORIN
6292835 | CIRCLE K #7112 | 1 | CIRCLE K # 7112 PLANT | B | DISINFECT | B02 | DISINFECT/HYPOCHLORIN
6292836 | PRESCO FOOD STORE #66 | 1 | PRESCO FOOD STORE #66 | B | DISINFECT | B02 | DISINFECT/HYPOCHLORIN
6292840 | CIRCLE K #7187 | 1 | CIRCLE K #7187 PLANT | B | DISINFECT | B02 | DISINFECT/HYPOCHLORIN
6292840 | CIRCLE K #7187 | 1 | CIRCLE K #7187 PLANT | G | IRON REMOVAL | G14 | IRON RMVL/RAPID SAND FIL
6292842 | CITGO SEFFNER #699 | 1 | CITGO SEFFNER #699 | B | DISINFECT | B02 | DISINFECT/HYPOCHLORIN
6292842 | CITGO SEFFNER #699 | 1 | CITGO SEFFNER #699 | E | TASTE-ODOR CONTROL | E29 | T-O CTRL/CARTRIDGE FILTR
6292845 | STARLITE DRIVE-IN THEATER | 1 | STARLITE DRIVE-IN THEATER PLT1 | B | DISINFECT | B02 | DISINFECT/HYPOCHLORIN
6292846 | CAMP DOROTHY THOMAS | 1 | CAMP DOROTHY THOMAS WEST #2 | B | DISINFECT | B02 | DISINFECT/HYPOCHLORIN
6292846 | CAMP DOROTHY THOMAS | 2 | CAMP DOROTHY THOMAS EAST #1 | B | DISINFECT | B02 | DISINFECT/HYPOCHLORIN
6292847 | ROTARY'S CAMP FLORIDA | 1 | ROTARY'S CAMP FLORIDA PLANT | B | DISINFECT | B02 | DISINFECT/HYPOCHLORIN
6292848 | OLD MCMICKY'S FARM | 2 | OLD MCMICKEY'S FARM (NE PLANT) | B | DISINFECT | B02 | DISINFECT/HYPOCHLORIN
6292849 | CAMP OWEN J BROREIN | 1 | CAMP BROREIN PLANT #1 WEST | B | DISINFECT | B02 | DISINFECT/HYPOCHLORIN
6292849 | CAMP OWEN J BROREIN | 2 | CAMP BROREIN PLANT #2 EAST | B | DISINFECT | B02 | DISINFECT/HYPOCHLORIN
6292850 | CEDARKIRK RECREATION CAMP | 1 | CEDARKIRK REC. CAMP SOUTH WELL | B | DISINFECT | B02 | DISINFECT/HYPOCHLORIN
6292850 | CEDARKIRK RECREATION CAMP | 2 | CEDARKIRK REC. CAMP NORTH WELL | B | DISINFECT | B02 | DISINFECT/HYPOCHLORIN
6292850 | CEDARKIRK RECREATION CAMP | 2 | CEDARKIRK REC. CAMP NORTH WELL | G | IRON REMOVAL | G18 | IRON RMVL/SEQUESTATION
6292850 | CEDARKIRK RECREATION CAMP | 1 | CEDARKIRK REC. CAMP SOUTH WELL | G | IRON REMOVAL | G18 | IRON RMVL/SEQUESTATION
6292851 | AUNT FRANNIES PRESCHOOL | 1 | AUNT FRANNIES PRESCHOOL PLT 1 | B | DISINFECT | B02 | DISINFECT/HYPOCHLORIN
6292855 | ONE STOP SHOP | 1 | ONE STOP SHOP | B | DISINFECT | B02 | DISINFECT/HYPOCHLORIN
6292857 | CIRCLE K #7202 | 1 | CIRCLE K # 7202 | B | DISINFECT | B02 | DISINFECT/HYPOCHLORIN
6292859 | EL QUIJOTE BAR & GRILL | 1 | EL QUIJOTE BAR & GRILL | B | DISINFECT | B02 | DISINFECT/HYPOCHLORIN
6292861 | MARY'S MIRACLE RESTAURANT | 1 | MARY'S MIRACLE RESTAURANT | B | DISINFECT | B02 | DISINFECT/HYPOCHLORIN
6292973 | GRAND PRIX TAMPA | 2 | GRAND PRIX TAMPA NORTH | B | DISINFECT | B02 | DISINFECT/HYPOCHLORIN
6292986 | HOLLY'S | 1 | FRITZI'S RESTAURANT | B | DISINFECT | B02 | DISINFECT/HYPOCHLORIN
6292986 | HOLLY'S | 1 | FRITZI'S RESTAURANT | C | PARTICLE REMOVAL | C14 | PART-RMVL/RAPID SAND FIL
6292986 | HOLLY'S | 1 | FRITZI'S RESTAURANT | H | SOFTENING | H25 | SOFTENING/ION EXCHANGE
6292987 | 7-ELEVEN STORE #32702 | 1 | 7-ELEVEN STORE PLANT # 1 | B | DISINFECT | B02 | DISINFECT/HYPOCHLORIN
6292987 | 7-ELEVEN STORE #32702 | 1 | 7-ELEVEN STORE PLANT # 1 | H | SOFTENING | H25 | SOFTENING/ION EXCHANGE
6292996 | RIGHTWAY FOODS | 1 | RIGHTWAY FOODS | B | DISINFECT | B02 | DISINFECT/HYPOCHLORIN
6292998 | DELI FOOD STORE | 1 | DELI FOOD STORE | B | DISINFECT | B02 | DISINFECT/HYPOCHLORIN
6292999 | CIRCLE K # 7056 | 1 | CIRCLE K # 7056 | B | DISINFECT | B02 | DISINFECT/HYPOCHLORIN
6292999 | CIRCLE K # 7056 | 1 | CIRCLE K # 7056 | C | PARTICLE REMOVAL | C14 | PART-RMVL/RAPID SAND FIL
6293008 | LA FIESTA & TACO BUENO INC | 1 | LA FIESTA & TACO BUENO PLANT | B | DISINFECT | B02 | DISINFECT/HYPOCHLORIN
6293015 | FALKNER FARMS # 2 | 1 | FALKNER FARMS #2 | B | DISINFECT | B02 | DISINFECT/HYPOCHLORIN
6293043 | ANGELO'S CHEVRON | 1 | ANGELO'S CHEVRON | B | DISINFECT | B02 | DISINFECT/HYPOCHLORIN
6293044 | URVI FOOD STORE | 1 | URVI FOOD STORE | B | DISINFECT | B02 | DISINFECT/HYPOCHLORIN
6293046 | TURKEY CREEK QUICK MART | 1 | TURKEY CREEK QUICK MART | B | DISINFECT | B02 | DISINFECT/HYPOCHLORIN
6293047 | CIRCLE K #7358 | 1 | CIRCLE K #7358 | B | DISINFECT | B02 | DISINFECT/HYPOCHLORIN
6293048 | PN FOODS | 1 | PN FOODS PLANT | B | DISINFECT | B02 | DISINFECT/HYPOCHLORIN
6293048 | PN FOODS | 1 | PN FOODS PLANT | N | NITRATE REMOVAL | N25 | NITRATE REMOVAL/ION EXCHANGE
6293051 | RICK'S CUSTOM MEATS | 1 | RICK'S CUSTOM MEATS | B | DISINFECT | B02 | DISINFECT/HYPOCHLORIN
6293055 | SEVEN STAR GROCERY | 1 | SEVEN STAR SOUTH PLANT | B | DISINFECT | B02 | DISINFECT/HYPOCHLORIN
6293055 | SEVEN STAR GROCERY | 2 | SEVEN STAR NORTH PLANT | B | DISINFECT | B02 | DISINFECT/HYPOCHLORIN
6293064 | CARLOS SANDWICH SHOP | 1 | CARLOS SANDWICH SHOP | B | DISINFECT | B02 | DISINFECT/HYPOCHLORIN
6293064 | CARLOS SANDWICH SHOP | 1 | CARLOS SANDWICH SHOP | H | SOFTENING | H25 | SOFTENING/ION EXCHANGE
6293068 | 301 HOUSE INCORPORATED | 1 | 301 HOUSE INC PLANT #1 | B | DISINFECT | B02 | DISINFECT/HYPOCHLORIN
6293070 | MOSAIC FERTILIZER LLC-4 CORNERS MINE | 1 | 4 CORNERS MINE | B | DISINFECT | B02 | DISINFECT/HYPOCHLORIN
6293070 | MOSAIC FERTILIZER LLC-4 CORNERS MINE | 1 | 4 CORNERS MINE | D | CORROSION CONTROL | D36 | CORR-CTRL/CORROSION INHIB
6293300 | SPEEDLING INC #1 NURSERY | 1 | SPEEDLING INC NURSERY-N | B | DISINFECT | B02 | DISINFECT/HYPOCHLORIN
6293300 | SPEEDLING INC #1 NURSERY | 1 | SPEEDLING INC NURSERY-N | C | PARTICLE REMOVAL | C23 | PART-RMVL/GAC ADDITION
6293300 | SPEEDLING INC #1 NURSERY | 1 | SPEEDLING INC NURSERY-N | R | RADS REMOVAL | R25 | RADS RMVL/ION EXCHANGE
6294000 | GIT N GO MARKET | 1 | GIT N GO MARKETS | B | DISINFECT | B02 | DISINFECT/HYPOCHLORIN
6294172 | GREEN OAKS MHP | 1 | GREEN OAKS M H P PLANT # 1 | B | DISINFECT | B02 | DISINFECT/HYPOCHLORIN
6294172 | GREEN OAKS MHP | 1 | GREEN OAKS M H P PLANT # 1 | R | RADS REMOVAL | R25 | RADS RMVL/ION EXCHANGE
6294336 | QUAD RENTALS | 2 | HOME AMERICA #15 | B | DISINFECT | B02 | DISINFECT/HYPOCHLORIN
6294341 | SOUTHERN GROUND | 1 | SOUTHERN GROUND | B | DISINFECT | B02 | DISINFECT/HYPOCHLORIN
6294342 | BIGFOOT ON THE RIVER | 1 | BIGFOOT ON THE RIVER | B | DISINFECT | B02 | DISINFECT/HYPOCHLORIN
6294343 | HOLLY COURT I | 1 | HOLLY COURT I | B | DISINFECT | B02 | DISINFECT/HYPOCHLORIN
6294343 | HOLLY COURT I | 1 | HOLLY COURT I | G | IRON REMOVAL | G18 | IRON RMVL/SEQUESTATION
6294344 | HOLLY COURT II | 1 | HOLLY COURT II | B | DISINFECT | B02 | DISINFECT/HYPOCHLORIN
6294344 | HOLLY COURT II | 1 | HOLLY COURT II | G | IRON REMOVAL | G18 | IRON RMVL/SEQUESTATION
6294346 | PRESCO FOOD STORE #1 | 1 | PRESCO #1 | B | DISINFECT | B02 | DISINFECT/HYPOCHLORIN
6294346 | PRESCO FOOD STORE #1 | 1 | PRESCO #1 | G | IRON REMOVAL | G30 | IRON RMVL/GREENSAND FILTR
6294380 | THE LATIN SPOT | 1 | THE LATIN SPOT | B | DISINFECT | B02 | DISINFECT/HYPOCHLORIN
6294389 | VALRICO FOOD STORE | 1 | VALRICO FOOD STORE PLANT | B | DISINFECT | B02 | DISINFECT/HYPOCHLORIN
6294393 | ROBERT'S MEATS | 1 | GEO. ALDRIDGE | B | DISINFECT | B02 | DISINFECT/HYPOCHLORIN
6294409 | THE OASIS AT GRANDFIELD | 1 | THE OASIS AT GRANDFIELD | B | DISINFECT | B02 | DISINFECT/HYPOCHLORIN
6294412 | COUNTRY OAKS APARTMENTS | 1 | COUNTRY ROAD DUPLEXES | B | DISINFECT | B02 | DISINFECT/HYPOCHLORIN
6294552 | CASITA BELLA | 1 | CASITA BELLA | B | DISINFECT | B02 | DISINFECT/HYPOCHLORIN
6294568 | JT'S ROAD HOUSE BAR | 1 | JT'S ROAD HOUSE BAR | B | DISINFECT | B02 | DISINFECT/HYPOCHLORIN
6294575 | TIMS MEMORIAL DBA LUTZ COMMUNITY CHURCH | 1 | TIMS MEM DBA LUTZ COMMUNITY | B | DISINFECT | B02 | DISINFECT/HYPOCHLORIN
6294575 | TIMS MEMORIAL DBA LUTZ COMMUNITY CHURCH | 1 | TIMS MEM DBA LUTZ COMMUNITY | D | CORROSION CONTROL | D36 | CORR-CTRL/CORROSION INHIB
6294581 | ODESSA CITGO | 1 | ODESSA CITGO PLANT 1 | B | DISINFECT | B02 | DISINFECT/HYPOCHLORIN
6294591 | THE FOUNTAIN EXECUTIVE PLAZA | 1 | THE FOUNTAIN EXECUTIVE PLAZA | B | DISINFECT | B02 | DISINFECT/HYPOCHLORIN
6294596 | MIRROR LAKE PLAZA | 1 | MIRROR LAKE PLAZA | B | DISINFECT | B02 | DISINFECT/HYPOCHLORIN
6294597 | MCCORMICK SKI SCHOOL | 1 | MCCORMICK SKI SCHOOL | B | DISINFECT | B02 | DISINFECT/HYPOCHLORIN
6294597 | MCCORMICK SKI SCHOOL | 1 | MCCORMICK SKI SCHOOL | G | IRON REMOVAL | G30 | IRON RMVL/GREENSAND FILTR
6294612 | RIVER PALM RV RESORT | 1 | RIVER PALM RV RESORT PLANT | B | DISINFECT | B02 | DISINFECT/HYPOCHLORIN
6294617 | JOANNE'S FAMILY RESTAURANT | 1 | JOANNE'S FAMILY RESTAURANT | B | DISINFECT | B02 | DISINFECT/HYPOCHLORIN
6294617 | JOANNE'S FAMILY RESTAURANT | 1 | JOANNE'S FAMILY RESTAURANT | H | SOFTENING | H25 | SOFTENING/ION EXCHANGE
6294618 | FIRST BAPTIST CHURCH OF LUTZ-OFFICES | 1 | FIRST BAPT CH OF LUTZ OFFICES | B | DISINFECT | B02 | DISINFECT/HYPOCHLORIN
6294618 | FIRST BAPTIST CHURCH OF LUTZ-OFFICES | 1 | FIRST BAPT CH OF LUTZ OFFICES | H | SOFTENING | H25 | SOFTENING/ION EXCHANGE
6294714 | THE PALMS AT DOVER MHP | 1 | THE PALMS AT DOVER MHP | B | DISINFECT | B02 | DISINFECT/HYPOCHLORIN
6294733 | SILVER DOLLAR GOLF CLUB | 1 | SILVER DOLLAR GOLF # 1 SOUTH | B | DISINFECT | B02 | DISINFECT/HYPOCHLORIN
6294733 | SILVER DOLLAR GOLF CLUB | 2 | SILVER DOLLAR GOLF PL 2 NORTH | B | DISINFECT | B02 | DISINFECT/HYPOCHLORIN
6294733 | SILVER DOLLAR GOLF CLUB | 1 | SILVER DOLLAR GOLF # 1 SOUTH | D | CORROSION CONTROL | D36 | CORR-CTRL/CORROSION INHIB
6294733 | SILVER DOLLAR GOLF CLUB | 2 | SILVER DOLLAR GOLF PL 2 NORTH | D | CORROSION CONTROL | D36 | CORR-CTRL/CORROSION INHIB
6294744 | B&B SUPERMARKET #44 | 1 | U-SAVE STORE #44 | B | DISINFECT | B02 | DISINFECT/HYPOCHLORIN
6294756 | SMART STEPS ACADEMY | 1 | SMART STEPS ACADEMY | B | DISINFECT | B02 | DISINFECT/HYPOCHLORIN
6294757 | APEC FOODS LLC | 1 | APEC FOODS LLC PLANT | B | DISINFECT | B02 | DISINFECT/HYPOCHLORIN
6294775 | MANATEE RVP | 1 | MANATEE RVP | B | DISINFECT | B02 | DISINFECT/HYPOCHLORIN
6294775 | MANATEE RVP | 1 | MANATEE RVP | E | TASTE-ODOR CONTROL | E20 | T-O CTRL/AERATION
6294792 | SOUTHERN AIRE RVP | 1 | SOUTHERN AIRE RVP PLANT | B | DISINFECT | B02 | DISINFECT/HYPOCHLORIN
6294846 | GRACE COMMUNITY CHURCH - WEST | 1 | GRACE CHRIST. CHURCH- WEST | B | DISINFECT | B02 | DISINFECT/HYPOCHLORIN
6294850 | MEADOWS OF COUNTRYWOOD | 2 | PLANT 2 NORTH | B | DISINFECT | B02 | DISINFECT/HYPOCHLORIN
6294850 | MEADOWS OF COUNTRYWOOD | 1 | PLANT 1 -SOUTH | B | DISINFECT | B02 | DISINFECT/HYPOCHLORIN
6294853 | MOOSE LODGE #1741 N HILLSBOROUGH | 2 | MOOSE LODGE PLANT | B | DISINFECT | B02 | DISINFECT/HYPOCHLORIN
6294856 | EASTFIELD SLOPES CONDO ASSOC | 1 | EASTFIELD SLOPES | B | DISINFECT | B02 | DISINFECT/HYPOCHLORIN
6294865 | CROSS ROADS BAPTIST CHURCH OF LITHIA | 1 | CROSS ROADS BAPTIST CHURCH | B | DISINFECT | B02 | DISINFECT/HYPOCHLORIN
6294879 | 301 GRILL/WAGON WHEEL TR PK | 1 | 301 GRILL/WAGON WHEEL TR PK | B | DISINFECT | B02 | DISINFECT/HYPOCHLORIN
6294880 | RED BARN PRODUCE | 1 | RUSKIN VFW POST #6287 | A | NO TRTMT | A | NO TRTMT
6294881 | MASONIC PARK & YOUTH CAMP | 2 | SOUTH PLANT | B | DISINFECT | B02 | DISINFECT/HYPOCHLORIN
6294881 | MASONIC PARK & YOUTH CAMP | 1 | NORTH PLANT | B | DISINFECT | B02 | DISINFECT/HYPOCHLORIN
6294881 | MASONIC PARK & YOUTH CAMP | 1 | NORTH PLANT | E | TASTE-ODOR CONTROL | E20 | T-O CTRL/AERATION
6294881 | MASONIC PARK & YOUTH CAMP | 2 | SOUTH PLANT | E | TASTE-ODOR CONTROL | E29 | T-O CTRL/CARTRIDGE FILTR
6294881 | MASONIC PARK & YOUTH CAMP | 2 | SOUTH PLANT | H | SOFTENING | H25 | SOFTENING/ION EXCHANGE
6294885 | AUTUMN LEAF ACADEMY | 1 | AUTUMN LEAF ACADEMY | B | DISINFECT | B02 | DISINFECT/HYPOCHLORIN
6294888 | BRANDON MOOSE LODGE #1880 | 1 | BRANDON MOOSE LODGE PLANT # 1 | B | DISINFECT | B02 | DISINFECT/HYPOCHLORIN
6294891 | EASTBAY RACEWAY PARK | 1 | EASTBAY RACEWAY PLANT # 1 | B | DISINFECT | B02 | DISINFECT/HYPOCHLORIN
6294891 | EASTBAY RACEWAY PARK | 1 | EASTBAY RACEWAY PLANT # 1 | H | SOFTENING | H25 | SOFTENING/ION EXCHANGE
6294891 | EASTBAY RACEWAY PARK | 1 | EASTBAY RACEWAY PLANT # 1 | K | DESALINATION | K26 | DESALINAT/REVERSE OSMOSIS
6294893 | FOE/BRANDON AERIE #3566 | 1 | F.O.E./BRANDON PLANT # 1 | B | DISINFECT | B02 | DISINFECT/HYPOCHLORIN
6294894 | ODESSA CHRISTIAN SCHOOL | 1 | ODESSA CHRISTIAN SCHOOL | B | DISINFECT | B02 | DISINFECT/HYPOCHLORIN
6294895 | TOWN & COUNTRY CHURCH OF NAZAR | 1 | TOWN&COUNTRY CH NAZ PLANT # 1 | B | DISINFECT | B02 | DISINFECT/HYPOCHLORIN
6294896 | HCPRD/BALM PARK | 1 | BALM COUNTY PARK | B | DISINFECT | B02 | DISINFECT/HYPOCHLORIN
6294896 | HCPRD/BALM PARK | 1 | BALM COUNTY PARK | Z | OTHER | Z23 | OTHER/GAC ADDITION
6294903 | H.C.P.R.D./DAN MCMULLEN FIELD | 1 | COACH DAN MCMULLEN FIELD | B | DISINFECT | B02 | DISINFECT/HYPOCHLORIN
6294905 | CARROLLWOOD BUSINESS PK | 1 | CARROLLWOOD BUSINESS PK PLT | B | DISINFECT | B02 | DISINFECT/HYPOCHLORIN
6294907 | BUSINESS ENTERPRISE PARK | 1 | BUSINESS ENT PARK PLANT | B | DISINFECT | B02 | DISINFECT/HYPOCHLORIN
6294913 | THONOTOSASSA CHURCH OF GOD | 1 | THONOTOSASSA CH OF GOD PLANT | B | DISINFECT | B02 | DISINFECT/HYPOCHLORIN
6294914 | UNITED 500 DELI | 1 | UNITED 500 DELI PLANT # 1 | B | DISINFECT | B02 | DISINFECT/HYPOCHLORIN
6294921 | GULF COAST THERMO KING | 1 | GULF COAST THERMO KING | B | DISINFECT | B02 | DISINFECT/HYPOCHLORIN
6294921 | GULF COAST THERMO KING | 1 | GULF COAST THERMO KING | C | PARTICLE REMOVAL | C42 | PARTICLE REMOVAL/CENTRIFUGAL SEPARATOR
6294924 | THE WHITE OAK COTTAGE | 1 | CENTRAL MAINTENANCE & WELDING | B | DISINFECT | B02 | DISINFECT/HYPOCHLORIN
6294928 | 18901 N DALE MABRY HIGHWAY LLC | 1 | LMR FUEL LLC | B | DISINFECT | B02 | DISINFECT/HYPOCHLORIN
6294929 | SPEEDWAY #6545 | 1 | SPEEDWAY #6545 | B | DISINFECT | B02 | DISINFECT/HYPOCHLORIN
6294935 | COUNTRY CAFE | 1 | COUNTRY CAFE PLANT #1 | B | DISINFECT | B02 | DISINFECT/HYPOCHLORIN
6294941 | COUNTRY SIDE PLAZA | 1 | COUNTRY SIDE PLAZA PLANT # 1 | B | DISINFECT | B02 | DISINFECT/HYPOCHLORIN
6294948 | HEROES' PARADISE INC | 1 | HEROES' PARADISE INC | B | DISINFECT | B02 | DISINFECT/HYPOCHLORIN
6294951 | TOWN & COUNTRY CHURCH OF NAZARENE | 1 | CHURCH OF NAZARENE PLANT # 1 | B | DISINFECT | B02 | DISINFECT/HYPOCHLORIN
6294953 | ECONOMIZER IGA | 1 | ECONOMIZER IGA PLANT | B | DISINFECT | B02 | DISINFECT/HYPOCHLORIN
6294955 | FIRST BAPTIST CHURCH OF DURANT INC. | 1 | FIRST BAPT CHURCH OF DURANT | B | DISINFECT | B02 | DISINFECT/HYPOCHLORIN
6294956 | SEVEN STAR FOOD STORE | 1 | SEVEN STAR FOOD STORE | B | DISINFECT | B02 | DISINFECT/HYPOCHLORIN
6294994 | M & G BERRY FARMS LABOR CAMP | 1 | M AND G BERRY FARMS LABOR CAMP | B | DISINFECT | B02 | DISINFECT/HYPOCHLORIN
6294998 | SPACETTES | 1 | SPACETTES PLANT | B | DISINFECT | B02 | DISINFECT/HYPOCHLORIN
6295006 | CIRCLE G PLATT MLC | 1 | CIRCLE G-PLATT PLANT | B | DISINFECT | B02 | DISINFECT/HYPOCHLORIN
6295010 | SYDNEY DOVER ROAD CAMP | 1 | SYDNEY DOVER ROAD CAMP | B | DISINFECT | B02 | DISINFECT/HYPOCHLORIN
6295010 | SYDNEY DOVER ROAD CAMP | 1 | SYDNEY DOVER ROAD CAMP | G | IRON REMOVAL | G18 | IRON RMVL/SEQUESTATION
6295012 | MS55 LLC FP1 | 1 | BUFORD FARM RMH PLANT | B | DISINFECT | B02 | DISINFECT/HYPOCHLORIN
6295013 | GOODSON RMH #3 | 1 | GOODSON MLC #3 PLANT | B | DISINFECT | B02 | DISINFECT/HYPOCHLORIN
6295016 | KEYSTONE BIBLE CHURCH | 1 | IMPACT CHURCH OF KEYSTONE | B | DISINFECT | B02 | DISINFECT/HYPOCHLORIN
6295018 | OLD DOMINION FREIGHT LINE INC | 1 | OLD DOMINION FREIGHT LINE INC | B | DISINFECT | B02 | DISINFECT/HYPOCHLORIN
6295027 | TURKEY CREEK FIRST BAPTIST CHURCH | 1 | TURKEY CREEK FIRST BAPT CHURCH | B | DISINFECT | B02 | DISINFECT/HYPOCHLORIN
6295031 | CALVARY TABERNACLE CHURCH | 1 | CALVARY TABERNACLE PLANT #1 | B | DISINFECT | B02 | DISINFECT/HYPOCHLORIN
6295034 | BILLY SIMMONS MLC | 1 | SIMMONS RMH PLANT 1 | B | DISINFECT | B02 | DISINFECT/HYPOCHLORIN
6295034 | BILLY SIMMONS MLC | 1 | SIMMONS RMH PLANT 1 | G | IRON REMOVAL | G29 | IRON RMVL/CARTRIDGE FILTR
6295034 | BILLY SIMMONS MLC | 1 | SIMMONS RMH PLANT 1 | S | ARSENIC REMOVAL | S41 | ARSENIC REMOVAL/ADSORPTIVE MEDIA
6295036 | MS58 LLC FP2 | 1 | WILLIAMSON RMH PLANT | B | DISINFECT | B02 | DISINFECT/HYPOCHLORIN
6295037 | KINARD MIGRANT LABOR CAMP | 1 | KINARD MLC PLANT 1 | B | DISINFECT | B02 | DISINFECT/HYPOCHLORIN
6295038 | THE COUNTRY CUBAN SANDWICH SHOP | 1 | COUNTRY CUBAN SANDWICH SHOP | B | DISINFECT | B02 | DISINFECT/HYPOCHLORIN
6295039 | PICNIC GROCERY | 1 | PICNIC GROCERY | B | DISINFECT | B02 | DISINFECT/HYPOCHLORIN
6295047 | TRIPLE L TRANSPORTATION & SERVICES | 1 | TRIPLE L TRANSPORTATION | B | DISINFECT | B02 | DISINFECT/HYPOCHLORIN
6295049 | FUTBOL 5 SPORTS COMPLEX | 1 | FUTBOL 5 SPORTS COMPLEX | B | DISINFECT | B02 | DISINFECT/HYPOCHLORIN
6295049 | FUTBOL 5 SPORTS COMPLEX | 1 | FUTBOL 5 SPORTS COMPLEX | E | TASTE-ODOR CONTROL | E25 | T-O CTRL/ION EXCHANGE
6295049 | FUTBOL 5 SPORTS COMPLEX | 1 | FUTBOL 5 SPORTS COMPLEX | G | IRON REMOVAL | G29 | IRON RMVL/CARTRIDGE FILTR
6295055 | QUICK STOP (FIVE STAR FOOD STORE) | 1 | FIVE STAR FOOD STORE | B | DISINFECT | B02 | DISINFECT/HYPOCHLORIN
6295057 | CROSS POINTE CHURCH OF THE NAZARENE | 1 | CROSS POINTE CHURCH | B | DISINFECT | B02 | DISINFECT/HYPOCHLORIN
6295058 | CIRCLE K #9796 | 1 | CIRCLE K # 9796 PLANT 1 | B | DISINFECT | B02 | DISINFECT/HYPOCHLORIN
6295065 | TIM'S CAFE | 1 | TIM'S CAFE | B | DISINFECT | B02 | DISINFECT/HYPOCHLORIN
6295068 | CITGO 5117 | 1 | CITGO #5117 | B | DISINFECT | B02 | DISINFECT/HYPOCHLORIN
6295069 | FIRST BAPTIST CHURCH OF DOVER | 1 | FIRST BAPTIST CHURCH - DOVER | B | DISINFECT | B02 | DISINFECT/HYPOCHLORIN
6295072 | SUNLAKE RV RESORT | 1 | SUNLAKE R.V. RESORT | B | DISINFECT | B02 | DISINFECT/HYPOCHLORIN
6295072 | SUNLAKE RV RESORT | 1 | SUNLAKE R.V. RESORT | E | TASTE-ODOR CONTROL | E20 | T-O CTRL/AERATION
6295073 | HCPRD/DEAD RIVER PARK | 1 | HCPRD/DEAD RIVER PARK PLANT | B | DISINFECT | B02 | DISINFECT/HYPOCHLORIN
6295073 | HCPRD/DEAD RIVER PARK | 1 | HCPRD/DEAD RIVER PARK PLANT | E | TASTE-ODOR CONTROL | E20 | T-O CTRL/AERATION
6295074 | HCPRD/JOHN B SARGEANT PARK | 1 | HCPRD/JOHN B SARGEANT ST PARK | B | DISINFECT | B02 | DISINFECT/HYPOCHLORIN
6295075 | HCPRD/MORRIS BRIDGE | 1 | HCPRD/MORRIS BRIDGE PLANT | B | DISINFECT | B02 | DISINFECT/HYPOCHLORIN
6295084 | WEST CENTRAL SIGNS INC | 1 | INTERSTATE WHOLESALE | B | DISINFECT | B02 | DISINFECT/HYPOCHLORIN
6295087 | SEFFNER PROFESSIONAL CENTER | 1 | SEFFNER PROFESSIONAL CENTER | B | DISINFECT | B02 | DISINFECT/HYPOCHLORIN
6295089 | PEOPLE FOR CHRIST MINISTRIES INC. | 1 | PEOPLE FOR CHRIST MINISTRIES | B | DISINFECT | B02 | DISINFECT/HYPOCHLORIN
6295091 | CIRCLE K #7049 | 1 | CIRCLE K #7049 | B | DISINFECT | B02 | DISINFECT/HYPOCHLORIN
6295091 | CIRCLE K #7049 | 1 | CIRCLE K #7049 | G | IRON REMOVAL | G29 | IRON RMVL/CARTRIDGE FILTR
6295099 | ARGOS USA | 1 | FLORIDA ROCK PLANT #1 | B | DISINFECT | B02 | DISINFECT/HYPOCHLORIN
6295107 | TWILIGHT ZONE LOUNGE/PACKAGE | 1 | TWILIGHT ZONE LOUNGE/PACKAGE | B | DISINFECT | B02 | DISINFECT/HYPOCHLORIN
6295112 | OAKWOOD CT APTS | 1 | OAKWOOD CT. APTS | B | DISINFECT | B02 | DISINFECT/HYPOCHLORIN
6295116 | SANTOS GROCERY | 1 | SANTOS GROCERY | B | DISINFECT | B02 | DISINFECT/HYPOCHLORIN
6295123 | SAM ASTIN RMH #1 | 2 | ASTIN NEW PLANT NORTH | B | DISINFECT | B02 | DISINFECT/HYPOCHLORIN
6295124 | BINGHAM MLC | 1 | SAM WILLIAMSON FARMS INC | B | DISINFECT | B02 | DISINFECT/HYPOCHLORIN
6295127 | CRYSTAL LAKES PLAZA | 1 | CRYSTAL LAKES PLAZA PLANT | B | DISINFECT | B02 | DISINFECT/HYPOCHLORIN
6295132 | COLLINS RMH #1 | 1 | COLLINS M.L.C./HARRY PITTS | B | DISINFECT | B02 | DISINFECT/HYPOCHLORIN
6295134 | DIEHL FARMS MLC #1 | 1 | DIEHL MLC #1 | B | DISINFECT | B02 | DISINFECT/HYPOCHLORIN
6295137 | SON LIFE CHURCH | 1 | CHEMEX PAINT AND DECOR CTR(FKA | B | DISINFECT | B02 | DISINFECT/HYPOCHLORIN
6295143 | SIZEMORE RMH 1 (WEST) | 1 | SIZEMORE RMH 1 (WEST) | B | DISINFECT | B02 | DISINFECT/HYPOCHLORIN
6295143 | SIZEMORE RMH 1 (WEST) | 1 | SIZEMORE RMH 1 (WEST) | G | IRON REMOVAL | G29 | IRON RMVL/CARTRIDGE FILTR
6295143 | SIZEMORE RMH 1 (WEST) | 1 | SIZEMORE RMH 1 (WEST) | S | ARSENIC REMOVAL | S41 | ARSENIC REMOVAL/ADSORPTIVE MEDIA
6295147 | ASTIN RMH #4 | 1 | ASTIN RMH #4 | B | DISINFECT | B02 | DISINFECT/HYPOCHLORIN
6295151 | DOWNING LLC | 1 | DOWNING LLC PLANT | B | DISINFECT | B02 | DISINFECT/HYPOCHLORIN
6295163 | MULLIS RMH | 1 | MULLIS RMH PLANT | B | DISINFECT | B02 | DISINFECT/HYPOCHLORIN
6295171 | COUNTRY INN RESTAURANT & TAVER | 1 | COUNTRY INN REST. AND TAVERN | B | DISINFECT | B02 | DISINFECT/HYPOCHLORIN
6295172 | SUNRISE MOBILE HOME PARK | 1 | SUNRISE MOBILE HOME PARK | B | DISINFECT | B02 | DISINFECT/HYPOCHLORIN
6295172 | SUNRISE MOBILE HOME PARK | 1 | SUNRISE MOBILE HOME PARK | C | PARTICLE REMOVAL | C29 | PART-RMVL/CARTRIDGE FILTR
6295177 | WOODARD MANOR | 1 | WOODARD MANOR | B | DISINFECT | B02 | DISINFECT/HYPOCHLORIN
6295183 | BAY HILLS VILLAGE CONDO ASSOCIATION | 1 | BAY HILLS VILLAGE M.H.P.PLANT1 | B | DISINFECT | B02 | DISINFECT/HYPOCHLORIN
6295184 | SHARK TAIL DBA PINE HAVEN MH COMMUNITY | 1 | SHARK TAIL DBA PINE HAVE MHC | B | DISINFECT | B02 | DISINFECT/HYPOCHLORIN
6295184 | SHARK TAIL DBA PINE HAVEN MH COMMUNITY | 1 | SHARK TAIL DBA PINE HAVE MHC | D | CORROSION CONTROL | D18 | CORR-CTRL/SEQUESTATION
6295184 | SHARK TAIL DBA PINE HAVEN MH COMMUNITY | 1 | SHARK TAIL DBA PINE HAVE MHC | E | TASTE-ODOR CONTROL | E20 | T-O CTRL/AERATION
6295188 | LINEBAUGH FOOD MART | 1 | LINEBAUGH FOOD MART | B | DISINFECT | B02 | DISINFECT/HYPOCHLORIN
6295191 | PARKWOOD ESTATES | 1 | PARKWOOD ESTATES PLANT | B | DISINFECT | B02 | DISINFECT/HYPOCHLORIN
6295192 | SOUTH HILLSBOROUGH ELKS #2672 | 1 | SOUTH HILLSBOROUGH ELKS PLANT | B | DISINFECT | B02 | DISINFECT/HYPOCHLORIN
6295192 | SOUTH HILLSBOROUGH ELKS #2672 | 1 | SOUTH HILLSBOROUGH ELKS PLANT | E | TASTE-ODOR CONTROL | E20 | T-O CTRL/AERATION
6295196 | ASHLEY COVE MLC | 1 | ASHLEY COVE MLC PLANT | B | DISINFECT | B02 | DISINFECT/HYPOCHLORIN
6295196 | ASHLEY COVE MLC | 1 | ASHLEY COVE MLC PLANT | C | PARTICLE REMOVAL | C29 | PART-RMVL/CARTRIDGE FILTR
6295196 | ASHLEY COVE MLC | 1 | ASHLEY COVE MLC PLANT | R | RADS REMOVAL | R25 | RADS RMVL/ION EXCHANGE
6295196 | ASHLEY COVE MLC | 1 | ASHLEY COVE MLC PLANT | S | ARSENIC REMOVAL | S41 | ARSENIC REMOVAL/ADSORPTIVE MEDIA
6295199 | CIRCLE B MARATHON | 1 | CIRCLE 'B' | B | DISINFECT | B02 | DISINFECT/HYPOCHLORIN
6295202 | TAMPA EAST THE PALMS | 1 | TAMPA EAST THE PALMS PLANT | B | DISINFECT | B02 | DISINFECT/HYPOCHLORIN
6295202 | TAMPA EAST THE PALMS | 1 | TAMPA EAST THE PALMS PLANT | G | IRON REMOVAL | G18 | IRON RMVL/SEQUESTATION
6295205 | LITTLE UNION PRIMITIVE BAPTIST CHURCH | 1 | LITTLE UNION PRIMITIVE BAPTIST | B | DISINFECT | B02 | DISINFECT/HYPOCHLORIN
6295219 | NORTH TAMPA BUSINESS PARK | 1 | NORTH TAMPA BUSINESS PARK | B | DISINFECT | B02 | DISINFECT/HYPOCHLORIN
6295226 | LITTLE MANATEE RIVER STATE PARK | 1 | LITTLE MANATEE RIV. STATE PARK | B | DISINFECT | B02 | DISINFECT/HYPOCHLORIN
6295226 | LITTLE MANATEE RIVER STATE PARK | 1 | LITTLE MANATEE RIV. STATE PARK | E | TASTE-ODOR CONTROL | E28 | T-O CTRL/PACKED TWR-AERA
6295239 | M & M FOOD STORE | 1 | M & M FOOD STORE | B | DISINFECT | B02 | DISINFECT/HYPOCHLORIN
6295240 | COUNTRYSIDE VILLAGE | 1 | RIVER RUN MHP PLANT # 1 | B | DISINFECT | B02 | DISINFECT/HYPOCHLORIN
6295244 | SMOKIN ACES BBQ & STEAKHOUSE | 1 | SMOKIN ACES BBQ & STEAKHOUSE | B | DISINFECT | B02 | DISINFECT/HYPOCHLORIN
6295251 | KELLY'S HIDEAWAY | 1 | KELLY'S HIDEAWAY | B | DISINFECT | B02 | DISINFECT/HYPOCHLORIN
6295256 | IGLESIA PENTECOSTAL SHALOM ADONAI INC | 1 | IGLESIA PENTECOSTAL SHALOM ADO | B | DISINFECT | B02 | DISINFECT/HYPOCHLORIN
6295259 | FRESH DONUT DELIVERY | 1 | FRESH DONUT DELIVERY | B | DISINFECT | B02 | DISINFECT/HYPOCHLORIN
6295260 | STRAWBERRY CREST EARLY CHILDHOOD | 1 | STRAWBERRY CREST ECD | B | DISINFECT | B02 | DISINFECT/HYPOCHLORIN
6295264 | UNCLE JOHN'S PRIDE LLC | 1 | UNCLE JOHN'S PRIDE LLC | B | DISINFECT | B02 | DISINFECT/HYPOCHLORIN
6295264 | UNCLE JOHN'S PRIDE LLC | 1 | UNCLE JOHN'S PRIDE LLC | E | TASTE-ODOR CONTROL | E29 | T-O CTRL/CARTRIDGE FILTR
6295264 | UNCLE JOHN'S PRIDE LLC | 1 | UNCLE JOHN'S PRIDE LLC | E | TASTE-ODOR CONTROL | E25 | T-O CTRL/ION EXCHANGE
6295265 | COUNTRY OAKS ADULT MHP | 1 | COUNTRY OAKS ADULT MHP | B | DISINFECT | B02 | DISINFECT/HYPOCHLORIN
6295275 | CITRUS HILLS RVP | 1 | CITRUS HILLS RVP NW PLANT | B | DISINFECT | B02 | DISINFECT/HYPOCHLORIN
6295275 | CITRUS HILLS RVP | 2 | CITRUS HILLS RVP SE PLANT | B | DISINFECT | B02 | DISINFECT/HYPOCHLORIN
6295279 | CHURCH OF CHRIST/N. LIVINGSTON | 1 | COC/N. LIVINGSTON PLANT | B | DISINFECT | B02 | DISINFECT/HYPOCHLORIN
6295290 | ALAFIA BAPTIST CHURCH | 1 | ALAFIA BAPTIST CHURCH | B | DISINFECT | B02 | DISINFECT/HYPOCHLORIN
6295291 | HOLY INNOCENTS EPISCOPAL CHURCH | 1 | HOLY INNOCENTS CHURCH | B | DISINFECT | B02 | DISINFECT/HYPOCHLORIN
6295293 | RIO DE DIOS IGLESIA CRISTIANA | 1 | RIO DE DIOS INGLESIA CRISTIANA | B | DISINFECT | B02 | DISINFECT/HYPOCHLORIN
6295301 | FOREST BROOK SQUARE | 1 | FOREST BROOK SQUARE PLANT 1 | B | DISINFECT | B02 | DISINFECT/HYPOCHLORIN
6295310 | THE PALMS OF PLANT CITY II | 1 | THE PALMS OF PLANT CITY II | B | DISINFECT | B02 | DISINFECT/HYPOCHLORIN
6295311 | MAGNOLIA HILL MOBILE HOME PARK | 1 | MAGNOLIA HILL MHP PLANT | B | DISINFECT | B02 | DISINFECT/HYPOCHLORIN
6295322 | BURNUP & SIMS TELCOM OF FLA | 2 | BURNUP & SIMS | B | DISINFECT | B02 | DISINFECT/HYPOCHLORIN
6295328 | DIAMOND PRODUCTS | 1 | DIAMOND PROD. | B | DISINFECT | B02 | DISINFECT/HYPOCHLORIN
6295329 | FIREHOUSE 92 | 1 | FIREHOUSE 92 | B | DISINFECT | B02 | DISINFECT/HYPOCHLORIN
6295335 | CHURCH OF CHRIST SOUTHSIDE | 1 | SOUTHSIDE CHURCH OF CHRIST | B | DISINFECT | B02 | DISINFECT/HYPOCHLORIN
6295335 | CHURCH OF CHRIST SOUTHSIDE | 1 | SOUTHSIDE CHURCH OF CHRIST | G | IRON REMOVAL | G25 | IRON RMVL/ION EXCHANGE
6295337 | GRACEWAY CHURCH OF PLANT CITY | 1 | GRACEWAY CHURCH OF PLANT CITY | B | DISINFECT | B02 | DISINFECT/HYPOCHLORIN
6295343 | CMC REBAR-FL-TAMPA | 1 | CMC REBAR-FL-TAMPA | B | DISINFECT | B02 | DISINFECT/HYPOCHLORIN
6295352 | FREE RIDER FELLOWSHIP | 1 | FREE RIDER FELLOWSHIP | B | DISINFECT | B02 | DISINFECT/HYPOCHLORIN
6295353 | ALLSTATE BUSINESS CENTERS INC. | 1 | ALLSTATE BUSINESS CENTERS | B | DISINFECT | B02 | DISINFECT/HYPOCHLORIN
6295355 | HOPE CHILDREN'S HOME | 2 | HOPE CHILDREN'S HOME PLANT 2 | B | DISINFECT | B02 | DISINFECT/HYPOCHLORIN
6295355 | HOPE CHILDREN'S HOME | 2 | HOPE CHILDREN'S HOME PLANT 2 | E | TASTE-ODOR CONTROL | E25 | T-O CTRL/ION EXCHANGE
6295355 | HOPE CHILDREN'S HOME | 2 | HOPE CHILDREN'S HOME PLANT 2 | E | TASTE-ODOR CONTROL | E23 | T-O CTRL/GAC ADDITION
6295356 | CORK FOOD STORE | 1 | CORK FOOD STORE | B | DISINFECT | B02 | DISINFECT/HYPOCHLORIN
6295360 | VALRICO PLACE | 1 | VALRICO PLACE PLANT | B | DISINFECT | B02 | DISINFECT/HYPOCHLORIN
6295365 | EL TORO LOCO | 1 | EL TORO LOCO | B | DISINFECT | B02 | DISINFECT/HYPOCHLORIN
6295368 | SUB SHACK | 1 | SUB SHACK WELL | B | DISINFECT | B02 | DISINFECT/HYPOCHLORIN
6295369 | ACTS (AGENCY FOR COMMUNITY TREATMENT) | 1 | ACTS(ALCOHOL COMM TRMT) PLANT | B | DISINFECT | B02 | DISINFECT/HYPOCHLORIN
6295374 | FINISH LINE SALOON INC. | 1 | FINISH LINE SALOON INC. | B | DISINFECT | B02 | DISINFECT/HYPOCHLORIN
6295375 | SHOWGIRLS | 2 | SHOWGIRLS | B | DISINFECT | B02 | DISINFECT/HYPOCHLORIN
6295376 | SUNDIAL MHP AND CAMPGROUND | 2 | EAST PLANT (#2) | B | DISINFECT | B02 | DISINFECT/HYPOCHLORIN
6295376 | SUNDIAL MHP AND CAMPGROUND | 1 | WEST PLANT (#1 OFFICE) | B | DISINFECT | B02 | DISINFECT/HYPOCHLORIN
6295377 | BEALSVILLE HEADSTART | 1 | BEALSVILLE HEADSTART | B | DISINFECT | B02 | DISINFECT/HYPOCHLORIN
6295378 | HCPRD/PINECREST FOOTBALL FIELD | 2 | PINECREST FOOTBALL FIELD | B | DISINFECT | B02 | DISINFECT/HYPOCHLORIN
6295385 | SCOREBOARD LOUNGE | 1 | SCOREBOARD PLANT | B | DISINFECT | B02 | DISINFECT/HYPOCHLORIN
6295388 | HCPRD/FLATWOOD SITE | 1 | HCPRD/FLATWOOD PLANT #1 | B | DISINFECT | B02 | DISINFECT/HYPOCHLORIN
6295388 | HCPRD/FLATWOOD SITE | 1 | HCPRD/FLATWOOD PLANT #1 | E | TASTE-ODOR CONTROL | E29 | T-O CTRL/CARTRIDGE FILTR
6295388 | HCPRD/FLATWOOD SITE | 1 | HCPRD/FLATWOOD PLANT #1 | H | SOFTENING | H25 | SOFTENING/ION EXCHANGE
6295390 | HCPRD/ALDERMANS FORD PARK | 2 | NORTH PLANT AT MAIN GATE | B | DISINFECT | B02 | DISINFECT/HYPOCHLORIN
6295390 | HCPRD/ALDERMANS FORD PARK | 1 | SOUTH PLANT | B | DISINFECT | B02 | DISINFECT/HYPOCHLORIN
6295397 | SMOKIN PIG BBQ OF LITHIA | 1 | SANTORA'S KITCHEN | B | DISINFECT | B02 | DISINFECT/HYPOCHLORIN
6295398 | SUNLAND MHP | 1 | SUNLAND M.H.P. PLT 1 | B | DISINFECT | B02 | DISINFECT/HYPOCHLORIN
6295399 | FAULKENBURG CENTRE | 1 | FAULKENBURG CENTRE | B | DISINFECT | B02 | DISINFECT/HYPOCHLORIN
6295404 | MARK OF EXCELLENCE ACADEMY | 1 | YOUNGER YEARS LEARNING CENTER | B | DISINFECT | B02 | DISINFECT/HYPOCHLORIN
6295406 | ASTIN RMH #3 | 1 | ASTIN RMH #3 | B | DISINFECT | B02 | DISINFECT/HYPOCHLORIN
6295408 | LIVING FAITH ASSEMBLY OF GOD | 1 | LIVING FAITH ASSEMBLY OF GOD | B | DISINFECT | B02 | DISINFECT/HYPOCHLORIN
6295410 | LUTZ LANDING CONDO ASSOCIATION | 1 | LUTZ LANDING PLANT | B | DISINFECT | B02 | DISINFECT/HYPOCHLORIN
6295412 | DOVER MEXICAN AMERICAN MKT | 1 | DOVER MEX. AMER. MARKET PLANT | B | DISINFECT | B02 | DISINFECT/HYPOCHLORIN
6295413 | SUNSET MANOR | 1 | SUNSET MANOR PLANT | B | DISINFECT | B02 | DISINFECT/HYPOCHLORIN
6295413 | SUNSET MANOR | 1 | SUNSET MANOR PLANT | D | CORROSION CONTROL | D36 | CORR-CTRL/CORROSION INHIB
6295418 | SAM ASTIN RMH #2 | 1 | ASTIN RMH #2 | B | DISINFECT | B02 | DISINFECT/HYPOCHLORIN
6295421 | BETH-EL PRESBYTERIAN MISSION | 1 | BETH-EL PRES. MISSION | B | DISINFECT | B02 | DISINFECT/HYPOCHLORIN
6295421 | BETH-EL PRESBYTERIAN MISSION | 1 | BETH-EL PRES. MISSION | E | TASTE-ODOR CONTROL | E25 | T-O CTRL/ION EXCHANGE
6295422 | SINCLAIR HILLS PARTNERS LLP | 1 | SINCLAIR HILLS PARTNERS LLP | B | DISINFECT | B02 | DISINFECT/HYPOCHLORIN
6295422 | SINCLAIR HILLS PARTNERS LLP | 1 | SINCLAIR HILLS PARTNERS LLP | G | IRON REMOVAL | G29 | IRON RMVL/CARTRIDGE FILTR
6295428 | LINEBAUGH BUSINESS CENTER | 1 | LINEBAUGH BUS. CTR PLANT | B | DISINFECT | B02 | DISINFECT/HYPOCHLORIN
6295433 | BETHANY BAPTIST CHURCH | 1 | BETHANY BAPTIST CHURCH PLANT | B | DISINFECT | B02 | DISINFECT/HYPOCHLORIN
6295433 | BETHANY BAPTIST CHURCH | 1 | BETHANY BAPTIST CHURCH PLANT | H | SOFTENING | H25 | SOFTENING/ION EXCHANGE
6295444 | SUNSET MARKET & DELI | 1 | SUNSET MARKET & DELI | B | DISINFECT | B02 | DISINFECT/HYPOCHLORIN
6295453 | PARK VILLAGE MHP | 1 | PARK VILLAGE MOBILE HOME PARK | B | DISINFECT | B02 | DISINFECT/HYPOCHLORIN
6295453 | PARK VILLAGE MHP | 1 | PARK VILLAGE MOBILE HOME PARK | E | TASTE-ODOR CONTROL | E20 | T-O CTRL/AERATION
6295454 | HOPEWELL FUNERAL HOME | 1 | HOPEWELL FUNERAL HOME | B | DISINFECT | B02 | DISINFECT/HYPOCHLORIN
6295460 | RESPITEK MEDICAL SERVICES | 1 | RESPITEK MEDICAL SERVICES | B | DISINFECT | B02 | DISINFECT/HYPOCHLORIN
6295460 | RESPITEK MEDICAL SERVICES | 1 | RESPITEK MEDICAL SERVICES | G | IRON REMOVAL | G25 | IRON RMVL/ION EXCHANGE
6295460 | RESPITEK MEDICAL SERVICES | 1 | RESPITEK MEDICAL SERVICES | H | SOFTENING | H25 | SOFTENING/ION EXCHANGE
6295466 | HCPRD/TROUT CREEK PARK | 1 | HCPRD/TROUT CREEK PARK PLANT | B | DISINFECT | B02 | DISINFECT/HYPOCHLORIN
6295466 | HCPRD/TROUT CREEK PARK | 1 | HCPRD/TROUT CREEK PARK PLANT | E | TASTE-ODOR CONTROL | E29 | T-O CTRL/CARTRIDGE FILTR
6295469 | HCS/MANISCALCO ELEMENTARY | 1 | HCS/MANISCALCO ELEM PLANT 1 | B | DISINFECT | B02 | DISINFECT/HYPOCHLORIN
6295469 | HCS/MANISCALCO ELEMENTARY | 1 | HCS/MANISCALCO ELEM PLANT 1 | D | CORROSION CONTROL | D36 | CORR-CTRL/CORROSION INHIB
6295471 | ASHLEY OAKS MOBILE HOME PARK | 1 | ASHLEY OAKS MHP | B | DISINFECT | B02 | DISINFECT/HYPOCHLORIN
6295472 | ACADEMY ARCO GAS STATION | 1 | DOVER SPEEDWAY PLANT | B | DISINFECT | B02 | DISINFECT/HYPOCHLORIN
6295474 | FIRST THONOTOSASSA BAPTIST CHURCH | 1 | FIRST THONOTOSASSA BAPTIST | B | DISINFECT | B02 | DISINFECT/HYPOCHLORIN
6295474 | FIRST THONOTOSASSA BAPTIST CHURCH | 1 | FIRST THONOTOSASSA BAPTIST | H | SOFTENING | H25 | SOFTENING/ION EXCHANGE
6295475 | GOD'S OWN CHOSEN PEOPLE | 1 | GOD'S OWN CHOSEN PEOPLE | B | DISINFECT | B02 | DISINFECT/HYPOCHLORIN
6295477 | THONOTOSASSA BRANCH LIBRARY | 1 | THONOTOSASSA BRANCH LIB.PLT 1 | B | DISINFECT | B02 | DISINFECT/HYPOCHLORIN
6295479 | VANGUARD KIDS | 1 | KINDER KOUNTRY CHILD CAR PLANT | B | DISINFECT | B02 | DISINFECT/HYPOCHLORIN
6295484 | GOOD SAMARITAN MISSION | 1 | GOOD SAMARITAN MISSION | B | DISINFECT | B02 | DISINFECT/HYPOCHLORIN
6295485 | SPROUSE MLC | 1 | SPROUSE MLC | B | DISINFECT | B02 | DISINFECT/HYPOCHLORIN
6295486 | YOGURT STATION | 1 | A-BOW K FLORIST PLANT # 1 | B | DISINFECT | B02 | DISINFECT/HYPOCHLORIN
6295491 | PLEASANT GROVE ASSEMBLY OF GOD | 1 | PLEASANT GROVE ASSEMBLY OF GOD | B | DISINFECT | B02 | DISINFECT/HYPOCHLORIN
6295492 | COUNTYWIDE CONSTRUCTION UNIT #5 | 1 | ROAD MAINTENANCE UNIT #5 PLANT | B | DISINFECT | B02 | DISINFECT/HYPOCHLORIN
6295493 | EVERYDAY BLESSINGS INC | 3 | WEST WATER PLANT | B | DISINFECT | B02 | DISINFECT/HYPOCHLORIN
6295496 | SHERIFF OFFICE PISTOL RANGE SOUTH | 1 | SHERIFF OFFICE PISTOL RANGE | B | DISINFECT | B02 | DISINFECT/HYPOCHLORIN
6295497 | AHAVA BAPTIST CHURCH | 1 | AHAVA BAPTIST CHURCH | B | DISINFECT | B02 | DISINFECT/HYPOCHLORIN
6295507 | DALIA MHP | 1 | DALIA PLANT #1 | B | DISINFECT | B02 | DISINFECT/HYPOCHLORIN
6295510 | AMERICAN LEGION #111 | 1 | AMERICAN LEGION 111 PLANT | B | DISINFECT | B02 | DISINFECT/HYPOCHLORIN
6295513 | SOUTHEASTERN FREIGHT LINES | 1 | SOUTHEASTERN FREIGHT PLANT | B | DISINFECT | B02 | DISINFECT/HYPOCHLORIN
6295517 | FAVORITE FARMS #1 | 1 | FAVORITE FARMS INC. | B | DISINFECT | B02 | DISINFECT/HYPOCHLORIN
6295523 | RIVER VISTA RV VILLAGE | 1 | RIVER VISTA RV VILLAGE | B | DISINFECT | B02 | DISINFECT/HYPOCHLORIN
6295523 | RIVER VISTA RV VILLAGE | 1 | RIVER VISTA RV VILLAGE | D | CORROSION CONTROL | D18 | CORR-CTRL/SEQUESTATION
6295541 | THONOTOSASSA UNITED METHODIST CHURCH | 1 | THONOTOSASSA METH CHURCH PLT 1 | B | DISINFECT | B02 | DISINFECT/HYPOCHLORIN
6295541 | THONOTOSASSA UNITED METHODIST CHURCH | 1 | THONOTOSASSA METH CHURCH PLT 1 | G | IRON REMOVAL | G15 | IRON RMVL/PRESS SAND FILT
6295551 | JOE'S SUBURBAN CLUB | 1 | JOE'S SUBURBAN CLUB | B | DISINFECT | B02 | DISINFECT/HYPOCHLORIN
6295565 | SILVER STAR MHP | 1 | SILVER STAR MHP | B | DISINFECT | B02 | DISINFECT/HYPOCHLORIN
6295565 | SILVER STAR MHP | 1 | SILVER STAR MHP | G | IRON REMOVAL | G30 | IRON RMVL/GREENSAND FILTR
6295569 | HILLSBOROUGH MHP | 1 | HILLSBOROUGH MHP | B | DISINFECT | B02 | DISINFECT/HYPOCHLORIN
6295577 | NATURE'S TRAIL MHP | 1 | NATURE'S TRAIL MHP PLANT #2 | B | DISINFECT | B02 | DISINFECT/HYPOCHLORIN
6295581 | VICTORY WORSHIP CENTER | 1 | VICTORY WORSHIP CENTER- EAST | B | DISINFECT | B02 | DISINFECT/HYPOCHLORIN
6295581 | VICTORY WORSHIP CENTER | 1 | VICTORY WORSHIP CENTER- EAST | G | IRON REMOVAL | G14 | IRON RMVL/RAPID SAND FIL
6295587 | WELCOME BAPTIST CHURCH | 1 | WELCOME BAPTIST CHURCH | B | DISINFECT | B02 | DISINFECT/HYPOCHLORIN
6295591 | LILY OF THE VALLEY | 1 | LILY OF THE VALLEY | B | DISINFECT | B02 | DISINFECT/HYPOCHLORIN
6295596 | JOSHUA HOUSE | 1 | JOSHUA HOUSE PLANT | B | DISINFECT | B02 | DISINFECT/HYPOCHLORIN
6295598 | COUNTRY VILLAGE MARKET PLACE | 1 | COUNTRY VILLAGE MARKET PLACE | B | DISINFECT | B02 | DISINFECT/HYPOCHLORIN
6295599 | KEYSTONE UNITED METHODIST CHURCH | 1 | KEYSTONE UMC PLANT | B | DISINFECT | B02 | DISINFECT/HYPOCHLORIN
6295601 | QUICK-C | 1 | QUICK-C | B | DISINFECT | B02 | DISINFECT/HYPOCHLORIN
6295601 | QUICK-C | 1 | QUICK-C | G | IRON REMOVAL | G30 | IRON RMVL/GREENSAND FILTR
6295601 | QUICK-C | 1 | QUICK-C | H | SOFTENING | H25 | SOFTENING/ION EXCHANGE
6295602 | FLORIDA PACIFIC LANE CAMP | 1 | FLORIDA PACIFIC LANE PLANT | B | DISINFECT | B02 | DISINFECT/HYPOCHLORIN
6295603 | RED BERRY PLACE LLC | 1 | PLANT | B | DISINFECT | B02 | DISINFECT/HYPOCHLORIN
6295604 | FRESH START MHP | 1 | FRESH START MHP PLANT | B | DISINFECT | B02 | DISINFECT/HYPOCHLORIN
6295605 | FAMILY BOWL | 1 | FAMILY BOWL PLANT | B | DISINFECT | B02 | DISINFECT/HYPOCHLORIN
6295608 | GARCIA BAKERY | 1 | GARCIA BAKERY | B | DISINFECT | B02 | DISINFECT/HYPOCHLORIN
6295609 | KINGDOM HALL OF JEHOVAH'S WITNESSES | 1 | KINGDOM HALL PLANT 1 | B | DISINFECT | B02 | DISINFECT/HYPOCHLORIN
6295609 | KINGDOM HALL OF JEHOVAH'S WITNESSES | 1 | KINGDOM HALL PLANT 1 | G | IRON REMOVAL | G29 | IRON RMVL/CARTRIDGE FILTR
6295609 | KINGDOM HALL OF JEHOVAH'S WITNESSES | 1 | KINGDOM HALL PLANT 1 | H | SOFTENING | H25 | SOFTENING/ION EXCHANGE
6295613 | CYPRESS MOBILE HOME PARK | 1 | CYPRESS MOBILE HOME PARK | B | DISINFECT | B02 | DISINFECT/HYPOCHLORIN
6295614 | RAINBOW FOREST MHP/ WIG-WAM RV | 1 | RAINBOW FOREST M.H.P. | B | DISINFECT | B02 | DISINFECT/HYPOCHLORIN
6295617 | FAITH TEMPLE ASSEMBLY OF GOD | 1 | FAITH TEMPLE AOG PLANT | B | DISINFECT | B02 | DISINFECT/HYPOCHLORIN
6295617 | FAITH TEMPLE ASSEMBLY OF GOD | 1 | FAITH TEMPLE AOG PLANT | G | IRON REMOVAL | G30 | IRON RMVL/GREENSAND FILTR
6295621 | SHERWOOD MHP-EAST | 1 | SHERWOOD EAST PLANT | B | DISINFECT | B02 | DISINFECT/HYPOCHLORIN
6295629 | P AND P MOBILE HOME PARK | 1 | P AND P MOBILE HOME PARK | B | DISINFECT | B02 | DISINFECT/HYPOCHLORIN
6295647 | ORANGE BLOSSOM TRAILER PARK | 1 | ORANGE BLOSSOM TRAILER PARK | B | DISINFECT | B02 | DISINFECT/HYPOCHLORIN
6295649 | GREEN ACRES | 1 | GREEN ACRES | B | DISINFECT | B02 | DISINFECT/HYPOCHLORIN
6295664 | PERFORMANCE FOOD GROUP INC. | 1 | PFG FLORIDA PLANT | B | DISINFECT | B02 | DISINFECT/HYPOCHLORIN
6295671 | BRUMMEYER'S ONE STOP | 1 | BRUMMEYER'S ONE STOP | B | DISINFECT | B02 | DISINFECT/HYPOCHLORIN
6295671 | BRUMMEYER'S ONE STOP | 1 | BRUMMEYER'S ONE STOP | N | NITRATE REMOVAL | N25 | NITRATE REMOVAL/ION EXCHANGE
6295672 | REDWING CARRIERS | 1 | REDWING CARRIERS PLANT 1 | B | DISINFECT | B02 | DISINFECT/HYPOCHLORIN
6295676 | G & G FARMS KNIGHTS GRIFFIN RD LLC | 2 | G & G FARMS KNIGHTS GRIFFIN | B | DISINFECT | B02 | DISINFECT/HYPOCHLORIN
6295683 | NORTH TERRACE CHURCH OF CHRIST | 1 | NORTH TERRACE CHURCH OF CHRIST | B | DISINFECT | B02 | DISINFECT/HYPOCHLORIN
6295685 | LITHIA FOOD MART | 1 | LITHIA FOOD MART | B | DISINFECT | B02 | DISINFECT/HYPOCHLORIN
6295686 | CENTRAL MAINTENANCE & WELDING MAIN OFFIC | 1 | CENTRAL MAINTENANCE & WELDING | B | DISINFECT | B02 | DISINFECT/HYPOCHLORIN
6295687 | JMB PARTNERSHIP LLC | 1 | JMB PARTERNSHIP LLC | B | DISINFECT | B02 | DISINFECT/HYPOCHLORIN
6295688 | HCPRD/KEYSVILLE PARK | 1 | HCPRD/KEYSVILLE PARK | B | DISINFECT | B02 | DISINFECT/HYPOCHLORIN
6295688 | HCPRD/KEYSVILLE PARK | 1 | HCPRD/KEYSVILLE PARK | E | TASTE-ODOR CONTROL | E20 | T-O CTRL/AERATION
6295690 | EAST TAMPA CHRISTIAN CHURCH | 1 | EAST TAMPA CHRISTIAN CHURCH | B | DISINFECT | B02 | DISINFECT/HYPOCHLORIN
6295691 | SIZEMORE FARM 2 (EAST) | 1 | SIZEMORE FARMS 2(EAST) PLANT 1 | B | DISINFECT | B02 | DISINFECT/HYPOCHLORIN
6295692 | SAN JOSE MISSION ANNEX | 1 | DOVER RCMA CHILD CARE PLANT | B | DISINFECT | B02 | DISINFECT/HYPOCHLORIN
6295965 | 8910 EXECUTIVE CENTER II | 1 | 8910 EXECUTIVE CTR II PLANT | B | DISINFECT | B02 | DISINFECT/HYPOCHLORIN
6295967 | GRIMES WILDER FARMS MLC | 2 | GRIMES FARMS MLC | B | DISINFECT | B02 | DISINFECT/HYPOCHLORIN
6295968 | HUNT WILD CORP | 1 | HUNT WILD CORP PLT 1 | B | DISINFECT | B02 | DISINFECT/HYPOCHLORIN
6295970 | IRIS COURT APARTMENTS SOUTH | 1 | IRIS COURT APARTMENTS S PLANT | B | DISINFECT | B02 | DISINFECT/HYPOCHLORIN
6295971 | PATRICIA HEARD MLC | 1 | PATRICIA HEARD MLC PLANT | B | DISINFECT | B02 | DISINFECT/HYPOCHLORIN
6295973 | TAQUERIA EL SOL | 1 | TAQUERIA EL SOL | B | DISINFECT | B02 | DISINFECT/HYPOCHLORIN
6295974 | LONE OAK BAPTIST CHURCH | 1 | LONE OAK BAPTIST CHURCH | B | DISINFECT | B02 | DISINFECT/HYPOCHLORIN
6295975 | REPUBLIC SERVICES | 1 | REPUBLIC SERVICES PLANT | B | DISINFECT | B02 | DISINFECT/HYPOCHLORIN
6295983 | HAPPY HOMES MOBILE HOME PARK | 1 | HAPPY HOMES MHP | B | DISINFECT | B02 | DISINFECT/HYPOCHLORIN
6295985 | AMI KIDS YES | 1 | AMIKIDSYES | B | DISINFECT | B02 | DISINFECT/HYPOCHLORIN
6295985 | AMI KIDS YES | 1 | AMIKIDSYES | E | TASTE-ODOR CONTROL | E14 | T-O CTRL/RAPID SAND FIL
6295986 | HANDY FOOD STORE #67 | 1 | HANDY FOOD STORE # 67 | B | DISINFECT | B02 | DISINFECT/HYPOCHLORIN
6295986 | HANDY FOOD STORE #67 | 1 | HANDY FOOD STORE # 67 | E | TASTE-ODOR CONTROL | E20 | T-O CTRL/AERATION
6295989 | HCS/DURANT HIGH SCHOOL | 1 | HCS/DURANT HIGH SCHOOL PLANT | B | DISINFECT | B02 | DISINFECT/HYPOCHLORIN
6295989 | HCS/DURANT HIGH SCHOOL | 1 | HCS/DURANT HIGH SCHOOL PLANT | R | RADS REMOVAL | R25 | RADS RMVL/ION EXCHANGE
6295991 | THONOTOSASSA SDA CHURCH | 1 | THONOTOSASSA SDA CHURCH | B | DISINFECT | B02 | DISINFECT/HYPOCHLORIN
6295992 | HCPRD/KEITH WALLER PARK | 1 | HCPRD/KEITH WALLER PARK | B | DISINFECT | B02 | DISINFECT/HYPOCHLORIN
6295993 | HCPRD/SUN CITY HERITAGE PARK | 1 | HCPRD/SUN CITY HERITAGE PLANT | B | DISINFECT | B02 | DISINFECT/HYPOCHLORIN
6295993 | HCPRD/SUN CITY HERITAGE PARK | 1 | HCPRD/SUN CITY HERITAGE PLANT | E | TASTE-ODOR CONTROL | E20 | T-O CTRL/AERATION
6295994 | SILVER DOLLAR SHOOTERS CLUB | 1 | SILVER DOLLAR SHOOTERS PLANT 1 | B | DISINFECT | B02 | DISINFECT/HYPOCHLORIN
6295994 | SILVER DOLLAR SHOOTERS CLUB | 1 | SILVER DOLLAR SHOOTERS PLANT 1 | D | CORROSION CONTROL | D36 | CORR-CTRL/CORROSION INHIB
6295995 | EL DIAMANTE | 1 | EL DIAMANTE | B | DISINFECT | B02 | DISINFECT/HYPOCHLORIN
6295996 | FRATERNAL ORDER OF POLICE #108 | 1 | FRATERNAL ORDER OF POLICE #108 | B | DISINFECT | B02 | DISINFECT/HYPOCHLORIN
6296004 | M&B PRODUCTS INC | 1 | M&B PRODUCTS | B | DISINFECT | B02 | DISINFECT/HYPOCHLORIN
6296005 | MIRACLES OUTREACH CDC | 1 | EVERYDAY BLESSINGS | B | DISINFECT | B02 | DISINFECT/HYPOCHLORIN
6296005 | MIRACLES OUTREACH CDC | 1 | EVERYDAY BLESSINGS | G | IRON REMOVAL | G18 | IRON RMVL/SEQUESTATION
6296006 | DOGWOOD HAVEN APARTMENTS | 1 | DOGWOOD HAVEN APARTMENTS | B | DISINFECT | B02 | DISINFECT/HYPOCHLORIN
6296007 | KEYSTONE KORNER | 1 | KEYSTONE KORNER PLANT | B | DISINFECT | B02 | DISINFECT/HYPOCHLORIN
6296009 | MACEDONIA M.B. CHURCH | 1 | MACEDONIA M.B.C. CHURCH PLANT1 | B | DISINFECT | B02 | DISINFECT/HYPOCHLORIN
6296011 | CORK UNITED METHODIST CHURCH | 1 | CORK UNITED METHODIST PLANT | B | DISINFECT | B02 | DISINFECT/HYPOCHLORIN
6296011 | CORK UNITED METHODIST CHURCH | 1 | CORK UNITED METHODIST PLANT | H | SOFTENING | H25 | SOFTENING/ION EXCHANGE
6296014 | FAITH LIGHTHOUSE ASSEMBLY | 1 | FAITH LIGHTHOUSE ASSEMBLY PLT | B | DISINFECT | B02 | DISINFECT/HYPOCHLORIN
6296015 | FIRST BAPTIST CHURCH OF MIDWAY | 2 | WEST PLANT | B | DISINFECT | B02 | DISINFECT/HYPOCHLORIN
6296016 | CORK CHURCH OF CHRIST | 1 | CORK CHURCH OF CHRIST | B | DISINFECT | B02 | DISINFECT/HYPOCHLORIN
6296017 | MT ZION ASSEMBLY OF GOD CHURCH | 1 | MT ZION PLANT | B | DISINFECT | B02 | DISINFECT/HYPOCHLORIN
6296018 | CENTRAL MAINTENANCE & WELDING SHOP | 1 | CENTRAL MAINTENANCE SHOP | B | DISINFECT | B02 | DISINFECT/HYPOCHLORIN
6296019 | PARKWAY BAPTIST CHURCH | 1 | PARKWAY BAPTIST CHURCH | B | DISINFECT | B02 | DISINFECT/HYPOCHLORIN
6296019 | PARKWAY BAPTIST CHURCH | 1 | PARKWAY BAPTIST CHURCH | H | SOFTENING | H25 | SOFTENING/ION EXCHANGE
6296020 | YOUMAN'S PRAISE & WORSHIP | 1 | PLANT 1 | B | DISINFECT | B02 | DISINFECT/HYPOCHLORIN
6296023 | KNIGHTS BAPTIST CHURCH | 1 | KNIGHTS BAPTIST CHURCH PLANT | B | DISINFECT | B02 | DISINFECT/HYPOCHLORIN
6296024 | FIRST ASSEMBLY OF GOD PLANT CITY | 1 | FIRST ASSEMBLY OF GOD | B | DISINFECT | B02 | DISINFECT/HYPOCHLORIN
6296027 | ANTIOCH MISSIONARY BAPTIST CHURCH | 1 | ANTIOCH MISSIONARY BAPTIST | B | DISINFECT | B02 | DISINFECT/HYPOCHLORIN
6296029 | DOVER ADVENT CHRISTIAN CHURCH | 1 | DOVER ADVENT CHRISTIAN CHURCH | B | DISINFECT | B02 | DISINFECT/HYPOCHLORIN
6296029 | DOVER ADVENT CHRISTIAN CHURCH | 1 | DOVER ADVENT CHRISTIAN CHURCH | H | SOFTENING | H25 | SOFTENING/ION EXCHANGE
6296031 | NEW HOPE FREE WILL BAPTIST CHURCH | 1 | NEW HOPE FREE WILL BAPT PLANT | B | DISINFECT | B02 | DISINFECT/HYPOCHLORIN
6296036 | DOVER PENTECOSTAL HOLINESS CHURCH | 1 | DOVER PENTECOSTAL PLANT | B | DISINFECT | B02 | DISINFECT/HYPOCHLORIN
6296036 | DOVER PENTECOSTAL HOLINESS CHURCH | 1 | DOVER PENTECOSTAL PLANT | C | PARTICLE REMOVAL | C14 | PART-RMVL/RAPID SAND FIL
6296036 | DOVER PENTECOSTAL HOLINESS CHURCH | 1 | DOVER PENTECOSTAL PLANT | H | SOFTENING | H25 | SOFTENING/ION EXCHANGE
6296037 | UKRAINIAN ORTHODOX CHURCH | 1 | UKRAINIAN ORTHODOX CHURCH | B | DISINFECT | B02 | DISINFECT/HYPOCHLORIN
6296038 | BURGER KING # 9871 | 1 | BURGER KING # 9871 | B | DISINFECT | B02 | DISINFECT/HYPOCHLORIN
6296038 | BURGER KING # 9871 | 1 | BURGER KING # 9871 | G | IRON REMOVAL | G30 | IRON RMVL/GREENSAND FILTR
6296039 | EAST POINT ASSEMBLY OF GOD | 1 | EAST POINT ASSEMBLY OF GOD | B | DISINFECT | B02 | DISINFECT/HYPOCHLORIN
6296042 | SYDNEY FIRST CHURCH OF GOD | 1 | SYDNEY FIRST CHURCH OF GOD | B | DISINFECT | B02 | DISINFECT/HYPOCHLORIN
6296043 | EAST THONOTOSASSA BAPTIST CHURCH | 1 | EAST THONOTOSASSA BAPTIST | B | DISINFECT | B02 | DISINFECT/HYPOCHLORIN
6296043 | EAST THONOTOSASSA BAPTIST CHURCH | 1 | EAST THONOTOSASSA BAPTIST | G | IRON REMOVAL | G14 | IRON RMVL/RAPID SAND FIL
6296045 | ST MARY MISSIONARY BAPTIST CHURCH | 1 | ST. MARY MISSIONARY BAPTIST | B | DISINFECT | B02 | DISINFECT/HYPOCHLORIN
6296046 | CEDAR GROVE BAPTIST CHURCH | 1 | CEDAR GROVE BAPTIST CHURCH | B | DISINFECT | B02 | DISINFECT/HYPOCHLORIN
6296049 | NORTH 56TH STREET CHAPEL | 1 | NORTH 56TH ST CHAPEL PLANT # 1 | B | DISINFECT | B02 | DISINFECT/HYPOCHLORIN
6296052 | SHARICK'S DECK RETIREMENT RANCH | 1 | SHARIK'S DECK RETIREMENT RANCH | B | DISINFECT | B02 | DISINFECT/HYPOCHLORIN
6296054 | HARVEST TIME MINISTRIES INTERNATIONAL | 1 | HARVEST TIME MINISTRIES PLANT | B | DISINFECT | B02 | DISINFECT/HYPOCHLORIN
6296059 | ADVANCE AUTO PARTS #9497 | 1 | ADVANCE AUTO PARTS #9497 | B | DISINFECT | B02 | DISINFECT/HYPOCHLORIN
6296060 | GRG JOINT VENTURE | 1 | GRG JOINT VENTURE | B | DISINFECT | B02 | DISINFECT/HYPOCHLORIN
6296062 | SOUTHSIDE BAPTIST CHURCH | 1 | SOUTHSIDE BAPTIST CHURCH | B | DISINFECT | B02 | DISINFECT/HYPOCHLORIN
6296062 | SOUTHSIDE BAPTIST CHURCH | 1 | SOUTHSIDE BAPTIST CHURCH | E | TASTE-ODOR CONTROL | E20 | T-O CTRL/AERATION
6296067 | LAKESIDE GRILL | 1 | LAKESIDE GRILL | B | DISINFECT | B02 | DISINFECT/HYPOCHLORIN
6296068 | VICTORY BAPTIST CHURCH | 1 | VICTORY BAPTIST CHURCH | B | DISINFECT | B02 | DISINFECT/HYPOCHLORIN
6296071 | GRACE POINT PLANT CITY | 1 | GRACE POINT PLANT CITY | B | DISINFECT | B02 | DISINFECT/HYPOCHLORIN
6296072 | TEMPLO CRISTIANO | 1 | TEMPLO CRISTIANO PLANT | B | DISINFECT | B02 | DISINFECT/HYPOCHLORIN
6296072 | TEMPLO CRISTIANO | 1 | TEMPLO CRISTIANO PLANT | G | IRON REMOVAL | G30 | IRON RMVL/GREENSAND FILTR
6296073 | CALVARY FREE WILL BAPTIST CHURCH | 1 | CALVARY FREEWILL BAPTIST | B | DISINFECT | B02 | DISINFECT/HYPOCHLORIN
6296073 | CALVARY FREE WILL BAPTIST CHURCH | 1 | CALVARY FREEWILL BAPTIST | S | ARSENIC REMOVAL | S41 | ARSENIC REMOVAL/ADSORPTIVE MEDIA
6296074 | CAMERON CITRUS COMPANY | 1 | CAMERON CITRUS COMPANY | A | NO TRTMT | A | NO TRTMT
6296075 | LANDMARK BAPTIST TEMPLE | 1 | LANDMARK BAPTIST TEMPLE | B | DISINFECT | B02 | DISINFECT/HYPOCHLORIN
6296078 | HILLSBOROUGH BAPTIST SCHOOL | 1 | HILLSBOROUGH BAPTIST SCHOOL | B | DISINFECT | B02 | DISINFECT/HYPOCHLORIN
6296081 | KEEL FARM WINERY | 1 | KEEL FARM WINERY | B | DISINFECT | B02 | DISINFECT/HYPOCHLORIN
6296082 | PLANT CITY CONGREGATION JEHOVAH WITNESS | 1 | PLANT CITY CONGREGATION OF JEH | B | DISINFECT | B02 | DISINFECT/HYPOCHLORIN
6296085 | THE LAKES OF WELLINGTON | 1 | THE LAKES OF WELLINGTON PLANT | B | DISINFECT | B02 | DISINFECT/HYPOCHLORIN
6296087 | HCWD/TAMPA-HILLSBOROUGH INTERCONNECT | 1 | BOOSTER STATION | D | CORROSION CONTROL | D36 | CORR-CTRL/CORROSION INHIB
6296088 | D AND D GROCERY | 1 | D AND D GROCERY | B | DISINFECT | B02 | DISINFECT/HYPOCHLORIN
6296094 | HILLSBOROUGH COUNTY I-75 SOUTH BOUND | 1 | I-75 SOUTH BOUND REST AREA PL1 | B | DISINFECT | B02 | DISINFECT/HYPOCHLORIN
6296094 | HILLSBOROUGH COUNTY I-75 SOUTH BOUND | 1 | I-75 SOUTH BOUND REST AREA PL1 | E | TASTE-ODOR CONTROL | E20 | T-O CTRL/AERATION
6296094 | HILLSBOROUGH COUNTY I-75 SOUTH BOUND | 1 | I-75 SOUTH BOUND REST AREA PL1 | H | SOFTENING | H25 | SOFTENING/ION EXCHANGE
6296097 | JAMES JOYCE IRISH PUB | 1 | JAMES JOYCE IRISH PUB | B | DISINFECT | B02 | DISINFECT/HYPOCHLORIN
6296100 | SUNSET PARK | 1 | SUNSET PARK | B | DISINFECT | B02 | DISINFECT/HYPOCHLORIN
6296100 | SUNSET PARK | 1 | SUNSET PARK | G | IRON REMOVAL | G29 | IRON RMVL/CARTRIDGE FILTR
6296102 | HCPRD/PETERSON PARK | 1 | HCPRD/PETERSON PARK PLANT | B | DISINFECT | B02 | DISINFECT/HYPOCHLORIN
6296110 | CARROLLWOOD GROVE BUSINESS PK | 1 | CARROLLWOOD GROVE | B | DISINFECT | B02 | DISINFECT/HYPOCHLORIN
6296112 | HARRELL'S NURSERY INC. | 1 | HARRELLS NURSERY | B | DISINFECT | B02 | DISINFECT/HYPOCHLORIN
6296112 | HARRELL'S NURSERY INC. | 1 | HARRELLS NURSERY | S | ARSENIC REMOVAL | S41 | ARSENIC REMOVAL/ADSORPTIVE MEDIA
6296113 | FAVORITE FARMS-BETHLEHEM | 1 | FAVORITE FARMS-BETHLEHEM PLANT | B | DISINFECT | B02 | DISINFECT/HYPOCHLORIN
6296114 | SEVEN STAR FOOD STORE | 1 | SEVEN STAR FOOD STORE PLANT | B | DISINFECT | B02 | DISINFECT/HYPOCHLORIN
6296117 | MANOR OAKS | 1 | MANOR OAKS | B | DISINFECT | B02 | DISINFECT/HYPOCHLORIN
6296120 | SUNRISE LANDSCAPE | 1 | SUNRISE LANDSCAPE PLANT # 1 | B | DISINFECT | B02 | DISINFECT/HYPOCHLORIN
6296120 | SUNRISE LANDSCAPE | 1 | SUNRISE LANDSCAPE PLANT # 1 | E | TASTE-ODOR CONTROL | E25 | T-O CTRL/ION EXCHANGE
6296120 | SUNRISE LANDSCAPE | 1 | SUNRISE LANDSCAPE PLANT # 1 | H | SOFTENING | H25 | SOFTENING/ION EXCHANGE
6296123 | FOURTEEN STARS EDUCATIONAL CENTER | 1 | MAIN ST. PENTACOSTAL CHURCH | B | DISINFECT | B02 | DISINFECT/HYPOCHLORIN
6296125 | NEW TESTAMENT MISSIONARY BAPTIST CHURCH | 1 | NEW TESTAMENT M.B. CHURCH | B | DISINFECT | B02 | DISINFECT/HYPOCHLORIN
6296126 | JDMPG LLC | 1 | JDMPG LLC | B | DISINFECT | B02 | DISINFECT/HYPOCHLORIN
6296135 | KARL & DIMARCO SCHOOL OF THEATRE | 1 | KARL & DIMARCO SCHOOL | B | DISINFECT | B02 | DISINFECT/HYPOCHLORIN
6296138 | TAMPA EXECUTIVE AIRPORT TERMINAL | 1 | TERMINAL PLANT | B | DISINFECT | B02 | DISINFECT/HYPOCHLORIN
6296139 | TAMPA BAY WATER REG. SURFACE WATER PLANT | 1 | TAMPA BAY SURFACE WATER PLANT | B | DISINFECT | B04 | DISINFECT/CHLORAMINES
6296139 | TAMPA BAY WATER REG. SURFACE WATER PLANT | 1 | TAMPA BAY SURFACE WATER PLANT | B | DISINFECT | B05 | DISINFECT/OZONATION
6296139 | TAMPA BAY WATER REG. SURFACE WATER PLANT | 1 | TAMPA BAY SURFACE WATER PLANT | C | PARTICLE REMOVAL | C14 | PART-RMVL/RAPID SAND FIL
6296139 | TAMPA BAY WATER REG. SURFACE WATER PLANT | 1 | TAMPA BAY SURFACE WATER PLANT | D | CORROSION CONTROL | D19 | CORR-CTRL/PH ADJUSTMENT
6296139 | TAMPA BAY WATER REG. SURFACE WATER PLANT | 1 | TAMPA BAY SURFACE WATER PLANT | F | ORGN-RMVL | F11 | ORGN-RMVL/FLOCCULATION
6296139 | TAMPA BAY WATER REG. SURFACE WATER PLANT | 1 | TAMPA BAY SURFACE WATER PLANT | F | ORGN-RMVL | F23 | ORGN-RMVL/GAC ADDITION
6296140 | ADVANCE AUTO PARTS # 9496 | 1 | ADVANCE AUTO PARTS #9496 | B | DISINFECT | B02 | DISINFECT/HYPOCHLORIN
6296141 | HAWKINS ROAD CAMP | 1 | HAWKINS ROAD CAMP | B | DISINFECT | B02 | DISINFECT/HYPOCHLORIN
6296142 | MARATHON MCINTOSH | 1 | MARATHON PLANT | B | DISINFECT | B02 | DISINFECT/HYPOCHLORIN
6296143 | JAY MAR VILLAS | 1 | JAYMAR VILLAS | B | DISINFECT | B02 | DISINFECT/HYPOCHLORIN
6296145 | HCPUD/FAIRVIEW MHP | 1 | MASTER METER FROM 6290327 | A | NO TRTMT | A | NO TRTMT
6296148 | MOBIL LUTZ | 1 | MOBIL LUTZ | B | DISINFECT | B02 | DISINFECT/HYPOCHLORIN
6296148 | MOBIL LUTZ | 1 | MOBIL LUTZ | G | IRON REMOVAL | G23 | IRON RMVL/GAC ADDITION
6296149 | FELLOWSHIP BAPTIST CHURCH OF VALRICO | 1 | FELLOWSHIP BAPTIST OF VALRICO | B | DISINFECT | B02 | DISINFECT/HYPOCHLORIN
6296151 | ADVANCE AUTO PARTS # 9575 | 1 | ADVANCED AUTO PARTS #9575 | B | DISINFECT | B02 | DISINFECT/HYPOCHLORIN
6296151 | ADVANCE AUTO PARTS # 9575 | 1 | ADVANCED AUTO PARTS #9575 | G | IRON REMOVAL | G30 | IRON RMVL/GREENSAND FILTR
6296152 | CHRIST CUMBERLAND PRESBYTERIAN CHURCH | 1 | CHRIST CUMBERLAND CHURCH | B | DISINFECT | B02 | DISINFECT/HYPOCHLORIN
6296153 | TAMPA BAY SEAWATER DESALINATION FACILITY | 1 | DESALINATION PLANT | B | DISINFECT | B04 | DISINFECT/CHLORAMINES
6296153 | TAMPA BAY SEAWATER DESALINATION FACILITY | 1 | DESALINATION PLANT | C | PARTICLE REMOVAL | C29 | PART-RMVL/CARTRIDGE FILTR
6296153 | TAMPA BAY SEAWATER DESALINATION FACILITY | 1 | DESALINATION PLANT | K | DESALINATION | K26 | DESALINAT/REVERSE OSMOSIS
6296153 | TAMPA BAY SEAWATER DESALINATION FACILITY | 1 | DESALINATION PLANT | K | DESALINATION | K19 | DESALINAT/PH ADJUSTMENT
6296159 | FAITH FAMILY WORSHIP CENTER | 1 | FAITH FAMILY WORSHIP CTR PLANT | B | DISINFECT | B02 | DISINFECT/HYPOCHLORIN
6296159 | FAITH FAMILY WORSHIP CENTER | 1 | FAITH FAMILY WORSHIP CTR PLANT | G | IRON REMOVAL | G25 | IRON RMVL/ION EXCHANGE
6296160 | LITHIA FOOD & DELI | 1 | LITHIA FOOD & DELI | B | DISINFECT | B02 | DISINFECT/HYPOCHLORIN
6296163 | WILDER ROAD CAMP | 1 | WILDER ROAD CAMP PLANT | B | DISINFECT | B02 | DISINFECT/HYPOCHLORIN
6296164 | MILLENNIUM CENTER | 1 | MILLENNIUM CENTER PLANT | B | DISINFECT | B02 | DISINFECT/HYPOCHLORIN
6296165 | ALL AMERICAN DINER | 1 | ALL AMERICAN DINER | B | DISINFECT | B02 | DISINFECT/HYPOCHLORIN
6296168 | 84 LUMBER COMPANY | 1 | BABCOCK LUMBER COMPANY | B | DISINFECT | B02 | DISINFECT/HYPOCHLORIN
6296168 | 84 LUMBER COMPANY | 1 | BABCOCK LUMBER COMPANY | E | TASTE-ODOR CONTROL | E25 | T-O CTRL/ION EXCHANGE
6296170 | SPARTA FITNESS AND MARTIAL ARTS | 1 | SPARTA FITNESS & MARTIAL ARTS | B | DISINFECT | B02 | DISINFECT/HYPOCHLORIN
6296174 | ALAFIA RIVER STATE PARK BATH HOUSE | 1 | ALAFIA RIVER BATH HOUSE | B | DISINFECT | B02 | DISINFECT/HYPOCHLORIN
6296175 | SUNPOINT MOBILE HOME PARK | 1 | SUNPOINT MHP | B | DISINFECT | B02 | DISINFECT/HYPOCHLORIN
6296177 | TAMPA BAY WATER MORRIS BRIDGE PUMP STATI | 1 | TBW MORRIS BRIDGE PUMP STATION | B | DISINFECT | B04 | DISINFECT/CHLORAMINES
6296181 | TAMPA EXECUTIVE/MAINTENANCE SHOP | 1 | MAINTENANCE SHOP PLANT | B | DISINFECT | B02 | DISINFECT/HYPOCHLORIN
6296183 | FELLOWSHIP BAPTIST CHURCH | 1 | FELLOWSHIP BAPTIST WTP | B | DISINFECT | B02 | DISINFECT/HYPOCHLORIN
6296185 | 7-11 #33105A | 1 | 7-11 PLANT # 1 | B | DISINFECT | B02 | DISINFECT/HYPOCHLORIN
6296193 | FLORIDA GOVERMENTAL UTILITY AUTHORITY | 1 | MACDILL AFB WATER PLANT | B | DISINFECT | B04 | DISINFECT/CHLORAMINES
6296193 | FLORIDA GOVERMENTAL UTILITY AUTHORITY | 1 | MACDILL AFB WATER PLANT | D | CORROSION CONTROL | D18 | CORR-CTRL/SEQUESTATION
6296193 | FLORIDA GOVERMENTAL UTILITY AUTHORITY | 1 | MACDILL AFB WATER PLANT | Z | OTHER | Z02 | OTHER/HYPOCHLORIN
6296194 | BARRINGTON HOA | 1 | BARRINGTON OAKS | B | DISINFECT | B02 | DISINFECT/HYPOCHLORIN
6296195 | SUN CITY CHRISTIAN CENTER | 1 | SUN CITY CHRISTIAN CENTER | B | DISINFECT | B02 | DISINFECT/HYPOCHLORIN
6296195 | SUN CITY CHRISTIAN CENTER | 1 | SUN CITY CHRISTIAN CENTER | E | TASTE-ODOR CONTROL | E20 | T-O CTRL/AERATION
6296197 | NEW GENERATION FAITH MINISTRIES | 1 | NEW GENERATION FAITH MINISTRIE | B | DISINFECT | B02 | DISINFECT/HYPOCHLORIN
6296199 | PROMENADE SUBDIVISION | 1 | MASTER METER FROM 6290327 | A | NO TRTMT | A | NO TRTMT
6296201 | PACIFIC TOMATO GROWERS | 1 | PACIFIC TOMATO GROWERS | B | DISINFECT | B02 | DISINFECT/HYPOCHLORIN
6296201 | PACIFIC TOMATO GROWERS | 1 | PACIFIC TOMATO GROWERS | G | IRON REMOVAL | G29 | IRON RMVL/CARTRIDGE FILTR
6296203 | LEARNING GATE COMMUNITY SCHOOL | 1 | LEARNING GATE COMMUNITY SCHOOL | B | DISINFECT | B02 | DISINFECT/HYPOCHLORIN
6296204 | SHERIFF'S OFFICE TRAINING FACILITY NORTH | 1 | SHERRIFF'S OFFICE TRAINING | B | DISINFECT | B02 | DISINFECT/HYPOCHLORIN
6296206 | BROWNING ROAD BAPTIST CHURCH | 1 | BROWING ROAD BAPTIST CHURCH | B | DISINFECT | B02 | DISINFECT/HYPOCHLORIN
6296208 | HCS/SOUTH COUNTY CAREER CENTER | 1 | SOUTH COUNTY CAREER CENTER | B | DISINFECT | B02 | DISINFECT/HYPOCHLORIN
6296208 | HCS/SOUTH COUNTY CAREER CENTER | 1 | SOUTH COUNTY CAREER CENTER | E | TASTE-ODOR CONTROL | E20 | T-O CTRL/AERATION
6296208 | HCS/SOUTH COUNTY CAREER CENTER | 1 | SOUTH COUNTY CAREER CENTER | H | SOFTENING | H25 | SOFTENING/ION EXCHANGE
6296211 | ALAFIA RIVER STATE PARK-PICNIC AREA | 1 | ALAFIA RIVER STATE PARK | B | DISINFECT | B02 | DISINFECT/HYPOCHLORIN
6296214 | THE HARBOR CHURCH | 1 | THE HARBOR CHURCH PLANT | B | DISINFECT | B02 | DISINFECT/HYPOCHLORIN
6296214 | THE HARBOR CHURCH | 1 | THE HARBOR CHURCH PLANT | H | SOFTENING | H25 | SOFTENING/ION EXCHANGE
6296216 | ANDES SMART ACADEMY | 1 | ANDES SMART ACADEMY | B | DISINFECT | B02 | DISINFECT/HYPOCHLORIN
6296217 | BURRELL DUPLEXES | 1 | BURRELL DUPLEXES | B | DISINFECT | B02 | DISINFECT/HYPOCHLORIN
6296217 | BURRELL DUPLEXES | 1 | BURRELL DUPLEXES | G | IRON REMOVAL | G18 | IRON RMVL/SEQUESTATION
6296218 | CROSSROADS AT LITHIA SHOPPING CENTER | 1 | CROSSROADS AT LITHIA | B | DISINFECT | B02 | DISINFECT/HYPOCHLORIN
6296219 | INGLESIA ADVENTISTA DEL 7TH DIA TAMPA N | 1 | INGLESIA ADVENTISTA PLANT | B | DISINFECT | B02 | DISINFECT/HYPOCHLORIN
6296219 | INGLESIA ADVENTISTA DEL 7TH DIA TAMPA N | 1 | INGLESIA ADVENTISTA PLANT | H | SOFTENING | H25 | SOFTENING/ION EXCHANGE
6296222 | LAMB OF GOD CHURCH | 1 | LAMB OF GOD PLANT | B | DISINFECT | B02 | DISINFECT/HYPOCHLORIN
6296224 | SAN JOSE MISSION | 1 | SAN JOSE MISSION PLANT | B | DISINFECT | B02 | DISINFECT/HYPOCHLORIN
6296224 | SAN JOSE MISSION | 1 | SAN JOSE MISSION PLANT | E | TASTE-ODOR CONTROL | E20 | T-O CTRL/AERATION
6296225 | THE LEARNING STATION LLC | 1 | LEARNING STATION PLANT | B | DISINFECT | B02 | DISINFECT/HYPOCHLORIN
6296229 | NIDIA'S GRILLED CHICKEN | 1 | NIDIA'S GRILLED CHICKEN | B | DISINFECT | B02 | DISINFECT/HYPOCHLORIN
6296229 | NIDIA'S GRILLED CHICKEN | 1 | NIDIA'S GRILLED CHICKEN | G | IRON REMOVAL | G30 | IRON RMVL/GREENSAND FILTR
6296232 | HCPRD/STEARNS ROAD PARK | 1 | STEARNS RD PARK PLANT | B | DISINFECT | B02 | DISINFECT/HYPOCHLORIN
6296236 | SEAL SWIM SCHOOL | 1 | SEAL SWIM SCHOOL WATER PLANT | B | DISINFECT | B02 | DISINFECT/HYPOCHLORIN
6296237 | CIRCLE K #7563 | 1 | CIRCLE K #7563 | B | DISINFECT | B02 | DISINFECT/HYPOCHLORIN
6296238 | BRANDON POINTE TOWNHOMES | 1 | NORTH INTERCONNECT | A | NO TRTMT | A | NO TRTMT
6296238 | BRANDON POINTE TOWNHOMES | 2 | SOUTH INTERCONNECT | A | NO TRTMT | A | NO TRTMT
6296239 | SPEEDLING INC CORPORATE OFFICE | 1 | SPEEDLING CORPORATE OFFICE | B | DISINFECT | B02 | DISINFECT/HYPOCHLORIN
6296239 | SPEEDLING INC CORPORATE OFFICE | 1 | SPEEDLING CORPORATE OFFICE | E | TASTE-ODOR CONTROL | E25 | T-O CTRL/ION EXCHANGE
6296240 | AMVET POST 44 | 1 | PLANT | B | DISINFECT | B02 | DISINFECT/HYPOCHLORIN
6296243 | FISHHAWK RIDGE ASSOCIATION INC | 1 | FISHHAWK-MASTER METER | A | NO TRTMT | A | NO TRTMT
6296244 | HCPRD/WILLIAM OWEN PASS PARK | 1 | HCPRD/WILLIAM OWEN PASS PARK | B | DISINFECT | B02 | DISINFECT/HYPOCHLORIN
6296245 | GULF COAST RESEARCH & EDUCATION CENTER | 1 | GULF COAST RESEARCH | B | DISINFECT | B02 | DISINFECT/HYPOCHLORIN
6296245 | GULF COAST RESEARCH & EDUCATION CENTER | 1 | GULF COAST RESEARCH | E | TASTE-ODOR CONTROL | E25 | T-O CTRL/ION EXCHANGE
6296246 | IGLESIA DE DIOS CHURCH OF GOD | 1 | IGLESIA DE DIOS COG PLANT | B | DISINFECT | B02 | DISINFECT/HYPOCHLORIN
6296249 | ON THE PARK TOWNHOMES | 1 | MASTER METER FROM 6290388 | A | NO TRTMT | A | NO TRTMT
6296250 | SOUTH SHORE FALLS NORTH MASTER METER #2 | 1 | SOUTH SHORE FALLS NORTH MM #2 | A | NO TRTMT | A | NO TRTMT
6296251 | SOUTH SHORE FALLS SOUTH MASTER METER #1 | 1 | SOUTH MASTER METER #1 | A | NO TRTMT | A | NO TRTMT
6296253 | MOSAIC FERTILIZER FOUR CORNERS OUTPOST | 1 | FOUR CORNER OUTPOST | B | DISINFECT | B02 | DISINFECT/HYPOCHLORIN
6296261 | MONROE'S BUSINESS PARK | 1 | MASTER METER MONROE'S BUSINESS | A | NO TRTMT | A | NO TRTMT
6296265 | OLD FORT KING TRAIL | 1 | OLD FORT KING TRAIL PLANT | B | DISINFECT | B02 | DISINFECT/HYPOCHLORIN
6296272 | KEYSTONE PREP HIGH SCHOOL | 1 | KEYSTONE PREP HIGH SCHOOL | B | DISINFECT | B02 | DISINFECT/HYPOCHLORIN
6296274 | HERITAGE STATION OFFICE PARK | 1 | HERITAGE STATION PLANT | B | DISINFECT | B02 | DISINFECT/HYPOCHLORIN
6296275 | CAMPING WORLD RV SALES | 1 | CAMPING WORLD RV SALES | B | DISINFECT | B02 | DISINFECT/HYPOCHLORIN
6296276 | LUTZ DENTAL | 1 | LUTZ DENTAL | B | DISINFECT | B02 | DISINFECT/HYPOCHLORIN
6296277 | REVOLUTIONARY LIFE CHURCH | 1 | REVOLUTIONARY LIFE CHURCH | B | DISINFECT | B02 | DISINFECT/HYPOCHLORIN
6296280 | PARSON'S PROFESSIONAL PARK | 1 | MASTER METER FROM 6290787 | A | NO TRTMT | A | NO TRTMT
6296281 | VILLAGE CENTRE TOWNHOMES | 1 | MASTER METER FROM 6290388 | A | NO TRTMT | A | NO TRTMT
6296282 | BOGGY BOTTOM EVENT RANCH | 1 | BOGGY BOTTOM RANCH | B | DISINFECT | B02 | DISINFECT/HYPOCHLORIN
6296283 | GRIMES HARDWARE CENTER | 1 | GRIMES HARDWARE CENTER | B | DISINFECT | B02 | DISINFECT/HYPOCHLORIN
6296285 | GOODSON FARMS FRUIT STAND | 1 | GOODSON FARMS PLANT | B | DISINFECT | B02 | DISINFECT/HYPOCHLORIN
6296287 | SHEFFIELD OAKS MLC | 1 | SHEFFIELD OAKS MLC PLANT | B | DISINFECT | B02 | DISINFECT/HYPOCHLORIN
6296289 | LOVE AND GLORY LEARNING CENTER | 1 | LOVE AND GLORY LEARNING CENTER | B | DISINFECT | B02 | DISINFECT/HYPOCHLORIN
6296290 | MATHIS MIGRANT LABOR CAMP | 1 | MATHIS MLC | B | DISINFECT | B02 | DISINFECT/HYPOCHLORIN
6296291 | RUSKIN MOBILE HOME PARK | 1 | RUSKIN MOBILE HOME PARK | B | DISINFECT | B02 | DISINFECT/HYPOCHLORIN
6296291 | RUSKIN MOBILE HOME PARK | 1 | RUSKIN MOBILE HOME PARK | E | TASTE-ODOR CONTROL | E29 | T-O CTRL/CARTRIDGE FILTR
6296291 | RUSKIN MOBILE HOME PARK | 1 | RUSKIN MOBILE HOME PARK | E | TASTE-ODOR CONTROL | E32 | TASTE-ODOR CONTROL/PEROXIDE
6296291 | RUSKIN MOBILE HOME PARK | 1 | RUSKIN MOBILE HOME PARK | Z | OTHER | Z18 | OTHER/SEQUESTATION
6296292 | CONGREGATION OF YAHWEH | 1 | CONGREGATION OF YAHWEH PLANT | B | DISINFECT | B02 | DISINFECT/HYPOCHLORIN
6296292 | CONGREGATION OF YAHWEH | 1 | CONGREGATION OF YAHWEH PLANT | C | PARTICLE REMOVAL | C29 | PART-RMVL/CARTRIDGE FILTR
6296293 | BACHELORS MLC | 1 | BACHELOR'S MLC | B | DISINFECT | B02 | DISINFECT/HYPOCHLORIN
6296294 | THREE STAR CAMP | 1 | HARRELL MHP | B | DISINFECT | B02 | DISINFECT/HYPOCHLORIN
6296298 | CALVARY CHAPEL | 1 | CALVARY CHAPEL | B | DISINFECT | B02 | DISINFECT/HYPOCHLORIN
6296299 | LUTZ PREPARATORY SCHOOL | 1 | LUTZ PREPARATORY SCHOOL PLT 1 | B | DISINFECT | B02 | DISINFECT/HYPOCHLORIN
6296300 | SUNSET POINT II | 1 | SUNSET POINT II PLANT | B | DISINFECT | B02 | DISINFECT/HYPOCHLORIN
6296301 | STONELAKE RANCH CLUBHOUSE | 1 | STONELAKE RANCH CLUBHOUSE | B | DISINFECT | B02 | DISINFECT/HYPOCHLORIN
6296302 | KIDDIE CAMPUS UNIVERSITY | 1 | KIDDIE CAMPUS UNIVERSITY | B | DISINFECT | B02 | DISINFECT/HYPOCHLORIN
6296303 | THE BERRY BARN | 1 | BRANDON FARMS PLANT | B | DISINFECT | B02 | DISINFECT/HYPOCHLORIN
6296305 | CHILDRENS ACADEMY FISHHAWK | 1 | CHILDRENS ACADEMY FISHHAWK | B | DISINFECT | B02 | DISINFECT/HYPOCHLORIN
6296308 | ECOPIA DAY SCHOOL | 1 | ECOPIA DAY SCHOOL | B | DISINFECT | B02 | DISINFECT/HYPOCHLORIN
6296309 | WHITE'S RIVERSIDE FARM | 1 | WHITE'S RIVERSIDE FARM | B | DISINFECT | B02 | DISINFECT/HYPOCHLORIN
6296312 | FIRST UNITED METHODIST CHURCH OF LUTZ | 1 | METHODIST CHURCH PLANT 1 | B | DISINFECT | B02 | DISINFECT/HYPOCHLORIN
6296314 | NORTH TAMPA CHURCH OF CHRIST | 1 | NORTH TAMPA CHURCH OF CHRIST | B | DISINFECT | B02 | DISINFECT/HYPOCHLORIN
6296314 | NORTH TAMPA CHURCH OF CHRIST | 1 | NORTH TAMPA CHURCH OF CHRIST | E | TASTE-ODOR CONTROL | E23 | T-O CTRL/GAC ADDITION
6296314 | NORTH TAMPA CHURCH OF CHRIST | 1 | NORTH TAMPA CHURCH OF CHRIST | E | TASTE-ODOR CONTROL | E25 | T-O CTRL/ION EXCHANGE
6296315 | WILLIAMSON HIGGINS DAIRY FARM | 1 | HIGGINS DAIRY FARM WORKER HOUS | B | DISINFECT | B02 | DISINFECT/HYPOCHLORIN
6296317 | SKIPPER MHP | 1 | SKIPPER'S MHP | B | DISINFECT | B02 | DISINFECT/HYPOCHLORIN
6296321 | TOM LEE COMMUNITY HEALTH CENTER | 1 | TOM LEE COMMUNITY HEALTH CENTE | B | DISINFECT | B02 | DISINFECT/HYPOCHLORIN
6296322 | THE CRAB HUT | 1 | THE CRAB HUT | B | DISINFECT | B02 | DISINFECT/HYPOCHLORIN
6296323 | SANWAY FARMS WALTER HUNTER MLC | 2 | SAN WAY FARMS- PLANT | B | DISINFECT | B02 | DISINFECT/HYPOCHLORIN
6296324 | SPIVEY FARMS | 1 | SPIVEY FARMS | B | DISINFECT | B02 | DISINFECT/HYPOCHLORIN
6296324 | SPIVEY FARMS | 1 | SPIVEY FARMS | H | SOFTENING | H25 | SOFTENING/ION EXCHANGE
6296326 | AUTOZONE AT PLANT CITY #3825 | 1 | AUTO ZONE | B | DISINFECT | B02 | DISINFECT/HYPOCHLORIN
6296329 | JOHN'S BUTCHER SHOP | 1 | JOHN'S BUTCHER SHOP PLANT | B | DISINFECT | B02 | DISINFECT/HYPOCHLORIN
6296329 | JOHN'S BUTCHER SHOP | 1 | JOHN'S BUTCHER SHOP PLANT | E | TASTE-ODOR CONTROL | E25 | T-O CTRL/ION EXCHANGE
6296330 | I-4 SOUTH WEIGHT IN MOTION WTP | 1 | SOUTH WIM PLANT | B | DISINFECT | B02 | DISINFECT/HYPOCHLORIN
6296331 | I-4 NORTH WEIGHT IN MOTION STATION | 1 | I 4 WEIGHT IN MOTION STATION N | B | DISINFECT | B02 | DISINFECT/HYPOCHLORIN
6296331 | I-4 NORTH WEIGHT IN MOTION STATION | 1 | I 4 WEIGHT IN MOTION STATION N | G | IRON REMOVAL | G30 | IRON RMVL/GREENSAND FILTR
6296333 | HCS/STRAWBERRY CREST HIGH/BAILEY ELEM | 1 | STRAWBERRY CREST HIGH/BAILEY | B | DISINFECT | B02 | DISINFECT/HYPOCHLORIN
6296333 | HCS/STRAWBERRY CREST HIGH/BAILEY ELEM | 1 | STRAWBERRY CREST HIGH/BAILEY | E | TASTE-ODOR CONTROL | E20 | T-O CTRL/AERATION
6296333 | HCS/STRAWBERRY CREST HIGH/BAILEY ELEM | 1 | STRAWBERRY CREST HIGH/BAILEY | G | IRON REMOVAL | G18 | IRON RMVL/SEQUESTATION
6296333 | HCS/STRAWBERRY CREST HIGH/BAILEY ELEM | 1 | STRAWBERRY CREST HIGH/BAILEY | S | ARSENIC REMOVAL | S41 | ARSENIC REMOVAL/ADSORPTIVE MEDIA
6296334 | CINCO SOCCER | 1 | CINCO SOCCER | B | DISINFECT | B02 | DISINFECT/HYPOCHLORIN
6296338 | DOLLAR GENERAL STORE #11398 | 1 | DOLLAR STORE | B | DISINFECT | B02 | DISINFECT/HYPOCHLORIN
6296340 | RACETRAC #698 | 1 | RACETRAC | B | DISINFECT | B02 | DISINFECT/HYPOCHLORIN
6296343 | R & W FARMS LLC | 1 | NORTH PLANT | B | DISINFECT | B02 | DISINFECT/HYPOCHLORIN
6296344 | FISHHAWK SPORTING CLAYS | 1 | FISHHAWK SPORTING CLAYS | B | DISINFECT | B02 | DISINFECT/HYPOCHLORIN
6296345 | AMVET POST 26 | 1 | AMVET POST 26 | B | DISINFECT | B02 | DISINFECT/HYPOCHLORIN
6296348 | MOSAIC FERTILIZER LLC CENTRAL SCREENING | 1 | CENTRAL SCREENING | B | DISINFECT | B02 | DISINFECT/HYPOCHLORIN
6296351 | TAMPA REFORMED BAPTIST CHURCH/FREE GRACE | 1 | TAMPA REFORMED BAPTIST CHURCH | B | DISINFECT | B02 | DISINFECT/HYPOCHLORIN
6296352 | THOMAS A. DIGERONIMO MD PA | 1 | PLANT | B | DISINFECT | B02 | DISINFECT/HYPOCHLORIN
6296353 | JURASSIC VALLEY LLC DINOSAUR WORLD INC | 1 | JURASSIC VALLY LLC DINOSAUR | B | DISINFECT | B02 | DISINFECT/HYPOCHLORIN
6296354 | EASTPORT INDUSTRIAL PARK | 1 | INTERCONNECT WITH 6290327 | A | NO TRTMT | A | NO TRTMT
6296355 | MILEY ROAD FARM WORKER HOUSING | 1 | MILEY ROAD FARM WORKER HOUSING | B | DISINFECT | B02 | DISINFECT/HYPOCHLORIN
6296356 | BONITA BAY | 2 | BONITA BAY-NEW PLANT | B | DISINFECT | B02 | DISINFECT/HYPOCHLORIN
6296356 | BONITA BAY | 2 | BONITA BAY-NEW PLANT | R | RADS REMOVAL | R25 | RADS RMVL/ION EXCHANGE
6296358 | FIRST CHRISTIAN CHURCH OF SUN CITY CTR | 1 | FIRST CHRISTIAN CHURCH | B | DISINFECT | B02 | DISINFECT/HYPOCHLORIN
6296359 | TOMATO THYME | 1 | TOMATO THYME | B | DISINFECT | B02 | DISINFECT/HYPOCHLORIN
6296359 | TOMATO THYME | 1 | TOMATO THYME | E | TASTE-ODOR CONTROL | E20 | T-O CTRL/AERATION
6296359 | TOMATO THYME | 1 | TOMATO THYME | F | ORGN-RMVL | F23 | ORGN-RMVL/GAC ADDITION
6296359 | TOMATO THYME | 1 | TOMATO THYME | R | RADS REMOVAL | R25 | RADS RMVL/ION EXCHANGE
6296362 | IGLESIA CRISTIANA PACTO DE FE | 1 | IGLESIA CRISTIANA PACTO DE FE | B | DISINFECT | B02 | DISINFECT/HYPOCHLORIN
6296365 | ACADEMY OF MONTESSORI INTERNATIONAL | 1 | ACADEMY OF MONTESSORI | B | DISINFECT | B02 | DISINFECT/HYPOCHLORIN
6296365 | ACADEMY OF MONTESSORI INTERNATIONAL | 1 | ACADEMY OF MONTESSORI | E | TASTE-ODOR CONTROL | E25 | T-O CTRL/ION EXCHANGE
6296365 | ACADEMY OF MONTESSORI INTERNATIONAL | 1 | ACADEMY OF MONTESSORI | Z | OTHER | Z29 | OTHER/CARTRIDGE FILTR
6296366 | GLOVER SCHOOL | 1 | GLOVER SCHOOL | B | DISINFECT | B02 | DISINFECT/HYPOCHLORIN
6296368 | HILLSBOROUGH COUNTY FAIRGROUNDS | 1 | HILLSBOROUGH COUNTY FAIRGROUND | B | DISINFECT | B02 | DISINFECT/HYPOCHLORIN
6296371 | BISHOP MLC | 1 | BISHOP MLC | B | DISINFECT | B02 | DISINFECT/HYPOCHLORIN
6296371 | BISHOP MLC | 1 | BISHOP MLC | R | RADS REMOVAL | R25 | RADS RMVL/ION EXCHANGE
6296372 | RUTH MORRIS MLC | 1 | RUTH MORRIS MLC | B | DISINFECT | B02 | DISINFECT/HYPOCHLORIN
6296374 | CORDOBA RANCH AMENITY CENTER | 1 | CORDOBA RANCH AMENITY CENTER | B | DISINFECT | B02 | DISINFECT/HYPOCHLORIN
6296376 | GRACE CHRISTIAN SCHOOL - GYM | 1 | GYMNASIUM/EAST WELL | B | DISINFECT | B02 | DISINFECT/HYPOCHLORIN
6296377 | GENERAL RV SALES CENTER | 1 | GENERAL RV SALES CENTER | B | DISINFECT | B02 | DISINFECT/HYPOCHLORIN
6296378 | INDEPENDENCE ACADEMY | 1 | INDEPENDENCE ACADEMY | B | DISINFECT | B02 | DISINFECT/HYPOCHLORIN
6296378 | INDEPENDENCE ACADEMY | 1 | INDEPENDENCE ACADEMY | E | TASTE-ODOR CONTROL | E23 | T-O CTRL/GAC ADDITION
6296380 | ANTIOCH FOOD STORE | 1 | ANTIOCH FOOD STORE | B | DISINFECT | B02 | DISINFECT/HYPOCHLORIN
6296381 | MONTESSORI CASA DEI BAMBINI | 1 | MONTESSORI CASA DEI BAMBINI | B | DISINFECT | B02 | DISINFECT/HYPOCHLORIN
6296382 | CROSS CREEK RANCH | 1 | CROSS CREEK OFFICE & BATHROOMS | B | DISINFECT | B02 | DISINFECT/HYPOCHLORIN
6296383 | SKY ATHLETIX | 1 | SKY ATHLETIX | B | DISINFECT | B02 | DISINFECT/HYPOCHLORIN
6296384 | MCDONALD'S #4514 | 1 | MCDONALDS #10378 | B | DISINFECT | B02 | DISINFECT/HYPOCHLORIN
6296385 | LOTUS POND CENTER FOR YOGA AND HEALTH | 1 | LOTUS POND PLANT | B | DISINFECT | B02 | DISINFECT/HYPOCHLORIN
6296386 | DOLLAR GENERAL STORE #15583 | 1 | DOLLAR GENERAL STORE #15583 | B | DISINFECT | B02 | DISINFECT/HYPOCHLORIN
6296387 | EXTRAORDINARY LIFE CHURCH | 1 | EXTRAORDINARY LIFE CHURCH | B | DISINFECT | B02 | DISINFECT/HYPOCHLORIN
6296387 | EXTRAORDINARY LIFE CHURCH | 1 | EXTRAORDINARY LIFE CHURCH | H | SOFTENING | H25 | SOFTENING/ION EXCHANGE
6296387 | EXTRAORDINARY LIFE CHURCH | 1 | EXTRAORDINARY LIFE CHURCH | Z | OTHER | Z29 | OTHER/CARTRIDGE FILTR
6296388 | ALBRITTON LABOR CAMP | 1 | ALBRITTON WATER PLANT | B | DISINFECT | B02 | DISINFECT/HYPOCHLORIN
6296389 | SHERWOOD MHP WEST | 1 | SHERWOOD MHP WEST | B | DISINFECT | B02 | DISINFECT/HYPOCHLORIN
6296392 | FRIENDS AND FAMILY CHURCH | 1 | FRIENDS AND FAMILY CHURCH | B | DISINFECT | B02 | DISINFECT/HYPOCHLORIN
6296393 | QUAN AM BUDDHIST TEMPLE | 1 | QUAN AM BUDDHIST TEMPLE | B | DISINFECT | B02 | DISINFECT/HYPOCHLORIN
6296394 | CANOE OUTPOST | 1 | CANOE OUTPOST | B | DISINFECT | B02 | DISINFECT/HYPOCHLORIN
6296394 | CANOE OUTPOST | 1 | CANOE OUTPOST | E | TASTE-ODOR CONTROL | E20 | T-O CTRL/AERATION
6296396 | BAYAAN ACADEMY | 1 | BAYAAN ACADEMY | B | DISINFECT | B02 | DISINFECT/HYPOCHLORIN
6296396 | BAYAAN ACADEMY | 1 | BAYAAN ACADEMY | R | RADS REMOVAL | R25 | RADS RMVL/ION EXCHANGE
6296397 | NORTH POINTE CHURCH | 1 | NORTH POINTE CHURCH | B | DISINFECT | B02 | DISINFECT/HYPOCHLORIN
6296399 | SWEET LIFE FARMS | 1 | SWEET LIFE FARMS LABOR CAMP | B | DISINFECT | B02 | DISINFECT/HYPOCHLORIN
6296400 | TAMPA GENERAL HOSPITAL | 1 | INTERCONNECT-F323A E PAVILION | B | DISINFECT | B03 | DISINFECT/CHLORINEDIOX
6296400 | TAMPA GENERAL HOSPITAL | 2 | INTERCONNECT-D131 W PAVILION | B | DISINFECT | B03 | DISINFECT/CHLORINEDIOX
6296400 | TAMPA GENERAL HOSPITAL | 3 | INTERCONNECT-R216B REHAB | B | DISINFECT | B03 | DISINFECT/CHLORINEDIOX
6296400 | TAMPA GENERAL HOSPITAL | 4 | INTERCONNECT-K1202 BAYSHORE | B | DISINFECT | B03 | DISINFECT/CHLORINEDIOX
6296401 | MOTT ROAD FARM WORKER HOUSING | 1 | MOTT ROAD FARM WOKER HOUSING | B | DISINFECT | B02 | DISINFECT/HYPOCHLORIN
6296401 | MOTT ROAD FARM WORKER HOUSING | 1 | MOTT ROAD FARM WOKER HOUSING | S | ARSENIC REMOVAL | S41 | ARSENIC REMOVAL/ADSORPTIVE MEDIA
6296402 | UNITY OF NORTH TAMPA | 1 | UNITY NORTH TAMPA | B | DISINFECT | B02 | DISINFECT/HYPOCHLORIN
6296403 | GENERAL RV SERVICE CENTER | 1 | GENERAL RV SERVICE CENTER | B | DISINFECT | B02 | DISINFECT/HYPOCHLORIN
6296403 | GENERAL RV SERVICE CENTER | 1 | GENERAL RV SERVICE CENTER | G | IRON REMOVAL | G23 | IRON RMVL/GAC ADDITION
6296404 | DOLLAR GENERAL STORE #18604 | 1 | DOLLAR GENERAL STORE #18604 | B | DISINFECT | B02 | DISINFECT/HYPOCHLORIN
6296405 | TAMPA RV ONE SUPERSTORE WELL #1 (EAST) | 1 | TAMPA RV ONE SUPERSTORE #1 | B | DISINFECT | B02 | DISINFECT/HYPOCHLORIN
6296406 | AIRSTREAM OF TAMPA | 1 | AIRSTREAM OF TAMPA | B | DISINFECT | B02 | DISINFECT/HYPOCHLORIN
6296407 | IMPERIAL OAKS | 1 | IMPERIAL OAKS | A | NO TRTMT | A | NO TRTMT
6296408 | MATHIS FARMS FARM WORKER HOUSING | 1 | MATHIS FARM WORKER HOUSING | B | DISINFECT | B02 | DISINFECT/HYPOCHLORIN
6296410 | DOLLAR GENERAL STORE #19629 | 1 | DOLLAR GENERAL STORE #19629 | B | DISINFECT | B02 | DISINFECT/HYPOCHLORIN
6296412 | DOLLAR GENERAL STORE #20163 | 1 | DOLLAR GENERAL STORE #20163 | B | DISINFECT | B02 | DISINFECT/HYPOCHLORIN
6296413 | CIRCLE K STORE #2709708 | 1 | CIRCLE K STORE | B | DISINFECT | B02 | DISINFECT/HYPOCHLORIN
6296413 | CIRCLE K STORE #2709708 | 1 | CIRCLE K STORE | E | TASTE-ODOR CONTROL | E25 | T-O CTRL/ION EXCHANGE
6296413 | CIRCLE K STORE #2709708 | 1 | CIRCLE K STORE | E | TASTE-ODOR CONTROL | E29 | T-O CTRL/CARTRIDGE FILTR
6296414 | PARALLEL WIMAUMA | 1 | PARALLEL WIMAUMA | B | DISINFECT | B02 | DISINFECT/HYPOCHLORIN
6296415 | LOOP FARM MCL | 1 | LOOP FARM MCL | B | DISINFECT | B02 | DISINFECT/HYPOCHLORIN
6296415 | LOOP FARM MCL | 1 | LOOP FARM MCL | E | TASTE-ODOR CONTROL | E41 | T-O CTRL/ADSORPTIVE MEDIA
6296417 | CREEKSIDE CHURCH | 1 | CREEKSIDE CHURCH | B | DISINFECT | B02 | DISINFECT/HYPOCHLORIN
6296417 | CREEKSIDE CHURCH | 1 | CREEKSIDE CHURCH | G | IRON REMOVAL | G29 | IRON RMVL/CARTRIDGE FILTR
6296418 | MCINTOSH PLAZA | 1 | MCINTOSH PLAZA | B | DISINFECT | B02 | DISINFECT/HYPOCHLORIN
6296418 | MCINTOSH PLAZA | 1 | MCINTOSH PLAZA | G | IRON REMOVAL | G29 | IRON RMVL/CARTRIDGE FILTR
6296424 | HUNGRY HOWIE'S PIZZA | 1 | HUNGRY HOWIE'S PIZZA | B | DISINFECT | B02 | DISINFECT/HYPOCHLORIN
6382055 | WILLISTON WTP | 1 | WILLISTON WTP #1 | B | DISINFECT | B02 | DISINFECT/HYPOCHLORIN
6382055 | WILLISTON WTP | 3 | WILLISTON WTP #3 | B | DISINFECT | B02 | DISINFECT/HYPOCHLORIN
6382055 | WILLISTON WTP | 4 | WILLISTON AIRPORT | B | DISINFECT | B02 | DISINFECT/HYPOCHLORIN
6382055 | WILLISTON WTP | 2 | WILLISTON WTP #2 | B | DISINFECT | B02 | DISINFECT/HYPOCHLORIN
6382056 | TOWN OF INGLIS | 1 | INGLIS WTP | B | DISINFECT | B02 | DISINFECT/HYPOCHLORIN
6382056 | TOWN OF INGLIS | 1 | INGLIS WTP | D | CORROSION CONTROL | D36 | CORR-CTRL/CORROSION INHIB
6382056 | TOWN OF INGLIS | 1 | INGLIS WTP | G | IRON REMOVAL | G30 | IRON RMVL/GREENSAND FILTR
6382056 | TOWN OF INGLIS | 1 | INGLIS WTP | Z | OTHER | Z26 | OTHER/REVERSE OSMOSIS
6382056 | TOWN OF INGLIS | 1 | INGLIS WTP | Z | OTHER | Z19 | OTHER/PH ADJUSTMENT
6382106 | DRIFTWOOD TRAILER PARK | 1 | DRIFTWOOD TRAILER PARK | B | DISINFECT | B02 | DISINFECT/HYPOCHLORIN
6382108 | INGLEWOOD ESTATES MH SD | 1 | INGLEWOOD | B | DISINFECT | B02 | DISINFECT/HYPOCHLORIN
6382108 | INGLEWOOD ESTATES MH SD | 1 | INGLEWOOD | G | IRON REMOVAL | G18 | IRON RMVL/SEQUESTATION
6382112 | EMERALD COVE RV RESORT | 1 | EMERALD COVE RV RESORT | B | DISINFECT | B02 | DISINFECT/HYPOCHLORIN
6382116 | YANKEETOWN WTP | 1 | YANKEETOWN | B | DISINFECT | B02 | DISINFECT/HYPOCHLORIN
6382116 | YANKEETOWN WTP | 1 | YANKEETOWN | C | PARTICLE REMOVAL | C29 | PART-RMVL/CARTRIDGE FILTR
6382116 | YANKEETOWN WTP | 1 | YANKEETOWN | D | CORROSION CONTROL | D18 | CORR-CTRL/SEQUESTATION
6382116 | YANKEETOWN WTP | 1 | YANKEETOWN | F | ORGN-RMVL | F26 | ORGN-RMVL/REVERSE OSMOSIS
6382116 | YANKEETOWN WTP | 1 | YANKEETOWN | G | IRON REMOVAL | G20 | IRON RMVL/AERATION
6382116 | YANKEETOWN WTP | 1 | YANKEETOWN | Z | OTHER | Z28 | OTHER/PACKED TWR-AERA
6382116 | YANKEETOWN WTP | 1 | YANKEETOWN | Z | OTHER | Z14 | OTHER/RAPID SAND FIL
6382121 | EMERALD COVE TAVERN | 1 | EMERALD COVE TAVERN | B | DISINFECT | B02 | DISINFECT/HYPOCHLORIN
6384606 | WITHLACOOCHEE BACKWATER MHP | 1 | WITHLACOOCHEE BACKWATER MHP | B | DISINFECT | B02 | DISINFECT/HYPOCHLORIN
6384606 | WITHLACOOCHEE BACKWATER MHP | 1 | WITHLACOOCHEE BACKWATER MHP | G | IRON REMOVAL | G10 | IRON RMVL/COAGULATION
6384607 | OUT OF TOWNERS | 1 | OUT OF TOWNERS | B | DISINFECT | B02 | DISINFECT/HYPOCHLORIN
6384608 | INGLIS COUNTRYSIDE VILLAS | 1 | INGLIS COUNTRYSIDE VILLAS | B | DISINFECT | B02 | DISINFECT/HYPOCHLORIN
6384608 | INGLIS COUNTRYSIDE VILLAS | 1 | INGLIS COUNTRYSIDE VILLAS | G | IRON REMOVAL | G10 | IRON RMVL/COAGULATION
6384608 | INGLIS COUNTRYSIDE VILLAS | 1 | INGLIS COUNTRYSIDE VILLAS | H | SOFTENING | H25 | SOFTENING/ION EXCHANGE
6384609 | CIRCLE DRIVE | 1 | CIRCLE DRIVE | B | DISINFECT | B02 | DISINFECT/HYPOCHLORIN
6384610 | VILLAGE PINE CAMPGROUND | 1 | VILLAGE PINE CAMPGROUND | B | DISINFECT | B02 | DISINFECT/HYPOCHLORIN
6384611 | BUDDY'S LAKESIDE PARK | 1 | BUDDY'S LAKESIDE PARK #1 (S) | B | DISINFECT | B02 | DISINFECT/HYPOCHLORIN
6384611 | BUDDY'S LAKESIDE PARK | 2 | BUDDY'S LAKESIDE PARK #2 (N) | B | DISINFECT | B02 | DISINFECT/HYPOCHLORIN
6384612 | DAN'S MHP | 1 | DAN'S ADULT MHP | B | DISINFECT | B02 | DISINFECT/HYPOCHLORIN
6384617 | INGLIS COMMUNITY CENTER | 1 | INGLIS COMMUNITY CENTER | B | DISINFECT | B02 | DISINFECT/HYPOCHLORIN
6384619 | WAGONWHEEL MHP | 1 | WAGONWHEEL MHP | B | DISINFECT | B02 | DISINFECT/HYPOCHLORIN
6384621 | FLORIDA SHERIFFS YOUTH RANCH CARUTH CAMP | 1 | CARUTH CAMP WELL | B | DISINFECT | B02 | DISINFECT/HYPOCHLORIN
6384621 | FLORIDA SHERIFFS YOUTH RANCH CARUTH CAMP | 1 | CARUTH CAMP WELL | D | CORROSION CONTROL | D18 | CORR-CTRL/SEQUESTATION
6384623 | QUICK KING #17 | 1 | QUICK KING #17 | B | DISINFECT | B02 | DISINFECT/HYPOCHLORIN
6384626 | HUDSON JIFFY #1121 | 1 | HUDSON JIFFY 1121 | B | DISINFECT | B02 | DISINFECT/HYPOCHLORIN
6384627 | LIL FOOD RANCH #1 | 1 | WELL1 | B | DISINFECT | B02 | DISINFECT/HYPOCHLORIN
6384628 | GULF HAMMOCK FISHING CLUB | 1 | GULF HAMMOCK FISHING CLUB | B | DISINFECT | B02 | DISINFECT/HYPOCHLORIN
6384628 | GULF HAMMOCK FISHING CLUB | 1 | GULF HAMMOCK FISHING CLUB | G | IRON REMOVAL | G29 | IRON RMVL/CARTRIDGE FILTR
6384629 | D & M GENERAL STORE | 1 | D & M GENERAL STORE | B | DISINFECT | B02 | DISINFECT/HYPOCHLORIN
6384630 | FROGS PLACE | 1 | FROG'S PLACE WTP | B | DISINFECT | B02 | DISINFECT/HYPOCHLORIN
6384631 | PARKSMC@LEVYCOUNTY.ORG | 1 | HENRY BECK PARK | B | DISINFECT | B02 | DISINFECT/HYPOCHLORIN
6384632 | GATOR HOLE RESTAURANT AND PUB THE | 1 |  | A | NO TRTMT | A | NO TRTMT
6384633 | KINGDOM HALL JEHOVAH WITNESSES | 1 |  | B | DISINFECT | B02 | DISINFECT/HYPOCHLORIN
6384634 | CANNON OAKS MHP | 2 | PLANT #2 (SOUTH-BACKUP) | B | DISINFECT | B02 | DISINFECT/HYPOCHLORIN
6384634 | CANNON OAKS MHP | 1 | PLANT #1 (NORTH-PRIMARY) | B | DISINFECT | B02 | DISINFECT/HYPOCHLORIN
6384635 | DEVILS DEN | 1 | DEVILS DEN PLANT | B | DISINFECT | B02 | DISINFECT/HYPOCHLORIN
6410182 | BRADENTON CITY OF | 1 | BRADENTON WATER PLANT | B | DISINFECT | B04 | DISINFECT/CHLORAMINES
6410182 | BRADENTON CITY OF | 1 | BRADENTON WATER PLANT | C | PARTICLE REMOVAL | C10 | PART-RMVL/COAGULATION
6410182 | BRADENTON CITY OF | 1 | BRADENTON WATER PLANT | C | PARTICLE REMOVAL | C14 | PART-RMVL/RAPID SAND FIL
6410182 | BRADENTON CITY OF | 1 | BRADENTON WATER PLANT | D | CORROSION CONTROL | D18 | CORR-CTRL/SEQUESTATION
6410182 | BRADENTON CITY OF | 1 | BRADENTON WATER PLANT | D | CORROSION CONTROL | D36 | CORR-CTRL/CORROSION INHIB
6410182 | BRADENTON CITY OF | 1 | BRADENTON WATER PLANT | E | TASTE-ODOR CONTROL | E23 | T-O CTRL/GAC ADDITION
6410247 | FRIENDLY INN | 1 |  | B | DISINFECT | B02 | DISINFECT/HYPOCHLORIN
6410322 | PALMETTO WATER DEPT | 1 | MCPUD/PALMETTO WATER(MANATEE) | A | NO TRTMT | A | NO TRTMT
6410382 | COUNTRY FAIR | 1 | COUNTRY FAIR WELL | B | DISINFECT | B02 | DISINFECT/HYPOCHLORIN
6410504 | EATONS RESTAURANT | 1 |  | B | DISINFECT | B02 | DISINFECT/HYPOCHLORIN
6410542 | GAMBINO'S PIZZA | 1 | TEJANO CLUB | B | DISINFECT | B02 | DISINFECT/HYPOCHLORIN
6410542 | GAMBINO'S PIZZA | 1 | TEJANO CLUB | E | TASTE-ODOR CONTROL | E20 | T-O CTRL/AERATION
6411074 | PIX PLACE | 1 |  | B | DISINFECT | B02 | DISINFECT/HYPOCHLORIN
6411078 | LINGER LODGE TR TRAILER PARK | 1 | LINGER LODGE | B | DISINFECT | B02 | DISINFECT/HYPOCHLORIN
6411078 | LINGER LODGE TR TRAILER PARK | 1 | LINGER LODGE | E | TASTE-ODOR CONTROL | E20 | T-O CTRL/AERATION
6411078 | LINGER LODGE TR TRAILER PARK | 1 | LINGER LODGE | H | SOFTENING | H25 | SOFTENING/ION EXCHANGE
6411098 | TOWN OF LONGBOAT KEY | 2 | CHLORINE BOOSTER SOUTH KEY | B | DISINFECT | B04 | DISINFECT/CHLORAMINES
6411098 | TOWN OF LONGBOAT KEY | 1 | CHLORINE BOOSTER MID KEY | B | DISINFECT | B04 | DISINFECT/CHLORAMINES
6411100 | YUM YUM STATION | 1 |  | B | DISINFECT | B02 | DISINFECT/HYPOCHLORIN
6411132 | MANATEE COUNTY UTILITIES DEPT | 1 | 17915 WATERLINE ROAD | B | DISINFECT | B04 | DISINFECT/CHLORAMINES
6411132 | MANATEE COUNTY UTILITIES DEPT | 1 | 17915 WATERLINE ROAD | C | PARTICLE REMOVAL | C10 | PART-RMVL/COAGULATION
6411132 | MANATEE COUNTY UTILITIES DEPT | 1 | 17915 WATERLINE ROAD | C | PARTICLE REMOVAL | C12 | PART-RMVL/SEDIMENTATION
6411132 | MANATEE COUNTY UTILITIES DEPT | 1 | 17915 WATERLINE ROAD | C | PARTICLE REMOVAL | C14 | PART-RMVL/RAPID SAND FIL
6411132 | MANATEE COUNTY UTILITIES DEPT | 1 | 17915 WATERLINE ROAD | C | PARTICLE REMOVAL | C11 | PART-RMVL/FLOCCULATION
6411132 | MANATEE COUNTY UTILITIES DEPT | 1 | 17915 WATERLINE ROAD | D | CORROSION CONTROL | D36 | CORR-CTRL/CORROSION INHIB
6411132 | MANATEE COUNTY UTILITIES DEPT | 1 | 17915 WATERLINE ROAD | D | CORROSION CONTROL | D37 | CORR-CTRL/ALKALINITY ADJ.
6411132 | MANATEE COUNTY UTILITIES DEPT | 1 | 17915 WATERLINE ROAD | E | TASTE-ODOR CONTROL | E23 | T-O CTRL/GAC ADDITION
6411132 | MANATEE COUNTY UTILITIES DEPT | 1 | 17915 WATERLINE ROAD | Z | OTHER | Z21 | OTHER/PAC ADDITION
6411132 | MANATEE COUNTY UTILITIES DEPT | 1 | 17915 WATERLINE ROAD | Z | OTHER | Z20 | OTHER/AERATION
6411132 | MANATEE COUNTY UTILITIES DEPT | 1 | 17915 WATERLINE ROAD | Z | OTHER | Z27 | OTHER/FLUORIDATION
6411242 | MYAKKA CITY GROCERY | 1 | MYAKKA CITY GROCERY | B | DISINFECT | B02 | DISINFECT/HYPOCHLORIN
6411338 | MIRACLE FARMS MIGRANT LABOR | 1 | BEEFSTEAK 1 MIGRANT LABOR | B | DISINFECT | B02 | DISINFECT/HYPOCHLORIN
6411373 | SIX L'S FARM OP 15 FARM 3 SITE 4 | 1 | SIX L'S OP 15 FARM 3 SITE 4 | B | DISINFECT | B02 | DISINFECT/HYPOCHLORIN
6411600 | SCHOOL LABOR CAMP | 1 | SCHOOL MLC | B | DISINFECT | B02 | DISINFECT/HYPOCHLORIN
6411627 | LA PLACITA MEXICANA | 1 | LA PLACITA MEXICANA | B | DISINFECT | B02 | DISINFECT/HYPOCHLORIN
6411627 | LA PLACITA MEXICANA | 1 | LA PLACITA MEXICANA | B | DISINFECT | B20 | DISINFECT/AERATION
6411725 | STELLAS BAR | 1 | STELLA'S BAR | B | DISINFECT | B02 | DISINFECT/HYPOCHLORIN
6412169 | COUNTRY CLUB HEIGHTS | 1 |  | B | DISINFECT | B02 | DISINFECT/HYPOCHLORIN
6412417 | NEW START MINISTRIES | 1 | NEW START MINISTRIES | B | DISINFECT | B02 | DISINFECT/HYPOCHLORIN
6412418 | SUNNY SHORE WATER COMPANY | 1 | CORTEZ FLA(MANATEE CO WATER ) | A | NO TRTMT | A | NO TRTMT
6412419 | COLONY COVE | 1 | COLONY COVE WATER PLANT | B | DISINFECT | B01 | DISINFECT/GASEOUS CHLORIN
6412422 | PARRISH MIGRANT FACILITY | 1 | PARRISH MIGRANT FACILITY | B | DISINFECT | B02 | DISINFECT/HYPOCHLORIN
6412423 | MYAKKA FARM MARKET | 1 | DAVE'S MINI MART | B | DISINFECT | B02 | DISINFECT/HYPOCHLORIN
6412425 | DUETTE ELEMENTARY SCHOOL | 1 | DUETTE SCHOOL | B | DISINFECT | B02 | DISINFECT/HYPOCHLORIN
6412425 | DUETTE ELEMENTARY SCHOOL | 1 | DUETTE SCHOOL | E | TASTE-ODOR CONTROL | E20 | T-O CTRL/AERATION
6412428 | MYAKKA ELEMENTARY SCHOOL | 1 | MYAKKA CITY ELEMENTARY SCHOOL | B | DISINFECT | B02 | DISINFECT/HYPOCHLORIN
6412428 | MYAKKA ELEMENTARY SCHOOL | 1 | MYAKKA CITY ELEMENTARY SCHOOL | E | TASTE-ODOR CONTROL | E20 | T-O CTRL/AERATION
6412430 | PARRISH RURAL CLINIC | 1 | PARRISH RURAL CLINIC | B | DISINFECT | B02 | DISINFECT/HYPOCHLORIN
6412430 | PARRISH RURAL CLINIC | 1 | PARRISH RURAL CLINIC | E | TASTE-ODOR CONTROL | E20 | T-O CTRL/AERATION
6412431 | ROCK INN | 1 | ROCK INN | A | NO TRTMT | A | NO TRTMT
6412432 | WHISENANT FARMS | 1 | WHISENANT FARMS | B | DISINFECT | B02 | DISINFECT/HYPOCHLORIN
6412432 | WHISENANT FARMS | 1 | WHISENANT FARMS | B | DISINFECT | B20 | DISINFECT/AERATION
6412437 | WAFFLE HOUSE RESTAURANT | 1 |  | B | DISINFECT | B02 | DISINFECT/HYPOCHLORIN
6412439 | WEST COAST JR ACADEMY/WEE CARE | 1 |  | B | DISINFECT | B02 | DISINFECT/HYPOCHLORIN
6412441 | FOY FARMS MIGRANT LABOR CAMP | 1 | FOY FARMS | B | DISINFECT | B02 | DISINFECT/HYPOCHLORIN
6412447 | C&A COUNTRY STORE | 1 | MANATEE OIL CO. | B | DISINFECT | B02 | DISINFECT/HYPOCHLORIN
6412448 | FLORIDA POWER & LIGHT-MANATEE PLANT | 1 | MANATEE POWER PLANT | B | DISINFECT | B02 | DISINFECT/HYPOCHLORIN
6412448 | FLORIDA POWER & LIGHT-MANATEE PLANT | 1 | MANATEE POWER PLANT | Z | OTHER | Z23 | OTHER/GAC ADDITION
6412451 | PEGGY'S PLACE | 1 | PEGGY'S PLACE | A | NO TRTMT | A | NO TRTMT
6412454 | DOLLAR GENERAL(F.K.A. Q-DEP) | 1 | FOUR Q-DEP | B | DISINFECT | B02 | DISINFECT/HYPOCHLORIN
6412454 | DOLLAR GENERAL(F.K.A. Q-DEP) | 1 | FOUR Q-DEP | E | TASTE-ODOR CONTROL | E20 | T-O CTRL/AERATION
6412455 | BREL INDUSTRIAL CENTER | 1 | BREL CENTER WELL #1 | B | DISINFECT | B02 | DISINFECT/HYPOCHLORIN
6412455 | BREL INDUSTRIAL CENTER | 1 | BREL CENTER WELL #1 | Z | OTHER | Z20 | OTHER/AERATION
6412456 | BREL PARK | 1 | BREL PARK WELL #1 | B | DISINFECT | B02 | DISINFECT/HYPOCHLORIN
6412456 | BREL PARK | 1 | BREL PARK WELL #1 | Z | OTHER | Z20 | OTHER/AERATION
6412462 | SPENCE WATER SYSTEM | 1 | SPENCE WATER PLANT | A | NO TRTMT | A | NO TRTMT
6412464 | FALKNER FARMS # 1 (NORTHSIDE) | 1 | FALKNER FARMS #1 | B | DISINFECT | B02 | DISINFECT/HYPOCHLORIN
6412465 | FALKNER FARMS #2 (WESTSIDE) | 1 | FALKNER FARMS #2 | B | DISINFECT | B02 | DISINFECT/HYPOCHLORIN
6412466 | SAFFOLD FARMS | 1 | SAFFOLD FARMS | B | DISINFECT | B02 | DISINFECT/HYPOCHLORIN
6412466 | SAFFOLD FARMS | 1 | SAFFOLD FARMS | B | DISINFECT | B20 | DISINFECT/AERATION
6412469 | FALKNER FARMS #3 (SOUTHEAST) | 1 | FALKNER FARMS #3 | B | DISINFECT | B02 | DISINFECT/HYPOCHLORIN
6412476 | FREEDOM FACTORY NORTH WELL | 1 | NORTH WELL #1 | B | DISINFECT | B02 | DISINFECT/HYPOCHLORIN
6412478 | CAMP FLYING EAGLE | 1 | CAMP FLYING EAGLE | B | DISINFECT | B02 | DISINFECT/HYPOCHLORIN
6412478 | CAMP FLYING EAGLE | 1 | CAMP FLYING EAGLE | B | DISINFECT | B20 | DISINFECT/AERATION
6412503 | HARLLEE-LANE (41-22MLC) | 1 | HARLEE FARMS WELL #1 | B | DISINFECT | B02 | DISINFECT/HYPOCHLORIN
6412513 | SCHWARTZ-TAYLOR MLC | 1 |  | B | DISINFECT | B02 | DISINFECT/HYPOCHLORIN
6412516 | SHADOWBROOK MHP | 1 | MANATEE COUNTY PUBLIC WORKS | B | DISINFECT | B01 | DISINFECT/GASEOUS CHLORIN
6412516 | SHADOWBROOK MHP | 1 | MANATEE COUNTY PUBLIC WORKS | C | PARTICLE REMOVAL | C10 | PART-RMVL/COAGULATION
6412516 | SHADOWBROOK MHP | 1 | MANATEE COUNTY PUBLIC WORKS | C | PARTICLE REMOVAL | C12 | PART-RMVL/SEDIMENTATION
6412516 | SHADOWBROOK MHP | 1 | MANATEE COUNTY PUBLIC WORKS | C | PARTICLE REMOVAL | C14 | PART-RMVL/RAPID SAND FIL
6412516 | SHADOWBROOK MHP | 1 | MANATEE COUNTY PUBLIC WORKS | E | TASTE-ODOR CONTROL | E01 | T-O CTRL/GASEOUS CHLORIN
6412519 | SILVER STAR EAST (FKA.SUZY Q'S) | 1 | SUSY Q'S | B | DISINFECT | B20 | DISINFECT/AERATION
6412520 | LAKE MANATEE FISH CAMP | 1 | LAKE MANATEE FISH CAMP | B | DISINFECT | B02 | DISINFECT/HYPOCHLORIN
6412521 | MYAKKA FAMILY MEDICAL CENTER | 1 | MAYKKA FAMILY MEDICAL CENTER | B | DISINFECT | B20 | DISINFECT/AERATION
6412522 | MYAKKA CITY UNITED METHODIST CHURCH | 1 | MYAKKA LEARNING CENTER | B | DISINFECT | B02 | DISINFECT/HYPOCHLORIN
6412522 | MYAKKA CITY UNITED METHODIST CHURCH | 1 | MYAKKA LEARNING CENTER | R | RADS REMOVAL | R25 | RADS RMVL/ION EXCHANGE
6412523 | DUETTE COUNTRY STORE | 1 | DUETTE COUNTRY STORE | B | DISINFECT | B02 | DISINFECT/HYPOCHLORIN
6412524 | PIER ASSOCIATES SO. SKYWAY FISHING PIER | 1 | SOUTH SKYWAY FISHING PIER | B | DISINFECT | B02 | DISINFECT/HYPOCHLORIN
6412525 | MYAKKA PARK | 1 | MANATEE PARK | B | DISINFECT | B02 | DISINFECT/HYPOCHLORIN
6412526 | MOSAIC WINGATE CREEK MINE | 1 | MOSAIC WINGATE CREEK | B | DISINFECT | B02 | DISINFECT/HYPOCHLORIN
6412527 | DAKIN COMMERCIAL BUILDING | 1 | DAKIN COMMERCIAL BUILDING | B | DISINFECT | B20 | DISINFECT/AERATION
6412528 | CLASSIE PINES | 1 | CLASSIE FARMS SITE 1 | B | DISINFECT | B02 | DISINFECT/HYPOCHLORIN
6412529 | FALKNER FARMS SITE #6 | 1 | FALKNER FARMS SITE #6 | B | DISINFECT | B02 | DISINFECT/HYPOCHLORIN
6412530 | DRY PRAIRIE BAPTIST CHURCH | 1 | DRY PRAIRE BAPTIST CHURCH | B | DISINFECT | B02 | DISINFECT/HYPOCHLORIN
6412531 | BRADENTON MOTOR SPORTS | 1 | BRADENTON MOTOR SPORTS | B | DISINFECT | B20 | DISINFECT/AERATION
6412531 | BRADENTON MOTOR SPORTS | 1 | BRADENTON MOTOR SPORTS | B | DISINFECT | B02 | DISINFECT/HYPOCHLORIN
6412533 | HEATHER HILLS ESTATES | 1 | HEATHER HILLS ESTATES | A | NO TRTMT | A | NO TRTMT
6412534 | MYAKKA EARLY LEARNING CENTER | 1 | MYAKKA LEARNING CENTER | B | DISINFECT | B02 | DISINFECT/HYPOCHLORIN
6412535 | MANATEE COUNTY GUN & ARCHERY CLUB | 1 | MANATEE COUNTY GUN & ARCHERY C | B | DISINFECT | B02 | DISINFECT/HYPOCHLORIN
6412535 | MANATEE COUNTY GUN & ARCHERY CLUB | 1 | MANATEE COUNTY GUN & ARCHERY C | Z | OTHER | Z20 | OTHER/AERATION
6412536 | DIXIE SOUTHERN CONSTRUCTION | 1 | DIXIE SOUTHERN CONSTRUCTION | B | DISINFECT | B02 | DISINFECT/HYPOCHLORIN
6412538 | SIX L'S FARM OP 15 CAMP 3 SITE 1 | 1 | SIX L'S FARM OP 15 FARM3 SITE1 | B | DISINFECT | B02 | DISINFECT/HYPOCHLORIN
6412539 | SIX L'S FARM OP 15 FARM 3 SITE 2 | 1 | SIX L'S FARM OP 15 FARM3 SITE2 | B | DISINFECT | B02 | DISINFECT/HYPOCHLORIN
6412541 | HOUSE OF FELLOWSHIP OF BELIEVERS CHURCH | 1 | HOUSE OF FELLOWSHIP | B | DISINFECT | B02 | DISINFECT/HYPOCHLORIN
6412541 | HOUSE OF FELLOWSHIP OF BELIEVERS CHURCH | 1 | HOUSE OF FELLOWSHIP | H | SOFTENING | H25 | SOFTENING/ION EXCHANGE
6412542 | HYDRO TASTE FARMS | 1 | HYDRO TASTE FARMS | B | DISINFECT | B02 | DISINFECT/HYPOCHLORIN
6412542 | HYDRO TASTE FARMS | 1 | HYDRO TASTE FARMS | C | PARTICLE REMOVAL | C29 | PART-RMVL/CARTRIDGE FILTR
6412542 | HYDRO TASTE FARMS | 1 | HYDRO TASTE FARMS | G | IRON REMOVAL | G25 | IRON RMVL/ION EXCHANGE
6412542 | HYDRO TASTE FARMS | 1 | HYDRO TASTE FARMS | H | SOFTENING | H25 | SOFTENING/ION EXCHANGE
6412543 | EAST COAST MIGRANT HEAD START | 1 | EAST COAST MIGRANT HEAD START | B | DISINFECT | B02 | DISINFECT/HYPOCHLORIN
6412544 | MYAKKA CHURCH OF GOD | 1 | MYAKKA CHURCH OF GOD | B | DISINFECT | B02 | DISINFECT/HYPOCHLORIN
6412544 | MYAKKA CHURCH OF GOD | 1 | MYAKKA CHURCH OF GOD | B | DISINFECT | B20 | DISINFECT/AERATION
6412545 | BUNKER HILL/ DUETTE PARK | 1 | BUNKER HILL/ DUETTE PARK | B | DISINFECT | B02 | DISINFECT/HYPOCHLORIN
6412550 | TREEUMPH | 1 | TREEUMP PLANT | B | DISINFECT | B02 | DISINFECT/HYPOCHLORIN
6412551 | HARBOUR ISLES MASTER ASSOCIATION | 1 | HARBOUR ISLES MASTER METER | A | NO TRTMT | A | NO TRTMT
6420103 | BAHIA OAKS (CONSEC.) | 1 | BAHIA OAKS INC | B | DISINFECT | B02 | DISINFECT/HYPOCHLORIN
6420467 | DOGWOOD ACRES | 1 | WATER PLANT | B | DISINFECT | B02 | DISINFECT/HYPOCHLORIN
6420619 | FOXWOOD FARMS | 1 | FOXWOOD MH COMMUNITY | B | DISINFECT | B02 | DISINFECT/HYPOCHLORIN
6420818 | CLASSIC OAKS (HOLIDAY TRAVEL PARK) | 1 | U87 | B | DISINFECT | B02 | DISINFECT/HYPOCHLORIN
6421144 | WEST SIDE CONSOLIDATED | 7 | TIMBERWALK WTP7 (WELL 3A) | B | DISINFECT | B02 | DISINFECT/HYPOCHLORIN
6421144 | WEST SIDE CONSOLIDATED | 14 | PALM CAY PLANT WTP11 | B | DISINFECT | B02 | DISINFECT/HYPOCHLORIN
6421144 | WEST SIDE CONSOLIDATED | 16 | PINE RUN ESTATES WTP12 (#2) | B | DISINFECT | B02 | DISINFECT/HYPOCHLORIN
6421144 | WEST SIDE CONSOLIDATED | 17 | PINE RUN WTP13 (#3) | B | DISINFECT | B02 | DISINFECT/HYPOCHLORIN
6421144 | WEST SIDE CONSOLIDATED | 8 | PADDOCK DOWNS WTP14 | B | DISINFECT | B01 | DISINFECT/GASEOUS CHLORIN
6421144 | WEST SIDE CONSOLIDATED | 9 | MAJESTIC OAKS WTP15 | B | DISINFECT | B02 | DISINFECT/HYPOCHLORIN
6421144 | WEST SIDE CONSOLIDATED | 11 | OAK RUN WTP8 (WELLS 3 4 5 7) | B | DISINFECT | B02 | DISINFECT/HYPOCHLORIN
6421144 | WEST SIDE CONSOLIDATED | 12 | OAK RUN WTP WTP9 (WELL 6) | B | DISINFECT | B02 | DISINFECT/HYPOCHLORIN
6421144 | WEST SIDE CONSOLIDATED | 1 | MARION OAKS WTP1 (WELL4) | B | DISINFECT | B02 | DISINFECT/HYPOCHLORIN
6421144 | WEST SIDE CONSOLIDATED | 2 | MARION OAKS WTP2 (WELL5) | B | DISINFECT | B02 | DISINFECT/HYPOCHLORIN
6421144 | WEST SIDE CONSOLIDATED | 3 | MARION OAKS WTP3 (WELL6) | B | DISINFECT | B02 | DISINFECT/HYPOCHLORIN
6421144 | WEST SIDE CONSOLIDATED | 6 | SUMMERGLEN WTP6 | B | DISINFECT | B02 | DISINFECT/HYPOCHLORIN
6421144 | WEST SIDE CONSOLIDATED | 13 | OAK TRACE VILLAS WTP10 | B | DISINFECT | B02 | DISINFECT/HYPOCHLORIN
6421144 | WEST SIDE CONSOLIDATED | 6 | SUMMERGLEN WTP6 | C | PARTICLE REMOVAL | C20 | PART-RMVL/AERATION
6421144 | WEST SIDE CONSOLIDATED | 9 | MAJESTIC OAKS WTP15 | D | CORROSION CONTROL | D02 | CORR-CTRL/HYPOCHLORIN
6421144 | WEST SIDE CONSOLIDATED | 6 | SUMMERGLEN WTP6 | D | CORROSION CONTROL | D36 | CORR-CTRL/CORROSION INHIB
6421462 | RAINBOWS END GOLF CLUB | 1 | RAINBOW END COUNTRY CLUB | B | DISINFECT | B02 | DISINFECT/HYPOCHLORIN
6421470 | RAINBOW RIVER CAMPGROUND | 1 | RRC PLANT # 1 | B | DISINFECT | B02 | DISINFECT/HYPOCHLORIN
6421472 | RAINBOW SPRINGS PARK | 1 | RAINBOW SPRINGS UTL | B | DISINFECT | B02 | DISINFECT/HYPOCHLORIN
6421489 | KINGS INN | 1 | KNIGHTS INN WATER PLANT | B | DISINFECT | B02 | DISINFECT/HYPOCHLORIN
6421512 | RIO VISTA (2 WPS) | 2 | RIO VISTA PLANT-NORTH (WL6 POE | B | DISINFECT | B02 | DISINFECT/HYPOCHLORIN
6421512 | RIO VISTA (2 WPS) | 1 | RIO VISTA PLANT-SOUTH (WL5 POE | B | DISINFECT | B02 | DISINFECT/HYPOCHLORIN
6421777 | OCALA NORTH RV PARK/REDDICK RV PARK | 1 | OCALA NORTH RV PARK | B | DISINFECT | B02 | DISINFECT/HYPOCHLORIN
6421952 | MHP OCALA AIR LLC | 1 | WESTWOOD MHP | B | DISINFECT | B02 | DISINFECT/HYPOCHLORIN
6422245 | DOT REST AREA NB MARION COUNTY | 1 | DOT- NORTH B. | B | DISINFECT | B02 | DISINFECT/HYPOCHLORIN
6422306 | OCALA RV CAMP RESORT | 1 | 87 | B | DISINFECT | B02 | DISINFECT/HYPOCHLORIN
6422359 | OAK TREE VILLAGE APTS & CAMPGROUND | 1 | OAKTREE VILLAGE APTS PLANT | B | DISINFECT | B02 | DISINFECT/HYPOCHLORIN
6422362 | ARROWHEAD CAMPSITES | 1 | ARROWHEAD CAMPGR PLANT # 1 | B | DISINFECT | B02 | DISINFECT/HYPOCHLORIN
6422364 | MOTEL 6 OCALA | 1 | RAMADA INN OF OCALA PLANT | B | DISINFECT | B02 | DISINFECT/HYPOCHLORIN
6422679 | RAINBOW SPRINGS CC ESTATES | 1 | RAINBOW SPRINGS PLANT | B | DISINFECT | B02 | DISINFECT/HYPOCHLORIN
6422738 | PADGETT INDUSTRIAL PARK | 1 | TONN INDUSTRIAL PARK | B | DISINFECT | B02 | DISINFECT/HYPOCHLORIN
6424071 | CRYSTAL SPRINGS MHP | 1 | CRYSTAL SPRINGS MHP | B | DISINFECT | B02 | DISINFECT/HYPOCHLORIN
6424073 | DUNNELLON CITY OF (2 WPS) | 1 | DUNNELLON PLANT WELL #1 | B | DISINFECT | B01 | DISINFECT/GASEOUS CHLORIN
6424073 | DUNNELLON CITY OF (2 WPS) | 2 | DUNNELLON PLANT WELL #3 | B | DISINFECT | B01 | DISINFECT/GASEOUS CHLORIN
6424075 | CASTRO PLAZA LLC | 1 | CATER II CORP | B | DISINFECT | B02 | DISINFECT/HYPOCHLORIN
6424076 | GOLDEN HILLS GOLF & TURF WTP | 1 | GOLDEN HILLS GOLF AND TURF | B | DISINFECT | B01 | DISINFECT/GASEOUS CHLORIN
6424083 | RAINBOW LAKES ESTATES | 1 | RAINBOW LAKES ESTATES | B | DISINFECT | B02 | DISINFECT/HYPOCHLORIN
6424169 | HOWARD JOHNSON | 1 | HOWARD JOHNSON | B | DISINFECT | B02 | DISINFECT/HYPOCHLORIN
6424352 | COUNTRY OAKS | 1 | COUNTRY OAKS PLANT #1 | B | DISINFECT | B02 | DISINFECT/HYPOCHLORIN
6424371 | SATEKE VILLAGE | 1 | SA-TE-KE VILLAGE | B | DISINFECT | B02 | DISINFECT/HYPOCHLORIN
6424589 | INTERNATIONAL VILLAS | 1 | INTERNATIONAL VILLAS/LOGONS RU | B | DISINFECT | B02 | DISINFECT/HYPOCHLORIN
6424590 | LIBRA OAKS | 1 | LIBRA OAKS PLANT #1 | B | DISINFECT | B02 | DISINFECT/HYPOCHLORIN
6424591 | RIDGE MEADOWS | 1 | RIDGE MEADOWS | B | DISINFECT | B02 | DISINFECT/HYPOCHLORIN
6424619 | ON TOP OF THE WORLD COMMUNITIES LLC | 1 | OTOW PLANT #1 | B | DISINFECT | B01 | DISINFECT/GASEOUS CHLORIN
6424619 | ON TOP OF THE WORLD COMMUNITIES LLC | 3 | OTOW PLANT # 3 | B | DISINFECT | B02 | DISINFECT/HYPOCHLORIN
6424620 | SADDLE OAK CLUB MHP | 1 | SADDLE OAK CLUB PLANT | B | DISINFECT | B02 | DISINFECT/HYPOCHLORIN
6424621 | OCALA JOCKEY CLUB S/D | 1 | OCALA JOCKEY CLUB S/D | B | DISINFECT | B02 | DISINFECT/HYPOCHLORIN
6424622 | DUNNELLON HIGH/ELEM SCHOOL | 1 | DUNNELLON HIGH PLANT # 1 | B | DISINFECT | B02 | DISINFECT/HYPOCHLORIN
6424622 | DUNNELLON HIGH/ELEM SCHOOL | 2 | DUNNELLON HIGH PLANT #2 | B | DISINFECT | B02 | DISINFECT/HYPOCHLORIN
6424623 | GOLDEN HILLS MHP | 1 | GOLDEN HILLS | B | DISINFECT | B02 | DISINFECT/HYPOCHLORIN
6424625 | W 200 BUSINESS CENTER/V.F.W. | 1 | W 200 BUSINESS CENTER/VFW | B | DISINFECT | B02 | DISINFECT/HYPOCHLORIN
6424626 | DOT REST AREA SB MARION COUNTY | 1 | DOT REST AREA SB | B | DISINFECT | B02 | DISINFECT/HYPOCHLORIN
6424627 | MARION LANDING | 1 | MARION LANDING | B | DISINFECT | B02 | DISINFECT/HYPOCHLORIN
6424629 | THE FALLS OF OCALA | 1 | THE FALLS OF OCALA | B | DISINFECT | B02 | DISINFECT/HYPOCHLORIN
6424632 | WOODS AND MEADOWS | 1 | WOODS AND MEADOWS | B | DISINFECT | B02 | DISINFECT/HYPOCHLORIN
6424633 | RIVERLAND BAPTIST CHURCH | 1 | RIVERLAND BAPTIST CHURCH | B | DISINFECT | B02 | DISINFECT/HYPOCHLORIN
6424635 | CIRCLE SQUARE CENTER | 1 | CIRCLE SQUARE PLANT | B | DISINFECT | B02 | DISINFECT/HYPOCHLORIN
6424636 | QUEEN OF PEACE CATHOLIC CHURCH | 1 | QUEEN OF PEACE CATHOLIC CHURCH | B | DISINFECT | B02 | DISINFECT/HYPOCHLORIN
6424638 | STUMPKNOCKERS | 1 | RIVERSIDE SEAFOOD & STEAKS | B | DISINFECT | B02 | DISINFECT/HYPOCHLORIN
6424638 | STUMPKNOCKERS | 1 | RIVERSIDE SEAFOOD & STEAKS | C | PARTICLE REMOVAL | C13 | PART-RMVL/SLOW SAND FILTR
6424639 | QUICK KING # 12 (PEPE TIENDA) | 1 | KWIK KING #51 | B | DISINFECT | B02 | DISINFECT/HYPOCHLORIN
6424641 | LOOMIS FARGO &CO. | 1 | WELLS FARGO CORP | B | DISINFECT | B02 | DISINFECT/HYPOCHLORIN
6424644 | JASMINE PLAZA | 1 | JASMINE PLAZA WATER | B | DISINFECT | B02 | DISINFECT/HYPOCHLORIN
6424646 | QUICK KING # 9 | 1 | KWIK KING FOOD. FELLOWSHIP | B | DISINFECT | B02 | DISINFECT/HYPOCHLORIN
6424647 | GATOR SHELL | 1 | APEC CO | B | DISINFECT | B02 | DISINFECT/HYPOCHLORIN
6424652 | SPRUCE CREEK NORTH | 1 | SPRUCE CREEK UTILITY | B | DISINFECT | B02 | DISINFECT/HYPOCHLORIN
6424653 | DEER CREEK MOBILE HOME S/D | 1 | DEER CREEK | B | DISINFECT | B02 | DISINFECT/HYPOCHLORIN
6424654 | QUICK KING # 16 | 1 | QUICK KING # 16 | B | DISINFECT | B02 | DISINFECT/HYPOCHLORIN
6424655 | SHARKEYS LOUNGE AND LIQUORS | 1 | CREEK CHEVRON | B | DISINFECT | B02 | DISINFECT/HYPOCHLORIN
6424659 | FIRST CONG. CHURCH OF CHRIST | 1 | FIRST CONG CH. OF CHRIST PLANT | B | DISINFECT | B02 | DISINFECT/HYPOCHLORIN
6424661 | K.P. HOLE PARK | 1 | KP HOLE PLANT | B | DISINFECT | B02 | DISINFECT/HYPOCHLORIN
6424661 | K.P. HOLE PARK | 1 | KP HOLE PLANT | G | IRON REMOVAL | G07 | IRON RMVL/OTHER DISINFECT
6424662 | DUNNELLON AIRPORT | 2 | PLANT 2 | B | DISINFECT | B02 | DISINFECT/HYPOCHLORIN
6424663 | QUICK KING # 21 | 1 | KWIK KING # 55 | B | DISINFECT | B02 | DISINFECT/HYPOCHLORIN
6424663 | QUICK KING # 21 | 1 | KWIK KING # 55 | H | SOFTENING | H07 | SOFTENING/OTHER DISINFECT
6424664 | QUICK KING # 3 | 1 | QUICK KING #3 | B | DISINFECT | B02 | DISINFECT/HYPOCHLORIN
6424665 | MARTEL PUB | 1 | HUNGRY HORSE SALOON | B | DISINFECT | B02 | DISINFECT/HYPOCHLORIN
6424666 | MEDICAL PARK WEST | 1 | MEDICAL PARK WEST | B | DISINFECT | B02 | DISINFECT/HYPOCHLORIN
6424667 | PEACE LUTHERAN CHURCH | 1 | PEACE LUTHERAN CHURCH | B | DISINFECT | B02 | DISINFECT/HYPOCHLORIN
6424669 | HWY 40 BP # 2 - ISLAND FOOD STORE #303 | 1 | J.R. FOOD STORE PLANT | B | DISINFECT | B02 | DISINFECT/HYPOCHLORIN
6424673 | THE CENTERS | 1 | MARION/CITRUS MENTAL HEALTH | B | DISINFECT | B02 | DISINFECT/HYPOCHLORIN
6424673 | THE CENTERS | 1 | MARION/CITRUS MENTAL HEALTH | D | CORROSION CONTROL | D36 | CORR-CTRL/CORROSION INHIB
6424679 | QUICK KING # 22 | 1 | KWIK KING # 67 WELL # 1 | B | DISINFECT | B02 | DISINFECT/HYPOCHLORIN
6424679 | QUICK KING # 22 | 1 | KWIK KING # 67 WELL # 1 | H | SOFTENING | H02 | SOFTENING/HYPOCHLORIN
6424681 | SVARA ENTERPRISE INC. | 1 | SVARA ENTERPRISES | B | DISINFECT | B02 | DISINFECT/HYPOCHLORIN
6424683 | MT. PEDRO BAPTIST CHURCH | 1 | MT. PEDRO BAPT. CHURCH PLANT | B | DISINFECT | B02 | DISINFECT/HYPOCHLORIN
6424685 | MCDONALDS AT SR 200 | 1 | MCDONALDS AT SR 200 | B | DISINFECT | B02 | DISINFECT/HYPOCHLORIN
6424685 | MCDONALDS AT SR 200 | 1 | MCDONALDS AT SR 200 | H | SOFTENING | H25 | SOFTENING/ION EXCHANGE
6424686 | ST. JOHN THE BAPTIST CATHOLIC CHURCH | 1 | ST. JOHN THE BAPTIST PLANT | B | DISINFECT | B02 | DISINFECT/HYPOCHLORIN
6424689 | SWEETWATER OAKS | 1 | SWEETWATER OAKS TREAT. PLANT | B | DISINFECT | B02 | DISINFECT/HYPOCHLORIN
6424693 | EDWARDS 5000 | 1 | E&E INVESTMENTS | B | DISINFECT | B02 | DISINFECT/HYPOCHLORIN
6424694 | JOY EVANGELICAL LUTHERAN CHURCH | 1 | JOY EVANGELICAL | B | DISINFECT | B02 | DISINFECT/HYPOCHLORIN
6424695 | PLAZA #26 | 1 | PLAZA #26 | B | DISINFECT | B02 | DISINFECT/HYPOCHLORIN
6424703 | COUNTRYSIDE PRESBYTERIAN CHURCH | 1 | COUNTRYSIDE | B | DISINFECT | B02 | DISINFECT/HYPOCHLORIN
6424704 | FAIRFIELD VILLAGE | 1 | FAIRFIELD VILLAGE WTP | B | DISINFECT | B02 | DISINFECT/HYPOCHLORIN
6424706 | THE HAVEN HOUSE AT OCALA | 1 | THE HAVEN HOUSE AT OCALA | B | DISINFECT | B02 | DISINFECT/HYPOCHLORIN
6424711 | SUMTER ELECTRIC COOPERATIVE | 1 | SUMTER ELECT. PLANT | B | DISINFECT | B02 | DISINFECT/HYPOCHLORIN
6424712 | U.S. POST OFFICE PADDOCK STATION | 1 | PADDOCK STATION WTP | B | DISINFECT | B02 | DISINFECT/HYPOCHLORIN
6424715 | GOLDEN OCALA GOLF & CC | 1 | GOLDEN OCALA WTP | B | DISINFECT | B02 | DISINFECT/HYPOCHLORIN
6424716 | RAINBOW SPRINGS VILLAGE CHURCH | 1 | RAINBOW CHURCH WTP | B | DISINFECT | B02 | DISINFECT/HYPOCHLORIN
6424719 | HWY 40 BP # 1 - ISLAND FOOD STORE #302 | 1 | J.R. FOOD PLANT | B | DISINFECT | B02 | DISINFECT/HYPOCHLORIN
6424720 | QUICK KING # 19 | 1 | QUICK KING #19 | B | DISINFECT | B02 | DISINFECT/HYPOCHLORIN
6424721 | AGAPE BAPTIST CHURCH | 1 | AGAPE BAPTIST CHURCH WTP | B | DISINFECT | B02 | DISINFECT/HYPOCHLORIN
6424724 | CARRIAGE PLAZA (HUNTER'S RUN) | 1 | CARRIAGE PLAZA PLANT | B | DISINFECT | B02 | DISINFECT/HYPOCHLORIN
6424726 | 103RD STREET PLAZA | 1 | 103 RD STREET PLAZA WTP | B | DISINFECT | B02 | DISINFECT/HYPOCHLORIN
6424728 | DUFFY'S PUB | 1 | DUFFY'S PUB | B | DISINFECT | B02 | DISINFECT/HYPOCHLORIN
6424729 | ROMEO ELEMENTARY SCHOOL | 1 | MARION CO. SCH 'I' WTP | B | DISINFECT | B02 | DISINFECT/HYPOCHLORIN
6424731 | PHILLIPS FOOD STORE | 1 | PHILLIPS FOOD STORE | B | DISINFECT | B02 | DISINFECT/HYPOCHLORIN
6424735 | OCALA WEST UNITED METH. CHURCH | 1 | OCALA WEST UNITED METH. PLANT | B | DISINFECT | B02 | DISINFECT/HYPOCHLORIN
6424738 | FELLOWSHIP BAPTIST CHURCH | 1 | PLANT | B | DISINFECT | B02 | DISINFECT/HYPOCHLORIN
6424739 | CHRISTIAN LIFE ASSEMBLY OF GOD | 1 | CHRISTIAN LIFE ASSEMBLY OF GOD | B | DISINFECT | B02 | DISINFECT/HYPOCHLORIN
6424741 | THE HARBOR HOUSE AT OCALA | 1 | THE HARBOR HOUSE AT OCALA | B | DISINFECT | B02 | DISINFECT/HYPOCHLORIN
6424742 | V MART | 1 | V MART | B | DISINFECT | B02 | DISINFECT/HYPOCHLORIN
6424746 | KINDEROO CHILDREN'S ACADEMY | 1 | IN HIS STEPS CHRISTIAN ACADEMY | B | DISINFECT | B02 | DISINFECT/HYPOCHLORIN
6424748 | OCALA REGIONAL SPORTSPLEX | 1 | FETF RECREATION COMPLEX PLANT | B | DISINFECT | B02 | DISINFECT/HYPOCHLORIN
6424749 | SPRUCE CREEK PRESERVE | 1 | SPRUCE CREEK PRESERVE PLANT | B | DISINFECT | B02 | DISINFECT/HYPOCHLORIN
6424749 | SPRUCE CREEK PRESERVE | 1 | SPRUCE CREEK PRESERVE PLANT | D | CORROSION CONTROL | D36 | CORR-CTRL/CORROSION INHIB
6424750 | NEIGHBORHOOD STORAGE CENTER #18 | 1 | NEIGHBORHOOD STORAGE CENTER | B | DISINFECT | B02 | DISINFECT/HYPOCHLORIN
6424751 | SILVER MOON TAVERN | 1 | SILVER MOON | B | DISINFECT | B02 | DISINFECT/HYPOCHLORIN
6424753 | ST. JOHN UNITED METHODIST | 1 | PLANT 1 | B | DISINFECT | B02 | DISINFECT/HYPOCHLORIN
6424755 | GILBERT'S ACE HARDWARE | 1 | GILBERT'S | B | DISINFECT | B02 | DISINFECT/HYPOCHLORIN
6424759 | I-75 FLEA MARKET LLC | 1 | PLANT | B | DISINFECT | B02 | DISINFECT/HYPOCHLORIN
6424760 | GRAND VIEW CHURCH | 1 | WATER PLANT | B | DISINFECT | B02 | DISINFECT/HYPOCHLORIN
6424763 | HIERS-BAXLEY FUNERAL SERVICES | 1 | HB FUNERAL HOME | B | DISINFECT | B02 | DISINFECT/HYPOCHLORIN
6424764 | EPISCOPAL CHURCH OF ADVENT | 1 | PLANT 1 WELL # 1 | B | DISINFECT | B02 | DISINFECT/HYPOCHLORIN
6424765 | CHERRYWOOD ESTATES | 1 | OAK RUN | B | DISINFECT | B01 | DISINFECT/GASEOUS CHLORIN
6424766 | THE LIFE CENTER CHURCH | 1 | THE LIFE CENTER CHURCH | B | DISINFECT | B02 | DISINFECT/HYPOCHLORIN
6424768 | GOLDEN OCALA (2 WTP) | 2 | NORTHWEST COUNTY SUBREGIONAL | B | DISINFECT | B02 | DISINFECT/HYPOCHLORIN
6424768 | GOLDEN OCALA (2 WTP) | 1 | GOLDEN OCALA | B | DISINFECT | B02 | DISINFECT/HYPOCHLORIN
6424771 | SILOAM BAPTIST CHURCH | 1 | SBC 1 | B | DISINFECT | B02 | DISINFECT/HYPOCHLORIN
6424772 | HORTICULTURAL ARTS & PARK INSTITUTE | 1 | HAPI PLANT | B | DISINFECT | B02 | DISINFECT/HYPOCHLORIN
6424774 | FLEMINGTON COMMUNITY PARK | 1 | FLEMINGTON PARK PLANT | B | DISINFECT | B02 | DISINFECT/HYPOCHLORIN
6424778 | RCMA LA GUADALUPANA CDC | 1 | RCMA | B | DISINFECT | B02 | DISINFECT/HYPOCHLORIN
6424779 | LANDBRIDGE TRAILHEAD PARK | 1 | TRAILHEAD PARK WELL | B | DISINFECT | B02 | DISINFECT/HYPOCHLORIN
6424780 | HITS INC. | 1 | PTTC PLANT | B | DISINFECT | B02 | DISINFECT/HYPOCHLORIN
6424781 | ROADWAY EXPRESS | 1 | ROADWAY PLANT | B | DISINFECT | B02 | DISINFECT/HYPOCHLORIN
6424782 | ROSS PRAIRIE TRAILHEAD PARK | 1 | RP TRAILHEAD PLANT | B | DISINFECT | B02 | DISINFECT/HYPOCHLORIN
6424784 | RAINBOW LAKES COMMUNITY CENTER AND PARK | 1 | RAINBOW LAKES CC PLANT | B | DISINFECT | B02 | DISINFECT/HYPOCHLORIN
6424785 | OCALA PALMS (CONSEC.) | 1 | CITY OF OCALA | A | NO TRTMT | A | NO TRTMT
6424786 | ADESA-OCALA AUTO AUCTION | 1 | AOAA PLANT | B | DISINFECT | B02 | DISINFECT/HYPOCHLORIN
6424787 | N. DUNNELLON JEHOVAH WITNESSES | 1 | PLANT# 1 | B | DISINFECT | B02 | DISINFECT/HYPOCHLORIN
6424791 | PARELLI NATURAL HORSEMANSHIP | 1 | PNH PLANT #1 | B | DISINFECT | B02 | DISINFECT/HYPOCHLORIN
6424794 | ADENA SPRINGS HOUSING FACILITY | 1 | PLANT #1 | B | DISINFECT | B02 | DISINFECT/HYPOCHLORIN
6424796 | NEW JERUSALEM BAPTIST CHURCH | 1 | NJBC PLANT 1 | B | DISINFECT | B02 | DISINFECT/HYPOCHLORIN
6424797 | THE COUNTRY STORE | 1 | COUNTY STORE PLANT#1 | B | DISINFECT | B02 | DISINFECT/HYPOCHLORIN
6424800 | BERRETTINI FEED SPECIALISTS | 1 | BERRETTINI HAY SALES PLANT | B | DISINFECT | B02 | DISINFECT/HYPOCHLORIN
6424801 | KUNAL II LLC (2 WTPS) | 1 | KUNAL II PLANT #1 | B | DISINFECT | B02 | DISINFECT/HYPOCHLORIN
6424801 | KUNAL II LLC (2 WTPS) | 2 | KUNAL WTP 2 (PILOT OIL) | B | DISINFECT | B02 | DISINFECT/HYPOCHLORIN
6424801 | KUNAL II LLC (2 WTPS) | 1 | KUNAL II PLANT #1 | D | CORROSION CONTROL | D02 | CORR-CTRL/HYPOCHLORIN
6424802 | WEST MARION MOOSE LODGE #2356 | 1 | WMML PLANT #1 | B | DISINFECT | B02 | DISINFECT/HYPOCHLORIN
6424804 | JULIETTE FALLS | 1 | RS TRACT K PLANT 1 (WELL # 1/2 | B | DISINFECT | B02 | DISINFECT/HYPOCHLORIN
6424805 | RAINBOW SPRINGS STATE CAMPGROUND/TUBER | 1 | RSSC/SWTP 1 | B | DISINFECT | B02 | DISINFECT/HYPOCHLORIN
6424806 | HIGHLAND TRACTOR | 1 | HIGHLANDS TRACTOR | B | DISINFECT | B02 | DISINFECT/HYPOCHLORIN
6424807 | DIVINE PROVIDENCE MINISTRIES | 1 | DPM PLANT #1 | B | DISINFECT | B02 | DISINFECT/HYPOCHLORIN
6424810 | THE TOWN OF IRVINE | 1 | TOWN OF IRVINE PLANT#1 | B | DISINFECT | B02 | DISINFECT/HYPOCHLORIN
6424811 | MIDWAY MARKET | 1 | MIDWAY MARKET | B | DISINFECT | B02 | DISINFECT/HYPOCHLORIN
6424812 | OPTIMALMED | 1 | OPTIMALMED | B | DISINFECT | B02 | DISINFECT/HYPOCHLORIN
6424813 | EQUINE MEDICAL CENTER OF OCALA | 1 | 6424803 | B | DISINFECT | B02 | DISINFECT/HYPOCHLORIN
6510011 | THE WATER HUTS | 1 | S S G | B | DISINFECT | B02 | DISINFECT/HYPOCHLORIN
6510050 | ALOHA GARDENS UTILITIES | 3 | PLANT #8 | B | DISINFECT | B04 | DISINFECT/CHLORAMINES
6510069 | ANDY'S TRAVEL TRAILER PARK | 2 | ANDY'S TRAVEL TRAILER PLANT #1 | B | DISINFECT | B02 | DISINFECT/HYPOCHLORIN
6510069 | ANDY'S TRAVEL TRAILER PARK | 1 | ANDY'S TRAVEL TRAILER PLANT #2 | B | DISINFECT | B02 | DISINFECT/HYPOCHLORIN
6510071 | ANN'S TRUCK STOP | 1 | ANN'S | B | DISINFECT | B02 | DISINFECT/HYPOCHLORIN
6510104 | ZEPHYRHILLS VILLAGE | 1 | COLONIAL FOUR RV | B | DISINFECT | B02 | DISINFECT/HYPOCHLORIN
6510107 | BAKER ACRES RV RANCH | 1 | BAKER ACRES | B | DISINFECT | B02 | DISINFECT/HYPOCHLORIN
6510164 | BLUE DIAMOND CAFE | 1 |  | B | DISINFECT | B02 | DISINFECT/HYPOCHLORIN
6510165 | BLUE JAY MHP | 1 | BLUE JAY PLANT | B | DISINFECT | B02 | DISINFECT/HYPOCHLORIN
6510237 | CAMP INDIANHEAD | 1 | CAMP INDIANHEAD | B | DISINFECT | B02 | DISINFECT/HYPOCHLORIN
6510284 | SUBWAY SANDWICH SHOP | 1 |  | B | DISINFECT | B02 | DISINFECT/HYPOCHLORIN
6510324 | PORT RICHEY WATER DEPT-CITY OF | 2 | INTERCONNECT WITH NPR | A | NO TRTMT | A | NO TRTMT
6510324 | PORT RICHEY WATER DEPT-CITY OF | 1 | PORT RICHEY PLANT | B | DISINFECT | B04 | DISINFECT/CHLORAMINES
6510324 | PORT RICHEY WATER DEPT-CITY OF | 1 | PORT RICHEY PLANT | G | IRON REMOVAL | G30 | IRON RMVL/GREENSAND FILTR
6510324 | PORT RICHEY WATER DEPT-CITY OF | 1 | PORT RICHEY PLANT | Z | OTHER | Z18 | OTHER/SEQUESTATION
6510325 | SAN ANTONIO WATER DEPT-CITY OF | 2 | ELEMENTARY WELLS 5 & 6 | B | DISINFECT | B02 | DISINFECT/HYPOCHLORIN
6510325 | SAN ANTONIO WATER DEPT-CITY OF | 1 | WELL 3 & 4 | B | DISINFECT | B02 | DISINFECT/HYPOCHLORIN
6510338 | CLYDES COTTAGES | 1 | CLYDES COTTAGES PLANT | B | DISINFECT | B02 | DISINFECT/HYPOCHLORIN
6510344 | OVERPASS INN | 1 |  | B | DISINFECT | B02 | DISINFECT/HYPOCHLORIN
6510354 | PCUD-COLONIAL HILLS (NPR SO) | 2 | COLONAIL HILLS PLANT #2 | B | DISINFECT | B01 | DISINFECT/GASEOUS CHLORIN
6510358 | COLONY COVE | 1 | COLONY COVE | B | DISINFECT | B01 | DISINFECT/GASEOUS CHLORIN
6510358 | COLONY COVE | 1 | COLONY COVE | B | DISINFECT | B02 | DISINFECT/HYPOCHLORIN
6510358 | COLONY COVE | 1 | COLONY COVE | C | PARTICLE REMOVAL | C10 | PART-RMVL/COAGULATION
6510378 | COUNTRY AIRE EST. SERVICE CORP | 1 | COUNTRY AIRE ESTATES PLANT | B | DISINFECT | B02 | DISINFECT/HYPOCHLORIN
6510379 | COUNTRY AIRE VILLAGE MHP | 1 | COUNTRY AIRE VILLAGE PLANT | B | DISINFECT | B02 | DISINFECT/HYPOCHLORIN
6510389 | COUNTRY VILLAGE MHP | 1 | COUNTRY VILLAGE MHP | B | DISINFECT | B02 | DISINFECT/HYPOCHLORIN
6510403 | CRESTRIDGE UTILITIES | 4 | CRESTRIDGE GDNS P-4 PANORAMA | B | DISINFECT | B02 | DISINFECT/HYPOCHLORIN
6510403 | CRESTRIDGE UTILITIES | 2 | CRESTRIDGE GDNS P-2 ZODIAC | B | DISINFECT | B02 | DISINFECT/HYPOCHLORIN
6510424 | DADE CITY WATER DEPT | 2 | 15TH ST PLANT (WELL 4) | B | DISINFECT | B02 | DISINFECT/HYPOCHLORIN
6510424 | DADE CITY WATER DEPT | 3 | ELBA HEIGHTS PLANT (WELL 5) | B | DISINFECT | B02 | DISINFECT/HYPOCHLORIN
6510424 | DADE CITY WATER DEPT | 1 | 10TH ST PLANT (WELLS 1 2 &3) | B | DISINFECT | B02 | DISINFECT/HYPOCHLORIN
6510425 | DAIRY DIPPER | 1 |  | B | DISINFECT | B02 | DISINFECT/HYPOCHLORIN
6510461 | DIXIE GROVES ESTATES | 1 | DIXIE GROVES EST - PATRIOT LN | B | DISINFECT | B02 | DISINFECT/HYPOCHLORIN
6510461 | DIXIE GROVES ESTATES | 2 | DIXIE GROVES EST - SPARKLE LN | B | DISINFECT | B02 | DISINFECT/HYPOCHLORIN
6510461 | DIXIE GROVES ESTATES | 1 | DIXIE GROVES EST - PATRIOT LN | Z | OTHER | Z18 | OTHER/SEQUESTATION
6510461 | DIXIE GROVES ESTATES | 2 | DIXIE GROVES EST - SPARKLE LN | Z | OTHER | Z18 | OTHER/SEQUESTATION
6510605 | FLORIDA VILLAS MHP | 1 | FLORIDA VILLAS MHP PLANT | B | DISINFECT | B02 | DISINFECT/HYPOCHLORIN
6510616 | BIG OAKS TRAVEL PK & CAMPG | 1 | BIG OAKS TRAVEL PK PLANT #1 | B | DISINFECT | B02 | DISINFECT/HYPOCHLORIN
6510620 | CYPRESS COVE - FOXWOOD | 2 | FOXWOOD PLANT | B | DISINFECT | B01 | DISINFECT/GASEOUS CHLORIN
6510620 | CYPRESS COVE - FOXWOOD | 1 | CYPRESS COVE | B | DISINFECT | B01 | DISINFECT/GASEOUS CHLORIN
6510650 | GEM ESTATES MH VILLAGE | 1 | GEM ESTATES | B | DISINFECT | B02 | DISINFECT/HYPOCHLORIN
6510678 | TROPIC BREEZE | 1 | TROPIC BREEZE | B | DISINFECT | B02 | DISINFECT/HYPOCHLORIN
6510689 | GREENHILLS ESTATES | 1 | GREEN HILLS ESTATES PLANT | B | DISINFECT | B02 | DISINFECT/HYPOCHLORIN
6510709 | HACIENDA VILLAGE MHP | 1 | HACIENDA VILLAGE MHP | B | DISINFECT | B02 | DISINFECT/HYPOCHLORIN
6510709 | HACIENDA VILLAGE MHP | 1 | HACIENDA VILLAGE MHP | Z | OTHER | Z18 | OTHER/SEQUESTATION
6510733 | HARMONY HEIGHTS COMMUNITIES LLC | 1 | HARMONY HTS MHP PLANT | B | DISINFECT | B02 | DISINFECT/HYPOCHLORIN
6510756 | HI AND DRI MOBILE HOME PARK | 1 | HI AND DRI MOBILE HOME PARK | B | DISINFECT | B02 | DISINFECT/HYPOCHLORIN
6510760 | PCUD-HICKORY HILL (EAST PASCO) | 1 | HICKORY HILL ACRES | B | DISINFECT | B02 | DISINFECT/HYPOCHLORIN
6510778 | HILLCREST ESTATES INC. | 1 | HILLCREST ESTATES | B | DISINFECT | B02 | DISINFECT/HYPOCHLORIN
6510807 | HOLIDAY GARDENS UTIL INC | 2 | HOLIDAY GDNS UTIL P-2 | B | DISINFECT | B02 | DISINFECT/HYPOCHLORIN
6510807 | HOLIDAY GARDENS UTIL INC | 2 | HOLIDAY GDNS UTIL P-2 | G | IRON REMOVAL | G18 | IRON RMVL/SEQUESTATION
6510893 | GLOSSON TR PK | 1 | GLOSSON TR PK | B | DISINFECT | B02 | DISINFECT/HYPOCHLORIN
6510906 | JOY-LAN DRIVE IN | 1 | JOY- LAN DRIVE IN | B | DISINFECT | B02 | DISINFECT/HYPOCHLORIN
6510951 | FLORIDA BAR | 1 | FLORIDA BAR | B | DISINFECT | B02 | DISINFECT/HYPOCHLORIN
6511019 | BELL LAKE INN INC. | 1 | LAKESIDE | B | DISINFECT | B02 | DISINFECT/HYPOCHLORIN
6511027 | LAKEVIEW-IN-THE-HILLS | 1 | LAKEVIEW-IN-THE-HILLS PLANT | B | DISINFECT | B02 | DISINFECT/HYPOCHLORIN
6511028 | LAKEWOOD TRAVEL PARK | 1 | LAKEWOOD TRAILER PK | B | DISINFECT | B02 | DISINFECT/HYPOCHLORIN
6511076 | LINDA LAKE GROVES | 1 | LINDA LAKE GROVES | B | DISINFECT | B02 | DISINFECT/HYPOCHLORIN
6511076 | LINDA LAKE GROVES | 1 | LINDA LAKE GROVES | D | CORROSION CONTROL | D36 | CORR-CTRL/CORROSION INHIB
6511076 | LINDA LAKE GROVES | 1 | LINDA LAKE GROVES | E | TASTE-ODOR CONTROL | E20 | T-O CTRL/AERATION
6511077 | GULF HARBORS | 5 | WTP #1 | B | DISINFECT | B04 | DISINFECT/CHLORAMINES
6511092 | ANIMAL CRACKERS DAY CARE | 1 | ANIMAL CRACKERS DAY CARE | B | DISINFECT | B02 | DISINFECT/HYPOCHLORIN
6511094 | EAGLE'S BAR AKA BERMUDA CONNECTION | 1 | EAGLES #4399 | B | DISINFECT | B02 | DISINFECT/HYPOCHLORIN
6511103 | LOVINS MOTEL | 1 |  | B | DISINFECT | B02 | DISINFECT/HYPOCHLORIN
6511123 | MOCKINGBIRD MHP | 1 | MOCKINGBIRD MHP | B | DISINFECT | B02 | DISINFECT/HYPOCHLORIN
6511255 | NEW PORT RICHEY WATER DEPT | 1 | JOSEPH A. MAYTUM PLANT | B | DISINFECT | B04 | DISINFECT/CHLORAMINES
6511255 | NEW PORT RICHEY WATER DEPT | 1 | JOSEPH A. MAYTUM PLANT | E | TASTE-ODOR CONTROL | E20 | T-O CTRL/AERATION
6511255 | NEW PORT RICHEY WATER DEPT | 1 | JOSEPH A. MAYTUM PLANT | Z | OTHER | Z27 | OTHER/FLUORIDATION
6511268 | NORTHWEST ELEM SCHOOL | 1 | NORTHWEST | B | DISINFECT | B02 | DISINFECT/HYPOCHLORIN
6511290 | PANCHOS VILLA FORMALLY HOBO'S | 1 | OASIS BAR & GRILL | B | DISINFECT | B02 | DISINFECT/HYPOCHLORIN
6511307 | ORANGELAND SUBDIVISION | 1 | ORANGELAND S/D PLANT #1 | B | DISINFECT | B02 | DISINFECT/HYPOCHLORIN
6511311 | ORANGEWOOD WATER SYSTEM | 6 | BEUNA VISTA WELL #3 | B | DISINFECT | B02 | DISINFECT/HYPOCHLORIN
6511311 | ORANGEWOOD WATER SYSTEM | 5 | BUENA VISTA WELL #2 | B | DISINFECT | B02 | DISINFECT/HYPOCHLORIN
6511311 | ORANGEWOOD WATER SYSTEM | 1 | ORANGEWOOD WELL 1 | B | DISINFECT | B02 | DISINFECT/HYPOCHLORIN
6511311 | ORANGEWOOD WATER SYSTEM | 4 | BUENA VISTA WELL #1 | B | DISINFECT | B02 | DISINFECT/HYPOCHLORIN
6511311 | ORANGEWOOD WATER SYSTEM | 2 | ORANGEWOOD WELL 2 | B | DISINFECT | B02 | DISINFECT/HYPOCHLORIN
6511315 | OSCEOLA MOBILE HOME PARK | 1 | OSCEOLA MHP PLANT | B | DISINFECT | B02 | DISINFECT/HYPOCHLORIN
6511332 | PALM TREE ACRES MHP | 1 | PALM TREE ACRES MHP | B | DISINFECT | B02 | DISINFECT/HYPOCHLORIN
6511348 | PARKVIEW ACRES | 1 | PARKVIEW ACRES PLANT | B | DISINFECT | B02 | DISINFECT/HYPOCHLORIN
6511360 | ANGUS VALLEY | 2 | ANGUS VALLEY WELL#4 | B | DISINFECT | B02 | DISINFECT/HYPOCHLORIN
6511360 | ANGUS VALLEY | 1 | ANGUS VALLEY PLANT WELL #3 | B | DISINFECT | B02 | DISINFECT/HYPOCHLORIN
6511361 | PCUD-PASCO COUNTY REGIONAL PWS | 3 | SOUTHWEST | B | DISINFECT | B04 | DISINFECT/CHLORAMINES
6511361 | PCUD-PASCO COUNTY REGIONAL PWS | 2 | AUTUMN OAKS | B | DISINFECT | B04 | DISINFECT/CHLORAMINES
6511361 | PCUD-PASCO COUNTY REGIONAL PWS | 1 | LITTLE ROAD WTP | B | DISINFECT | B04 | DISINFECT/CHLORAMINES
6511361 | PCUD-PASCO COUNTY REGIONAL PWS | 25 | PCUD SOUTHEAST WTP | B | DISINFECT | B04 | DISINFECT/CHLORAMINES
6511361 | PCUD-PASCO COUNTY REGIONAL PWS | 21 | ONE PASCO CENTER | B | DISINFECT | B04 | DISINFECT/CHLORAMINES
6511387 | PIERRE MOTEL | 1 |  | B | DISINFECT | B02 | DISINFECT/HYPOCHLORIN
6511388 | PCUD-PINE BREEZE (EAST PASCO) | 1 | PINE BREEZE | B | DISINFECT | B02 | DISINFECT/HYPOCHLORIN
6511476 | PCUD-RALPHS TR PK (ZEPHYR) | 1 | RALPHS TR PK PLANT #1 | B | DISINFECT | B02 | DISINFECT/HYPOCHLORIN
6511476 | PCUD-RALPHS TR PK (ZEPHYR) | 1 | RALPHS TR PK PLANT #1 | B | DISINFECT | B01 | DISINFECT/GASEOUS CHLORIN
6511503 | RICHLAND HEADSTART SCHOOL | 1 | RICHLAND HEADSTART SCHOOL | B | DISINFECT | B02 | DISINFECT/HYPOCHLORIN
6511569 | SOUTH PRETTY POND MHP | 1 | S PRETTY POND MHP | B | DISINFECT | B02 | DISINFECT/HYPOCHLORIN
6511620 | THE HANGER | 1 | THE HANGER | B | DISINFECT | B02 | DISINFECT/HYPOCHLORIN
6511664 | SNOW WHITE CHILD CARE CENTER | 1 | SNOW WHITE CHILD CARE CTR #1 | B | DISINFECT | B02 | DISINFECT/HYPOCHLORIN
6511668 | WINTER PARADISE TP | 1 | WINTER PARADISE TP PLANT | B | DISINFECT | B02 | DISINFECT/HYPOCHLORIN
6511706 | ST JOE ESTATES | 1 |  | B | DISINFECT | B02 | DISINFECT/HYPOCHLORIN
6511709 | SACRED HEART EARLY CHILDHOOD CENTER | 1 | SACRED HEART CHILD CARE PLANT | B | DISINFECT | B02 | DISINFECT/HYPOCHLORIN
6511710 | ST. LEO ABBEY WATER DEPT | 1 | ST LEO ABBEY WATER DEPT | B | DISINFECT | B02 | DISINFECT/HYPOCHLORIN
6511720 | STAR MOTEL | 1 | US HWY 19HUDSON | B | DISINFECT | B02 | DISINFECT/HYPOCHLORIN
6511733 | SUGAR AND SPICE DAY CARE CENTE | 1 | SUGAR AND SPICE | B | DISINFECT | B02 | DISINFECT/HYPOCHLORIN
6511745 | PCUD-SUNBURST HILL | 1 | SUNBURST HILL WELL 1 | B | DISINFECT | B02 | DISINFECT/HYPOCHLORIN
6511760 | SUNNYSIDE MHP | 1 | SUNNYSIDE MHP PLANT #1 | B | DISINFECT | B02 | DISINFECT/HYPOCHLORIN
6511818 | SILVER DRAGON | 1 | PLANT # 1 | B | DISINFECT | B02 | DISINFECT/HYPOCHLORIN
6511824 | TIPPECANOE VILLAGE HOMEOWN ASSOC. | 1 | TIPPECANOE VILLAGE HOMEOWNERS | B | DISINFECT | B02 | DISINFECT/HYPOCHLORIN
6511835 | TOTSVILLE DAY CARE CENTER | 1 | TOTSVILLE DAY CARE CENTER | B | DISINFECT | B02 | DISINFECT/HYPOCHLORIN
6511850 | TRAVELERS REST RESORT INC | 1 | TRAVELERS REST RESORT INC | B | DISINFECT | B02 | DISINFECT/HYPOCHLORIN
6511850 | TRAVELERS REST RESORT INC | 1 | TRAVELERS REST RESORT INC | Z | OTHER | Z18 | OTHER/SEQUESTATION
6511859 | TROPICAL TRAILER PARK | 2 | TROPICAL TRAILER PARK WEST | B | DISINFECT | B02 | DISINFECT/HYPOCHLORIN
6511859 | TROPICAL TRAILER PARK | 1 | TROPICAL TRAILER PARK EAST | B | DISINFECT | B02 | DISINFECT/HYPOCHLORIN
6511889 | VALLEYDALE ACRES | 1 | VALLEYDALE ACRES | B | DISINFECT | B02 | DISINFECT/HYPOCHLORIN
6511902 | VFW HALL POST 4283 | 1 |  | B | DISINFECT | B02 | DISINFECT/HYPOCHLORIN
6511907 | VIRGINIA CITY | 2 | VIRGINIA CITY PLANT | B | DISINFECT | B04 | DISINFECT/CHLORAMINES
6511907 | VIRGINIA CITY | 2 | VIRGINIA CITY PLANT | Z | OTHER | Z18 | OTHER/SEQUESTATION
6511953 | WESTWOOD S/D | 1 | WESTWOOD SUBDIVISION | B | DISINFECT | B04 | DISINFECT/CHLORAMINES
6511977 | PCUD-WILLIAMS NRA (ZEPHYR) | 2 | WILLIAMS NRA PLANT #2 | B | DISINFECT | B02 | DISINFECT/HYPOCHLORIN
6512004 | WOODDALE MHP | 1 | WOODDALE MHP | B | DISINFECT | B02 | DISINFECT/HYPOCHLORIN
6512020 | ZEPHYRHILLS CITY OF | 9 | WELL #10 | B | DISINFECT | B02 | DISINFECT/HYPOCHLORIN
6512020 | ZEPHYRHILLS CITY OF | 11 | WELL #12 | B | DISINFECT | B02 | DISINFECT/HYPOCHLORIN
6512020 | ZEPHYRHILLS CITY OF | 10 | WELL 11 | B | DISINFECT | B02 | DISINFECT/HYPOCHLORIN
6512020 | ZEPHYRHILLS CITY OF | 4 | 15TH AVENUE & COURT W./ WELL#4 | B | DISINFECT | B02 | DISINFECT/HYPOCHLORIN
6512020 | ZEPHYRHILLS CITY OF | 2 | 12TH STREET &12TH AVENUE WELL2 | B | DISINFECT | B02 | DISINFECT/HYPOCHLORIN
6512020 | ZEPHYRHILLS CITY OF | 3 | 3RD AVENUE & BELTRAM / WELL#3 | B | DISINFECT | B02 | DISINFECT/HYPOCHLORIN
6512020 | ZEPHYRHILLS CITY OF | 5 | 8TH STREET & HENRY / WELL # 5 | B | DISINFECT | B02 | DISINFECT/HYPOCHLORIN
6512020 | ZEPHYRHILLS CITY OF | 2 | 12TH STREET &12TH AVENUE WELL2 | G | IRON REMOVAL | G18 | IRON RMVL/SEQUESTATION
6512020 | ZEPHYRHILLS CITY OF | 3 | 3RD AVENUE & BELTRAM / WELL#3 | G | IRON REMOVAL | G18 | IRON RMVL/SEQUESTATION
6512020 | ZEPHYRHILLS CITY OF | 4 | 15TH AVENUE & COURT W./ WELL#4 | G | IRON REMOVAL | G18 | IRON RMVL/SEQUESTATION
6512020 | ZEPHYRHILLS CITY OF | 5 | 8TH STREET & HENRY / WELL # 5 | G | IRON REMOVAL | G18 | IRON RMVL/SEQUESTATION
6512020 | ZEPHYRHILLS CITY OF | 5 | 8TH STREET & HENRY / WELL # 5 | Z | OTHER | Z18 | OTHER/SEQUESTATION
6512020 | ZEPHYRHILLS CITY OF | 4 | 15TH AVENUE & COURT W./ WELL#4 | Z | OTHER | Z18 | OTHER/SEQUESTATION
6512020 | ZEPHYRHILLS CITY OF | 3 | 3RD AVENUE & BELTRAM / WELL#3 | Z | OTHER | Z18 | OTHER/SEQUESTATION
6512020 | ZEPHYRHILLS CITY OF | 2 | 12TH STREET &12TH AVENUE WELL2 | Z | OTHER | Z18 | OTHER/SEQUESTATION
6512033 | PCUD-BLANTON LAKE PARK | 1 | BLANTON LAKE PARK PLANT #1 | B | DISINFECT | B02 | DISINFECT/HYPOCHLORIN
6512033 | PCUD-BLANTON LAKE PARK | 1 | BLANTON LAKE PARK PLANT #1 | D | CORROSION CONTROL | D36 | CORR-CTRL/CORROSION INHIB
6512064 | TURTLE LAKES | 3 | CARPENTER'S RUN | B | DISINFECT | B01 | DISINFECT/GASEOUS CHLORIN
6512066 | PCUD-BEACON WOODS (NPR NO) | 2 | BEACON WOODS PLANT #2 | B | DISINFECT | B01 | DISINFECT/GASEOUS CHLORIN
6512066 | PCUD-BEACON WOODS (NPR NO) | 3 | BEACON WOODS PLANT #3 | B | DISINFECT | B01 | DISINFECT/GASEOUS CHLORIN
6512070 | JASMINE LAKES UTL | 1 | JASMINE LAKES BLVD PLANT #1 | B | DISINFECT | B02 | DISINFECT/HYPOCHLORIN
6512070 | JASMINE LAKES UTL | 1 | JASMINE LAKES BLVD PLANT #1 | D | CORROSION CONTROL | D18 | CORR-CTRL/SEQUESTATION
6512172 | SAWMILL CAMPGROUND | 1 | SAWMILL CAMPGROUND | B | DISINFECT | B02 | DISINFECT/HYPOCHLORIN
6512182 | CARIBBEAN MOBILE HOME ESTATES | 1 | CARIBBEAN MOBILE HOME EST | B | DISINFECT | B02 | DISINFECT/HYPOCHLORIN
6512184 | COUNTRY AIRE MANOR | 1 | COUNTRY AIRE MANOR | B | DISINFECT | B02 | DISINFECT/HYPOCHLORIN
6512198 | LAKE BAMBI MH RANCH | 1 | LAKE BAMBI MH RANCH | B | DISINFECT | B02 | DISINFECT/HYPOCHLORIN
6512200 | PCUD-NORTHEAST | 1 | LACOOCHEE | B | DISINFECT | B02 | DISINFECT/HYPOCHLORIN
6512200 | PCUD-NORTHEAST | 2 | HILLCREST | B | DISINFECT | B02 | DISINFECT/HYPOCHLORIN
6512200 | PCUD-NORTHEAST | 3 | TRILBY MANOR | B | DISINFECT | B02 | DISINFECT/HYPOCHLORIN
6512205 | PCUD-PASADENA SHORES (EAST PASCO) | 1 | PASADENA SHORES | B | DISINFECT | B02 | DISINFECT/HYPOCHLORIN
6512209 | CYPRESS ELEM SCHOOL | 1 | CYPRESS ELEM SCHOOL | B | DISINFECT | B02 | DISINFECT/HYPOCHLORIN
6512209 | CYPRESS ELEM SCHOOL | 1 | CYPRESS ELEM SCHOOL | D | CORROSION CONTROL | D18 | CORR-CTRL/SEQUESTATION
6512214 | SEVEN SPRINGS | 10 | MITCHELL WTP | B | DISINFECT | B04 | DISINFECT/CHLORAMINES
6512214 | SEVEN SPRINGS | 10 | MITCHELL WTP | D | CORROSION CONTROL | D36 | CORR-CTRL/CORROSION INHIB
6512214 | SEVEN SPRINGS | 10 | MITCHELL WTP | E | TASTE-ODOR CONTROL | E20 | T-O CTRL/AERATION
6512215 | SHALIMAR VILLAGE | 1 | SHALIMAR VILLAGE PLANT | B | DISINFECT | B01 | DISINFECT/GASEOUS CHLORIN
6512215 | SHALIMAR VILLAGE | 1 | SHALIMAR VILLAGE PLANT | D | CORROSION CONTROL | D18 | CORR-CTRL/SEQUESTATION
6512226 | HUDSON WATER WORKS | 1 | HUDSON WATER WORKS WTP | B | DISINFECT | B01 | DISINFECT/GASEOUS CHLORIN
6512230 | TAMPA BAY WATER -CYPRESS CREEK | 1 | CYPRESS CREEK PUMPING STATION | B | DISINFECT | B04 | DISINFECT/CHLORAMINES
6512230 | TAMPA BAY WATER -CYPRESS CREEK | 1 | CYPRESS CREEK PUMPING STATION | D | CORROSION CONTROL | D19 | CORR-CTRL/PH ADJUSTMENT
6512309 | HOLIDAY OAKS CONDO ASSN | 1 | HOLIDAY OAKS CONDO ASSN | B | DISINFECT | B02 | DISINFECT/HYPOCHLORIN
6512536 | KOZY ACRES | 1 | KOZY ACRES | B | DISINFECT | B02 | DISINFECT/HYPOCHLORIN
6512537 | LAKESIDE OAKS MHP | 1 | LAKESIDE OAKS | B | DISINFECT | B02 | DISINFECT/HYPOCHLORIN
6512539 | JDR UTILITIES (FKA TANLER WATER) | 1 | PLANT | B | DISINFECT | B02 | DISINFECT/HYPOCHLORIN
6512689 | ORANGE VALLEY ESTATES | 1 | ORANGE VALLEY ESTATES PLANT #1 | B | DISINFECT | B02 | DISINFECT/HYPOCHLORIN
6512690 | PCUD-EMBASSY HILLS (NPR NO) | 2 | REGENCY BLVD | B | DISINFECT | B02 | DISINFECT/HYPOCHLORIN
6512690 | PCUD-EMBASSY HILLS (NPR NO) | 3 | LEMON ST NEAR CALUSA ELEM | B | DISINFECT | B01 | DISINFECT/GASEOUS CHLORIN
6512690 | PCUD-EMBASSY HILLS (NPR NO) | 2 | REGENCY BLVD | B | DISINFECT | B01 | DISINFECT/GASEOUS CHLORIN
6512748 | RAINBOW FOUNTAIN MOTEL | 1 | PLANT # 1 | B | DISINFECT | B02 | DISINFECT/HYPOCHLORIN
6512754 | IOLA LAKESIDE VILLAGE | 1 | HOLMES LAKESIDE PLANT #1 | B | DISINFECT | B02 | DISINFECT/HYPOCHLORIN
6512757 | ORANGE GROVE VILLA WATER INC | 1 | ORANGE GROVE VILLA | B | DISINFECT | B02 | DISINFECT/HYPOCHLORIN
6512768 | PCUD-LAVILLA GDNS (NPR SO) | 1 | LAVILLA GDNS PLANT #1 | B | DISINFECT | B01 | DISINFECT/GASEOUS CHLORIN
6512774 | NANA'S NURSEY SCHOOL | 1 | TINY TOTS DAY CARE | A | NO TRTMT | A | NO TRTMT
6512780 | OLD CYPRESS INN | 1 | OLD CYPRESS INN | B | DISINFECT | B02 | DISINFECT/HYPOCHLORIN
6512805 | TRILBY ADULT EDUCATION CTR | 1 | TRILBY ED. CTR | B | DISINFECT | B02 | DISINFECT/HYPOCHLORIN
6512891 | VFW POST #8681 | 1 | PLANT #1 | B | DISINFECT | B02 | DISINFECT/HYPOCHLORIN
6512903 | 4B FOOD STORE | 1 | PLANT | B | DISINFECT | B02 | DISINFECT/HYPOCHLORIN
6512905 | LAND O'LAKES FOOD MART | 1 | PLANT | B | DISINFECT | B02 | DISINFECT/HYPOCHLORIN
6512909 | MAJIK MARKET 50048 | 1 | MAJIK MARKET | B | DISINFECT | B02 | DISINFECT/HYPOCHLORIN
6513095 | UKULELE BRANDS GRILL & BEER | 1 | UKULELE BRANDS PLANT | B | DISINFECT | B02 | DISINFECT/HYPOCHLORIN
6514120 | PCUD-SOUTHEAST #2 | 2 | THE PONDS PLANT | B | DISINFECT | B01 | DISINFECT/GASEOUS CHLORIN
6514120 | PCUD-SOUTHEAST #2 | 1 | GROVES PLANT | B | DISINFECT | B02 | DISINFECT/HYPOCHLORIN
6514325 | PINECREST MHP | 1 | PINECREST MHP PLANT #1 | B | DISINFECT | B02 | DISINFECT/HYPOCHLORIN
6514353 | MANY MANSIONS | 1 | MANY MANSIONS #1 | B | DISINFECT | B02 | DISINFECT/HYPOCHLORIN
6514354 | COLONIAL MANOR WATER SYS ANNEX | 1 | COLONIAL MANOR WS ANNEX PL #1 | B | DISINFECT | B01 | DISINFECT/GASEOUS CHLORIN
6514354 | COLONIAL MANOR WATER SYS ANNEX | 1 | COLONIAL MANOR WS ANNEX PL #1 | B | DISINFECT | B02 | DISINFECT/HYPOCHLORIN
6514545 | PARADISE LAKES | 1 | PARADISE LAKES PLANT#1 | B | DISINFECT | B01 | DISINFECT/GASEOUS CHLORIN
6514546 | SAN ANTONIO ELEMENTARY SCHOOL | 1 | S A E SCHOOL | B | DISINFECT | B02 | DISINFECT/HYPOCHLORIN
6514595 | SETTLER'S REST RV PARK | 1 | SETTLER'S REST RV PLANT #1 | B | DISINFECT | B02 | DISINFECT/HYPOCHLORIN
6514662 | KIDS WORLD OF HOLIDAY | 1 | KIDS WORLD PLANT | B | DISINFECT | B02 | DISINFECT/HYPOCHLORIN
6514665 | PHASE ONE CHILD DEV CENTER | 1 | PHASE ONE | B | DISINFECT | B02 | DISINFECT/HYPOCHLORIN
6514667 | J & M DELI | 1 |  | B | DISINFECT | B02 | DISINFECT/HYPOCHLORIN
6514812 | SWEETWATER RV PARK | 1 | SWEETWATER RV PLANT #1 | B | DISINFECT | B02 | DISINFECT/HYPOCHLORIN
6514831 | SEVEN ACRES RV PARK | 1 | SEVEN ACRES | B | DISINFECT | B02 | DISINFECT/HYPOCHLORIN
6514832 | LITTLE CHAMP | 1 | LITTLE CHAMP WTP | B | DISINFECT | B02 | DISINFECT/HYPOCHLORIN
6514834 | ENCORE RV RESORT TAMPA NORTH | 1 | LAND O'LAKES R V PARK | B | DISINFECT | B02 | DISINFECT/HYPOCHLORIN
6514835 | EDEN RV RESORT | 1 | GULF COAST RESORT PLANT | B | DISINFECT | B02 | DISINFECT/HYPOCHLORIN
6514836 | ZEPHYR COLONY RV PARK | 1 | ZEPHYR COLONY | B | DISINFECT | B02 | DISINFECT/HYPOCHLORIN
6514837 | TIMBER LAKE ESTATES | 1 | TIMBER LAKES EST PLANT #1 | B | DISINFECT | B02 | DISINFECT/HYPOCHLORIN
6514838 | RAMBLEWOOD MHP | 2 | RAMBLEWOOD PLANT #2 | B | DISINFECT | B02 | DISINFECT/HYPOCHLORIN
6514838 | RAMBLEWOOD MHP | 1 | RAMBLEWOOD PLANT #1 | B | DISINFECT | B02 | DISINFECT/HYPOCHLORIN
6514841 | FOREST GREEN MHP | 1 | FOREST GREEN MHP | B | DISINFECT | B02 | DISINFECT/HYPOCHLORIN
6514842 | LABRADOR (FOREST LAKE ESTATES) | 1 | FOREST LAKE ESTATES | B | DISINFECT | B02 | DISINFECT/HYPOCHLORIN
6514842 | LABRADOR (FOREST LAKE ESTATES) | 1 | FOREST LAKE ESTATES | D | CORROSION CONTROL | D18 | CORR-CTRL/SEQUESTATION
6514844 | HAPPY DAYS RV PARK | 1 | HAPPY DAYS PLANT | B | DISINFECT | B02 | DISINFECT/HYPOCHLORIN
6514845 | ZEPHYR MOBILE PARK | 1 | ZEPHYR MOBILE PARK | B | DISINFECT | B02 | DISINFECT/HYPOCHLORIN
6514846 | HUDSON SCHOOL COMPLEX | 1 | MIDDLE SCHOOL | B | DISINFECT | B02 | DISINFECT/HYPOCHLORIN
6514846 | HUDSON SCHOOL COMPLEX | 3 | HUDSON HIGH SCHOOL | B | DISINFECT | B02 | DISINFECT/HYPOCHLORIN
6514846 | HUDSON SCHOOL COMPLEX | 2 | NORTHWEST ELEM SCHOOL | B | DISINFECT | B02 | DISINFECT/HYPOCHLORIN
6514848 | ZEPHYR PALMS RV PARK (FKA JIM'S RV PARK) | 1 | JIMS TRAVEL PARK | B | DISINFECT | B02 | DISINFECT/HYPOCHLORIN
6514849 | BARRINGTON HILLS RV RESORT | 1 | BARRINGTON HILLS RV PARK | B | DISINFECT | B02 | DISINFECT/HYPOCHLORIN
6514850 | LYKES PASCO PACKING CO.-FRTLZR | 1 | L P P C | B | DISINFECT | B02 | DISINFECT/HYPOCHLORIN
6514852 | CHELSEA MEADOWS / WATERS EDGE | 1 | WATERS EDGE | B | DISINFECT | B02 | DISINFECT/HYPOCHLORIN
6514858 | EAST PASCO ADVENTIST ACADEMY | 1 | E. PASCO ADVENTIST | B | DISINFECT | B02 | DISINFECT/HYPOCHLORIN
6514865 | BRAD JACKSON | 1 | BRAD JACKSON | B | DISINFECT | B02 | DISINFECT/HYPOCHLORIN
6514869 | FAITH BAPTIST CHURCH | 1 | FAITH BAPTIST CHURCH PLANT | A | NO TRTMT | A | NO TRTMT
6514870 | J & K RV AND TP | 1 | J & K RV AND TP | B | DISINFECT | B02 | DISINFECT/HYPOCHLORIN
6514872 | CENTRAL PASCO GIRLS ACADEMY | 1 | PASCO GIRLS ACADEMY | B | DISINFECT | B02 | DISINFECT/HYPOCHLORIN
6514873 | GLENDALE VILLAS / LOL VILLAGE APTS | 1 | LAND O LAKES VILL APT PLANT | B | DISINFECT | B02 | DISINFECT/HYPOCHLORIN
6514875 | TOWN N' COUNTRY RV | 1 | TOWN N' COUNTRY RV | B | DISINFECT | B02 | DISINFECT/HYPOCHLORIN
6514877 | FARM STORE 2860 | 1 | FARM STORE 2860 | B | DISINFECT | B02 | DISINFECT/HYPOCHLORIN
6514878 | LAND O' LAKES ELKS LODGE#2600 | 1 | LAND O' LAKES ELKS LODGE | B | DISINFECT | B02 | DISINFECT/HYPOCHLORIN
6514883 | MAGNOLIA ACRES | 1 | MAGNOLIA ACRES PLANT | B | DISINFECT | B02 | DISINFECT/HYPOCHLORIN
6514884 | TALL PINES RV OF PASCO CO | 1 | GET-A-WAY MOTEL AND TP | B | DISINFECT | B02 | DISINFECT/HYPOCHLORIN
6514888 | TOM THUMB LEARNING CENTER 2 | 1 | SMALL SOCIETY DAY CARE | B | DISINFECT | B02 | DISINFECT/HYPOCHLORIN
6514888 | TOM THUMB LEARNING CENTER 2 | 1 | SMALL SOCIETY DAY CARE | H | SOFTENING | H25 | SOFTENING/ION EXCHANGE
6514891 | VFW POST 6180 | 1 | VFW POST 6180 | B | DISINFECT | B02 | DISINFECT/HYPOCHLORIN
6514893 | PRESTO #38 | 1 | PRESTO #38 | B | DISINFECT | B02 | DISINFECT/HYPOCHLORIN
6514895 | SPANISH TRAILS WEST | 1 | SPANISH TRAILS WEST | B | DISINFECT | B01 | DISINFECT/GASEOUS CHLORIN
6514896 | MOOSE LODGE 2276 | 1 | MOOSE LODGE 2276 | B | DISINFECT | B02 | DISINFECT/HYPOCHLORIN
6514899 | A LITTLE BIT COUNTRY | 1 | WELL 1 | B | DISINFECT | B02 | DISINFECT/HYPOCHLORIN
6514904 | LAKEWOOD CHURCH OF GOD | 1 | LAKEWOOD CHURCH OF GOD PLANT | B | DISINFECT | B02 | DISINFECT/HYPOCHLORIN
6514906 | SHADY HILLS PARK | 1 | SHADY HILLS PLANT | B | DISINFECT | B02 | DISINFECT/HYPOCHLORIN
6514912 | MOON LAKE PARK | 1 | MOON LAKE PARK | B | DISINFECT | B02 | DISINFECT/HYPOCHLORIN
6514914 | HILLCREST RV RESORT PARK | 1 | HILLCREST RV PARK | B | DISINFECT | B02 | DISINFECT/HYPOCHLORIN
6514915 | CAMP INDIAN ECHO | 1 | CAMP INDIAN ECHO | B | DISINFECT | B02 | DISINFECT/HYPOCHLORIN
6514919 | DISTRICT SCHOOL BOARD OF PASCO | 1 | LAND O'LAKES HIGH SCHOOL | B | DISINFECT | B01 | DISINFECT/GASEOUS CHLORIN
6514921 | SALVATION ARMY ADULT CARE | 1 | SALVTION ARMY ADULT CARE | B | DISINFECT | B02 | DISINFECT/HYPOCHLORIN
6514921 | SALVATION ARMY ADULT CARE | 1 | SALVTION ARMY ADULT CARE | G | IRON REMOVAL | G29 | IRON RMVL/CARTRIDGE FILTR
6514929 | PICK KWIK #91 | 1 | PICK KWIK #91 | B | DISINFECT | B02 | DISINFECT/HYPOCHLORIN
6514933 | KEYSTONE COMMUNITY CHURCH | 1 | GALLERIA LAND TRUST WTP | B | DISINFECT | B02 | DISINFECT/HYPOCHLORIN
6514936 | TROPICANA TRAILER PARK | 1 | SUNSET COURT TP | B | DISINFECT | B02 | DISINFECT/HYPOCHLORIN
6514939 | WISTERIA PLAZA | 1 | WISTERIA PLAZA | B | DISINFECT | B02 | DISINFECT/HYPOCHLORIN
6514942 | CENTENNIAL ELEMENTARY | 1 | CENTENNIAL ELEMENTARY | B | DISINFECT | B02 | DISINFECT/HYPOCHLORIN
6514943 | SOUTHERN CHARM RV PARK | 1 | SOUTHERN CHARM RV PLANT | B | DISINFECT | B01 | DISINFECT/GASEOUS CHLORIN
6514944 | SMALL WORLD DAY CARE | 1 |  | B | DISINFECT | B02 | DISINFECT/HYPOCHLORIN
6514945 | COLONIAL ONE RV PARK | 1 | COLONIAL RV PARK PLANT | B | DISINFECT | B02 | DISINFECT/HYPOCHLORIN
6514946 | CITRUS HILL RV PARK | 1 | CITRUS HILL PLANT | B | DISINFECT | B02 | DISINFECT/HYPOCHLORIN
6514947 | PAT'S FOOD MART #11 | 1 |  | B | DISINFECT | B02 | DISINFECT/HYPOCHLORIN
6514948 | PEE WEE PLAY HOUSE | 1 |  | B | DISINFECT | B02 | DISINFECT/HYPOCHLORIN
6514951 | PAT'S FOOD MART #15 | 1 |  | B | DISINFECT | B02 | DISINFECT/HYPOCHLORIN
6514956 | PRESTO FOOD STORE #10 | 1 | PRESTO FOOD STORE #10 PLANT | B | DISINFECT | B02 | DISINFECT/HYPOCHLORIN
6514958 | SHADY HILLS UNITED METHODIST CHURCH | 1 | METHODIST SHADY HILLS UNITED | B | DISINFECT | B02 | DISINFECT/HYPOCHLORIN
6514961 | MYRTLE LAKE BAPTIST CHURCH | 1 | MYRTLE LAKE BAPTIST PLANT | B | DISINFECT | B02 | DISINFECT/HYPOCHLORIN
6514965 | HARRY'S FOOD MART | 1 | PRESTO #58 PLANT | B | DISINFECT | B02 | DISINFECT/HYPOCHLORIN
6514967 | F.E.C.P. CORP. W.D. DIVISION | 1 | F.E.C.P. CORP PLANT | B | DISINFECT | B02 | DISINFECT/HYPOCHLORIN
6515102 | STAR 1 FOOD MART (FKA SPRINT NO. 6120) | 1 | JIFFY #20 | B | DISINFECT | B02 | DISINFECT/HYPOCHLORIN
6515104 | ANGELUS GROUP HOME | 1 | ANGELUS GROUP HOME | B | DISINFECT | B02 | DISINFECT/HYPOCHLORIN
6515104 | ANGELUS GROUP HOME | 1 | ANGELUS GROUP HOME | G | IRON REMOVAL | G25 | IRON RMVL/ION EXCHANGE
6515104 | ANGELUS GROUP HOME | 1 | ANGELUS GROUP HOME | H | SOFTENING | H25 | SOFTENING/ION EXCHANGE
6515105 | BLANTON EXPRESS | 1 | BLANTON EXPRESS PLANT | B | DISINFECT | B02 | DISINFECT/HYPOCHLORIN
6515110 | PARADISE SQUARE | 1 | PARADISE SQUARE | A | NO TRTMT | A | NO TRTMT
6515111 | HANDY FOOD STORE #68 | 1 | HANDY FOOD STORE #68 PLANT | B | DISINFECT | B02 | DISINFECT/HYPOCHLORIN
6515112 | CHURCH AT ODESSA | 1 | FIRST BAP CHURCH PLANT | B | DISINFECT | B02 | DISINFECT/HYPOCHLORIN
6515114 | KING MOTEL & R.V. PARK | 1 | KING MOTEL & RV PK | B | DISINFECT | B02 | DISINFECT/HYPOCHLORIN
6515116 | SAND DOLLAR RV PARK | 1 | SAND DOLLAR R.V. PARK | B | DISINFECT | B02 | DISINFECT/HYPOCHLORIN
6515117 | LAKEVIEW BAPTIST CHURCH | 1 | LAKEVIEW BAPTIST CHURCH | B | DISINFECT | B02 | DISINFECT/HYPOCHLORIN
6515119 | SEVEN SPRINGS BAPTIST CHURCH | 1 | SEVEN SPRINGS CHURCH WATER PLT | B | DISINFECT | B02 | DISINFECT/HYPOCHLORIN
6515121 | SCHMITT INC. | 1 | SCHMITT INC | B | DISINFECT | B02 | DISINFECT/HYPOCHLORIN
6515122 | UHL PLAZA | 1 | UHL PLAZA PLANT | B | DISINFECT | B02 | DISINFECT/HYPOCHLORIN
6515123 | SUNBURST RV PARK | 1 | SUNBURST RV PARK | B | DISINFECT | B02 | DISINFECT/HYPOCHLORIN
6515126 | TRILBY CITGO (FKA MARKET USA/SOUTHLAND) | 1 | MARKET USA | B | DISINFECT | B02 | DISINFECT/HYPOCHLORIN
6515131 | STRAWBERRY PATCH | 1 | STRAWBERRY PATCH | B | DISINFECT | B02 | DISINFECT/HYPOCHLORIN
6515135 | SOUTHERN LIVING R.V. PARK | 1 | SOUTHERN LIVING PLANT | B | DISINFECT | B02 | DISINFECT/HYPOCHLORIN
6515140 | PASCO RV PARK | 1 | PASCO RV PARK | B | DISINFECT | B02 | DISINFECT/HYPOCHLORIN
6515150 | SHELL #496 (FKA CUMBERLAND FARMS) | 1 | CUMBERLAND FARMS PLANT | B | DISINFECT | B02 | DISINFECT/HYPOCHLORIN
6515151 | ZEPHYRHILLS LION'S CLUB | 1 | ZEPHYRHILLS LION'S CLUB PLANT | B | DISINFECT | B02 | DISINFECT/HYPOCHLORIN
6515152 | PEACEFUL ACRES | 1 | PEACEFUL ACRES PLANT #1 | B | DISINFECT | B02 | DISINFECT/HYPOCHLORIN
6515154 | JEANETTE'S PLACE | 1 | JEANETTE'S PLACE | B | DISINFECT | B02 | DISINFECT/HYPOCHLORIN
6515158 | GRACE BAPTIST CHURCH | 1 | GRACE BAPTIST PLANT | B | DISINFECT | B02 | DISINFECT/HYPOCHLORIN
6515159 | COUNTRY OAKS RV PARK | 1 | COUNTRY OAKS | B | DISINFECT | B02 | DISINFECT/HYPOCHLORIN
6515161 | ST. LEO UNIVERSITY | 1 | ST. LEO UNIVERSITY PLANT #1 | B | DISINFECT | B02 | DISINFECT/HYPOCHLORIN
6515161 | ST. LEO UNIVERSITY | 2 | ST. LEO UNIVERSITY PLANT #2 | B | DISINFECT | B02 | DISINFECT/HYPOCHLORIN
6515174 | CHANCEY ROAD CHRISTIAN CHURCH | 1 | CHANCEY RD. PLANT | B | DISINFECT | B02 | DISINFECT/HYPOCHLORIN
6515176 | CREWS LAKE PARK | 1 | CREWS LAKE WTP | B | DISINFECT | B02 | DISINFECT/HYPOCHLORIN
6515178 | EDDIE'S ROLLER RINK | 1 | EDDIE'S ROLLER RINK | B | DISINFECT | B02 | DISINFECT/HYPOCHLORIN
6515179 | SOUTH FORK MHP | 1 | SOUTH FORK WTP | B | DISINFECT | B02 | DISINFECT/HYPOCHLORIN
6515181 | KINGDOM HALL OF JEHOVAH'S WITNESSES | 1 | KINGDOM HALL PLANT | B | DISINFECT | B02 | DISINFECT/HYPOCHLORIN
6515186 | WITHLACOOCHEE RIVER PARK | 1 | WITHLACOOCHEE PLANT | B | DISINFECT | B02 | DISINFECT/HYPOCHLORIN
6515187 | DARBY COMMUNITY CHURCH | 1 | AMELIA BAPTIST CHURCH WTP | B | DISINFECT | B02 | DISINFECT/HYPOCHLORIN
6515189 | VFW HALL POST 8154 | 1 | V.F.W. PLANT | B | DISINFECT | B02 | DISINFECT/HYPOCHLORIN
6515190 | LAKE PADGETT PARK | 1 | LAKE PADGETT PARK | B | DISINFECT | B02 | DISINFECT/HYPOCHLORIN
6515191 | VAUGHANS COUNTRY STORE | 1 | VAUGHANS COUNTRY STORE | B | DISINFECT | B02 | DISINFECT/HYPOCHLORIN
6515193 | LAKEVIEW BAPTIST CHURCH | 1 | LAKEVIEW BAPTIST CHURCH | B | DISINFECT | B02 | DISINFECT/HYPOCHLORIN
6515194 | C BARN (FLEET MAINTENANCE) | 2 | PLANT #2 | B | DISINFECT | B02 | DISINFECT/HYPOCHLORIN
6515195 | HIGH OAKS TRAILER PARK | 1 | HIGH OAKS T. P. | B | DISINFECT | B02 | DISINFECT/HYPOCHLORIN
6515197 | J B STARKEY WILDERNESS PARK | 1 | WTP A | B | DISINFECT | B02 | DISINFECT/HYPOCHLORIN
6515199 | IGLESIA RENACER CHURCH | 1 | SHADY HILLS WESLEYAN CHURCH | B | DISINFECT | B02 | DISINFECT/HYPOCHLORIN
6515200 | ST. MARY'S CATHOLIC CHURCH | 1 | ST. MARY'S | B | DISINFECT | B02 | DISINFECT/HYPOCHLORIN
6515202 | LIFE CHURCH | 1 | VICTORIOUS LIFE CHURCH PLANT | B | DISINFECT | B02 | DISINFECT/HYPOCHLORIN
6515204 | SUGAR LANE M.H.P. | 1 | SUGAR LANE M.H.P. | B | DISINFECT | B02 | DISINFECT/HYPOCHLORIN
6515206 | JR'S KNUCKLEHEAD SALOON & CAFE | 1 | RICK'S FAMILY CAFE | B | DISINFECT | B02 | DISINFECT/HYPOCHLORIN
6515207 | SUNCOAST BROADWAY DINNER THEATER | 1 | JOYLAND III | B | DISINFECT | B02 | DISINFECT/HYPOCHLORIN
6515208 | KEENE'S ADULT MHP | 1 | KEENE'S MOBILE HOME PARK | B | DISINFECT | B02 | DISINFECT/HYPOCHLORIN
6515210 | GROVE RIDGE ESTATES | 1 | GROVE RIDGE ESTATES | B | DISINFECT | B02 | DISINFECT/HYPOCHLORIN
6515211 | FIRST CONGREGATIONAL CHURCH | 1 | BRADFORD UNITD CHRCH OF CHRIST | B | DISINFECT | B02 | DISINFECT/HYPOCHLORIN
6515213 | AMERICAN CONDO | 1 | AMERICAN CONDO | A | NO TRTMT | A | NO TRTMT
6515216 | REDEMPTION CHURCH (FKA BLANTON BAPTIST) | 1 | BLANTON BAPTIST CHURCH | B | DISINFECT | B02 | DISINFECT/HYPOCHLORIN
6515219 | FARM BASKET | 1 | FARM BASKET | B | DISINFECT | B02 | DISINFECT/HYPOCHLORIN
6515223 | RIVER BOAT CLUB | 1 | RIVER BOAT CLUB | B | DISINFECT | B02 | DISINFECT/HYPOCHLORIN
6515224 | VINNY'S PIZZA | 1 | BROAD STREET PIZZA PLANT | B | DISINFECT | B02 | DISINFECT/HYPOCHLORIN
6515225 | OAK HILL MHP | 1 | OAK HILL MHP | B | DISINFECT | B02 | DISINFECT/HYPOCHLORIN
6515229 | COUNTRY ACRES MHP | 1 | COUNTRY ACRES MHP | B | DISINFECT | B02 | DISINFECT/HYPOCHLORIN
6515230 | ODESSA PARK | 1 | P.C.P.E. ODESSA PARK | B | DISINFECT | B02 | DISINFECT/HYPOCHLORIN
6515231 | GONZALEZ BROTHERS HARVESTING | 1 | GONZALEZ BROS HARVESTING | B | DISINFECT | B02 | DISINFECT/HYPOCHLORIN
6515232 | STEEVER PROFESSIONAL CENTER | 1 | STEEVER PROFESSIONAL CENTER PL | B | DISINFECT | B02 | DISINFECT/HYPOCHLORIN
6515234 | TAMPA BAY WATER/LAKE BRIDGE | 1 | CYPRESS BRIDGE WTP TO REGIONAL | B | DISINFECT | B01 | DISINFECT/GASEOUS CHLORIN
6515234 | TAMPA BAY WATER/LAKE BRIDGE | 1 | CYPRESS BRIDGE WTP TO REGIONAL | D | CORROSION CONTROL | D19 | CORR-CTRL/PH ADJUSTMENT
6515235 | CHILL MART & DELI (FORMERLY BIG CHAMP) | 1 | BIG CHAMP | B | DISINFECT | B02 | DISINFECT/HYPOCHLORIN
6515236 | RICHLAND BAPTIST CHURCH | 1 | RICHLAND BAPTIST | B | DISINFECT | B02 | DISINFECT/HYPOCHLORIN
6515237 | OLSEN APARTMENTS | 1 | OLSEN APARTMENTS | B | DISINFECT | B02 | DISINFECT/HYPOCHLORIN
6515238 | HUNGRY HARRY'S REST. | 1 | HUNGRY HARRY'S PLANT | B | DISINFECT | B02 | DISINFECT/HYPOCHLORIN
6515240 | RINALDO COMMERCIAL PARK | 1 | RINALDO COMMERCIAL PARK WTP | B | DISINFECT | B02 | DISINFECT/HYPOCHLORIN
6515243 | BAGEL BIN/ VIOLA CLARK | 1 | BAGEL BIN | B | DISINFECT | B02 | DISINFECT/HYPOCHLORIN
6515247 | JIM BROWNE AUTOMOTIVE | 1 | BUDDY FOSTER PLANT | B | DISINFECT | B02 | DISINFECT/HYPOCHLORIN
6515249 | CHURCH OF THE LATTER DAY SAINTS | 1 | CHURCH OF LATTER DAY PLANT | B | DISINFECT | B02 | DISINFECT/HYPOCHLORIN
6515250 | PCUD-LAKE JOVITA GOLF AND C.C. | 1 | LAKE JOVITA (WELL 1 AND 2) | B | DISINFECT | B02 | DISINFECT/HYPOCHLORIN
6515250 | PCUD-LAKE JOVITA GOLF AND C.C. | 1 | LAKE JOVITA (WELL 1 AND 2) | G | IRON REMOVAL | G15 | IRON RMVL/PRESS SAND FILT
6515251 | DENNIS REALTY AND INVESTMENT | 1 | DENNIS REALTY PLANT | B | DISINFECT | B02 | DISINFECT/HYPOCHLORIN
6515257 | ALL KIDS ACADEMY | 1 | ALL KIDS ACADEMY | B | DISINFECT | B02 | DISINFECT/HYPOCHLORIN
6515258 | SUNCOAST PKWY TOLL PLAZA 2B (RIDGE RD) | 1 | SUNCOAST PARKWAY SECTION 2B | B | DISINFECT | B02 | DISINFECT/HYPOCHLORIN
6515260 | SUNCOAST PKWY/SEC#4/TOLL PLAZA | 1 | SUNCOAST PARKWAY SECTION 4 | B | DISINFECT | B02 | DISINFECT/HYPOCHLORIN
6515269 | LATIN CORNER (FORMERLY SORELLE REST.) | 1 | SORELLE RES/PLANT | B | DISINFECT | B02 | DISINFECT/HYPOCHLORIN
6515270 | SUNNY ACRES | 1 | SUNNY ACRES PLANT | B | DISINFECT | B02 | DISINFECT/HYPOCHLORIN
6515277 | ACADEMY AT THE FARM | 1 | ACADEMY AT THE FARM PLANT | B | DISINFECT | B02 | DISINFECT/HYPOCHLORIN
6515278 | CREATIVE TIMES ACADEMY | 1 | CTA PLANT | B | DISINFECT | B02 | DISINFECT/HYPOCHLORIN
6515279 | SAN ANTONIO COMMUNITY CHURCH | 1 | PLANT 1 | B | DISINFECT | B02 | DISINFECT/HYPOCHLORIN
6515283 | HICKS ROAD TRAILER PARK | 1 | PLANT #1 | B | DISINFECT | B02 | DISINFECT/HYPOCHLORIN
6515286 | WILDERNESS LAKE CHURCH | 1 | CCC PLANT #1 | B | DISINFECT | B02 | DISINFECT/HYPOCHLORIN
6515289 | OAKS COMMERCE CENTER | 1 | OCC PLANT#1 | B | DISINFECT | B02 | DISINFECT/HYPOCHLORIN
6515290 | WILLOW BEND COMMUNITY CHURCH | 1 | WILLOW BEND CHURCH PLANT | B | DISINFECT | B02 | DISINFECT/HYPOCHLORIN
6515291 | CHARLIE'S ST. JOE MARKET (FKA CUMBEE) | 1 | CUMBEE CORNER STORE PLANT# 1 | B | DISINFECT | B02 | DISINFECT/HYPOCHLORIN
6515293 | SACRED HEART CATHOLIC CHURCH | 1 | SACRED HEART CHURCH | B | DISINFECT | B02 | DISINFECT/HYPOCHLORIN
6515294 | SUNCOAST BRACES | 1 | SEC BUSINESS PARK | B | DISINFECT | B02 | DISINFECT/HYPOCHLORIN
6515296 | GRACE OF GOD CHURCH (TRINITY BAPTIST) | 1 | TRINITY BAPTIST CHURCH WTP | B | DISINFECT | B02 | DISINFECT/HYPOCHLORIN
6515300 | HOPE YOUTH RANCH | 1 | HOPE YOUTH RANCH WTP | B | DISINFECT | B02 | DISINFECT/HYPOCHLORIN
6515302 | THUNDER TAVERN | 1 | GUYSTER PLANT | B | DISINFECT | B02 | DISINFECT/HYPOCHLORIN
6515321 | PITTER PATTER DAYCARE | 1 | PITTER PATTER DAYCARE PLANT | B | DISINFECT | B02 | DISINFECT/HYPOCHLORIN
6520135 | BELLEAIR WATER PLANT | 1 | BELLEAIR WATER PLANT | B | DISINFECT | B01 | DISINFECT/GASEOUS CHLORIN
6520135 | BELLEAIR WATER PLANT | 1 | BELLEAIR WATER PLANT | C | PARTICLE REMOVAL | C14 | PART-RMVL/RAPID SAND FIL
6520135 | BELLEAIR WATER PLANT | 1 | BELLEAIR WATER PLANT | D | CORROSION CONTROL | D18 | CORR-CTRL/SEQUESTATION
6520135 | BELLEAIR WATER PLANT | 1 | BELLEAIR WATER PLANT | G | IRON REMOVAL | G20 | IRON RMVL/AERATION
6520135 | BELLEAIR WATER PLANT | 1 | BELLEAIR WATER PLANT | Z | OTHER | Z27 | OTHER/FLUORIDATION
6520140 | BEREA BAPTIST CHURCH | 1 |  | B | DISINFECT | B02 | DISINFECT/HYPOCHLORIN
6520242 | CAMP SOULE(BOY SCOUTS OF AMER) | 1 | CAMP SOULE PLANT | B | DISINFECT | B02 | DISINFECT/HYPOCHLORIN
6520336 | CLEARWATER WATER SYSTEM | 1 | WTP 1 - 1657 PALMETTO ST | B | DISINFECT | B04 | DISINFECT/CHLORAMINES
6520336 | CLEARWATER WATER SYSTEM | 1 | WTP 1 - 1657 PALMETTO ST | B | DISINFECT | B02 | DISINFECT/HYPOCHLORIN
6520336 | CLEARWATER WATER SYSTEM | 2 | WTP 2 - 21133 US 19 NO. | B | DISINFECT | B04 | DISINFECT/CHLORAMINES
6520336 | CLEARWATER WATER SYSTEM | 3 | WTP 3 - 2775 STATE RD 580 | B | DISINFECT | B04 | DISINFECT/CHLORAMINES
6520336 | CLEARWATER WATER SYSTEM | 2 | WTP 2 - 21133 US 19 NO. | B | DISINFECT | B02 | DISINFECT/HYPOCHLORIN
6520336 | CLEARWATER WATER SYSTEM | 2 | WTP 2 - 21133 US 19 NO. | C | PARTICLE REMOVAL | C29 | PART-RMVL/CARTRIDGE FILTR
6520336 | CLEARWATER WATER SYSTEM | 1 | WTP 1 - 1657 PALMETTO ST | C | PARTICLE REMOVAL | C26 | PART-RMVL/REVERSE OSMOSIS
6520336 | CLEARWATER WATER SYSTEM | 2 | WTP 2 - 21133 US 19 NO. | C | PARTICLE REMOVAL | C26 | PART-RMVL/REVERSE OSMOSIS
6520336 | CLEARWATER WATER SYSTEM | 1 | WTP 1 - 1657 PALMETTO ST | D | CORROSION CONTROL | D18 | CORR-CTRL/SEQUESTATION
6520336 | CLEARWATER WATER SYSTEM | 2 | WTP 2 - 21133 US 19 NO. | D | CORROSION CONTROL | D18 | CORR-CTRL/SEQUESTATION
6520336 | CLEARWATER WATER SYSTEM | 3 | WTP 3 - 2775 STATE RD 580 | D | CORROSION CONTROL | D18 | CORR-CTRL/SEQUESTATION
6520336 | CLEARWATER WATER SYSTEM | 1 | WTP 1 - 1657 PALMETTO ST | D | CORROSION CONTROL | D19 | CORR-CTRL/PH ADJUSTMENT
6520336 | CLEARWATER WATER SYSTEM | 1 | WTP 1 - 1657 PALMETTO ST | D | CORROSION CONTROL | D36 | CORR-CTRL/CORROSION INHIB
6520336 | CLEARWATER WATER SYSTEM | 2 | WTP 2 - 21133 US 19 NO. | D | CORROSION CONTROL | D36 | CORR-CTRL/CORROSION INHIB
6520336 | CLEARWATER WATER SYSTEM | 3 | WTP 3 - 2775 STATE RD 580 | D | CORROSION CONTROL | D36 | CORR-CTRL/CORROSION INHIB
6520336 | CLEARWATER WATER SYSTEM | 2 | WTP 2 - 21133 US 19 NO. | E | TASTE-ODOR CONTROL | E05 | T-O CTRL/OZONATION
6520336 | CLEARWATER WATER SYSTEM | 3 | WTP 3 - 2775 STATE RD 580 | E | TASTE-ODOR CONTROL | E20 | T-O CTRL/AERATION
6520336 | CLEARWATER WATER SYSTEM | 1 | WTP 1 - 1657 PALMETTO ST | X | DECHLORINATION | X43 | DECHLORINATION/BISULFATE ADDITION
6520336 | CLEARWATER WATER SYSTEM | 1 | WTP 1 - 1657 PALMETTO ST | Z | OTHER | Z27 | OTHER/FLUORIDATION
6520486 | DUNEDIN WATER SYSTEM | 1 | DUNEDIN CR 1 PLANT | B | DISINFECT | B01 | DISINFECT/GASEOUS CHLORIN
6520486 | DUNEDIN WATER SYSTEM | 1 | DUNEDIN CR 1 PLANT | C | PARTICLE REMOVAL | C29 | PART-RMVL/CARTRIDGE FILTR
6520486 | DUNEDIN WATER SYSTEM | 1 | DUNEDIN CR 1 PLANT | C | PARTICLE REMOVAL | C15 | PART-RMVL/PRESS SAND FILT
6520486 | DUNEDIN WATER SYSTEM | 1 | DUNEDIN CR 1 PLANT | D | CORROSION CONTROL | D19 | CORR-CTRL/PH ADJUSTMENT
6520486 | DUNEDIN WATER SYSTEM | 1 | DUNEDIN CR 1 PLANT | E | TASTE-ODOR CONTROL | E28 | T-O CTRL/PACKED TWR-AERA
6520486 | DUNEDIN WATER SYSTEM | 1 | DUNEDIN CR 1 PLANT | F | ORGN-RMVL | F28 | ORGN-RMVL/PACKED TWR-AERA
6520486 | DUNEDIN WATER SYSTEM | 1 | DUNEDIN CR 1 PLANT | G | IRON REMOVAL | G31 | IRON RMVL/PERMANGANATE
6520486 | DUNEDIN WATER SYSTEM | 1 | DUNEDIN CR 1 PLANT | H | SOFTENING | H26 | SOFTENING/REVERSE OSMOSIS
6520486 | DUNEDIN WATER SYSTEM | 1 | DUNEDIN CR 1 PLANT | Z | OTHER | Z27 | OTHER/FLUORIDATION
6520486 | DUNEDIN WATER SYSTEM | 1 | DUNEDIN CR 1 PLANT | Z | OTHER | Z19 | OTHER/PH ADJUSTMENT
6520705 | GULFPORT WATER SYSTEM | 1 | GULFPORT DISTRIBUTION ONLY | A | NO TRTMT | A | NO TRTMT
6520797 | HILLSIDE TP | 1 |  | B | DISINFECT | B02 | DISINFECT/HYPOCHLORIN
6520999 | LAKE TARPON CHURCH OF CHRIST | 1 |  | B | DISINFECT | B02 | DISINFECT/HYPOCHLORIN
6521000 | LAKE TARPON MOBILE HOME VILLAG | 1 | LAKE TARPON MOBILE HOME VILLAG | B | DISINFECT | B04 | DISINFECT/CHLORAMINES
6521140 | MARCO MOTEL COURT | 1 |  | B | DISINFECT | B02 | DISINFECT/HYPOCHLORIN
6521211 | MOONGLOW TRAILER PARK | 1 |  | B | DISINFECT | B02 | DISINFECT/HYPOCHLORIN
6521405 | PINELLAS COUNTY UTILITIES | 1 | PINELLAS COUNTY KELLER 1 | B | DISINFECT | B04 | DISINFECT/CHLORAMINES
6521405 | PINELLAS COUNTY UTILITIES | 1 | PINELLAS COUNTY KELLER 1 | D | CORROSION CONTROL | D18 | CORR-CTRL/SEQUESTATION
6521405 | PINELLAS COUNTY UTILITIES | 1 | PINELLAS COUNTY KELLER 1 | D | CORROSION CONTROL | D19 | CORR-CTRL/PH ADJUSTMENT
6521405 | PINELLAS COUNTY UTILITIES | 1 | PINELLAS COUNTY KELLER 1 | D | CORROSION CONTROL | D36 | CORR-CTRL/CORROSION INHIB
6521405 | PINELLAS COUNTY UTILITIES | 1 | PINELLAS COUNTY KELLER 1 | E | TASTE-ODOR CONTROL | E28 | T-O CTRL/PACKED TWR-AERA
6521405 | PINELLAS COUNTY UTILITIES | 1 | PINELLAS COUNTY KELLER 1 | Z | OTHER | Z27 | OTHER/FLUORIDATION
6521406 | PINELLAS PARK WATER DEPT | 1 | PINELLAS PARK BOOSTER STA. (2) | A | NO TRTMT | A | NO TRTMT
6521417 | OLDSMAR WATER SYSTEM | 1 | OLDSMAR WATER PLANT | B | DISINFECT | B02 | DISINFECT/HYPOCHLORIN
6521417 | OLDSMAR WATER SYSTEM | 1 | OLDSMAR WATER PLANT | C | PARTICLE REMOVAL | C26 | PART-RMVL/REVERSE OSMOSIS
6521417 | OLDSMAR WATER SYSTEM | 1 | OLDSMAR WATER PLANT | D | CORROSION CONTROL | D18 | CORR-CTRL/SEQUESTATION
6521417 | OLDSMAR WATER SYSTEM | 1 | OLDSMAR WATER PLANT | E | TASTE-ODOR CONTROL | E20 | T-O CTRL/AERATION
6521417 | OLDSMAR WATER SYSTEM | 1 | OLDSMAR WATER PLANT | Z | OTHER | Z19 | OTHER/PH ADJUSTMENT
6521417 | OLDSMAR WATER SYSTEM | 1 | OLDSMAR WATER PLANT | Z | OTHER | Z27 | OTHER/FLUORIDATION
6521576 | SAFETY HARBOR WATER DEPT | 1 | SAFETY HARBOR DISTRIBUTION | A | NO TRTMT | A | NO TRTMT
6521650 | SKYLARK MOBILE HOME PARK | 1 | SKYLARK MOBILE HOME PARK | B | DISINFECT | B02 | DISINFECT/HYPOCHLORIN
6521715 | ST PETERSBURG CITY OF | 2 | OBERLY PUMP STATION | B | DISINFECT | B02 | DISINFECT/HYPOCHLORIN
6521715 | ST PETERSBURG CITY OF | 3 | WASHINGTON TERRACE PUMP | B | DISINFECT | B02 | DISINFECT/HYPOCHLORIN
6521715 | ST PETERSBURG CITY OF | 1 | COSME WATER TREATMENT PLANT | B | DISINFECT | B01 | DISINFECT/GASEOUS CHLORIN
6521715 | ST PETERSBURG CITY OF | 1 | COSME WATER TREATMENT PLANT | C | PARTICLE REMOVAL | C10 | PART-RMVL/COAGULATION
6521715 | ST PETERSBURG CITY OF | 1 | COSME WATER TREATMENT PLANT | C | PARTICLE REMOVAL | C11 | PART-RMVL/FLOCCULATION
6521715 | ST PETERSBURG CITY OF | 1 | COSME WATER TREATMENT PLANT | C | PARTICLE REMOVAL | C14 | PART-RMVL/RAPID SAND FIL
6521715 | ST PETERSBURG CITY OF | 1 | COSME WATER TREATMENT PLANT | E | TASTE-ODOR CONTROL | E20 | T-O CTRL/AERATION
6521715 | ST PETERSBURG CITY OF | 1 | COSME WATER TREATMENT PLANT | E | TASTE-ODOR CONTROL | E25 | T-O CTRL/ION EXCHANGE
6521715 | ST PETERSBURG CITY OF | 1 | COSME WATER TREATMENT PLANT | H | SOFTENING | H09 | SOFTENING/RAPID MIX
6521715 | ST PETERSBURG CITY OF | 1 | COSME WATER TREATMENT PLANT | H | SOFTENING | H12 | SOFTENING/SEDIMENTATION
6521715 | ST PETERSBURG CITY OF | 1 | COSME WATER TREATMENT PLANT | H | SOFTENING | H17 | SOFTENING/SLUDGE TRTMT
6521715 | ST PETERSBURG CITY OF | 1 | COSME WATER TREATMENT PLANT | H | SOFTENING | H24 | SOFTENING/LIME-SODA
6521715 | ST PETERSBURG CITY OF | 1 | COSME WATER TREATMENT PLANT | Z | OTHER | Z18 | OTHER/SEQUESTATION
6521715 | ST PETERSBURG CITY OF | 1 | COSME WATER TREATMENT PLANT | Z | OTHER | Z27 | OTHER/FLUORIDATION
6521784 | TARPON SPRINGS WATER SYSTEM | 6 | RO MEMBRANE TREATMENT FACILITY | B | DISINFECT | B26 | DISINFECT/REVERSE OSMOSIS
6521784 | TARPON SPRINGS WATER SYSTEM | 2 | TARPON SP WELL #2 TARPON AVE | B | DISINFECT | B04 | DISINFECT/CHLORAMINES
6521784 | TARPON SPRINGS WATER SYSTEM | 1 | TARPON SP WELL #1 GROSSE AVE. | B | DISINFECT | B04 | DISINFECT/CHLORAMINES
6521784 | TARPON SPRINGS WATER SYSTEM | 6 | RO MEMBRANE TREATMENT FACILITY | B | DISINFECT | B02 | DISINFECT/HYPOCHLORIN
6521784 | TARPON SPRINGS WATER SYSTEM | 1 | TARPON SP WELL #1 GROSSE AVE. | D | CORROSION CONTROL | D18 | CORR-CTRL/SEQUESTATION
6521784 | TARPON SPRINGS WATER SYSTEM | 6 | RO MEMBRANE TREATMENT FACILITY | D | CORROSION CONTROL | D36 | CORR-CTRL/CORROSION INHIB
6521784 | TARPON SPRINGS WATER SYSTEM | 2 | TARPON SP WELL #2 TARPON AVE | D | CORROSION CONTROL | D18 | CORR-CTRL/SEQUESTATION
6521784 | TARPON SPRINGS WATER SYSTEM | 6 | RO MEMBRANE TREATMENT FACILITY | H | SOFTENING | H24 | SOFTENING/LIME-SODA
6521784 | TARPON SPRINGS WATER SYSTEM | 6 | RO MEMBRANE TREATMENT FACILITY | Z | OTHER | Z19 | OTHER/PH ADJUSTMENT
6522249 | ENGRAVING DESIGN INC | 1 |  | B | DISINFECT | B02 | DISINFECT/HYPOCHLORIN
6522703 | GENERAL TELEPHONE COMPANY | 1 | TARPON SPRINGS | B | DISINFECT | B02 | DISINFECT/HYPOCHLORIN
6522785 | METCO DEVELOPMENT CORP | 1 | CLWR | B | DISINFECT | B02 | DISINFECT/HYPOCHLORIN
6523096 | SINGLETON'S SHRIMP BOAT | 1 |  | B | DISINFECT | B02 | DISINFECT/HYPOCHLORIN
6524538 | PRIMO SANDWICHES | 1 |  | B | DISINFECT | B02 | DISINFECT/HYPOCHLORIN
6524776 | ECHELON AT THE RESERVE WTP | 1 | ECHELON AT THE RESERVE WTP | B | DISINFECT | B02 | DISINFECT/HYPOCHLORIN
6524776 | ECHELON AT THE RESERVE WTP | 1 | ECHELON AT THE RESERVE WTP | C | PARTICLE REMOVAL | C14 | PART-RMVL/RAPID SAND FIL
6524776 | ECHELON AT THE RESERVE WTP | 1 | ECHELON AT THE RESERVE WTP | E | TASTE-ODOR CONTROL | E20 | T-O CTRL/AERATION
6524777 | INNISBROOK RESORT AND GOLF CLUB | 1 | INNISBROOK RESORT & GOLF CLUB | H | SOFTENING | H25 | SOFTENING/ION EXCHANGE
6530020 | CENTRAL FLORIDA MOBILE HOMES LLC | 1 | A-OK WATER PLANT | B | DISINFECT | B02 | DISINFECT/HYPOCHLORIN
6530025 | FLORIDA GLOBAL CITRUS | 2 | S F. E. CITRUS LTD/ WTP 2 | B | DISINFECT | B01 | DISINFECT/GASEOUS CHLORIN
6530027 | FROSTPROOF CHILD DEVEL CENTER | 1 | FROSTPROOF C. D. C. WTP | B | DISINFECT | B02 | DISINFECT/HYPOCHLORIN
6530032 | MOSAIC FERTILIZER LLC - PAYNE CREEK | 1 | AGRICO PAYNE CREEK WATER PLANT | B | DISINFECT | B02 | DISINFECT/HYPOCHLORIN
6530039 | CITROSUCO NORTH AMERICAN INC. | 1 | CITROSUCO MAIN WATER PLANT | B | DISINFECT | B01 | DISINFECT/GASEOUS CHLORIN
6530054 | ALTURAS ELEMENTARY | 1 | ALTURAS ELEMENTARY WATER PLANT | B | DISINFECT | B02 | DISINFECT/HYPOCHLORIN
6530054 | ALTURAS ELEMENTARY | 1 | ALTURAS ELEMENTARY WATER PLANT | F | ORGN-RMVL | F23 | ORGN-RMVL/GAC ADDITION
6530057 | ALTURAS WATER LLC | 1 | ALTURAS WATER PLANT | B | DISINFECT | B02 | DISINFECT/HYPOCHLORIN
6530079 | GIBSONIA ESTATES WATER SYSTEM | 1 | GIBSONIA ESTATES WTP | B | DISINFECT | B02 | DISINFECT/HYPOCHLORIN
6530089 | DUFFY'S 42ND ST. PUB | 1 | DUFFYS WATER TREATMENT PLANT | B | DISINFECT | B02 | DISINFECT/HYPOCHLORIN
6530090 | AUBURNDALE CITY OF | 1 | ATLANTIC WTP | B | DISINFECT | B02 | DISINFECT/HYPOCHLORIN
6530090 | AUBURNDALE CITY OF | 3 | BERKLEY WTP | B | DISINFECT | B02 | DISINFECT/HYPOCHLORIN
6530090 | AUBURNDALE CITY OF | 2 | WINONA PARK WTP | B | DISINFECT | B02 | DISINFECT/HYPOCHLORIN
6530090 | AUBURNDALE CITY OF | 3 | BERKLEY WTP | E | TASTE-ODOR CONTROL | E20 | T-O CTRL/AERATION
6530090 | AUBURNDALE CITY OF | 1 | ATLANTIC WTP | E | TASTE-ODOR CONTROL | E28 | T-O CTRL/PACKED TWR-AERA
6530090 | AUBURNDALE CITY OF | 1 | ATLANTIC WTP | Z | OTHER | Z27 | OTHER/FLUORIDATION
6530090 | AUBURNDALE CITY OF | 2 | WINONA PARK WTP | Z | OTHER | Z27 | OTHER/FLUORIDATION
6530090 | AUBURNDALE CITY OF | 3 | BERKLEY WTP | Z | OTHER | Z27 | OTHER/FLUORIDATION
6530091 | G & H MOBILE HOME PARK INC | 1 | G & H MHP WTP | B | DISINFECT | B02 | DISINFECT/HYPOCHLORIN
6530098 | BABSON PARK | 1 | BABSON PARK PLANT # 1 | B | DISINFECT | B02 | DISINFECT/HYPOCHLORIN
6530098 | BABSON PARK | 2 | BABSON PARK PLANT # 2 | B | DISINFECT | B01 | DISINFECT/GASEOUS CHLORIN
6530098 | BABSON PARK | 1 | BABSON PARK PLANT # 1 | D | CORROSION CONTROL | D36 | CORR-CTRL/CORROSION INHIB
6530098 | BABSON PARK | 2 | BABSON PARK PLANT # 2 | D | CORROSION CONTROL | D36 | CORR-CTRL/CORROSION INHIB
6530098 | BABSON PARK | 2 | BABSON PARK PLANT # 2 | F | ORGN-RMVL | F23 | ORGN-RMVL/GAC ADDITION
6530098 | BABSON PARK | 1 | BABSON PARK PLANT # 1 | F | ORGN-RMVL | F23 | ORGN-RMVL/GAC ADDITION
6530101 | RIPLEY'S SUNRISE COVE | 1 | RIPLEY'S SUNRISE WATER PLANT | B | DISINFECT | B02 | DISINFECT/HYPOCHLORIN
6530119 | BARTOW AIR BASE/CITY OF BARTOW | 1 | BARTOW AIR BASE | B | DISINFECT | B01 | DISINFECT/GASEOUS CHLORIN
6530119 | BARTOW AIR BASE/CITY OF BARTOW | 2 | GATES ROAD SITE | B | DISINFECT | B01 | DISINFECT/GASEOUS CHLORIN
6530119 | BARTOW AIR BASE/CITY OF BARTOW | 1 | BARTOW AIR BASE | E | TASTE-ODOR CONTROL | E20 | T-O CTRL/AERATION
6530152 | BIDE-A-WHILE TRAILER PARK | 1 | LAKELAND | B | DISINFECT | B02 | DISINFECT/HYPOCHLORIN
6530169 | BOBBIE'S BUSY BEE | 1 | BOBBIE'S BUSY BEE WATER PLANT | B | DISINFECT | B02 | DISINFECT/HYPOCHLORIN
6530170 | BOB'S LANDING MOBILE HOME PARK | 1 | BOB'S LANDING WATER PLANT | B | DISINFECT | B02 | DISINFECT/HYPOCHLORIN
6530170 | BOB'S LANDING MOBILE HOME PARK | 1 | BOB'S LANDING WATER PLANT | H | SOFTENING | H25 | SOFTENING/ION EXCHANGE
6530179 | BOWER STANDARD STATION | 1 | AUBURNDALE | B | DISINFECT | B02 | DISINFECT/HYPOCHLORIN
6530181 | SAMS MOBILE HOME PARK | 1 | SAMS MHP WTP #1 | B | DISINFECT | B02 | DISINFECT/HYPOCHLORIN
6530195 | SOUTHWINDS MOBILE HOME PARK | 1 | SOUTHWIND M.H.P. W.T.P. | B | DISINFECT | B02 | DISINFECT/HYPOCHLORIN
6530223 | CALVARY ASSEMBLY OF GOD | 1 | CALVARY ASSEMBLY WATER PLANT | B | DISINFECT | B02 | DISINFECT/HYPOCHLORIN
6530223 | CALVARY ASSEMBLY OF GOD | 1 | CALVARY ASSEMBLY WATER PLANT | D | CORROSION CONTROL | D36 | CORR-CTRL/CORROSION INHIB
6530228 | OLD PATHS HOLINESS CHURCH OF MULBERRY | 1 | CORNERSTONE WTP | B | DISINFECT | B02 | DISINFECT/HYPOCHLORIN
6530239 | CAMP MACK'S RIVER RESORT | 1 | CAMP MACK W.T.P. | B | DISINFECT | B02 | DISINFECT/HYPOCHLORIN
6530245 | CAMP WINGMANN | 1 | CAMP WIGMANN WTP | B | DISINFECT | B02 | DISINFECT/HYPOCHLORIN
6530253 | J & J FRUITS AND GROCERIES LLC | 1 | EIGHTY FOOT RD FOODS | B | DISINFECT | B02 | DISINFECT/HYPOCHLORIN
6530254 | CAREFREE COVE | 1 | WINTER HAVEN | B | DISINFECT | B02 | DISINFECT/HYPOCHLORIN
6530261 | CHRISTMAS TREE TP | 1 | CHRISTMAS TREE W.T.P. #1 | B | DISINFECT | B02 | DISINFECT/HYPOCHLORIN
6530262 | LA CASA CONDOMINIUM | 1 | LA CASA CONDO W.T.P. | B | DISINFECT | B02 | DISINFECT/HYPOCHLORIN
6530274 | CHABETT RD. SYS. | 1 | LAKELAND | B | DISINFECT | B02 | DISINFECT/HYPOCHLORIN
6530286 | CHERRY POCKET | 1 | LAKE WALES | B | DISINFECT | B02 | DISINFECT/HYPOCHLORIN
6530303 | CIRCLE F DUDE RANCH | 2 | CIRCLE F DUDE RANCH PLANT #2 | B | DISINFECT | B02 | DISINFECT/HYPOCHLORIN
6530303 | CIRCLE F DUDE RANCH | 1 | CIRCLE F DUDE RANCH PLANT #1 | B | DISINFECT | B02 | DISINFECT/HYPOCHLORIN
6530304 | SABAL PALMS TRAILER PARK | 1 | SABAL PALMS T.P. WATER PLANT | B | DISINFECT | B02 | DISINFECT/HYPOCHLORIN
6530313 | CITRUS WORLD INC. | 6 | FLORIDA'S NATURAL WTP #6 | B | DISINFECT | B02 | DISINFECT/HYPOCHLORIN
6530315 | BARTOW CITY OF | 5 | STATE ROAD 555 PLANT #5 | B | DISINFECT | B02 | DISINFECT/HYPOCHLORIN
6530315 | BARTOW CITY OF | 10 | 8.75 WTP #10 | B | DISINFECT | B01 | DISINFECT/GASEOUS CHLORIN
6530315 | BARTOW CITY OF | 10 | 8.75 WTP #10 | D | CORROSION CONTROL | D36 | CORR-CTRL/CORROSION INHIB
6530315 | BARTOW CITY OF | 10 | 8.75 WTP #10 | H | SOFTENING | H24 | SOFTENING/LIME-SODA
6530315 | BARTOW CITY OF | 10 | 8.75 WTP #10 | Z | OTHER | Z13 | OTHER/SLOW SAND FILTR
6530315 | BARTOW CITY OF | 10 | 8.75 WTP #10 | Z | OTHER | Z27 | OTHER/FLUORIDATION
6530315 | BARTOW CITY OF | 10 | 8.75 WTP #10 | Z | OTHER | Z19 | OTHER/PH ADJUSTMENT
6530320 | CITY OF FORT MEADE | 1 | FT. MEADE W.T.P. | B | DISINFECT | B01 | DISINFECT/GASEOUS CHLORIN
6530320 | CITY OF FORT MEADE | 1 | FT. MEADE W.T.P. | E | TASTE-ODOR CONTROL | E20 | T-O CTRL/AERATION
6530321 | LAKE ALFRED CITY OF | 1 | LAKE ALFRED WATER PLANT | B | DISINFECT | B02 | DISINFECT/HYPOCHLORIN
6530321 | LAKE ALFRED CITY OF | 3 | MARIANA ACRES W.T.P. | B | DISINFECT | B01 | DISINFECT/GASEOUS CHLORIN
6530321 | LAKE ALFRED CITY OF | 3 | MARIANA ACRES W.T.P. | E | TASTE-ODOR CONTROL | E20 | T-O CTRL/AERATION
6530321 | LAKE ALFRED CITY OF | 1 | LAKE ALFRED WATER PLANT | E | TASTE-ODOR CONTROL | E20 | T-O CTRL/AERATION
6530321 | LAKE ALFRED CITY OF | 1 | LAKE ALFRED WATER PLANT | Z | OTHER | Z27 | OTHER/FLUORIDATION
6530345 | REEDY LAKE PARKS LLC - MHP | 1 | MCKENZIE'S MHP WTP | B | DISINFECT | B02 | DISINFECT/HYPOCHLORIN
6530367 | RENAISSANCE RESTAURANT | 1 | LAKE WALES | B | DISINFECT | B02 | DISINFECT/HYPOCHLORIN
6530387 | COUNTRY OAK ESTS | 1 | LAKE WALES | B | DISINFECT | B02 | DISINFECT/HYPOCHLORIN
6530399 | MOUSE MOUNTAIN | 1 | MOUSE MOUNTAIN R.V RESORT WTP | B | DISINFECT | B02 | DISINFECT/HYPOCHLORIN
6530407 | CROFT'S MOBILE HOME PARK | 1 | CROFT'S WATER PLANT | B | DISINFECT | B02 | DISINFECT/HYPOCHLORIN
6530408 | CITY OF LAKE WALES/PARK WATER COMPANY | 1 | PARK WATER CO. WATER PLANT | B | DISINFECT | B01 | DISINFECT/GASEOUS CHLORIN
6530418 | CYPRESS GARDENS M.H. & R.V. PARK | 1 | CYPRESS GARDENS MH & RV WTP. | B | DISINFECT | B02 | DISINFECT/HYPOCHLORIN
6530421 | OAK HAVEN MOBILE HOME PARK | 1 | OAK HAVEN MHP WTP | B | DISINFECT | B02 | DISINFECT/HYPOCHLORIN
6530431 | DAVENPORT CITY OF | 2 | DAVENPORT W.T.P. # 2 | B | DISINFECT | B02 | DISINFECT/HYPOCHLORIN
6530431 | DAVENPORT CITY OF | 1 | DAVENPORT W.T.P. # 1 | B | DISINFECT | B02 | DISINFECT/HYPOCHLORIN
6530431 | DAVENPORT CITY OF | 2 | DAVENPORT W.T.P. # 2 | E | TASTE-ODOR CONTROL | E20 | T-O CTRL/AERATION
6530456 | WILLOW OAK II MHP | 1 | WILLOW OAK II WATER PLANT | B | DISINFECT | B02 | DISINFECT/HYPOCHLORIN
6530460 | POLK CITY MARATHON | 1 | POLK CITY MARATHON WATER PLANT | B | DISINFECT | B02 | DISINFECT/HYPOCHLORIN
6530462 | DIXIE MOB HM PK | 1 | LAKELAND | B | DISINFECT | B02 | DISINFECT/HYPOCHLORIN
6530485 | DUNDEE TOWN OF | 3 | HICKORY WALK W.T.P. #3 | B | DISINFECT | B02 | DISINFECT/HYPOCHLORIN
6530485 | DUNDEE TOWN OF | 2 | RINER W.T.P. #2 | B | DISINFECT | B01 | DISINFECT/GASEOUS CHLORIN
6530485 | DUNDEE TOWN OF | 3 | HICKORY WALK W.T.P. #3 | B | DISINFECT | B20 | DISINFECT/AERATION
6530485 | DUNDEE TOWN OF | 2 | RINER W.T.P. #2 | E | TASTE-ODOR CONTROL | E20 | T-O CTRL/AERATION
6530490 | CENTRAL FLORIDA MOBILE HOMES | 1 | LAKE WALES LLC WTP | B | DISINFECT | B02 | DISINFECT/HYPOCHLORIN
6530490 | CENTRAL FLORIDA MOBILE HOMES | 1 | LAKE WALES LLC WTP | R | RADS REMOVAL | R25 | RADS RMVL/ION EXCHANGE
6530492 | EAGLE LAKE CITY OF | 1 | EAGLE LAKE WTP | B | DISINFECT | B01 | DISINFECT/GASEOUS CHLORIN
6530492 | EAGLE LAKE CITY OF | 1 | EAGLE LAKE WTP | E | TASTE-ODOR CONTROL | E20 | T-O CTRL/AERATION
6530503 | EATON PARK | 1 | LAKELAND | B | DISINFECT | B02 | DISINFECT/HYPOCHLORIN
6530521 | BUCCANEER BAY MHP | 1 | ELIM'S WATER PLANT | B | DISINFECT | B02 | DISINFECT/HYPOCHLORIN
6530546 | EVERGREEN MHP | 1 | EVERGREEN MHP WATER PLANT | B | DISINFECT | B02 | DISINFECT/HYPOCHLORIN
6530573 | FISH HAVEN LLC | 1 | FISH HAVEN LODGE WATER PLANT | B | DISINFECT | B02 | DISINFECT/HYPOCHLORIN
6530581 | FLAMING ARROW SCOUT RESERVATION | 1 | FLAMING ARROW WTP #1 | B | DISINFECT | B02 | DISINFECT/HYPOCHLORIN
6530617 | NORTHEAST | 10 | HOLLY HILL WTP | B | DISINFECT | B02 | DISINFECT/HYPOCHLORIN
6530617 | NORTHEAST | 9 | PROVIDENCE WTP | B | DISINFECT | B02 | DISINFECT/HYPOCHLORIN
6530617 | NORTHEAST | 4 | VAN FLEET WTP | B | DISINFECT | B02 | DISINFECT/HYPOCHLORIN
6530617 | NORTHEAST | 6 | LOMA LINDA WTP | B | DISINFECT | B01 | DISINFECT/GASEOUS CHLORIN
6530617 | NORTHEAST | 1 | EDGEHILL WTP | B | DISINFECT | B01 | DISINFECT/GASEOUS CHLORIN
6530617 | NORTHEAST | 5 | POLO DAVENPORT WTP | B | DISINFECT | B02 | DISINFECT/HYPOCHLORIN
6530617 | NORTHEAST | 4 | VAN FLEET WTP | D | CORROSION CONTROL | D18 | CORR-CTRL/SEQUESTATION
6530617 | NORTHEAST | 10 | HOLLY HILL WTP | D | CORROSION CONTROL | D18 | CORR-CTRL/SEQUESTATION
6530617 | NORTHEAST | 9 | PROVIDENCE WTP | D | CORROSION CONTROL | D36 | CORR-CTRL/CORROSION INHIB
6530617 | NORTHEAST | 9 | PROVIDENCE WTP | D | CORROSION CONTROL | D18 | CORR-CTRL/SEQUESTATION
6530617 | NORTHEAST | 6 | LOMA LINDA WTP | D | CORROSION CONTROL | D36 | CORR-CTRL/CORROSION INHIB
6530617 | NORTHEAST | 4 | VAN FLEET WTP | D | CORROSION CONTROL | D36 | CORR-CTRL/CORROSION INHIB
6530617 | NORTHEAST | 1 | EDGEHILL WTP | D | CORROSION CONTROL | D18 | CORR-CTRL/SEQUESTATION
6530617 | NORTHEAST | 1 | EDGEHILL WTP | D | CORROSION CONTROL | D36 | CORR-CTRL/CORROSION INHIB
6530617 | NORTHEAST | 5 | POLO DAVENPORT WTP | D | CORROSION CONTROL | D18 | CORR-CTRL/SEQUESTATION
6530617 | NORTHEAST | 5 | POLO DAVENPORT WTP | D | CORROSION CONTROL | D36 | CORR-CTRL/CORROSION INHIB
6530617 | NORTHEAST | 6 | LOMA LINDA WTP | D | CORROSION CONTROL | D18 | CORR-CTRL/SEQUESTATION
6530617 | NORTHEAST | 4 | VAN FLEET WTP | E | TASTE-ODOR CONTROL | E20 | T-O CTRL/AERATION
6530617 | NORTHEAST | 10 | HOLLY HILL WTP | E | TASTE-ODOR CONTROL | E20 | T-O CTRL/AERATION
6530617 | NORTHEAST | 1 | EDGEHILL WTP | E | TASTE-ODOR CONTROL | E20 | T-O CTRL/AERATION
6530617 | NORTHEAST | 9 | PROVIDENCE WTP | Z | OTHER | Z20 | OTHER/AERATION
6530623 | TWIN FOUNTAIN MOBILE HOME PARK | 1 | TWIN FOUNTAIN PLANT | B | DISINFECT | B02 | DISINFECT/HYPOCHLORIN
6530627 | FROSTPROOF CITY OF | 3 | FROSTPROOF WTP #5 | B | DISINFECT | B02 | DISINFECT/HYPOCHLORIN
6530627 | FROSTPROOF CITY OF | 2 | FROSTPROOF WTP #4 | B | DISINFECT | B02 | DISINFECT/HYPOCHLORIN
6530627 | FROSTPROOF CITY OF | 2 | FROSTPROOF WTP #4 | E | TASTE-ODOR CONTROL | E20 | T-O CTRL/AERATION
6530627 | FROSTPROOF CITY OF | 3 | FROSTPROOF WTP #5 | E | TASTE-ODOR CONTROL | E20 | T-O CTRL/AERATION
6530636 | GARDEN GROVE EAST | 1 | WINTER HAVEN | B | DISINFECT | B01 | DISINFECT/GASEOUS CHLORIN
6530676 | GOOD HOPE MISSIONARY CHURCH | 1 | WINTER HAVEN | B | DISINFECT | B02 | DISINFECT/HYPOCHLORIN
6530677 | CYPRESS ACRES MOBILE HOME PARK | 1 | CYPRESS ACRES MHP WTP | B | DISINFECT | B02 | DISINFECT/HYPOCHLORIN
6530692 | GRENELEFE RESORT UTILITY INC | 1 | EAST PLANT | B | DISINFECT | B02 | DISINFECT/HYPOCHLORIN
6530692 | GRENELEFE RESORT UTILITY INC | 2 | SOUTH PLANT | B | DISINFECT | B02 | DISINFECT/HYPOCHLORIN
6530692 | GRENELEFE RESORT UTILITY INC | 1 | EAST PLANT | D | CORROSION CONTROL | D36 | CORR-CTRL/CORROSION INHIB
6530692 | GRENELEFE RESORT UTILITY INC | 2 | SOUTH PLANT | D | CORROSION CONTROL | D36 | CORR-CTRL/CORROSION INHIB
6530698 | GROVE SHORES MOBILE HOME COMMUNITY | 1 | GROVE SHORES WATER PLANT | B | DISINFECT | B02 | DISINFECT/HYPOCHLORIN
6530717 | HAMMOCK LAKE MOBILE HOME AND RV PARK INC | 1 | HAMMOCK LAKE W.T.P | B | DISINFECT | B02 | DISINFECT/HYPOCHLORIN
6530718 | HAMMONDELL CAMPSITES | 1 | HAMMONDELL CAMPSITES | B | DISINFECT | B02 | DISINFECT/HYPOCHLORIN
6530723 | HAPPY DAY TRAILER PARK | 1 | HAPPY DAY TR PK WTP | B | DISINFECT | B02 | DISINFECT/HYPOCHLORIN
6530746 | SHADY OAKS MHP WATER SYSTEM | 1 | SHADY OAKS M.H.P. WATER PLANT | B | DISINFECT | B02 | DISINFECT/HYPOCHLORIN
6530759 | LIGHTHOUSE OASIS | 1 | HIBISCUS GARDENS WATER PLANT | B | DISINFECT | B02 | DISINFECT/HYPOCHLORIN
6530772 | HIGHLAND PARK | 1 | HIGHLAND PARK WATER PLANT | B | DISINFECT | B02 | DISINFECT/HYPOCHLORIN
6530772 | HIGHLAND PARK | 1 | HIGHLAND PARK WATER PLANT | E | TASTE-ODOR CONTROL | E20 | T-O CTRL/AERATION
6530810 | HOLIDAY INN DISNEYWORLD | 1 | HAINES CITY | B | DISINFECT | B02 | DISINFECT/HYPOCHLORIN
6530811 | CYPRESS CAMPGROUND & RV PARK | 1 | HOLIDAY TRAV-L-PARK WTP | B | DISINFECT | B02 | DISINFECT/HYPOCHLORIN
6530816 | LAKE WALES INN | 1 | HOLIDAY MOTEL WTP | B | DISINFECT | B02 | DISINFECT/HYPOCHLORIN
6530837 | PK&G HOSPITALITY | 1 | QUALITY INN WTP | B | DISINFECT | B02 | DISINFECT/HYPOCHLORIN
6530840 | LAND SOUTH OAKS MEADOW | 1 | KERN'S MHP WATER PLANT | B | DISINFECT | B02 | DISINFECT/HYPOCHLORIN
6530845 | HUNT BROTHERS PACKING CO | 1 | HUNT BROTHERS PACKING PLANT | B | DISINFECT | B02 | DISINFECT/HYPOCHLORIN
6530852 | SOUTHWEST/POLK COUNTY UTILITY | 9 | POLLARD ROAD WTP | B | DISINFECT | B02 | DISINFECT/HYPOCHLORIN
6530852 | SOUTHWEST/POLK COUNTY UTILITY | 1 | IMPERIAL LAKES WTP | B | DISINFECT | B02 | DISINFECT/HYPOCHLORIN
6530852 | SOUTHWEST/POLK COUNTY UTILITY | 1 | IMPERIAL LAKES WTP | D | CORROSION CONTROL | D36 | CORR-CTRL/CORROSION INHIB
6530852 | SOUTHWEST/POLK COUNTY UTILITY | 9 | POLLARD ROAD WTP | E | TASTE-ODOR CONTROL | E20 | T-O CTRL/AERATION
6530852 | SOUTHWEST/POLK COUNTY UTILITY | 1 | IMPERIAL LAKES WTP | E | TASTE-ODOR CONTROL | E20 | T-O CTRL/AERATION
6530870 | KATHLEEN OAKS MHP | 1 | KATHLEEN OAKS WTP | B | DISINFECT | B02 | DISINFECT/HYPOCHLORIN
6530872 | PRESCO OF HOMELAND | 1 | PRESCO WTP | B | DISINFECT | B02 | DISINFECT/HYPOCHLORIN
6530883 | JAN-PHYL | 1 | JAN PHYL MAIN PLANT | B | DISINFECT | B01 | DISINFECT/GASEOUS CHLORIN
6530887 | JENNINGS RESORT | 1 | LAKE WALES | B | DISINFECT | B02 | DISINFECT/HYPOCHLORIN
6530900 | FLORIDA HOME STAY INN | 1 | HOWARD JOHNSON WTP | B | DISINFECT | B02 | DISINFECT/HYPOCHLORIN
6530915 | BRIARWOOD ESTATES | 1 | BRIARWOOD ESTATES WATER PLANT | B | DISINFECT | B02 | DISINFECT/HYPOCHLORIN
6530918 | KATHLEEN UNITED METHODIST | 1 | KATHLEEN UNITED METH. WTP | B | DISINFECT | B02 | DISINFECT/HYPOCHLORIN
6530923 | Y'ALL COME BACK SALOON | 1 | Y'ALL COME BACK SALOON WTP | B | DISINFECT | B02 | DISINFECT/HYPOCHLORIN
6530955 | PARADISE ISLAND R.V. PARK INC | 1 | PARADISE ISLAND C. G. WTP #1 | B | DISINFECT | B02 | DISINFECT/HYPOCHLORIN
6530956 | CAMP INN RESORTS | 2 | CAMP INN RESORTS | B | DISINFECT | B02 | DISINFECT/HYPOCHLORIN
6530959 | WBRK PROPERTY LLP | 2 | WBRK PROPERTY WTP #2 EAST | B | DISINFECT | B02 | DISINFECT/HYPOCHLORIN
6530968 | LAKE AURORA CHRISTIAN ASSEMBLY | 1 | AURORA CHRISTIAN WATER PLANT | B | DISINFECT | B02 | DISINFECT/HYPOCHLORIN
6530973 | LAKEFRONT TRAILER PARK | 1 | LAKE FRONT WTP | B | DISINFECT | B02 | DISINFECT/HYPOCHLORIN
6530973 | LAKEFRONT TRAILER PARK | 1 | LAKE FRONT WTP | H | SOFTENING | H25 | SOFTENING/ION EXCHANGE
6530977 | LAKE HAMILTON TOWN OF | 2 | LAKE HAMILTON WTP | B | DISINFECT | B02 | DISINFECT/HYPOCHLORIN
6530977 | LAKE HAMILTON TOWN OF | 2 | LAKE HAMILTON WTP | D | CORROSION CONTROL | D18 | CORR-CTRL/SEQUESTATION
6530977 | LAKE HAMILTON TOWN OF | 2 | LAKE HAMILTON WTP | E | TASTE-ODOR CONTROL | E28 | T-O CTRL/PACKED TWR-AERA
6530977 | LAKE HAMILTON TOWN OF | 2 | LAKE HAMILTON WTP | E | TASTE-ODOR CONTROL | E20 | T-O CTRL/AERATION
6530977 | LAKE HAMILTON TOWN OF | 2 | LAKE HAMILTON WTP | Z | OTHER | Z19 | OTHER/PH ADJUSTMENT
6530979 | LAKE FRONT MHP | 1 | LAKE HAVEN MHP WATER PLANT | B | DISINFECT | B02 | DISINFECT/HYPOCHLORIN
6530981 | LAKE LENA MOTEL | 1 | AUBURNDALE | B | DISINFECT | B02 | DISINFECT/HYPOCHLORIN
6530984 | LAKE MABEL COTTAGES AND MHP | 1 | LAKE MABEL COTTAGES & MHP WTP | B | DISINFECT | B02 | DISINFECT/HYPOCHLORIN
6530987 | LAKE MATTIE TRAILER PARK | 1 | LAKE MATTIE T. P. WATER PLANT | B | DISINFECT | B02 | DISINFECT/HYPOCHLORIN
6530995 | LAKE REGION MOBILE HOME VILLAGE | 2 | LAKE REGION MHV PLANT #2 | B | DISINFECT | B02 | DISINFECT/HYPOCHLORIN
6530995 | LAKE REGION MOBILE HOME VILLAGE | 1 | LAKE REGION MHV PLANT #1 | B | DISINFECT | B02 | DISINFECT/HYPOCHLORIN
6530996 | THE COUNTRY CLUB OF WINTER HAVEN INC | 1 | LAKE REGION WATER PLANT | B | DISINFECT | B02 | DISINFECT/HYPOCHLORIN
6530998 | LAKESHORE PALMS TRAVEL PARK | 1 | LAKESHORE PALMS WTP | B | DISINFECT | B02 | DISINFECT/HYPOCHLORIN
6531000 | GCP PLANTATION LANDING LLC | 1 | PLANTATION LANDINGS PLANT | B | DISINFECT | B02 | DISINFECT/HYPOCHLORIN
6531001 | LAKE THOMAS WATER COMPANY | 1 | LAKE THOMAS RET. WATER PALNT | B | DISINFECT | B02 | DISINFECT/HYPOCHLORIN
6531004 | LAKE WALES AIRPORT | 1 | LAKE WALES AIRPORT W.T.P. | B | DISINFECT | B02 | DISINFECT/HYPOCHLORIN
6531006 | LAKE WALES CAMPGROUND | 1 | LAKE WALES C.G. WATER PLANT | B | DISINFECT | B02 | DISINFECT/HYPOCHLORIN
6531014 | LAKELAND CITY OF | 2 | C.W. COMBEE WTP | B | DISINFECT | B01 | DISINFECT/GASEOUS CHLORIN
6531014 | LAKELAND CITY OF | 1 | T.B. WILLIAMS WTP | B | DISINFECT | B01 | DISINFECT/GASEOUS CHLORIN
6531014 | LAKELAND CITY OF | 2 | C.W. COMBEE WTP | C | PARTICLE REMOVAL | C24 | PART-RMVL/LIME-SODA
6531014 | LAKELAND CITY OF | 2 | C.W. COMBEE WTP | C | PARTICLE REMOVAL | C23 | PART-RMVL/GAC ADDITION
6531014 | LAKELAND CITY OF | 1 | T.B. WILLIAMS WTP | C | PARTICLE REMOVAL | C24 | PART-RMVL/LIME-SODA
6531014 | LAKELAND CITY OF | 1 | T.B. WILLIAMS WTP | C | PARTICLE REMOVAL | C23 | PART-RMVL/GAC ADDITION
6531014 | LAKELAND CITY OF | 1 | T.B. WILLIAMS WTP | E | TASTE-ODOR CONTROL | E20 | T-O CTRL/AERATION
6531014 | LAKELAND CITY OF | 2 | C.W. COMBEE WTP | H | SOFTENING | H24 | SOFTENING/LIME-SODA
6531014 | LAKELAND CITY OF | 2 | C.W. COMBEE WTP | H | SOFTENING | H19 | SOFTENING/PH ADJUSTMENT
6531014 | LAKELAND CITY OF | 2 | C.W. COMBEE WTP | H | SOFTENING | H17 | SOFTENING/SLUDGE TRTMT
6531014 | LAKELAND CITY OF | 1 | T.B. WILLIAMS WTP | H | SOFTENING | H17 | SOFTENING/SLUDGE TRTMT
6531014 | LAKELAND CITY OF | 1 | T.B. WILLIAMS WTP | H | SOFTENING | H24 | SOFTENING/LIME-SODA
6531014 | LAKELAND CITY OF | 1 | T.B. WILLIAMS WTP | H | SOFTENING | H14 | SOFTENING/RAPID SAND FIL
6531014 | LAKELAND CITY OF | 2 | C.W. COMBEE WTP | Z | OTHER | Z14 | OTHER/RAPID SAND FIL
6531014 | LAKELAND CITY OF | 2 | C.W. COMBEE WTP | Z | OTHER | Z18 | OTHER/SEQUESTATION
6531014 | LAKELAND CITY OF | 2 | C.W. COMBEE WTP | Z | OTHER | Z27 | OTHER/FLUORIDATION
6531014 | LAKELAND CITY OF | 1 | T.B. WILLIAMS WTP | Z | OTHER | Z27 | OTHER/FLUORIDATION
6531014 | LAKELAND CITY OF | 1 | T.B. WILLIAMS WTP | Z | OTHER | Z18 | OTHER/SEQUESTATION
6531021 | LAKESIDE RANCH INVESTMENT CORP | 1 | LAKESIDE RANCH WTP | B | DISINFECT | B02 | DISINFECT/HYPOCHLORIN
6531024 | SNELL ISLE REALTY LLC | 1 | PALMS MOBILE HOME PARK WTP | B | DISINFECT | B02 | DISINFECT/HYPOCHLORIN
6531026 | LAKE ALFRED RV PARK LLC | 1 | LAKEVIEW TRAVEL WATER PLANT | B | DISINFECT | B02 | DISINFECT/HYPOCHLORIN
6531035 | LAKMAR MOTEL | 1 | LAKMAR MOTEL W. T. P. | B | DISINFECT | B02 | DISINFECT/HYPOCHLORIN
6531052 | LAUREL MOBILE HOME PARK/MOTEL | 1 | LAUREL MHP/MOTEL WTP | B | DISINFECT | B02 | DISINFECT/HYPOCHLORIN
6531101 | LOST LAKE PK | 1 | LAKELAND | B | DISINFECT | B02 | DISINFECT/HYPOCHLORIN
6531108 | UNCLE PHILS PAR-3 | 1 | WINTER HAVEN | B | DISINFECT | B02 | DISINFECT/HYPOCHLORIN
6531130 | BRADLEY FOOD & DELI | 1 | MULBERRY | B | DISINFECT | B02 | DISINFECT/HYPOCHLORIN
6531131 | MAMMOTH GROVE S/D | 1 | LAKE WALES | B | DISINFECT | B02 | DISINFECT/HYPOCHLORIN
6531143 | LAKMAR MOTEL 2 | 1 | LK.MARIANA MOTEL WTP | B | DISINFECT | B02 | DISINFECT/HYPOCHLORIN
6531150 | MARTIN ESTATES | 1 | LAKELAND | B | DISINFECT | B02 | DISINFECT/HYPOCHLORIN
6531161 | MAYGROVE MHP | 1 | MAY GROVE WATER PLANT | B | DISINFECT | B02 | DISINFECT/HYPOCHLORIN
6531183 | MEDULLA | 1 | MULBERRY | B | DISINFECT | B02 | DISINFECT/HYPOCHLORIN
6531195 | MIDWAY TRAILER PARK | 1 | MIDWAY T.P. W.T.P. | B | DISINFECT | B02 | DISINFECT/HYPOCHLORIN
6531222 | CHAPMAN'S M.H.P. | 2 | CHAPMAN'S M.H.P. PLANT #2 | B | DISINFECT | B02 | DISINFECT/HYPOCHLORIN
6531222 | CHAPMAN'S M.H.P. | 1 | CHAPMAN'S M.H.P. PLANT # 1 | B | DISINFECT | B02 | DISINFECT/HYPOCHLORIN
6531224 | MT OLIVE BAPT CHURCH | 1 | LAKELAND | B | DISINFECT | B02 | DISINFECT/HYPOCHLORIN
6531225 | MOUNT TABOR BAPTIST CHURCH | 1 | MOUNT TABOR WATER PLANT | B | DISINFECT | B02 | DISINFECT/HYPOCHLORIN
6531226 | MOUNTAIN LAKES CORPORTION | 1 | MOUNTAIN LAKES WATER PLANT | B | DISINFECT | B01 | DISINFECT/GASEOUS CHLORIN
6531231 | FIRST FREEWILL BAPTIST CHURCH | 1 | FIRST FR. BAPT. CHURCH PLANT | B | DISINFECT | B02 | DISINFECT/HYPOCHLORIN
6531237 | MULBERRY CITY OF | 1 | PLANT #1 (SOUTH) | B | DISINFECT | B02 | DISINFECT/HYPOCHLORIN
6531237 | MULBERRY CITY OF | 2 | PLANT #2 (NORTH) | B | DISINFECT | B02 | DISINFECT/HYPOCHLORIN
6531237 | MULBERRY CITY OF | 1 | PLANT #1 (SOUTH) | E | TASTE-ODOR CONTROL | E20 | T-O CTRL/AERATION
6531237 | MULBERRY CITY OF | 2 | PLANT #2 (NORTH) | E | TASTE-ODOR CONTROL | E20 | T-O CTRL/AERATION
6531265 | NORTH POINTE S/D | 1 | NORTH POINTE WTP | B | DISINFECT | B02 | DISINFECT/HYPOCHLORIN
6531271 | COUNTRY VILLAS | 1 | COUNTRY VILLA MHP WATER PLANT | B | DISINFECT | B02 | DISINFECT/HYPOCHLORIN
6531305 | ORANGE HILL - SUGAR CREEK | 1 | ORANGE HILL WATER PLANT | B | DISINFECT | B02 | DISINFECT/HYPOCHLORIN
6531305 | ORANGE HILL - SUGAR CREEK | 2 | SUGAR CREEK WATER PLANT | B | DISINFECT | B02 | DISINFECT/HYPOCHLORIN
6531313 | ORCHID SPRINGS | 1 | ORCHID SPRINGS WTP #1 | B | DISINFECT | B02 | DISINFECT/HYPOCHLORIN
6531324 | PALM ACRES | 1 | LAKE WALES | B | DISINFECT | B02 | DISINFECT/HYPOCHLORIN
6531328 | PALM SHORES MHP LLC | 1 | PALM SHORES M.V. WATER PLANT | B | DISINFECT | B02 | DISINFECT/HYPOCHLORIN
6531340 | PARADISE ISLAND S/D | 1 | PARADISES ISLAND WATER PLANT | B | DISINFECT | B02 | DISINFECT/HYPOCHLORIN
6531343 | PARAKEET CITY MHP | 1 | LAKE WALES | B | DISINFECT | B02 | DISINFECT/HYPOCHLORIN
6531350 | DOGWOOD ESTATES LLC | 1 | PARKWAY MHP WATER PLANT | B | DISINFECT | B02 | DISINFECT/HYPOCHLORIN
6531382 | CENTRAL FLORIDA CAMPGROUND | 1 | SHADY NOOK WATER PLANT | B | DISINFECT | B02 | DISINFECT/HYPOCHLORIN
6531396 | PINE RIDGE ESTATES | 1 | PINE RIDGE WATER PLANT | B | DISINFECT | B02 | DISINFECT/HYPOCHLORIN
6531397 | PINE LAKE MOBILE HOME PARK | 1 | PINE LAKE WTP | B | DISINFECT | B02 | DISINFECT/HYPOCHLORIN
6531419 | PLEASANT RIDGE M. H. P. | 1 | PLEASANT RIDGE T.P. W.T.P. | B | DISINFECT | B02 | DISINFECT/HYPOCHLORIN
6531424 | POLK CITY SYSTEM | 2 | COMMONWEALTH PLANT | B | DISINFECT | B02 | DISINFECT/HYPOCHLORIN
6531424 | POLK CITY SYSTEM | 3 | MATT WILLIAMS | B | DISINFECT | B02 | DISINFECT/HYPOCHLORIN
6531426 | POLK CORRECTIONAL INSTITUTION | 1 | POLK CORRECTIONAL W.T.P. | B | DISINFECT | B02 | DISINFECT/HYPOCHLORIN
6531427 | FROSTPROOF MAINT. BARN | 1 | FROST.MAINT. BARN WATER PLANT | B | DISINFECT | B02 | DISINFECT/HYPOCHLORIN
6531429 | RIDGE VO-TECH | 1 | HAINES CITY | B | DISINFECT | B02 | DISINFECT/HYPOCHLORIN
6531500 | STARR LAKE VILLAGE INC | 1 | STARR LAKE VILLAGE W.T.P. | B | DISINFECT | B02 | DISINFECT/HYPOCHLORIN
6531525 | CAMP-N-AIRE | 1 | CAMP-N-AIRE WATER PLANT | B | DISINFECT | B02 | DISINFECT/HYPOCHLORIN
6531527 | LAKEMONT RIDGE HOME & RV PARK | 1 | LAKEMONT RIDGE | B | DISINFECT | B02 | DISINFECT/HYPOCHLORIN
6531527 | LAKEMONT RIDGE HOME & RV PARK | 1 | LAKEMONT RIDGE | R | RADS REMOVAL | R25 | RADS RMVL/ION EXCHANGE
6531542 | ROLLING HILLS S | 1 | LAKE WALES | B | DISINFECT | B02 | DISINFECT/HYPOCHLORIN
6531571 | SADDLE CREEK PARK I | 1 | SADDLE CREEK PARK WTP | B | DISINFECT | B02 | DISINFECT/HYPOCHLORIN
6531572 | SADDLEBAG LAKE RESORT | 1 | SADDLEBAG LAKE RESORT W.T.P. | B | DISINFECT | B02 | DISINFECT/HYPOCHLORIN
6531572 | SADDLEBAG LAKE RESORT | 1 | SADDLEBAG LAKE RESORT W.T.P. | Z | OTHER | Z20 | OTHER/AERATION
6531582 | TRAVEL INN | 1 | TRAVEL INN WTP | B | DISINFECT | B02 | DISINFECT/HYPOCHLORIN
6531584 | OUTPOST RV/MH PARK | 1 | THE OUTPOST R.V & M.H.P | B | DISINFECT | B02 | DISINFECT/HYPOCHLORIN
6531596 | SCENIC VIEW MHP | 1 | SCENIC VIEW WATER PLANT | B | DISINFECT | B02 | DISINFECT/HYPOCHLORIN
6531629 | KATHLEEN FOOD MART | 1 | KATHLEEN FOOD MART W.T.P. | B | DISINFECT | B02 | DISINFECT/HYPOCHLORIN
6531632 | JUNCTION FOODS INC. | 1 | JUNCTION FOODS INC. WTP | B | DISINFECT | B02 | DISINFECT/HYPOCHLORIN
6531632 | JUNCTION FOODS INC. | 1 | JUNCTION FOODS INC. WTP | G | IRON REMOVAL | G29 | IRON RMVL/CARTRIDGE FILTR
6531636 | CIRCLE K # 7087-DISTRICT 1150 | 1 | CIRCLE K #7087 WTP | B | DISINFECT | B02 | DISINFECT/HYPOCHLORIN
6531637 | ARKH FOOD MART | 1 | EXPRESS FOOD MART II WTP | B | DISINFECT | B02 | DISINFECT/HYPOCHLORIN
6531637 | ARKH FOOD MART | 1 | EXPRESS FOOD MART II WTP | H | SOFTENING | H25 | SOFTENING/ION EXCHANGE
6531657 | PROCTOR'S MHP | 1 | PROCTORS MHP WTP | B | DISINFECT | B02 | DISINFECT/HYPOCHLORIN
6531659 | SMOKEY VALLEY MHP | 1 | SMOKEY VALLEY WATER PLANT | B | DISINFECT | B02 | DISINFECT/HYPOCHLORIN
6531697 | SPRING LAKE ESTATES LLC | 1 | SPRING LAKE T.P. WATER PLANT | B | DISINFECT | B02 | DISINFECT/HYPOCHLORIN
6531705 | ST. CLAIRS RESORT | 1 | SAINT CLAIRS RESORT W.T.P. | B | DISINFECT | B02 | DISINFECT/HYPOCHLORIN
6531717 | FENCE OUTLET MDC | 1 | INTERNATIONAL PAPER WTP | B | DISINFECT | B02 | DISINFECT/HYPOCHLORIN
6531739 | SUNRISE WATER LLC | 1 | SUNRISE WATER PLANT | B | DISINFECT | B02 | DISINFECT/HYPOCHLORIN
6531742 | SOUTHEAST | 1 | SUN RAY WTP | B | DISINFECT | B01 | DISINFECT/GASEOUS CHLORIN
6531742 | SOUTHEAST | 3 | SOUTH COUNTY JAIL WTP | B | DISINFECT | B02 | DISINFECT/HYPOCHLORIN
6531742 | SOUTHEAST | 3 | SOUTH COUNTY JAIL WTP | E | TASTE-ODOR CONTROL | E19 | T-O CTRL/PH ADJUSTMENT
6531742 | SOUTHEAST | 3 | SOUTH COUNTY JAIL WTP | E | TASTE-ODOR CONTROL | E20 | T-O CTRL/AERATION
6531751 | ENCHANTED GROVE MHP | 1 | ENCHANTED GROVE WTP | B | DISINFECT | B02 | DISINFECT/HYPOCHLORIN
6531753 | SUNNY GEM ISLE | 1 | SUNNY GEM ISLE WTP | B | DISINFECT | B02 | DISINFECT/HYPOCHLORIN
6531788 | TELTRONICS | 1 | LAKELAND | B | DISINFECT | B02 | DISINFECT/HYPOCHLORIN
6531792 | MHP COUNTRY LIVING TENOROC MINE | 1 | LINCOLN PARK MHP WTP | B | DISINFECT | B02 | DISINFECT/HYPOCHLORIN
6531796 | PINES THE | 1 | LAKELAND CITY OF | B | DISINFECT | B01 | DISINFECT/GASEOUS CHLORIN
6531812 | KISSIMMEE SOUTH | 1 | THREE WORLDS WTP #1 | B | DISINFECT | B02 | DISINFECT/HYPOCHLORIN
6531812 | KISSIMMEE SOUTH | 1 | THREE WORLDS WTP #1 | B | DISINFECT | B04 | DISINFECT/CHLORAMINES
6531817 | TIGER VILLA MOTEL | 1 | TIGER VILLA WTP | B | DISINFECT | B02 | DISINFECT/HYPOCHLORIN
6531837 | TOWER MANOR MOBILE HOME COMMUNITY | 1 | TOWER MANOR ESTATES WTP | B | DISINFECT | B02 | DISINFECT/HYPOCHLORIN
6531845 | TRADEWINDS APTS | 1 | LAKELAND | B | DISINFECT | B02 | DISINFECT/HYPOCHLORIN
6531873 | HIGHLAND PINES MOBILE HOME PK | 1 | HIGHLAND PINES MHP W.T.P. | B | DISINFECT | B02 | DISINFECT/HYPOCHLORIN
6531894 | VANGUARD SCHOOL | 1 | VANGUARD SCHOOL WTP | B | DISINFECT | B02 | DISINFECT/HYPOCHLORIN
6531894 | VANGUARD SCHOOL | 1 | VANGUARD SCHOOL WTP | G | IRON REMOVAL | G29 | IRON RMVL/CARTRIDGE FILTR
6531911 | MOSAIC FERTILIZER LLC - BARTOW | 1 | MOSAIC - BARTOW WTP | B | DISINFECT | B02 | DISINFECT/HYPOCHLORIN
6531913 | CARGILL FERT MAIN OFFICE | 1 | SEMINOLE FERT. MAIN OFF. W.PLT | B | DISINFECT | B01 | DISINFECT/GASEOUS CHLORIN
6531917 | WAHNETA WATER SYSTEM | 1 | WAHNETA WATER PLANT | B | DISINFECT | B01 | DISINFECT/GASEOUS CHLORIN
6531917 | WAHNETA WATER SYSTEM | 1 | WAHNETA WATER PLANT | D | CORROSION CONTROL | D18 | CORR-CTRL/SEQUESTATION
6531923 | LINWOOD OAKS M. H. P. | 1 | LINWOOD OAKS W.T.P. #1 | B | DISINFECT | B02 | DISINFECT/HYPOCHLORIN
6531923 | LINWOOD OAKS M. H. P. | 1 | LINWOOD OAKS W.T.P. #1 | H | SOFTENING | H25 | SOFTENING/ION EXCHANGE
6531957 | WHISPERING PINES MHP | 1 | WHISPERING PINES MHP #1 PLANT | B | DISINFECT | B02 | DISINFECT/HYPOCHLORIN
6531991 | WINTER HAVEN MHP | 1 | WINTER HAVEN MHP PLANT | B | DISINFECT | B02 | DISINFECT/HYPOCHLORIN
6531992 | WINTER HAVEN WATER DEPARTMENT | 2 | 3RD STREET WATER PLANT | B | DISINFECT | B02 | DISINFECT/HYPOCHLORIN
6531992 | WINTER HAVEN WATER DEPARTMENT | 3 | INWOOD WATER PLANT | B | DISINFECT | B02 | DISINFECT/HYPOCHLORIN
6531992 | WINTER HAVEN WATER DEPARTMENT | 4 | RIDGE VO TECH W.T.P. | B | DISINFECT | B02 | DISINFECT/HYPOCHLORIN
6531992 | WINTER HAVEN WATER DEPARTMENT | 5 | ELOISEWOOD W.T.P. | B | DISINFECT | B01 | DISINFECT/GASEOUS CHLORIN
6531992 | WINTER HAVEN WATER DEPARTMENT | 7 | GARDEN GROVE EAST W.T.P. | B | DISINFECT | B02 | DISINFECT/HYPOCHLORIN
6531992 | WINTER HAVEN WATER DEPARTMENT | 8 | CYPRESSWOOD W.T.P. | B | DISINFECT | B02 | DISINFECT/HYPOCHLORIN
6531992 | WINTER HAVEN WATER DEPARTMENT | 9 | WINTERSET W.T.P. | B | DISINFECT | B02 | DISINFECT/HYPOCHLORIN
6531992 | WINTER HAVEN WATER DEPARTMENT | 1 | FAIRFAX W.T.P. | B | DISINFECT | B02 | DISINFECT/HYPOCHLORIN
6531992 | WINTER HAVEN WATER DEPARTMENT | 5 | ELOISEWOOD W.T.P. | C | PARTICLE REMOVAL | C10 | PART-RMVL/COAGULATION
6531992 | WINTER HAVEN WATER DEPARTMENT | 7 | GARDEN GROVE EAST W.T.P. | C | PARTICLE REMOVAL | C10 | PART-RMVL/COAGULATION
6531992 | WINTER HAVEN WATER DEPARTMENT | 9 | WINTERSET W.T.P. | C | PARTICLE REMOVAL | C10 | PART-RMVL/COAGULATION
6531992 | WINTER HAVEN WATER DEPARTMENT | 1 | FAIRFAX W.T.P. | D | CORROSION CONTROL | D36 | CORR-CTRL/CORROSION INHIB
6531992 | WINTER HAVEN WATER DEPARTMENT | 2 | 3RD STREET WATER PLANT | D | CORROSION CONTROL | D36 | CORR-CTRL/CORROSION INHIB
6531992 | WINTER HAVEN WATER DEPARTMENT | 3 | INWOOD WATER PLANT | D | CORROSION CONTROL | D36 | CORR-CTRL/CORROSION INHIB
6531992 | WINTER HAVEN WATER DEPARTMENT | 4 | RIDGE VO TECH W.T.P. | D | CORROSION CONTROL | D36 | CORR-CTRL/CORROSION INHIB
6531992 | WINTER HAVEN WATER DEPARTMENT | 8 | CYPRESSWOOD W.T.P. | D | CORROSION CONTROL | D36 | CORR-CTRL/CORROSION INHIB
6531992 | WINTER HAVEN WATER DEPARTMENT | 4 | RIDGE VO TECH W.T.P. | E | TASTE-ODOR CONTROL | E20 | T-O CTRL/AERATION
6531992 | WINTER HAVEN WATER DEPARTMENT | 3 | INWOOD WATER PLANT | E | TASTE-ODOR CONTROL | E20 | T-O CTRL/AERATION
6531992 | WINTER HAVEN WATER DEPARTMENT | 2 | 3RD STREET WATER PLANT | E | TASTE-ODOR CONTROL | E20 | T-O CTRL/AERATION
6531992 | WINTER HAVEN WATER DEPARTMENT | 1 | FAIRFAX W.T.P. | E | TASTE-ODOR CONTROL | E20 | T-O CTRL/AERATION
6531992 | WINTER HAVEN WATER DEPARTMENT | 4 | RIDGE VO TECH W.T.P. | Z | OTHER | Z27 | OTHER/FLUORIDATION
6531992 | WINTER HAVEN WATER DEPARTMENT | 5 | ELOISEWOOD W.T.P. | Z | OTHER | Z27 | OTHER/FLUORIDATION
6531992 | WINTER HAVEN WATER DEPARTMENT | 7 | GARDEN GROVE EAST W.T.P. | Z | OTHER | Z27 | OTHER/FLUORIDATION
6531992 | WINTER HAVEN WATER DEPARTMENT | 8 | CYPRESSWOOD W.T.P. | Z | OTHER | Z27 | OTHER/FLUORIDATION
6531992 | WINTER HAVEN WATER DEPARTMENT | 9 | WINTERSET W.T.P. | Z | OTHER | Z27 | OTHER/FLUORIDATION
6531992 | WINTER HAVEN WATER DEPARTMENT | 3 | INWOOD WATER PLANT | Z | OTHER | Z27 | OTHER/FLUORIDATION
6531992 | WINTER HAVEN WATER DEPARTMENT | 2 | 3RD STREET WATER PLANT | Z | OTHER | Z27 | OTHER/FLUORIDATION
6531992 | WINTER HAVEN WATER DEPARTMENT | 1 | FAIRFAX W.T.P. | Z | OTHER | Z27 | OTHER/FLUORIDATION
6531993 | WINTERSET SHORES EST | 1 | WINTERSET SHORES WTP | B | DISINFECT | B02 | DISINFECT/HYPOCHLORIN
6532223 | ROSEMONT MOBILE HOME PARK LLC | 1 | UNITED FAMILY TRAILER PARK WTP | B | DISINFECT | B02 | DISINFECT/HYPOCHLORIN
6532223 | ROSEMONT MOBILE HOME PARK LLC | 1 | UNITED FAMILY TRAILER PARK WTP | R | RADS REMOVAL | R25 | RADS RMVL/ION EXCHANGE
6532232 | HAINES CITY CITY OF | 1 | HAINES CITY WTP NO. 1 | B | DISINFECT | B02 | DISINFECT/HYPOCHLORIN
6532232 | HAINES CITY CITY OF | 2 | HAINES CITY WTP NO. 2 | B | DISINFECT | B02 | DISINFECT/HYPOCHLORIN
6532232 | HAINES CITY CITY OF | 2 | HAINES CITY WTP NO. 2 | D | CORROSION CONTROL | D36 | CORR-CTRL/CORROSION INHIB
6532232 | HAINES CITY CITY OF | 1 | HAINES CITY WTP NO. 1 | D | CORROSION CONTROL | D36 | CORR-CTRL/CORROSION INHIB
6532232 | HAINES CITY CITY OF | 1 | HAINES CITY WTP NO. 1 | E | TASTE-ODOR CONTROL | E20 | T-O CTRL/AERATION
6532232 | HAINES CITY CITY OF | 1 | HAINES CITY WTP NO. 1 | E | TASTE-ODOR CONTROL | E25 | T-O CTRL/ION EXCHANGE
6532232 | HAINES CITY CITY OF | 2 | HAINES CITY WTP NO. 2 | E | TASTE-ODOR CONTROL | E20 | T-O CTRL/AERATION
6532232 | HAINES CITY CITY OF | 1 | HAINES CITY WTP NO. 1 | F | ORGN-RMVL | F25 | ORGN-RMVL/ION EXCHANGE
6532232 | HAINES CITY CITY OF | 1 | HAINES CITY WTP NO. 1 | Z | OTHER | Z27 | OTHER/FLUORIDATION
6532232 | HAINES CITY CITY OF | 2 | HAINES CITY WTP NO. 2 | Z | OTHER | Z27 | OTHER/FLUORIDATION
6532234 | LAKE WALES CITY OF | 2 | GROVE AVE. W.T.P. | B | DISINFECT | B02 | DISINFECT/HYPOCHLORIN
6532234 | LAKE WALES CITY OF | 1 | MARKET STREET W.T.P. | B | DISINFECT | B02 | DISINFECT/HYPOCHLORIN
6532234 | LAKE WALES CITY OF | 3 | HIGH SCHOOL W.T.P. | B | DISINFECT | B02 | DISINFECT/HYPOCHLORIN
6532234 | LAKE WALES CITY OF | 2 | GROVE AVE. W.T.P. | E | TASTE-ODOR CONTROL | E20 | T-O CTRL/AERATION
6532234 | LAKE WALES CITY OF | 1 | MARKET STREET W.T.P. | E | TASTE-ODOR CONTROL | E20 | T-O CTRL/AERATION
6532234 | LAKE WALES CITY OF | 3 | HIGH SCHOOL W.T.P. | E | TASTE-ODOR CONTROL | E20 | T-O CTRL/AERATION
6532235 | NEW HARMONY M H P | 1 | NEW HARMONY M H P | B | DISINFECT | B02 | DISINFECT/HYPOCHLORIN
6532235 | NEW HARMONY M H P | 1 | NEW HARMONY M H P | H | SOFTENING | H25 | SOFTENING/ION EXCHANGE
6532253 | FIRST BAPTIST CHURCH OF LAKE GARFIELD | 1 | FIRST BAPTIST CH. WATER PLANT | B | DISINFECT | B02 | DISINFECT/HYPOCHLORIN
6532253 | FIRST BAPTIST CHURCH OF LAKE GARFIELD | 1 | FIRST BAPTIST CH. WATER PLANT | G | IRON REMOVAL | G14 | IRON RMVL/RAPID SAND FIL
6532268 | NORTH AMERICAN STEEL | 1 | LAKELAND | B | DISINFECT | B02 | DISINFECT/HYPOCHLORIN
6532276 | WATER'S EDGE | 1 | WATERS EDGE FISH CAMP WTP | B | DISINFECT | B02 | DISINFECT/HYPOCHLORIN
6532277 | LAKE GARFIELD ESTATES | 1 | LAKE GARFIELD EST. WATER PLANT | B | DISINFECT | B04 | DISINFECT/CHLORAMINES
6532277 | LAKE GARFIELD ESTATES | 1 | LAKE GARFIELD EST. WATER PLANT | B | DISINFECT | B02 | DISINFECT/HYPOCHLORIN
6532277 | LAKE GARFIELD ESTATES | 1 | LAKE GARFIELD EST. WATER PLANT | D | CORROSION CONTROL | D36 | CORR-CTRL/CORROSION INHIB
6532277 | LAKE GARFIELD ESTATES | 1 | LAKE GARFIELD EST. WATER PLANT | R | RADS REMOVAL | R25 | RADS RMVL/ION EXCHANGE
6532286 | DUNDEE LABOR CAMP | 1 | HAINES CITY | B | DISINFECT | B02 | DISINFECT/HYPOCHLORIN
6532287 | I-4 AUTO/TRUCK PLAZA INC | 1 | HAINES CITY | B | DISINFECT | B02 | DISINFECT/HYPOCHLORIN
6532315 | MORGAN APARTMENTS | 1 | MORGAN APARTMENTS W.T.P. | B | DISINFECT | B02 | DISINFECT/HYPOCHLORIN
6532321 | LAZY DAZY RETREAT | 1 | LAZY DAZY WTP | B | DISINFECT | B02 | DISINFECT/HYPOCHLORIN
6532324 | GARDEN GROVE CYPRESS WOODS | 1 | WINTER HAVEN | B | DISINFECT | B01 | DISINFECT/GASEOUS CHLORIN
6532333 | A & B RV & MHP | 1 | A & B RV & MHP WATER PLANT | B | DISINFECT | B02 | DISINFECT/HYPOCHLORIN
6532339 | PEAK MOBILE HOME PARK | 1 | PEAK HAVEN PARK WTP | B | DISINFECT | B02 | DISINFECT/HYPOCHLORIN
6532344 | SHEPHERD S/D | 1 | SHEPHERD S/D WATER PLANT | B | DISINFECT | B02 | DISINFECT/HYPOCHLORIN
6532344 | SHEPHERD S/D | 1 | SHEPHERD S/D WATER PLANT | E | TASTE-ODOR CONTROL | E20 | T-O CTRL/AERATION
6532345 | MOUNT OLIVE ESTATES | 1 | MOUNT OLIVE ESTATE WTP | B | DISINFECT | B02 | DISINFECT/HYPOCHLORIN
6532346 | CIRCLE K # 7321 | 1 | CIRCLE K 7321 PLANT | B | DISINFECT | B02 | DISINFECT/HYPOCHLORIN
6532347 | LAKE GIBSON ESTATES | 1 | LAKE GIBSON WTP #1 | B | DISINFECT | B02 | DISINFECT/HYPOCHLORIN
6532347 | LAKE GIBSON ESTATES | 2 | LAKE GIBSON WTP #2 | B | DISINFECT | B02 | DISINFECT/HYPOCHLORIN
6532348 | NORTHWEST | 3 | INDIANWOODS SUBDIVISION | B | DISINFECT | B02 | DISINFECT/HYPOCHLORIN
6532348 | NORTHWEST | 2 | HOMESTEAD SUBDIVISION | B | DISINFECT | B02 | DISINFECT/HYPOCHLORIN
6532348 | NORTHWEST | 4 | TIMBERIDGE SUBDIVISION | B | DISINFECT | B02 | DISINFECT/HYPOCHLORIN
6532348 | NORTHWEST | 1 | LAKE GIBSON | B | DISINFECT | B02 | DISINFECT/HYPOCHLORIN
6532348 | NORTHWEST | 7 | MANN ROAD | B | DISINFECT | B02 | DISINFECT/HYPOCHLORIN
6532348 | NORTHWEST | 6 | SHERWOOD LAKES | B | DISINFECT | B02 | DISINFECT/HYPOCHLORIN
6532348 | NORTHWEST | 6 | SHERWOOD LAKES | D | CORROSION CONTROL | D36 | CORR-CTRL/CORROSION INHIB
6532348 | NORTHWEST | 7 | MANN ROAD | E | TASTE-ODOR CONTROL | E20 | T-O CTRL/AERATION
6532350 | INDIAN WOODS | 1 | LAKELAND | B | DISINFECT | B02 | DISINFECT/HYPOCHLORIN
6532352 | FAIRVIEW VILLAGE | 1 | FAIRVIEW WATER PLANT | B | DISINFECT | B02 | DISINFECT/HYPOCHLORIN
6532357 | RED TOP PIT STOP | 1 | RED TOP PIT STOP WTP | B | DISINFECT | B02 | DISINFECT/HYPOCHLORIN
6532367 | DALE DRIVE-IN | 1 | AUBURNDALE | B | DISINFECT | B02 | DISINFECT/HYPOCHLORIN
6532374 | ELVIE'S MARKET | 1 | ELVIES MARKET PLANT | B | DISINFECT | B02 | DISINFECT/HYPOCHLORIN
6532379 | 60 FOOD MART LLC | 1 | JMJ FOOD MART WTP | B | DISINFECT | B02 | DISINFECT/HYPOCHLORIN
6532383 | BARNES SHELL STA. | 1 | HAINES CITY | B | DISINFECT | B02 | DISINFECT/HYPOCHLORIN
6532388 | BORN AGAIN CHURCH OF GOD AND CHRIST | 1 | BORN AGAIN CHURCH WTP | B | DISINFECT | B02 | DISINFECT/HYPOCHLORIN
6532401 | MATTIE GROCERY | 1 | BARTOW | B | DISINFECT | B02 | DISINFECT/HYPOCHLORIN
6532406 | GROVE PARK LANE TP | 1 | GROVE PARK LANE WTP | B | DISINFECT | B02 | DISINFECT/HYPOCHLORIN
6532412 | PHILLIPS MOTEL | 1 | LAKELAND | B | DISINFECT | B02 | DISINFECT/HYPOCHLORIN
6532413 | SUNDERLAND SOUTH RENTALS | 1 | LAKELAND | B | DISINFECT | B02 | DISINFECT/HYPOCHLORIN
6532421 | PINEGROVE BAPTIST CHURCH | 1 | PINE GROVE BAPTIST WTP | B | DISINFECT | B02 | DISINFECT/HYPOCHLORIN
6532423 | JAY BEE'S RESTAURANT | 1 | JAY BEE'S WATER PLANT | B | DISINFECT | B02 | DISINFECT/HYPOCHLORIN
6532428 | KNOX COMM. COMPLEX | 1 | KNOX COMMUNITY COMPLEX WTP | B | DISINFECT | B02 | DISINFECT/HYPOCHLORIN
6532437 | TONY'S LIQUOR | 1 | EZ FOOD MART WTP | B | DISINFECT | B02 | DISINFECT/HYPOCHLORIN
6532442 | ANTHONY'S AUTO SALES | 1 | ANTHONY'S AUTO SALES WTP | B | DISINFECT | B02 | DISINFECT/HYPOCHLORIN
6532443 | NEW HORIZONS BAPTIST CHURCH | 1 | LAKELAND ACRES BAP CHURCH WELL | B | DISINFECT | B02 | DISINFECT/HYPOCHLORIN
6532443 | NEW HORIZONS BAPTIST CHURCH | 1 | LAKELAND ACRES BAP CHURCH WELL | G | IRON REMOVAL | G14 | IRON RMVL/RAPID SAND FIL
6532443 | NEW HORIZONS BAPTIST CHURCH | 1 | LAKELAND ACRES BAP CHURCH WELL | H | SOFTENING | H25 | SOFTENING/ION EXCHANGE
6532444 | CIRCLE K # 7334 | 1 | CIRCLE K 7334 WATER PLANT | B | DISINFECT | B02 | DISINFECT/HYPOCHLORIN
6532448 | SWEAT TRAILER PK #1 | 1 | SWEAT TRAILER PARK WTP | B | DISINFECT | B02 | DISINFECT/HYPOCHLORIN
6532484 | MULTI-RESOURCES INC | 1 | LAKELAND | B | DISINFECT | B02 | DISINFECT/HYPOCHLORIN
6532490 | JULIANA SHORES | 1 | JULIANA SHORES WATER PLANT | B | DISINFECT | B02 | DISINFECT/HYPOCHLORIN
6532501 | SAINT CITY | 1 | SAINT CITY WATER PLANT | B | DISINFECT | B02 | DISINFECT/HYPOCHLORIN
6532502 | SUNSET AT THE LAKE MOBILE VILLAGE LLC | 1 | MCGRADYS W.T.P. | B | DISINFECT | B02 | DISINFECT/HYPOCHLORIN
6532512 | MOSAIC FERTILIZER LLC - NEW WALES | 1 | IMCF NEW WALES OP. WATER PLANT | B | DISINFECT | B02 | DISINFECT/HYPOCHLORIN
6532512 | MOSAIC FERTILIZER LLC - NEW WALES | 1 | IMCF NEW WALES OP. WATER PLANT | Z | OTHER | Z26 | OTHER/REVERSE OSMOSIS
6532524 | MOSAIC FERTILIZER LLC - SOUTH PIERCE | 1 | MOSAIC SOUTH PIERCE WATER PLT. | B | DISINFECT | B02 | DISINFECT/HYPOCHLORIN
6532524 | MOSAIC FERTILIZER LLC - SOUTH PIERCE | 1 | MOSAIC SOUTH PIERCE WATER PLT. | D | CORROSION CONTROL | D36 | CORR-CTRL/CORROSION INHIB
6532525 | RAJ FOOD MART | 1 | RAJ FOOD MART WTP | B | DISINFECT | B02 | DISINFECT/HYPOCHLORIN
6532526 | BLUE LAKE APARTMENTS | 1 | BLUE LAKE APARTMENTS WTP | B | DISINFECT | B02 | DISINFECT/HYPOCHLORIN
6532527 | MULBERRY BEACH LOUNGE C | 1 | MULBERRY | B | DISINFECT | B02 | DISINFECT/HYPOCHLORIN
6532528 | WRIGHTS RENTALS | 1 | WRIGHT'S RENTALS WATER PLANT | B | DISINFECT | B02 | DISINFECT/HYPOCHLORIN
6532529 | ALCOMA CARETAKING LLC | 1 | ALCOMA CARETAKING LLC. WTP | B | DISINFECT | B02 | DISINFECT/HYPOCHLORIN
6532531 | A'S PLACE | 1 | ON THE GO CAFE' WTP | B | DISINFECT | B02 | DISINFECT/HYPOCHLORIN
6532587 | FOXWOOD LAKE ESTATES | 1 | LAKELAND | B | DISINFECT | B02 | DISINFECT/HYPOCHLORIN
6532619 | HOMESTEAD S/D | 1 | LAKELAND | B | DISINFECT | B01 | DISINFECT/GASEOUS CHLORIN
6532676 | FAT BOY'S BARBEQUE | 1 | FAT BOYS BAR-B-QUE WATER PLANT | B | DISINFECT | B02 | DISINFECT/HYPOCHLORIN
6532677 | FT MEADE LABOR CAMP #1 | 1 | FT. MEADE LABOR CAMP #1 | B | DISINFECT | B02 | DISINFECT/HYPOCHLORIN
6532682 | AUBURNDALE SPEEDWAY | 1 | WINTER HAVEN | B | DISINFECT | B02 | DISINFECT/HYPOCHLORIN
6532683 | LAKE BLUE APTS | 1 | WINTER HAVEN | B | DISINFECT | B02 | DISINFECT/HYPOCHLORIN
6532684 | BOWEN BROS | 1 | WINTER HAVEN | B | DISINFECT | B02 | DISINFECT/HYPOCHLORIN
6532687 | CYPRESS GARDENS | 1 | WINTER HAVEN | B | DISINFECT | B01 | DISINFECT/GASEOUS CHLORIN
6532711 | PUBLIX INDUSTRIAL CENTER | 1 | PUBLIX WTP #1 | B | DISINFECT | B01 | DISINFECT/GASEOUS CHLORIN
6532711 | PUBLIX INDUSTRIAL CENTER | 2 | PUBLIX WTP #2 | B | DISINFECT | B01 | DISINFECT/GASEOUS CHLORIN
6532711 | PUBLIX INDUSTRIAL CENTER | 3 | PUBLIX WTP #3 | B | DISINFECT | B01 | DISINFECT/GASEOUS CHLORIN
6532715 | SWISS VILLAGE MHP | 1 | SWISS VILLAGE W.T.P. | B | DISINFECT | B02 | DISINFECT/HYPOCHLORIN
6532716 | STATE FUMIGATION STATION | 1 | WINTER HAVEN | B | DISINFECT | B02 | DISINFECT/HYPOCHLORIN
6532718 | DAVENPORT MOB EST | 1 | DAVENPORT MOB EST. WATER PLANT | B | DISINFECT | B02 | DISINFECT/HYPOCHLORIN
6532730 | ST. ANTHONY'S CATHOLIC CHURCH | 2 | ST. ANTHONYS'S CATH CHURCHY | B | DISINFECT | B02 | DISINFECT/HYPOCHLORIN
6532744 | L.W. DRIVE-IN | 1 | LAKE WALES | B | DISINFECT | B02 | DISINFECT/HYPOCHLORIN
6532776 | REEDY LAKE PARKS LLC - RV PARK | 1 | MCKENZIE RV WTP | B | DISINFECT | B02 | DISINFECT/HYPOCHLORIN
6532777 | LOUGHMAN COUNTY PARK | 1 | LOUGHMAN PARK WATER PLANT | B | DISINFECT | B02 | DISINFECT/HYPOCHLORIN
6532779 | VILLAGE WATER | 1 | CITY OF LAKELAND | A | NO TRTMT | A | NO TRTMT
6532781 | ARROW LEE APARTMENTS | 1 | ARROW LEE WATER PLANT | B | DISINFECT | B02 | DISINFECT/HYPOCHLORIN
6532782 | CIRCLE K # 7347 | 1 | CIRCLE K 7347 W.T.P. | B | DISINFECT | B02 | DISINFECT/HYPOCHLORIN
6532783 | MY FRIEND CONVIENCE STORE | 1 | MY FRIEND CONVENIENCE STORE | B | DISINFECT | B02 | DISINFECT/HYPOCHLORIN
6532862 | BULLOCK'S LANDING | 1 | BULLOCK'S LANDING WTP | B | DISINFECT | B02 | DISINFECT/HYPOCHLORIN
6532863 | WOODLAND LAKES MHP | 1 | WOODLAND LAKES WTP | B | DISINFECT | B02 | DISINFECT/HYPOCHLORIN
6532896 | TOWN STAR #490 | 1 | TIME SAVER/TOWN STAR #46 W.T.P | B | DISINFECT | B02 | DISINFECT/HYPOCHLORIN
6532897 | BROOKHAVEN VILLAGE | 1 | WINTER HAVEN | B | DISINFECT | B02 | DISINFECT/HYPOCHLORIN
6532948 | COPART INC | 1 | CTL DISTRIBUTION INC. W.T.P. | B | DISINFECT | B02 | DISINFECT/HYPOCHLORIN
6532954 | OAKDALE MOBILE HOME PARK | 1 | OAKDALE M.H.P. WATER PLANT | B | DISINFECT | B02 | DISINFECT/HYPOCHLORIN
6533041 | CHEVRON 121 | 1 | MARATHON WTP. | B | DISINFECT | B02 | DISINFECT/HYPOCHLORIN
6534028 | EL RANCHO MOBILE HOME PARK | 1 | EL RANCHO MHP WTP | B | DISINFECT | B02 | DISINFECT/HYPOCHLORIN
6534042 | COUNTRYSIDE MHP | 1 | COUNTRYSIDE MHP WTP | B | DISINFECT | B02 | DISINFECT/HYPOCHLORIN
6534054 | FROSTPROOF GROVES | 1 | FROSTPROOF GROVES WATER PLANT | B | DISINFECT | B02 | DISINFECT/HYPOCHLORIN
6534054 | FROSTPROOF GROVES | 2 | FROSTPROOF GROVES PLANT #2 | B | DISINFECT | B02 | DISINFECT/HYPOCHLORIN
6534054 | FROSTPROOF GROVES | 1 | FROSTPROOF GROVES WATER PLANT | G | IRON REMOVAL | G14 | IRON RMVL/RAPID SAND FIL
6534054 | FROSTPROOF GROVES | 2 | FROSTPROOF GROVES PLANT #2 | G | IRON REMOVAL | G14 | IRON RMVL/RAPID SAND FIL
6534096 | PINE COVE MHP | 1 | PINE COVE WTP | B | DISINFECT | B02 | DISINFECT/HYPOCHLORIN
6534104 | POLK CNTY FIRE STA.-PROVIDENCE | 1 | POLK FIRE STA /PROVIDENCE WTP | B | DISINFECT | B02 | DISINFECT/HYPOCHLORIN
6534188 | ALTURAS PACKING | 1 | LAKE WALES | B | DISINFECT | B02 | DISINFECT/HYPOCHLORIN
6534190 | FT. MEADE LABOR CAMP #2 (YELLOW) | 1 | FT. MEADE LABOR CAMP #2 W.T.P. | B | DISINFECT | B02 | DISINFECT/HYPOCHLORIN
6534223 | SOUTH SHORE RESORT | 1 | SOUTH SHORE WATER PLANT | B | DISINFECT | B02 | DISINFECT/HYPOCHLORIN
6534245 | NEW HORIZON SHARE HOME | 1 | NEW HORIZON WATER PLANT | B | DISINFECT | B02 | DISINFECT/HYPOCHLORIN
6534277 | LAKE CYPRESS WATER SYSTEM | 1 | LAKE CYPRESS WATER PLANT | B | DISINFECT | B02 | DISINFECT/HYPOCHLORIN
6534289 | ARR-MAZ CUSTOM CHEMICALS INC. | 1 | CUSTOM CHEMICALS WTP | B | DISINFECT | B02 | DISINFECT/HYPOCHLORIN
6534298 | ECONOMY MINI STORAGE | 1 | ECONOMY MINI STORAGE WTP | B | DISINFECT | B02 | DISINFECT/HYPOCHLORIN
6534313 | METALCOAT INC OF FLORIDA | 1 | METALCOAT WATER PLANT | B | DISINFECT | B02 | DISINFECT/HYPOCHLORIN
6534314 | SOUTHEASTERN CONSTRUCTION COMPANY | 1 | SOUTHEASTERN CONST. WTP | B | DISINFECT | B02 | DISINFECT/HYPOCHLORIN
6534319 | WILLOW OAK BAPTIST CHURCH | 1 | WILLOW OAK BAPTIST WTP | B | DISINFECT | B02 | DISINFECT/HYPOCHLORIN
6534320 | ALTURAS HOUSES/G SMITH ROAD | 1 | LAKE WALES | B | DISINFECT | B02 | DISINFECT/HYPOCHLORIN
6534363 | EMMANUEL BAPTIST FELLOWSHIP | 1 | EMMANUEL BAPT. CH. WATER PLANT | B | DISINFECT | B02 | DISINFECT/HYPOCHLORIN
6534432 | CABIN IN THE GROVE | 1 | WINTER HAVEN | B | DISINFECT | B02 | DISINFECT/HYPOCHLORIN
6534441 | TOWERWOOD MOBILE HOME PARK | 1 | TOWERWOOD MHP WTP | B | DISINFECT | B01 | DISINFECT/GASEOUS CHLORIN
6534442 | STAR FOOD MART | 1 | CUMBERLAND FARMS #9739 WTP | B | DISINFECT | B02 | DISINFECT/HYPOCHLORIN
6534462 | SWEAT TRAILER PK #2 | 1 | SWEAT TP #2 WTP | B | DISINFECT | B02 | DISINFECT/HYPOCHLORIN
6534493 | LAKE DALE MHP | 1 | LAKE DALE W.T.P. | B | DISINFECT | B02 | DISINFECT/HYPOCHLORIN
6534506 | SUNRISE MANAGEMENT | 1 | GUNN PROPERTIES WTP | B | DISINFECT | B02 | DISINFECT/HYPOCHLORIN
6534549 | WAHNETA ASSEMBLY OF GOD INC | 1 | WINTER HAVEN | B | DISINFECT | B02 | DISINFECT/HYPOCHLORIN
6534550 | FRIENDLY RV PARK | 1 | FRIENDLY RV WTP | B | DISINFECT | B02 | DISINFECT/HYPOCHLORIN
6534553 | STW PROPERTY DUPLEXES | 1 | BAYWOOD DUPLEXES WATER PLANT | B | DISINFECT | B02 | DISINFECT/HYPOCHLORIN
6534593 | MORGAN'S RV PARK | 1 | MORGAN'S RV PK W.T.P. | B | DISINFECT | B02 | DISINFECT/HYPOCHLORIN
6534609 | CENTRAL | 6 | TANAMORA W.T.P. | B | DISINFECT | B02 | DISINFECT/HYPOCHLORIN
6534609 | CENTRAL | 8 | CENTRAL REGIONAL | B | DISINFECT | B02 | DISINFECT/HYPOCHLORIN
6534609 | CENTRAL | 6 | TANAMORA W.T.P. | D | CORROSION CONTROL | D36 | CORR-CTRL/CORROSION INHIB
6534609 | CENTRAL | 8 | CENTRAL REGIONAL | D | CORROSION CONTROL | D36 | CORR-CTRL/CORROSION INHIB
6534609 | CENTRAL | 8 | CENTRAL REGIONAL | E | TASTE-ODOR CONTROL | E05 | T-O CTRL/OZONATION
6534609 | CENTRAL | 8 | CENTRAL REGIONAL | F | ORGN-RMVL | F23 | ORGN-RMVL/GAC ADDITION
6534640 | CSX TRANSPORTATION | 1 | CSX TRANSPORTATION WTP | B | DISINFECT | B02 | DISINFECT/HYPOCHLORIN
6534682 | DUFF MEADOWS MOBILE HOME PARK | 1 | DUFF MEADOWS WATER PLANT | B | DISINFECT | B02 | DISINFECT/HYPOCHLORIN
6534694 | BEULAH BAPTIST CHURCH | 1 | BEULAH BAPTIST WATER PLANT | B | DISINFECT | B02 | DISINFECT/HYPOCHLORIN
6534731 | LAKELAND-MCINTOSH PWR PL | 1 | LAKELAND | B | DISINFECT | B02 | DISINFECT/HYPOCHLORIN
6534736 | HIDDEN COVE MHP | 1 | HIDDEN COVE MHP WTP | B | DISINFECT | B02 | DISINFECT/HYPOCHLORIN
6534753 | WOLF RUN SUBD | 1 | WOLF RUN WATER PLANT | B | DISINFECT | B01 | DISINFECT/GASEOUS CHLORIN
6534753 | WOLF RUN SUBD | 2 | TAN MORA WATER PLANT | B | DISINFECT | B01 | DISINFECT/GASEOUS CHLORIN
6534754 | BALLOON TOP DAY CC | 1 | LAKE WALES | B | DISINFECT | B02 | DISINFECT/HYPOCHLORIN
6534766 | VAN LAKES | 1 | VAN LAKES WATER PLANT 1 | B | DISINFECT | B02 | DISINFECT/HYPOCHLORIN
6534770 | LAKE WALES CORNER STORE | 1 | STOP & SHOP CITGO | B | DISINFECT | B02 | DISINFECT/HYPOCHLORIN
6534771 | PLEASANT VIEW MHP | 1 | PLEASANT VIEW MHP WTP | B | DISINFECT | B02 | DISINFECT/HYPOCHLORIN
6534771 | PLEASANT VIEW MHP | 1 | PLEASANT VIEW MHP WTP | R | RADS REMOVAL | R25 | RADS RMVL/ION EXCHANGE
6534780 | LANG SUN COUNTRY GROVES | 1 | LANGS SUN COUNTRY STORE W.T.P. | B | DISINFECT | B02 | DISINFECT/HYPOCHLORIN
6534786 | EL RANCHO MEXICANO SUPERMERCADO | 1 | EL RANCHO MEXICANO WTP | B | DISINFECT | B02 | DISINFECT/HYPOCHLORIN
6534798 | 48FORTY | 1 | IFCO SYSTEMS WTP | B | DISINFECT | B02 | DISINFECT/HYPOCHLORIN
6534798 | 48FORTY | 1 | IFCO SYSTEMS WTP | G | IRON REMOVAL | G30 | IRON RMVL/GREENSAND FILTR
6534798 | 48FORTY | 1 | IFCO SYSTEMS WTP | H | SOFTENING | H25 | SOFTENING/ION EXCHANGE
6534833 | TIME SAVER MARKET | 1 | LAKELAND | B | DISINFECT | B02 | DISINFECT/HYPOCHLORIN
6534834 | GOOD LIFE RV RESORT | 1 | GOOD LIFE RV RES. WATER PLANT | B | DISINFECT | B02 | DISINFECT/HYPOCHLORIN
6534841 | MHC 3 (ORLANDO FL) LLC | 1 | LAKELAND SPACE CTR W.T.P. | B | DISINFECT | B02 | DISINFECT/HYPOCHLORIN
6534848 | MAMA'S DELI | 1 | LAKE WALES | B | DISINFECT | B02 | DISINFECT/HYPOCHLORIN
6534868 | TIMBER CREEK SUBDIVISION | 1 | CITY OF LAKELAND | A | NO TRTMT | A | NO TRTMT
6534870 | COACHLIGHT VILLA MHP | 1 | COACHLIGHT VILLA MHP W.T.P. | B | DISINFECT | B02 | DISINFECT/HYPOCHLORIN
6534880 | SPRING HILL MHP | 1 | SPRING HILL WTP I | B | DISINFECT | B02 | DISINFECT/HYPOCHLORIN
6534880 | SPRING HILL MHP | 1 | SPRING HILL WTP I | E | TASTE-ODOR CONTROL | E19 | T-O CTRL/PH ADJUSTMENT
6534880 | SPRING HILL MHP | 1 | SPRING HILL WTP I | E | TASTE-ODOR CONTROL | E28 | T-O CTRL/PACKED TWR-AERA
6534886 | SUNLAKE TERRACE WATER SYSTEMS | 1 | SUNLAKE TERRACE EST. WATER PLT | B | DISINFECT | B02 | DISINFECT/HYPOCHLORIN
6534889 | GODWIN PUMPS OF AMERICA INC | 1 | KLIESSLER CO WATER PLANT | B | DISINFECT | B02 | DISINFECT/HYPOCHLORIN
6534891 | BARTON COMMERCIAL PARK LLC | 1 | BARTON WAREHOUSES'PLANT #1 | B | DISINFECT | B02 | DISINFECT/HYPOCHLORIN
6534898 | ENGLE LAKE | 1 | LAKELAND CITY OF | B | DISINFECT | B01 | DISINFECT/GASEOUS CHLORIN
6534902 | HICKORY LAKE ESTATES | 1 | HICKORY LAKE EST. WATER PLANT | B | DISINFECT | B02 | DISINFECT/HYPOCHLORIN
6534918 | CAREFREE RV COUNTRY CLUB | 1 | CAREFREE RV WTP | B | DISINFECT | B02 | DISINFECT/HYPOCHLORIN
6534993 | PEACE CREEK R.V. PARK | 1 | PEACE CREEK R.V. WATER PLANT | B | DISINFECT | B02 | DISINFECT/HYPOCHLORIN
6534994 | WILLOW OAK ESTATES | 1 | WILLOW OAK ESTATES WTP | B | DISINFECT | B02 | DISINFECT/HYPOCHLORIN
6534994 | WILLOW OAK ESTATES | 1 | WILLOW OAK ESTATES WTP | S | ARSENIC REMOVAL | S41 | ARSENIC REMOVAL/ADSORPTIVE MEDIA
6534996 | ORANGE ACRES RANCH | 1 | ORANGE ACRES WATER PLANT | B | DISINFECT | B02 | DISINFECT/HYPOCHLORIN
6534996 | ORANGE ACRES RANCH | 1 | ORANGE ACRES WATER PLANT | R | RADS REMOVAL | R25 | RADS RMVL/ION EXCHANGE
6534996 | ORANGE ACRES RANCH | 1 | ORANGE ACRES WATER PLANT | Z | OTHER | Z23 | OTHER/GAC ADDITION
6534999 | COUNTRY CLASS | 1 | COUNTRY CLASS WTP | B | DISINFECT | B02 | DISINFECT/HYPOCHLORIN
6534999 | COUNTRY CLASS | 1 | COUNTRY CLASS WTP | D | CORROSION CONTROL | D36 | CORR-CTRL/CORROSION INHIB
6534999 | COUNTRY CLASS | 1 | COUNTRY CLASS WTP | D | CORROSION CONTROL | D18 | CORR-CTRL/SEQUESTATION
6535001 | PRIMA'S STORE INC. | 1 | PRIMA'S STORE WTP | B | DISINFECT | B02 | DISINFECT/HYPOCHLORIN
6535003 | BORAL ROOFING LLC | 1 | MONIER LIFETILE WTP | B | DISINFECT | B02 | DISINFECT/HYPOCHLORIN
6535012 | DALE ELECTRONICS INC | 1 | LAKE WALES | B | DISINFECT | B02 | DISINFECT/HYPOCHLORIN
6535021 | GATOR CREEK CAMPGROUND | 1 | GATOR CREEK WATER PLANT | B | DISINFECT | B02 | DISINFECT/HYPOCHLORIN
6535021 | GATOR CREEK CAMPGROUND | 1 | GATOR CREEK WATER PLANT | G | IRON REMOVAL | G30 | IRON RMVL/GREENSAND FILTR
6535021 | GATOR CREEK CAMPGROUND | 1 | GATOR CREEK WATER PLANT | H | SOFTENING | H25 | SOFTENING/ION EXCHANGE
6535026 | CENTRAL LEISURE LAKE MHP & RV | 1 | LEISURE LAKE MHP WTP | B | DISINFECT | B02 | DISINFECT/HYPOCHLORIN
6535036 | LAKE GIBSON DENTAL CENTER | 1 | LAKE GIBSON DENTAL WATER PLANT | B | DISINFECT | B02 | DISINFECT/HYPOCHLORIN
6535055 | UIF - CYPRESS LAKES | 1 | CYPRESS LAKE UTILITIES WTP | B | DISINFECT | B04 | DISINFECT/CHLORAMINES
6535055 | UIF - CYPRESS LAKES | 1 | CYPRESS LAKE UTILITIES WTP | B | DISINFECT | B02 | DISINFECT/HYPOCHLORIN
6535056 | TENOROC STATE RESERVE/OFFICE | 1 | TENOROC STATE RESERVE/OFFICE | B | DISINFECT | B02 | DISINFECT/HYPOCHLORIN
6535056 | TENOROC STATE RESERVE/OFFICE | 1 | TENOROC STATE RESERVE/OFFICE | G | IRON REMOVAL | G14 | IRON RMVL/RAPID SAND FIL
6535056 | TENOROC STATE RESERVE/OFFICE | 1 | TENOROC STATE RESERVE/OFFICE | H | SOFTENING | H25 | SOFTENING/ION EXCHANGE
6535061 | TENOROC PICNIC AREA | 1 | TENOROC PICNIC AREA WTP | B | DISINFECT | B02 | DISINFECT/HYPOCHLORIN
6535061 | TENOROC PICNIC AREA | 1 | TENOROC PICNIC AREA WTP | G | IRON REMOVAL | G14 | IRON RMVL/RAPID SAND FIL
6535061 | TENOROC PICNIC AREA | 1 | TENOROC PICNIC AREA WTP | H | SOFTENING | H25 | SOFTENING/ION EXCHANGE
6535063 | SOUTHERN OAKS MHP | 1 | SOUTHERN OAKS MHP WTP | B | DISINFECT | B02 | DISINFECT/HYPOCHLORIN
6535064 | SWISS GOLF & TENNIS CLUB | 1 | SWISS GOLF & TENNIS W.T.P. | B | DISINFECT | B02 | DISINFECT/HYPOCHLORIN
6535070 | LELYNN RV RESORT | 1 | POLK CITY | B | DISINFECT | B01 | DISINFECT/GASEOUS CHLORIN
6535079 | PINECREST UTILITIE LLC | 1 | PINECREST RANCHES WATER PLANT | B | DISINFECT | B02 | DISINFECT/HYPOCHLORIN
6535084 | GREEN ACRES MOBILE HOME PARK | 1 | GREEN ACRES MHP WATER PLANT | B | DISINFECT | B02 | DISINFECT/HYPOCHLORIN
6535086 | RAINBOW CHASE RV RESORT | 1 | RAINBOW CHASE WATER PLANT | B | DISINFECT | B02 | DISINFECT/HYPOCHLORIN
6535090 | BURNS INDUSTRIAL PARK | 1 | BURNS IND. PARK WELL | B | DISINFECT | B02 | DISINFECT/HYPOCHLORIN
6535097 | BAILEY PLACE MHP | 1 | BAILEY PLACE WATER PLANT | B | DISINFECT | B02 | DISINFECT/HYPOCHLORIN
6535099 | WAYSIDE BAPTIST CHURCH | 1 | WAYSIDE BAPTIST WATER PLANT | B | DISINFECT | B02 | DISINFECT/HYPOCHLORIN
6535113 | OAKLEY TRANSPORT INC. | 2 | OAKLEY TRANSPORT INC. #2 WTP | B | DISINFECT | B02 | DISINFECT/HYPOCHLORIN
6535113 | OAKLEY TRANSPORT INC. | 1 | OAKLEY TRANSPORT INC. #1 WTP | B | DISINFECT | B02 | DISINFECT/HYPOCHLORIN
6535117 | J K FOOD | 1 | ISLAND FOOD STORE #706 | B | DISINFECT | B02 | DISINFECT/HYPOCHLORIN
6535120 | WINTER HAVEN'S PREMIER CENTER INC. | 1 | WINTER HAVEN'S PREMIER CTR WTP | B | DISINFECT | B02 | DISINFECT/HYPOCHLORIN
6535122 | HOMELAND HERITAGE PARK | 1 | HOMELAND HERITAGE WATER PLANT | B | DISINFECT | B02 | DISINFECT/HYPOCHLORIN
6535126 | OUTER LIMITS LOUNGE | 2 | OUTER LIMITS LOUNGE | B | DISINFECT | B02 | DISINFECT/HYPOCHLORIN
6535126 | OUTER LIMITS LOUNGE | 3 | OUTER LIMITS LOUNGE | B | DISINFECT | B02 | DISINFECT/HYPOCHLORIN
6535142 | EAGLE RIDGE MOBILE HOME/RV PARK | 1 | EAGLE RIDGE MHP WTP | B | DISINFECT | B02 | DISINFECT/HYPOCHLORIN
6535164 | AOC L.L.C. | 1 | AOC L.L.C. WTP | B | DISINFECT | B02 | DISINFECT/HYPOCHLORIN
6535171 | SWEETWATER COMMUNITY INC | 1 | SWEETWATER PLANT #1/GATE WTP | B | DISINFECT | B02 | DISINFECT/HYPOCHLORIN
6535171 | SWEETWATER COMMUNITY INC | 2 | SWEETWATER WEST #2/HOLE #12WTP | B | DISINFECT | B02 | DISINFECT/HYPOCHLORIN
6535207 | EPICENTER COMMERCE PARK | 1 | EPICENTER WTP #1 | B | DISINFECT | B02 | DISINFECT/HYPOCHLORIN
6535211 | JENKINS FORD | 1 | STEDEM FORD WTP | B | DISINFECT | B02 | DISINFECT/HYPOCHLORIN
6535216 | CENTRAL FLORIDA EYE CLINIC | 1 | CENTRAL FLORIDA EYE CLINIC | B | DISINFECT | B02 | DISINFECT/HYPOCHLORIN
6535217 | FFA LEADERSHIP TRAINING CENTER | 1 | FFA LEADERSHIP W.T.P. | B | DISINFECT | B02 | DISINFECT/HYPOCHLORIN
6535217 | FFA LEADERSHIP TRAINING CENTER | 1 | FFA LEADERSHIP W.T.P. | H | SOFTENING | H25 | SOFTENING/ION EXCHANGE
6535218 | TOP KING #2 | 1 | TOP KING # 2 W.T.P. | B | DISINFECT | B02 | DISINFECT/HYPOCHLORIN
6535218 | TOP KING #2 | 1 | TOP KING # 2 W.T.P. | G | IRON REMOVAL | G29 | IRON RMVL/CARTRIDGE FILTR
6535235 | KEEN MOBILE HOME SUBDIVISION | 1 | KEEN MHP WATER PLANT | B | DISINFECT | B02 | DISINFECT/HYPOCHLORIN
6535241 | SUNOCO FOODMART | 1 | ISLAND FOOD STORE WTP | B | DISINFECT | B02 | DISINFECT/HYPOCHLORIN
6535242 | SOUTHERN PINES RESORT | 1 | SOUTHERN PINES WATER PLANT | B | DISINFECT | B01 | DISINFECT/GASEOUS CHLORIN
6535242 | SOUTHERN PINES RESORT | 1 | SOUTHERN PINES WATER PLANT | R | RADS REMOVAL | R25 | RADS RMVL/ION EXCHANGE
6535269 | LAKE HENRY ESTATES | 1 | LAKE HENRY ESTATES WTP | B | DISINFECT | B02 | DISINFECT/HYPOCHLORIN
6535275 | SADDLE CREEK PARK II -MAINT/BEACH | 1 | SADDLE CREEK WATER PLANT # 1 | B | DISINFECT | B02 | DISINFECT/HYPOCHLORIN
6535289 | CALVARY FIRST ASSEMBLY | 1 | CALVARY FIRST ASSEMBLY W.T.P. | B | DISINFECT | B02 | DISINFECT/HYPOCHLORIN
6535292 | YAVASCALAR TROY HOLDING LLC | 1 | BALIMOY WATER PLANT | B | DISINFECT | B02 | DISINFECT/HYPOCHLORIN
6535294 | INDUSTRIAL CONTAINER SERVICES | 1 | INDUSTRIAL CONTAINER SVC WTP | B | DISINFECT | B02 | DISINFECT/HYPOCHLORIN
6535304 | BRADLEY JUNCTION TOWN OF | 1 | BRADLEY JUNCTION WTP | B | DISINFECT | B01 | DISINFECT/GASEOUS CHLORIN
6535304 | BRADLEY JUNCTION TOWN OF | 2 | ROLLING HILLS WTP | B | DISINFECT | B01 | DISINFECT/GASEOUS CHLORIN
6535304 | BRADLEY JUNCTION TOWN OF | 1 | BRADLEY JUNCTION WTP | E | TASTE-ODOR CONTROL | E20 | T-O CTRL/AERATION
6535319 | FOWLER'S GROCERY | 1 | FOWLERS WTP | B | DISINFECT | B02 | DISINFECT/HYPOCHLORIN
6535329 | CIRCLE K # 7019 | 1 | CIRCLE K #7019 WATER PLANT | B | DISINFECT | B02 | DISINFECT/HYPOCHLORIN
6535336 | LAKE WALES MOOSE LODGE #2391 | 1 | LAKE WALES MOOSE WATER PLANT | B | DISINFECT | B02 | DISINFECT/HYPOCHLORIN
6535336 | LAKE WALES MOOSE LODGE #2391 | 1 | LAKE WALES MOOSE WATER PLANT | H | SOFTENING | H25 | SOFTENING/ION EXCHANGE
6535348 | FULL GOSPEL FELLOWSHIP CHURCH | 1 | FULL GOSPEL FELL. WATER PLANT | B | DISINFECT | B02 | DISINFECT/HYPOCHLORIN
6535350 | VFW POST 8002 | 1 | VFW POST 8002 WTP | B | DISINFECT | B02 | DISINFECT/HYPOCHLORIN
6535351 | COUNTY AUTO AUCTION | 1 | ZOOM ZONE FAMILY FUN PARK WTP | B | DISINFECT | B02 | DISINFECT/HYPOCHLORIN
6535353 | IGLESIA CRISTIANA PENTECOSTAL QUEBRANTAN | 1 | IGLESIA CRISTIANA PENT . WTP | B | DISINFECT | B02 | DISINFECT/HYPOCHLORIN
6535360 | FOUR LAKES GOLF CLUB | 1 | FOUR LAKES W.T.P. | B | DISINFECT | B02 | DISINFECT/HYPOCHLORIN
6535364 | VALMONT UTILITY | 1 | NEWMARK INTERNATIONAL WTP | B | DISINFECT | B02 | DISINFECT/HYPOCHLORIN
6535367 | NGUYEN MHP | 2 | SPIKERS MHP WTP #2 BACKUP | B | DISINFECT | B02 | DISINFECT/HYPOCHLORIN
6535367 | NGUYEN MHP | 1 | SPIKERS MHP WTP #1 MAIN PLANT | B | DISINFECT | B02 | DISINFECT/HYPOCHLORIN
6535381 | MOSAIC FERTILIZER LLC - SOUTH FT. MEADE | 1 | CARGILL-FT MEADE W.T.P. | B | DISINFECT | B02 | DISINFECT/HYPOCHLORIN
6535383 | FIRST CHRISTIAN CHURCH/FROSTPR | 1 | FIRST CHRISTIAN CHURCH W.T.P. | B | DISINFECT | B02 | DISINFECT/HYPOCHLORIN
6535385 | LOMAS DEL SOL | 1 | LOMAS DEL SOL | B | DISINFECT | B02 | DISINFECT/HYPOCHLORIN
6535393 | MCLEOD GARDENS UTILITY LLC | 1 | MCLEOD GARDENS W.T.P. | B | DISINFECT | B02 | DISINFECT/HYPOCHLORIN
6535399 | POLK POWER STATION/TAMPA ELECTRIC | 1 | POLK POWER STATION W.T.P. | B | DISINFECT | B20 | DISINFECT/AERATION
6535399 | POLK POWER STATION/TAMPA ELECTRIC | 1 | POLK POWER STATION W.T.P. | B | DISINFECT | B02 | DISINFECT/HYPOCHLORIN
6535399 | POLK POWER STATION/TAMPA ELECTRIC | 1 | POLK POWER STATION W.T.P. | C | PARTICLE REMOVAL | C12 | PART-RMVL/SEDIMENTATION
6535399 | POLK POWER STATION/TAMPA ELECTRIC | 1 | POLK POWER STATION W.T.P. | C | PARTICLE REMOVAL | C23 | PART-RMVL/GAC ADDITION
6535399 | POLK POWER STATION/TAMPA ELECTRIC | 1 | POLK POWER STATION W.T.P. | H | SOFTENING | H19 | SOFTENING/PH ADJUSTMENT
6535400 | HELEN'S APARTMENTS | 1 | HELENS APARTMENTS W.T.P | B | DISINFECT | B02 | DISINFECT/HYPOCHLORIN
6535408 | NEW ANTIOCH MISSIONARY BAPTIST | 1 | NEW ANTIOCH/EARLY CHILDHOOD WP | B | DISINFECT | B02 | DISINFECT/HYPOCHLORIN
6535422 | IMC PEACE RIVER PARK/8 INCH | 1 | IMC PEACE RIVER 8 INCH WTP | B | DISINFECT | B02 | DISINFECT/HYPOCHLORIN
6535423 | IMC PEACE RIVER PARK/6 WELL | 1 | IMC PEACE RIVER PK 6 WTP | B | DISINFECT | B02 | DISINFECT/HYPOCHLORIN
6535433 | HINES ENERGY COMPLEX | 1 | FLORIDA POWER CORP/HINES W.T.P | B | DISINFECT | B02 | DISINFECT/HYPOCHLORIN
6535436 | DIXIE SOUTHERN INDUSTRIAL INC. | 1 | DIXIE SOUTHERN WTP | B | DISINFECT | B02 | DISINFECT/HYPOCHLORIN
6535448 | GVCT WAREHOUSES | 1 | JACKSON WAREHOUSES WTP | B | DISINFECT | B02 | DISINFECT/HYPOCHLORIN
6535456 | GREEN POND BAPTIST CHURCH | 1 | GREEN POND BAPTIST WTP | B | DISINFECT | B02 | DISINFECT/HYPOCHLORIN
6535456 | GREEN POND BAPTIST CHURCH | 1 | GREEN POND BAPTIST WTP | H | SOFTENING | H25 | SOFTENING/ION EXCHANGE
6535463 | RAINBOW RV RESORT | 1 | RAINBOW RESORT WTP | B | DISINFECT | B01 | DISINFECT/GASEOUS CHLORIN
6535468 | SUNSHINE FLEA MARKET | 1 | SUNSHINE FLEA MKT WTP | B | DISINFECT | B02 | DISINFECT/HYPOCHLORIN
6535473 | PORT HATCHINEHA MARINA | 1 | HATCHINEA MARINA | B | DISINFECT | B02 | DISINFECT/HYPOCHLORIN
6535492 | DUSTY'S CAMPER WORLD | 1 | DUSTY'S CAMPER WORLD WTP | B | DISINFECT | B02 | DISINFECT/HYPOCHLORIN
6535493 | SHADY HAMMOCK BAPTIST CHURCH | 1 | SHADY HAMMOCK BAPTIST WTP | B | DISINFECT | B02 | DISINFECT/HYPOCHLORIN
6535496 | NORTH LAKELAND BAPTIST CHURCH | 1 | NORTH LAKELAND BAPTIST WTP | B | DISINFECT | B02 | DISINFECT/HYPOCHLORIN
6535498 | M & S INVESTMENT PROPERTY ENTERPRISES | 1 | RICHARDSON RENTALS WTP | B | DISINFECT | B02 | DISINFECT/HYPOCHLORIN
6535499 | G SPOT & HOLESHOTZ | 1 | TROPICAL DELIGHT RESTAURANT WT | B | DISINFECT | B02 | DISINFECT/HYPOCHLORIN
6535536 | SUNSHINE GROWERS INC | 1 | SUNSHINE PROPERTIES WTP | B | DISINFECT | B02 | DISINFECT/HYPOCHLORIN
6535592 | GMHT CORP | 1 | GMHT INC. WTP | B | DISINFECT | B02 | DISINFECT/HYPOCHLORIN
6535635 | FORT MEADE PEACE RIVER PARK | 1 | PEACE RIVER PARK WTP | B | DISINFECT | B02 | DISINFECT/HYPOCHLORIN
6535638 | VFW POST 8002 | 1 | VFW POST 8002 WTP | B | DISINFECT | B02 | DISINFECT/HYPOCHLORIN
6535652 | CHURCH ON THE RIDGE | 1 | CHURCH ON THE RIDGE WTP | B | DISINFECT | B02 | DISINFECT/HYPOCHLORIN
6535654 | HARDEE/PETERSEN HOLDINGS | 1 | PETERSEN IDUSTRIES INC. | B | DISINFECT | B02 | DISINFECT/HYPOCHLORIN
6535681 | JORDAN'S GROVE | 1 | JORDAN'S GROVE WTP | B | DISINFECT | B02 | DISINFECT/HYPOCHLORIN
6535695 | POLK ENVIRONMENTAL EDUCATION CENTER | 1 | POLK ENV EDUCATION CTR WELL | B | DISINFECT | B02 | DISINFECT/HYPOCHLORIN
6535695 | POLK ENVIRONMENTAL EDUCATION CENTER | 1 | POLK ENV EDUCATION CTR WELL | E | TASTE-ODOR CONTROL | E25 | T-O CTRL/ION EXCHANGE
6535707 | WAVERLY WATER SYSTEM | 2 | HODGE STREET | B | DISINFECT | B02 | DISINFECT/HYPOCHLORIN
6535707 | WAVERLY WATER SYSTEM | 1 | WAVERLY WATER PWS | B | DISINFECT | B02 | DISINFECT/HYPOCHLORIN
6535707 | WAVERLY WATER SYSTEM | 1 | WAVERLY WATER PWS | D | CORROSION CONTROL | D36 | CORR-CTRL/CORROSION INHIB
6535707 | WAVERLY WATER SYSTEM | 2 | HODGE STREET | D | CORROSION CONTROL | D36 | CORR-CTRL/CORROSION INHIB
6535719 | SAFARI WILD WELCOME BARN | 1 | SAFARI WILD WELCOME BARN WTP | B | DISINFECT | B02 | DISINFECT/HYPOCHLORIN
6535723 | METROMONT CORPORATON | 1 | METROMONT CORPORATION | B | DISINFECT | B02 | DISINFECT/HYPOCHLORIN
6535725 | COLT CREEK STATE PARK | 1 | COLT CREEK STATE PARK PAVILION | B | DISINFECT | B02 | DISINFECT/HYPOCHLORIN
6535729 | STREAMSONG PWS | 1 | STREAMSONG WTP | B | DISINFECT | B02 | DISINFECT/HYPOCHLORIN
6535729 | STREAMSONG PWS | 1 | STREAMSONG WTP | E | TASTE-ODOR CONTROL | E15 | T-O CTRL/PRESS SAND FILT
6535730 | SOUTH ATLANTIC GALVANIZING | 1 | UTINA MANAGEMENT WTP | B | DISINFECT | B02 | DISINFECT/HYPOCHLORIN
6535732 | JDC DEVELOPMENT LLC | 1 | JDC DEVELOPMENT | B | DISINFECT | B02 | DISINFECT/HYPOCHLORIN
6535734 | NORTHSIDE STORAGE LLC | 1 | NORTHSIDE STORAGE LLC | B | DISINFECT | B02 | DISINFECT/HYPOCHLORIN
6535735 | COLEMAN LANDINGS | 1 | COLMAN LANDINGS | B | DISINFECT | B02 | DISINFECT/HYPOCHLORIN
6535736 | FLYWHEELER PARK | 1 | FLYWHEELER WATER PLANT | B | DISINFECT | B02 | DISINFECT/HYPOCHLORIN
6535737 | BONE VALLEY ATV PARK | 1 | OFF HIGHWAY VEHICLE PARK | B | DISINFECT | B02 | DISINFECT/HYPOCHLORIN
6535738 | ARRMAZ ADMINISTRATION BUILDING | 1 | ARRMAZ ADMIN PLANT | B | DISINFECT | B02 | DISINFECT/HYPOCHLORIN
6535741 | DOLLAR GENERAL LAKE WALES #16585 | 1 | DOLLAR GEN #16585 | B | DISINFECT | B02 | DISINFECT/HYPOCHLORIN
6535745 | S & S WELDING FACILITY | 1 | ONSITE WELL | B | DISINFECT | B02 | DISINFECT/HYPOCHLORIN
6535747 | COLT CREEK CAMPGROUND | 1 | PLANT #1 | B | DISINFECT | B02 | DISINFECT/HYPOCHLORIN
6535748 | MULBERRY RAILCAR | 1 | MULBERRY RAILCAR | B | DISINFECT | B02 | DISINFECT/HYPOCHLORIN
6535749 | STREAMSONG BLACK COMFORT STATION | 1 | STREAMSONG BLACK COMFORT | B | DISINFECT | B02 | DISINFECT/HYPOCHLORIN
6535750 | PILOT TRAVEL CENTER #1128 | 1 | PLANT 1 | B | DISINFECT | B02 | DISINFECT/HYPOCHLORIN
6535753 | DOLLAR GENERAL #19890 | 1 | WELL 1 | B | DISINFECT | B02 | DISINFECT/HYPOCHLORIN
6535756 | RESORT AT CANOPY OAKS | 1 | PLANT 1 | B | DISINFECT | B02 | DISINFECT/HYPOCHLORIN
6580009 | PHOENIX PROFESSIONAL CTR. | 1 | PHOENIX PROFESSIONAL SYSTEM | B | DISINFECT | B02 | DISINFECT/HYPOCHLORIN
6580009 | PHOENIX PROFESSIONAL CTR. | 1 | PHOENIX PROFESSIONAL SYSTEM | H | SOFTENING | H25 | SOFTENING/ION EXCHANGE
6580326 | SARASOTA-CITY OF | 1 | 1750 12TH STREET | B | DISINFECT | B02 | DISINFECT/HYPOCHLORIN
6580326 | SARASOTA-CITY OF | 1 | 1750 12TH STREET | D | CORROSION CONTROL | D19 | CORR-CTRL/PH ADJUSTMENT
6580326 | SARASOTA-CITY OF | 1 | 1750 12TH STREET | E | TASTE-ODOR CONTROL | E20 | T-O CTRL/AERATION
6580326 | SARASOTA-CITY OF | 1 | 1750 12TH STREET | F | ORGN-RMVL | F26 | ORGN-RMVL/REVERSE OSMOSIS
6580326 | SARASOTA-CITY OF | 1 | 1750 12TH STREET | F | ORGN-RMVL | F28 | ORGN-RMVL/PACKED TWR-AERA
6580326 | SARASOTA-CITY OF | 1 | 1750 12TH STREET | H | SOFTENING | H25 | SOFTENING/ION EXCHANGE
6580343 | SUNSHINE MOTEL | 1 | OZA INN | B | DISINFECT | B02 | DISINFECT/HYPOCHLORIN
6580343 | SUNSHINE MOTEL | 1 | OZA INN | E | TASTE-ODOR CONTROL | E20 | T-O CTRL/AERATION
6580343 | SUNSHINE MOTEL | 1 | OZA INN | H | SOFTENING | H25 | SOFTENING/ION EXCHANGE
6580531 | ENGLEWOOD WATER DIST | 1 | ENGLEWOOD WATER LIME PLANT | B | DISINFECT | B04 | DISINFECT/CHLORAMINES
6580531 | ENGLEWOOD WATER DIST | 2 | RO PLANT | B | DISINFECT | B01 | DISINFECT/GASEOUS CHLORIN
6580531 | ENGLEWOOD WATER DIST | 2 | RO PLANT | B | DISINFECT | B04 | DISINFECT/CHLORAMINES
6580531 | ENGLEWOOD WATER DIST | 1 | ENGLEWOOD WATER LIME PLANT | B | DISINFECT | B01 | DISINFECT/GASEOUS CHLORIN
6580531 | ENGLEWOOD WATER DIST | 1 | ENGLEWOOD WATER LIME PLANT | C | PARTICLE REMOVAL | C12 | PART-RMVL/SEDIMENTATION
6580531 | ENGLEWOOD WATER DIST | 1 | ENGLEWOOD WATER LIME PLANT | C | PARTICLE REMOVAL | C14 | PART-RMVL/RAPID SAND FIL
6580531 | ENGLEWOOD WATER DIST | 2 | RO PLANT | D | CORROSION CONTROL | D19 | CORR-CTRL/PH ADJUSTMENT
6580531 | ENGLEWOOD WATER DIST | 1 | ENGLEWOOD WATER LIME PLANT | E | TASTE-ODOR CONTROL | E20 | T-O CTRL/AERATION
6580531 | ENGLEWOOD WATER DIST | 1 | ENGLEWOOD WATER LIME PLANT | F | ORGN-RMVL | F10 | ORGN-RMVL/COAGULATION
6580531 | ENGLEWOOD WATER DIST | 2 | RO PLANT | F | ORGN-RMVL | F26 | ORGN-RMVL/REVERSE OSMOSIS
6580531 | ENGLEWOOD WATER DIST | 2 | RO PLANT | H | SOFTENING | H26 | SOFTENING/REVERSE OSMOSIS
6580531 | ENGLEWOOD WATER DIST | 1 | ENGLEWOOD WATER LIME PLANT | H | SOFTENING | H24 | SOFTENING/LIME-SODA
6580600 | FLORIDA PINES MOBILE HOME PARK | 1 | FLORIDA PINES MOBILE HOME PARK | B | DISINFECT | B02 | DISINFECT/HYPOCHLORIN
6580600 | FLORIDA PINES MOBILE HOME PARK | 1 | FLORIDA PINES MOBILE HOME PARK | E | TASTE-ODOR CONTROL | E20 | T-O CTRL/AERATION
6580629 | SHINING STARS LEARNING CTR. | 1 | SHINING STARS LEARNING CENTER | B | DISINFECT | B02 | DISINFECT/HYPOCHLORIN
6580629 | SHINING STARS LEARNING CTR. | 1 | SHINING STARS LEARNING CENTER | H | SOFTENING | H25 | SOFTENING/ION EXCHANGE
6580642 | GATOR CREEK GOLF CLUB | 1 | GATOR CREEK GOLF CLUB | B | DISINFECT | B02 | DISINFECT/HYPOCHLORIN
6580642 | GATOR CREEK GOLF CLUB | 1 | GATOR CREEK GOLF CLUB | E | TASTE-ODOR CONTROL | E20 | T-O CTRL/AERATION
6580651 | NORTH PORT UTILITIES | 4 | NORTH PORT UTILITIES R/O WTP | B | DISINFECT | B02 | DISINFECT/HYPOCHLORIN
6580651 | NORTH PORT UTILITIES | 1 | NORTH PORT WATER SURFACE WTP | B | DISINFECT | B04 | DISINFECT/CHLORAMINES
6580651 | NORTH PORT UTILITIES | 1 | NORTH PORT WATER SURFACE WTP | B | DISINFECT | B02 | DISINFECT/HYPOCHLORIN
6580651 | NORTH PORT UTILITIES | 4 | NORTH PORT UTILITIES R/O WTP | C | PARTICLE REMOVAL | C29 | PART-RMVL/CARTRIDGE FILTR
6580651 | NORTH PORT UTILITIES | 1 | NORTH PORT WATER SURFACE WTP | C | PARTICLE REMOVAL | C14 | PART-RMVL/RAPID SAND FIL
6580651 | NORTH PORT UTILITIES | 1 | NORTH PORT WATER SURFACE WTP | C | PARTICLE REMOVAL | C10 | PART-RMVL/COAGULATION
6580651 | NORTH PORT UTILITIES | 4 | NORTH PORT UTILITIES R/O WTP | C | PARTICLE REMOVAL | C26 | PART-RMVL/REVERSE OSMOSIS
6580651 | NORTH PORT UTILITIES | 1 | NORTH PORT WATER SURFACE WTP | D | CORROSION CONTROL | D19 | CORR-CTRL/PH ADJUSTMENT
6580651 | NORTH PORT UTILITIES | 4 | NORTH PORT UTILITIES R/O WTP | E | TASTE-ODOR CONTROL | E20 | T-O CTRL/AERATION
6580651 | NORTH PORT UTILITIES | 1 | NORTH PORT WATER SURFACE WTP | E | TASTE-ODOR CONTROL | E21 | T-O CTRL/PAC ADDITION
6581244 | MYAKKA RIVER ST PK-CLAY GULLEY | 1 | CLAY GULLEY | B | DISINFECT | B02 | DISINFECT/HYPOCHLORIN
6581244 | MYAKKA RIVER ST PK-CLAY GULLEY | 1 | CLAY GULLEY | E | TASTE-ODOR CONTROL | E20 | T-O CTRL/AERATION
6581245 | MYAKKA RIVER ST PK | 1 | MYAKKA RIVER ST PK | B | DISINFECT | B02 | DISINFECT/HYPOCHLORIN
6581245 | MYAKKA RIVER ST PK | 1 | MYAKKA RIVER ST PK | E | TASTE-ODOR CONTROL | E20 | T-O CTRL/AERATION
6581245 | MYAKKA RIVER ST PK | 1 | MYAKKA RIVER ST PK | H | SOFTENING | H25 | SOFTENING/ION EXCHANGE
6581591 | SARASOTA CO SPECIAL UTIL DIST | 8 | T. MABRY CARLTON RESERVE | B | DISINFECT | B04 | DISINFECT/CHLORAMINES
6581591 | SARASOTA CO SPECIAL UTIL DIST | 1 | PUMP STATION 1 (BUYS FR MCPW) | B | DISINFECT | B02 | DISINFECT/HYPOCHLORIN
6581591 | SARASOTA CO SPECIAL UTIL DIST | 1 | PUMP STATION 1 (BUYS FR MCPW) | B | DISINFECT | B04 | DISINFECT/CHLORAMINES
6581591 | SARASOTA CO SPECIAL UTIL DIST | 9 | VENICE GARDENS RO PLANT | B | DISINFECT | B01 | DISINFECT/GASEOUS CHLORIN
6581591 | SARASOTA CO SPECIAL UTIL DIST | 1 | PUMP STATION 1 (BUYS FR MCPW) | B | DISINFECT | B07 | DISINFECT/OTHER DISINFECT
6581591 | SARASOTA CO SPECIAL UTIL DIST | 8 | T. MABRY CARLTON RESERVE | C | PARTICLE REMOVAL | C15 | PART-RMVL/PRESS SAND FILT
6581591 | SARASOTA CO SPECIAL UTIL DIST | 8 | T. MABRY CARLTON RESERVE | C | PARTICLE REMOVAL | C29 | PART-RMVL/CARTRIDGE FILTR
6581591 | SARASOTA CO SPECIAL UTIL DIST | 8 | T. MABRY CARLTON RESERVE | D | CORROSION CONTROL | D19 | CORR-CTRL/PH ADJUSTMENT
6581591 | SARASOTA CO SPECIAL UTIL DIST | 8 | T. MABRY CARLTON RESERVE | D | CORROSION CONTROL | D36 | CORR-CTRL/CORROSION INHIB
6581591 | SARASOTA CO SPECIAL UTIL DIST | 9 | VENICE GARDENS RO PLANT | D | CORROSION CONTROL | D19 | CORR-CTRL/PH ADJUSTMENT
6581591 | SARASOTA CO SPECIAL UTIL DIST | 1 | PUMP STATION 1 (BUYS FR MCPW) | E | TASTE-ODOR CONTROL | E20 | T-O CTRL/AERATION
6581591 | SARASOTA CO SPECIAL UTIL DIST | 8 | T. MABRY CARLTON RESERVE | E | TASTE-ODOR CONTROL | E20 | T-O CTRL/AERATION
6581591 | SARASOTA CO SPECIAL UTIL DIST | 9 | VENICE GARDENS RO PLANT | E | TASTE-ODOR CONTROL | E20 | T-O CTRL/AERATION
6581591 | SARASOTA CO SPECIAL UTIL DIST | 9 | VENICE GARDENS RO PLANT | F | ORGN-RMVL | F26 | ORGN-RMVL/REVERSE OSMOSIS
6581591 | SARASOTA CO SPECIAL UTIL DIST | 8 | T. MABRY CARLTON RESERVE | K | DESALINATION | K35 | DESALINAT/ELECTRODIALYSIS
6581741 | SUN N FUN RESORT INC | 1 | SUN N FUN RESORT INC | B | DISINFECT | B02 | DISINFECT/HYPOCHLORIN
6581741 | SUN N FUN RESORT INC | 1 | SUN N FUN RESORT INC | C | PARTICLE REMOVAL | C26 | PART-RMVL/REVERSE OSMOSIS
6581741 | SUN N FUN RESORT INC | 1 | SUN N FUN RESORT INC | E | TASTE-ODOR CONTROL | E20 | T-O CTRL/AERATION
6581897 | CAMP VENICE RETREAT | 1 | VENICE CAMPGROUNDS | B | DISINFECT | B02 | DISINFECT/HYPOCHLORIN
6581897 | CAMP VENICE RETREAT | 1 | VENICE CAMPGROUNDS | E | TASTE-ODOR CONTROL | E20 | T-O CTRL/AERATION
6581900 | VENICE RANCH MOBILE HOME ESTATES | 1 | VENICE RANCH MHP | B | DISINFECT | B02 | DISINFECT/HYPOCHLORIN
6581900 | VENICE RANCH MOBILE HOME ESTATES | 1 | VENICE RANCH MHP | D | CORROSION CONTROL | D18 | CORR-CTRL/SEQUESTATION
6581900 | VENICE RANCH MOBILE HOME ESTATES | 1 | VENICE RANCH MHP | E | TASTE-ODOR CONTROL | E20 | T-O CTRL/AERATION
6581900 | VENICE RANCH MOBILE HOME ESTATES | 1 | VENICE RANCH MHP | F | ORGN-RMVL | F26 | ORGN-RMVL/REVERSE OSMOSIS
6581901 | VENICE WATER DEPT CITY OF | 1 | VENICE WATER PLANT | B | DISINFECT | B02 | DISINFECT/HYPOCHLORIN
6581901 | VENICE WATER DEPT CITY OF | 1 | VENICE WATER PLANT | D | CORROSION CONTROL | D19 | CORR-CTRL/PH ADJUSTMENT
6581901 | VENICE WATER DEPT CITY OF | 1 | VENICE WATER PLANT | E | TASTE-ODOR CONTROL | E26 | T-O CTRL/REVERSE OSMOSIS
6581901 | VENICE WATER DEPT CITY OF | 1 | VENICE WATER PLANT | F | ORGN-RMVL | F20 | ORGN-RMVL/AERATION
6581920 | WMS RESORT DAY SPA LLC | 1 | WARM MINERAL SPGS SYSTEM | B | DISINFECT | B02 | DISINFECT/HYPOCHLORIN
6581920 | WMS RESORT DAY SPA LLC | 1 | WARM MINERAL SPGS SYSTEM | E | TASTE-ODOR CONTROL | E20 | T-O CTRL/AERATION
6581920 | WMS RESORT DAY SPA LLC | 1 | WARM MINERAL SPGS SYSTEM | H | SOFTENING | H25 | SOFTENING/ION EXCHANGE
6581987 | WINDWARD ISLE MHP WATER SYSTEM | 1 | SAME | B | DISINFECT | B02 | DISINFECT/HYPOCHLORIN
6581987 | WINDWARD ISLE MHP WATER SYSTEM | 1 | SAME | E | TASTE-ODOR CONTROL | E20 | T-O CTRL/AERATION
6581987 | WINDWARD ISLE MHP WATER SYSTEM | 1 | SAME | K | DESALINATION | K26 | DESALINAT/REVERSE OSMOSIS
6582294 | LAKE TIPPECANOE | 1 | LAKE TIPPECANOE | B | DISINFECT | B02 | DISINFECT/HYPOCHLORIN
6582294 | LAKE TIPPECANOE | 1 | LAKE TIPPECANOE | D | CORROSION CONTROL | D18 | CORR-CTRL/SEQUESTATION
6582294 | LAKE TIPPECANOE | 1 | LAKE TIPPECANOE | E | TASTE-ODOR CONTROL | E20 | T-O CTRL/AERATION
6582449 | SHAMROCK PARK & NATURE CENTER | 1 | SHAMROCK PARK | B | DISINFECT | B02 | DISINFECT/HYPOCHLORIN
6582449 | SHAMROCK PARK & NATURE CENTER | 1 | SHAMROCK PARK | E | TASTE-ODOR CONTROL | E20 | T-O CTRL/AERATION
6582544 | KINGS GATE CLUB | 1 | WATER PLANT | B | DISINFECT | B02 | DISINFECT/HYPOCHLORIN
6582544 | KINGS GATE CLUB | 1 | WATER PLANT | C | PARTICLE REMOVAL | C15 | PART-RMVL/PRESS SAND FILT
6582544 | KINGS GATE CLUB | 1 | WATER PLANT | D | CORROSION CONTROL | D18 | CORR-CTRL/SEQUESTATION
6582544 | KINGS GATE CLUB | 1 | WATER PLANT | E | TASTE-ODOR CONTROL | E20 | T-O CTRL/AERATION
6582544 | KINGS GATE CLUB | 1 | WATER PLANT | F | ORGN-RMVL | F26 | ORGN-RMVL/REVERSE OSMOSIS
6582866 | LAUREL MHP | 1 | LAUREL MHP | B | DISINFECT | B02 | DISINFECT/HYPOCHLORIN
6582866 | LAUREL MHP | 1 | LAUREL MHP | H | SOFTENING | H25 | SOFTENING/ION EXCHANGE
6582927 | MEADOWS TRAILER PARK | 1 | MEADOWS TRAILER PARK | B | DISINFECT | B02 | DISINFECT/HYPOCHLORIN
6582927 | MEADOWS TRAILER PARK | 1 | MEADOWS TRAILER PARK | H | SOFTENING | H25 | SOFTENING/ION EXCHANGE
6582927 | MEADOWS TRAILER PARK | 1 | MEADOWS TRAILER PARK | Z | OTHER | Z20 | OTHER/AERATION
6582940 | KENMAR APTS. | 1 | KENMAR APT. | B | DISINFECT | B02 | DISINFECT/HYPOCHLORIN
6582940 | KENMAR APTS. | 1 | KENMAR APT. | E | TASTE-ODOR CONTROL | E20 | T-O CTRL/AERATION
6584439 | CAMELOT LAKES | 1 | CAMELOT LAKES | B | DISINFECT | B02 | DISINFECT/HYPOCHLORIN
6584439 | CAMELOT LAKES | 1 | CAMELOT LAKES | E | TASTE-ODOR CONTROL | E20 | T-O CTRL/AERATION
6584439 | CAMELOT LAKES | 1 | CAMELOT LAKES | H | SOFTENING | H26 | SOFTENING/REVERSE OSMOSIS
6584494 | MYAKKA PINES GOLF CLUB RESTAURANT | 1 | MYAKKA PINES GOLF CLUB | B | DISINFECT | B02 | DISINFECT/HYPOCHLORIN
6584494 | MYAKKA PINES GOLF CLUB RESTAURANT | 1 | MYAKKA PINES GOLF CLUB | E | TASTE-ODOR CONTROL | E20 | T-O CTRL/AERATION
6584494 | MYAKKA PINES GOLF CLUB RESTAURANT | 1 | MYAKKA PINES GOLF CLUB | H | SOFTENING | H25 | SOFTENING/ION EXCHANGE
6584720 | AAA AUTO CLUB SOUTH | 1 | AAA AUTO CLUB SOUTH | B | DISINFECT | B02 | DISINFECT/HYPOCHLORIN
6584788 | SOUTH COUNTY PLAZA RESTAURANT | 1 | SOUTH COUNTY PLAZA | B | DISINFECT | B02 | DISINFECT/HYPOCHLORIN
6584788 | SOUTH COUNTY PLAZA RESTAURANT | 1 | SOUTH COUNTY PLAZA | E | TASTE-ODOR CONTROL | E20 | T-O CTRL/AERATION
6584793 | HOLIDAY CENTER | 1 | HOLIDAY CENTER | B | DISINFECT | B02 | DISINFECT/HYPOCHLORIN
6584793 | HOLIDAY CENTER | 1 | HOLIDAY CENTER | E | TASTE-ODOR CONTROL | E20 | T-O CTRL/AERATION
6584793 | HOLIDAY CENTER | 1 | HOLIDAY CENTER | H | SOFTENING | H25 | SOFTENING/ION EXCHANGE
6584813 | STOP & SHOP CONVENIENCE STORE | 1 | STOP & SHOP | B | DISINFECT | B02 | DISINFECT/HYPOCHLORIN
6584813 | STOP & SHOP CONVENIENCE STORE | 1 | STOP & SHOP | C | PARTICLE REMOVAL | C12 | PART-RMVL/SEDIMENTATION
6584813 | STOP & SHOP CONVENIENCE STORE | 1 | STOP & SHOP | H | SOFTENING | H25 | SOFTENING/ION EXCHANGE
6584816 | NEW GATE SCHOOL | 1 | WATER PLANT | B | DISINFECT | B02 | DISINFECT/HYPOCHLORIN
6584816 | NEW GATE SCHOOL | 1 | WATER PLANT | E | TASTE-ODOR CONTROL | E20 | T-O CTRL/AERATION
6584816 | NEW GATE SCHOOL | 1 | WATER PLANT | H | SOFTENING | H25 | SOFTENING/ION EXCHANGE
6584824 | KNIGHTS TRAIL PARK | 1 | NIGHT TRAIL PARK | B | DISINFECT | B02 | DISINFECT/HYPOCHLORIN
6584824 | KNIGHTS TRAIL PARK | 1 | NIGHT TRAIL PARK | H | SOFTENING | H25 | SOFTENING/ION EXCHANGE
6584841 | CHURCH OF THE HOLY SPIRIT | 1 | CHURCH OF THE HOLY SPIRIT | B | DISINFECT | B02 | DISINFECT/HYPOCHLORIN
6584841 | CHURCH OF THE HOLY SPIRIT | 1 | CHURCH OF THE HOLY SPIRIT | E | TASTE-ODOR CONTROL | E20 | T-O CTRL/AERATION
6584841 | CHURCH OF THE HOLY SPIRIT | 1 | CHURCH OF THE HOLY SPIRIT | H | SOFTENING | H25 | SOFTENING/ION EXCHANGE
6584844 | DOUGLAS AUTO SALES | 1 | DOUGLAS AUTO SALES | B | DISINFECT | B02 | DISINFECT/HYPOCHLORIN
6584844 | DOUGLAS AUTO SALES | 1 | DOUGLAS AUTO SALES | E | TASTE-ODOR CONTROL | E20 | T-O CTRL/AERATION
6584844 | DOUGLAS AUTO SALES | 1 | DOUGLAS AUTO SALES | H | SOFTENING | H25 | SOFTENING/ION EXCHANGE
6584847 | NOKOMIS GROVES | 1 | NOKOMIS GROVES | B | DISINFECT | B02 | DISINFECT/HYPOCHLORIN
6584847 | NOKOMIS GROVES | 1 | NOKOMIS GROVES | E | TASTE-ODOR CONTROL | E20 | T-O CTRL/AERATION
6584847 | NOKOMIS GROVES | 1 | NOKOMIS GROVES | F | ORGN-RMVL | F26 | ORGN-RMVL/REVERSE OSMOSIS
6584856 | OSPREY VILLAGE SHOPPING CENTER | 1 | OSPREY VILLAGE SHOPPING CENTER | B | DISINFECT | B02 | DISINFECT/HYPOCHLORIN
6584856 | OSPREY VILLAGE SHOPPING CENTER | 1 | OSPREY VILLAGE SHOPPING CENTER | E | TASTE-ODOR CONTROL | E20 | T-O CTRL/AERATION
6584856 | OSPREY VILLAGE SHOPPING CENTER | 1 | OSPREY VILLAGE SHOPPING CENTER | H | SOFTENING | H25 | SOFTENING/ION EXCHANGE
6584878 | ECOWATER | 1 | ECOWATER | B | DISINFECT | B02 | DISINFECT/HYPOCHLORIN
6584878 | ECOWATER | 1 | ECOWATER | H | SOFTENING | H25 | SOFTENING/ION EXCHANGE
6584893 | WALLY'S POUR HOUSE | 1 | POUR HOUSE | B | DISINFECT | B02 | DISINFECT/HYPOCHLORIN
6584893 | WALLY'S POUR HOUSE | 1 | POUR HOUSE | H | SOFTENING | H25 | SOFTENING/ION EXCHANGE
6584907 | WARM MINERAL SPRINGS MOTEL | 1 | WARM MINERAL SPRINGS MOTEL | B | DISINFECT | B02 | DISINFECT/HYPOCHLORIN
6584907 | WARM MINERAL SPRINGS MOTEL | 1 | WARM MINERAL SPRINGS MOTEL | H | SOFTENING | H25 | SOFTENING/ION EXCHANGE
6584916 | SENIOR FRIENDSHIP CENTER | 1 | SENIOR FRIENDSHIP CENTER | B | DISINFECT | B02 | DISINFECT/HYPOCHLORIN
6584916 | SENIOR FRIENDSHIP CENTER | 1 | SENIOR FRIENDSHIP CENTER | E | TASTE-ODOR CONTROL | E20 | T-O CTRL/AERATION
6584916 | SENIOR FRIENDSHIP CENTER | 1 | SENIOR FRIENDSHIP CENTER | H | SOFTENING | H25 | SOFTENING/ION EXCHANGE
6584920 | HEELAEE PROPERTIES LLP | 1 | BROWN INDUSTRIAL PARK | B | DISINFECT | B02 | DISINFECT/HYPOCHLORIN
6584920 | HEELAEE PROPERTIES LLP | 1 | BROWN INDUSTRIAL PARK | E | TASTE-ODOR CONTROL | E20 | T-O CTRL/AERATION
6584924 | GRAPPIN CLINIC | 1 | GRAPPIN CLINIC | B | DISINFECT | B02 | DISINFECT/HYPOCHLORIN
6584924 | GRAPPIN CLINIC | 1 | GRAPPIN CLINIC | G | IRON REMOVAL | G14 | IRON RMVL/RAPID SAND FIL
6584924 | GRAPPIN CLINIC | 1 | GRAPPIN CLINIC | H | SOFTENING | H25 | SOFTENING/ION EXCHANGE
6584929 | ST MARGRETS OF SCOTLAND | 1 | ST MARGRETS OF SCOTLAND | B | DISINFECT | B02 | DISINFECT/HYPOCHLORIN
6584929 | ST MARGRETS OF SCOTLAND | 1 | ST MARGRETS OF SCOTLAND | E | TASTE-ODOR CONTROL | E20 | T-O CTRL/AERATION
6584929 | ST MARGRETS OF SCOTLAND | 1 | ST MARGRETS OF SCOTLAND | H | SOFTENING | H25 | SOFTENING/ION EXCHANGE
6584934 | CENTER OF HOPE CHURCH | 1 | CENTER OF HOPE CHURCH | B | DISINFECT | B02 | DISINFECT/HYPOCHLORIN
6584934 | CENTER OF HOPE CHURCH | 1 | CENTER OF HOPE CHURCH | E | TASTE-ODOR CONTROL | E20 | T-O CTRL/AERATION
6584936 | UNITY CHURCH ON THE GULF | 1 | UNITY CHURCH ON THE GULF | B | DISINFECT | B02 | DISINFECT/HYPOCHLORIN
6584936 | UNITY CHURCH ON THE GULF | 1 | UNITY CHURCH ON THE GULF | E | TASTE-ODOR CONTROL | E20 | T-O CTRL/AERATION
6584936 | UNITY CHURCH ON THE GULF | 1 | UNITY CHURCH ON THE GULF | H | SOFTENING | H25 | SOFTENING/ION EXCHANGE
6588007 | MIAKKA METHODIST CHURCH | 1 | MIAKKA METHODIST CHURCH | B | DISINFECT | B02 | DISINFECT/HYPOCHLORIN
6588007 | MIAKKA METHODIST CHURCH | 1 | MIAKKA METHODIST CHURCH | E | TASTE-ODOR CONTROL | E20 | T-O CTRL/AERATION
6588007 | MIAKKA METHODIST CHURCH | 1 | MIAKKA METHODIST CHURCH | H | SOFTENING | H25 | SOFTENING/ION EXCHANGE
6588012 | SCOTT PAINT PLAZA | 1 | SCOTT PAINT PLAZA | B | DISINFECT | B02 | DISINFECT/HYPOCHLORIN
6588012 | SCOTT PAINT PLAZA | 1 | SCOTT PAINT PLAZA | E | TASTE-ODOR CONTROL | E20 | T-O CTRL/AERATION
6588017 | PAC TEC ELECTRONIC ENCLOSURES | 1 | PAC TEC ELECTRONIC ENCLOSURES | B | DISINFECT | B02 | DISINFECT/HYPOCHLORIN
6588017 | PAC TEC ELECTRONIC ENCLOSURES | 1 | PAC TEC ELECTRONIC ENCLOSURES | E | TASTE-ODOR CONTROL | E20 | T-O CTRL/AERATION
6588023 | PEPSI COLA CO. OF SARASOTA | 1 | PEPSI COLA CO. OF SARASOTA | B | DISINFECT | B02 | DISINFECT/HYPOCHLORIN
6588023 | PEPSI COLA CO. OF SARASOTA | 1 | PEPSI COLA CO. OF SARASOTA | H | SOFTENING | H25 | SOFTENING/ION EXCHANGE
6588035 | HUNGARIAN CHRISTIAN SOCIETY | 1 | HUNGARIAN CHRISTIAN SOCIETY | B | DISINFECT | B02 | DISINFECT/HYPOCHLORIN
6588035 | HUNGARIAN CHRISTIAN SOCIETY | 1 | HUNGARIAN CHRISTIAN SOCIETY | E | TASTE-ODOR CONTROL | E20 | T-O CTRL/AERATION
6588035 | HUNGARIAN CHRISTIAN SOCIETY | 1 | HUNGARIAN CHRISTIAN SOCIETY | H | SOFTENING | H25 | SOFTENING/ION EXCHANGE
6588036 | FRUITVILLE TEXACO | 1 | FRUITVILLE TEXACO | B | DISINFECT | B02 | DISINFECT/HYPOCHLORIN
6588036 | FRUITVILLE TEXACO | 1 | FRUITVILLE TEXACO | E | TASTE-ODOR CONTROL | E20 | T-O CTRL/AERATION
6588038 | AMERICAN LEGION POST 254 NP. | 1 | NORTH PORT AMERICAN LEGION | B | DISINFECT | B02 | DISINFECT/HYPOCHLORIN
6588038 | AMERICAN LEGION POST 254 NP. | 1 | NORTH PORT AMERICAN LEGION | E | TASTE-ODOR CONTROL | E20 | T-O CTRL/AERATION
6588038 | AMERICAN LEGION POST 254 NP. | 1 | NORTH PORT AMERICAN LEGION | F | ORGN-RMVL | F26 | ORGN-RMVL/REVERSE OSMOSIS
6588038 | AMERICAN LEGION POST 254 NP. | 1 | NORTH PORT AMERICAN LEGION | H | SOFTENING | H25 | SOFTENING/ION EXCHANGE
6588039 | CARLTON RESERVE PARK | 1 | CARLTON RESERVE PARK | B | DISINFECT | B02 | DISINFECT/HYPOCHLORIN
6588039 | CARLTON RESERVE PARK | 1 | CARLTON RESERVE PARK | E | TASTE-ODOR CONTROL | E20 | T-O CTRL/AERATION
6588039 | CARLTON RESERVE PARK | 1 | CARLTON RESERVE PARK | H | SOFTENING | H25 | SOFTENING/ION EXCHANGE
6588044 | SARASOTA OUTBOARD CLUB | 1 | SARASOTA OUTBOARD CLUB | B | DISINFECT | B02 | DISINFECT/HYPOCHLORIN
6588044 | SARASOTA OUTBOARD CLUB | 1 | SARASOTA OUTBOARD CLUB | E | TASTE-ODOR CONTROL | E20 | T-O CTRL/AERATION
6588045 | SARASOTA POLO CLUB | 1 | SARASOTA POLO CLUB | B | DISINFECT | B02 | DISINFECT/HYPOCHLORIN
6588045 | SARASOTA POLO CLUB | 1 | SARASOTA POLO CLUB | E | TASTE-ODOR CONTROL | E20 | T-O CTRL/AERATION
6588045 | SARASOTA POLO CLUB | 1 | SARASOTA POLO CLUB | H | SOFTENING | H25 | SOFTENING/ION EXCHANGE
6588047 | OSPREY PLAZA | 1 | OSPREY PLAZA | B | DISINFECT | B02 | DISINFECT/HYPOCHLORIN
6588047 | OSPREY PLAZA | 1 | OSPREY PLAZA | E | TASTE-ODOR CONTROL | E20 | T-O CTRL/AERATION
6588047 | OSPREY PLAZA | 1 | OSPREY PLAZA | H | SOFTENING | H25 | SOFTENING/ION EXCHANGE
6588054 | FOX LEA FARMS | 1 | FOX LEA FARMS | B | DISINFECT | B02 | DISINFECT/HYPOCHLORIN
6588054 | FOX LEA FARMS | 1 | FOX LEA FARMS | F | ORGN-RMVL | F20 | ORGN-RMVL/AERATION
6588057 | SARASOTA SKI-A-REES | 1 | SARASOTA SKI-A-REES | B | DISINFECT | B02 | DISINFECT/HYPOCHLORIN
6588063 | SUNCOAST CATHEDRAL | 1 | SUNCOAST CATHEDRAL | B | DISINFECT | B02 | DISINFECT/HYPOCHLORIN
6588063 | SUNCOAST CATHEDRAL | 1 | SUNCOAST CATHEDRAL | E | TASTE-ODOR CONTROL | E20 | T-O CTRL/AERATION
6588063 | SUNCOAST CATHEDRAL | 1 | SUNCOAST CATHEDRAL | H | SOFTENING | H25 | SOFTENING/ION EXCHANGE
6588065 | ENGLEWOOD COIN LAUNDRY | 1 | ENGLEWOOD COIN LAUNDRY | B | DISINFECT | B02 | DISINFECT/HYPOCHLORIN
6588065 | ENGLEWOOD COIN LAUNDRY | 1 | ENGLEWOOD COIN LAUNDRY | H | SOFTENING | H25 | SOFTENING/ION EXCHANGE
6588069 | OUR LADY OF PERPETUAL HELP RETREAT | 2 | WELL #2 DINING HALL PLANT | B | DISINFECT | B02 | DISINFECT/HYPOCHLORIN
6588069 | OUR LADY OF PERPETUAL HELP RETREAT | 1 | DIOCESE OF VENICE/COTTAGE WELL | B | DISINFECT | B02 | DISINFECT/HYPOCHLORIN
6588069 | OUR LADY OF PERPETUAL HELP RETREAT | 2 | WELL #2 DINING HALL PLANT | E | TASTE-ODOR CONTROL | E20 | T-O CTRL/AERATION
6588069 | OUR LADY OF PERPETUAL HELP RETREAT | 1 | DIOCESE OF VENICE/COTTAGE WELL | E | TASTE-ODOR CONTROL | E20 | T-O CTRL/AERATION
6588069 | OUR LADY OF PERPETUAL HELP RETREAT | 1 | DIOCESE OF VENICE/COTTAGE WELL | H | SOFTENING | H25 | SOFTENING/ION EXCHANGE
6588070 | EXIT/KING REALTY | 1 | SCOOPS | B | DISINFECT | B02 | DISINFECT/HYPOCHLORIN
6588071 | HAZELTINE NURSERIES | 1 | HAZELTINE NURSERIES | B | DISINFECT | B02 | DISINFECT/HYPOCHLORIN
6588071 | HAZELTINE NURSERIES | 1 | HAZELTINE NURSERIES | E | TASTE-ODOR CONTROL | E20 | T-O CTRL/AERATION
6588071 | HAZELTINE NURSERIES | 1 | HAZELTINE NURSERIES | F | ORGN-RMVL | F26 | ORGN-RMVL/REVERSE OSMOSIS
6588071 | HAZELTINE NURSERIES | 1 | HAZELTINE NURSERIES | H | SOFTENING | H25 | SOFTENING/ION EXCHANGE
6588074 | SOCK ENTERPRISES | 1 | SOCK ENTERPRISES | B | DISINFECT | B02 | DISINFECT/HYPOCHLORIN
6588074 | SOCK ENTERPRISES | 1 | SOCK ENTERPRISES | E | TASTE-ODOR CONTROL | E20 | T-O CTRL/AERATION
6588074 | SOCK ENTERPRISES | 1 | SOCK ENTERPRISES | H | SOFTENING | H25 | SOFTENING/ION EXCHANGE
6588076 | MANASOTA CARPET INC | 1 | MANASOTA CARPET | B | DISINFECT | B02 | DISINFECT/HYPOCHLORIN
6588079 | MYAKKAHATCHEE CREEK PARK | 1 | MYAKKAHATCHEE CREEK PARK | B | DISINFECT | B02 | DISINFECT/HYPOCHLORIN
6588080 | AMVETS 2000 | 1 | WATER PLANT | B | DISINFECT | B02 | DISINFECT/HYPOCHLORIN
6588080 | AMVETS 2000 | 1 | WATER PLANT | H | SOFTENING | H25 | SOFTENING/ION EXCHANGE
6588083 | ALL STAR MANAGEMENT | 1 | ALL STAR MANAGEMENT | B | DISINFECT | B02 | DISINFECT/HYPOCHLORIN
6588083 | ALL STAR MANAGEMENT | 1 | ALL STAR MANAGEMENT | E | TASTE-ODOR CONTROL | E20 | T-O CTRL/AERATION
6588084 | WEST MARINE | 1 | WEST MARINE | B | DISINFECT | B02 | DISINFECT/HYPOCHLORIN
6588089 | ISLAND VILLAGE MONTESSORI | 1 | ISLAND VILLAGE MONTESSORI | B | DISINFECT | B02 | DISINFECT/HYPOCHLORIN
6588089 | ISLAND VILLAGE MONTESSORI | 1 | ISLAND VILLAGE MONTESSORI | E | TASTE-ODOR CONTROL | E20 | T-O CTRL/AERATION
6588089 | ISLAND VILLAGE MONTESSORI | 1 | ISLAND VILLAGE MONTESSORI | H | SOFTENING | H26 | SOFTENING/REVERSE OSMOSIS
6588094 | GREENSCAPE SERVICES | 1 | GREENSCAPE SERVICES | B | DISINFECT | B02 | DISINFECT/HYPOCHLORIN
6588096 | PALMER BUILDING ASSOCIATION | 1 | PALMER BUILDING ASSOCIATION | B | DISINFECT | B02 | DISINFECT/HYPOCHLORIN
6588096 | PALMER BUILDING ASSOCIATION | 1 | PALMER BUILDING ASSOCIATION | E | TASTE-ODOR CONTROL | E20 | T-O CTRL/AERATION
6588098 | WILLOW OAKS CENTER | 1 | WILLOW OAKS CENTER | B | DISINFECT | B02 | DISINFECT/HYPOCHLORIN
6588098 | WILLOW OAKS CENTER | 1 | WILLOW OAKS CENTER | E | TASTE-ODOR CONTROL | E20 | T-O CTRL/AERATION
6588103 | SHERWIN WILLIAMS | 1 | SHERWIN WILLIAMS | B | DISINFECT | B02 | DISINFECT/HYPOCHLORIN
6588103 | SHERWIN WILLIAMS | 1 | SHERWIN WILLIAMS | E | TASTE-ODOR CONTROL | E20 | T-O CTRL/AERATION
6588103 | SHERWIN WILLIAMS | 1 | SHERWIN WILLIAMS | H | SOFTENING | H25 | SOFTENING/ION EXCHANGE
6588104 | REGIONS BANK | 1 | REGION BANK | B | DISINFECT | B02 | DISINFECT/HYPOCHLORIN
6588104 | REGIONS BANK | 1 | REGION BANK | C | PARTICLE REMOVAL | C20 | PART-RMVL/AERATION
6588104 | REGIONS BANK | 1 | REGION BANK | H | SOFTENING | H25 | SOFTENING/ION EXCHANGE
6588108 | FRUITVILLE GROVES | 1 | FRUITVILLE GROVES | B | DISINFECT | B02 | DISINFECT/HYPOCHLORIN
6588110 | COMPLETE TRANSFORMATION MINISTRIES | 1 | COMPLETE TRANSFORMATION MINIST | B | DISINFECT | B02 | DISINFECT/HYPOCHLORIN
6588110 | COMPLETE TRANSFORMATION MINISTRIES | 1 | COMPLETE TRANSFORMATION MINIST | E | TASTE-ODOR CONTROL | E20 | T-O CTRL/AERATION
6588110 | COMPLETE TRANSFORMATION MINISTRIES | 1 | COMPLETE TRANSFORMATION MINIST | H | SOFTENING | H25 | SOFTENING/ION EXCHANGE
6588111 | MOTE CENTER FOR AQUACULTURE RESEARCH | 1 | MOTE CENTER FOR AQUACULTURE | B | DISINFECT | B02 | DISINFECT/HYPOCHLORIN
6588111 | MOTE CENTER FOR AQUACULTURE RESEARCH | 1 | MOTE CENTER FOR AQUACULTURE | E | TASTE-ODOR CONTROL | E20 | T-O CTRL/AERATION
6588111 | MOTE CENTER FOR AQUACULTURE RESEARCH | 1 | MOTE CENTER FOR AQUACULTURE | H | SOFTENING | H25 | SOFTENING/ION EXCHANGE
6588113 | BUCKS MASTER CARE | 1 | GOODYEAR AUTO SERVICE | B | DISINFECT | B02 | DISINFECT/HYPOCHLORIN
6588113 | BUCKS MASTER CARE | 1 | GOODYEAR AUTO SERVICE | E | TASTE-ODOR CONTROL | E25 | T-O CTRL/ION EXCHANGE
6588121 | AJAX PAVING | 1 | AJAX PAVING | B | DISINFECT | B02 | DISINFECT/HYPOCHLORIN
6588121 | AJAX PAVING | 1 | AJAX PAVING | H | SOFTENING | H25 | SOFTENING/ION EXCHANGE
6588121 | AJAX PAVING | 1 | AJAX PAVING | Z | OTHER | Z20 | OTHER/AERATION
6588122 | TITAN AMERICA LLC | 1 | TARMAC AMERICA LLC | B | DISINFECT | B02 | DISINFECT/HYPOCHLORIN
6588122 | TITAN AMERICA LLC | 1 | TARMAC AMERICA LLC | B | DISINFECT | B20 | DISINFECT/AERATION
6588122 | TITAN AMERICA LLC | 1 | TARMAC AMERICA LLC | H | SOFTENING | H25 | SOFTENING/ION EXCHANGE
6588127 | ECONOMY TACKLE | 1 | ECONOMY TACKLE | B | DISINFECT | B02 | DISINFECT/HYPOCHLORIN
6588131 | SARASOTA NATIONAL CEMETERY | 1 | SARASOTA NATIONAL CEMETERY | B | DISINFECT | B02 | DISINFECT/HYPOCHLORIN
6588136 | MATTHEWS-CURRIE FORD CO. SOUTH WELL | 1 | SOUTH PLANT | B | DISINFECT | B02 | DISINFECT/HYPOCHLORIN
6588136 | MATTHEWS-CURRIE FORD CO. SOUTH WELL | 1 | SOUTH PLANT | E | TASTE-ODOR CONTROL | E20 | T-O CTRL/AERATION
6588136 | MATTHEWS-CURRIE FORD CO. SOUTH WELL | 1 | SOUTH PLANT | H | SOFTENING | H25 | SOFTENING/ION EXCHANGE
6588139 | NEW HOPE CHRISTIAN CHURCH | 1 | NEW HOPE CHRISTIAN CHURCH | B | DISINFECT | B02 | DISINFECT/HYPOCHLORIN
6588139 | NEW HOPE CHRISTIAN CHURCH | 1 | NEW HOPE CHRISTIAN CHURCH | C | PARTICLE REMOVAL | C26 | PART-RMVL/REVERSE OSMOSIS
6588141 | MICHAEL A. GILKEY INC. | 1 | MICHAEL A. GILKEY INC. | B | DISINFECT | B06 | DISINFECT/UV RADIATION
6588141 | MICHAEL A. GILKEY INC. | 1 | MICHAEL A. GILKEY INC. | B | DISINFECT | B02 | DISINFECT/HYPOCHLORIN
6588141 | MICHAEL A. GILKEY INC. | 1 | MICHAEL A. GILKEY INC. | E | TASTE-ODOR CONTROL | E29 | T-O CTRL/CARTRIDGE FILTR
6588141 | MICHAEL A. GILKEY INC. | 1 | MICHAEL A. GILKEY INC. | E | TASTE-ODOR CONTROL | E25 | T-O CTRL/ION EXCHANGE
6588141 | MICHAEL A. GILKEY INC. | 1 | MICHAEL A. GILKEY INC. | E | TASTE-ODOR CONTROL | E20 | T-O CTRL/AERATION
6588141 | MICHAEL A. GILKEY INC. | 1 | MICHAEL A. GILKEY INC. | X | DECHLORINATION | X23 | DECHLORINATION/GAC ADDITION
6600123 | BATTLE CREEK TRAILER PARK | 1 | PLANT | B | DISINFECT | B02 | DISINFECT/HYPOCHLORIN
6600210 | BUSHNELL CITY OF (2 WPS) | 2 | PLANT # 2 | B | DISINFECT | B01 | DISINFECT/GASEOUS CHLORIN
6600210 | BUSHNELL CITY OF (2 WPS) | 1 | PLANT # 1 | B | DISINFECT | B02 | DISINFECT/HYPOCHLORIN
6600210 | BUSHNELL CITY OF (2 WPS) | 2 | PLANT # 2 | E | TASTE-ODOR CONTROL | E20 | T-O CTRL/AERATION
6600210 | BUSHNELL CITY OF (2 WPS) | 1 | PLANT # 1 | E | TASTE-ODOR CONTROL | E20 | T-O CTRL/AERATION
6600210 | BUSHNELL CITY OF (2 WPS) | 1 | PLANT # 1 | Z | OTHER | Z18 | OTHER/SEQUESTATION
6600210 | BUSHNELL CITY OF (2 WPS) | 2 | PLANT # 2 | Z | OTHER | Z18 | OTHER/SEQUESTATION
6600244 | CAMP WILDWOOD GIRL SCOUT CAMP | 2 | STEWART PLANT | B | DISINFECT | B02 | DISINFECT/HYPOCHLORIN
6600244 | CAMP WILDWOOD GIRL SCOUT CAMP | 4 | RANCH PLANT | B | DISINFECT | B02 | DISINFECT/HYPOCHLORIN
6600244 | CAMP WILDWOOD GIRL SCOUT CAMP | 1 | RANGER/CRICKET PLANT | B | DISINFECT | B02 | DISINFECT/HYPOCHLORIN
6600248 | THOUSAND PALMS RESORT | 1 | THOUSAND PALMS RESORT | B | DISINFECT | B02 | DISINFECT/HYPOCHLORIN
6600248 | THOUSAND PALMS RESORT | 1 | THOUSAND PALMS RESORT | E | TASTE-ODOR CONTROL | E20 | T-O CTRL/AERATION
6600272 | CENTER HILL LABOR CAMP | 1 |  | B | DISINFECT | B02 | DISINFECT/HYPOCHLORIN
6600273 | FLORIDA BEEF | 1 | CENTRAL PACKING CO | B | DISINFECT | B01 | DISINFECT/GASEOUS CHLORIN
6600273 | FLORIDA BEEF | 1 | CENTRAL PACKING CO | G | IRON REMOVAL | G18 | IRON RMVL/SEQUESTATION
6600316 | CENTER HILL WATER DEPT-CITY OF | 1 | CENTER HILL WELL 1 & 2 PLANT | B | DISINFECT | B01 | DISINFECT/GASEOUS CHLORIN
6600316 | CENTER HILL WATER DEPT-CITY OF | 1 | CENTER HILL WELL 1 & 2 PLANT | D | CORROSION CONTROL | D18 | CORR-CTRL/SEQUESTATION
6600330 | WEBSTER CITY OF (2 WPS) | 3 | CITY OF WEBSTER #3- WELL7/SOUT | B | DISINFECT | B01 | DISINFECT/GASEOUS CHLORIN
6600330 | WEBSTER CITY OF (2 WPS) | 4 | CITY OF WEBSTER PLANT 4-WELL6 | B | DISINFECT | B01 | DISINFECT/GASEOUS CHLORIN
6600330 | WEBSTER CITY OF (2 WPS) | 3 | CITY OF WEBSTER #3- WELL7/SOUT | Z | OTHER | Z18 | OTHER/SEQUESTATION
6600330 | WEBSTER CITY OF (2 WPS) | 4 | CITY OF WEBSTER PLANT 4-WELL6 | Z | OTHER | Z18 | OTHER/SEQUESTATION
6600331 | WILDWOOD CITY OF (7 WPS) | 2 | PRISON PLANT (C.R. 501 WP) | B | DISINFECT | B02 | DISINFECT/HYPOCHLORIN
6600331 | WILDWOOD CITY OF (7 WPS) | 9 | CONTINENTAL CC WTP # 1 | B | DISINFECT | B01 | DISINFECT/GASEOUS CHLORIN
6600331 | WILDWOOD CITY OF (7 WPS) | 10 | CONTINENTAL CC WTP # 2 | B | DISINFECT | B01 | DISINFECT/GASEOUS CHLORIN
6600331 | WILDWOOD CITY OF (7 WPS) | 8 | ASHLEY WTP | B | DISINFECT | B02 | DISINFECT/HYPOCHLORIN
6600331 | WILDWOOD CITY OF (7 WPS) | 5 | FAIRWAYS AT ROLLING HILLS | B | DISINFECT | B02 | DISINFECT/HYPOCHLORIN
6600331 | WILDWOOD CITY OF (7 WPS) | 1 | HUEY STREET PLANT | B | DISINFECT | B01 | DISINFECT/GASEOUS CHLORIN
6600331 | WILDWOOD CITY OF (7 WPS) | 1 | HUEY STREET PLANT | D | CORROSION CONTROL | D36 | CORR-CTRL/CORROSION INHIB
6600331 | WILDWOOD CITY OF (7 WPS) | 2 | PRISON PLANT (C.R. 501 WP) | D | CORROSION CONTROL | D36 | CORR-CTRL/CORROSION INHIB
6600331 | WILDWOOD CITY OF (7 WPS) | 2 | PRISON PLANT (C.R. 501 WP) | E | TASTE-ODOR CONTROL | E20 | T-O CTRL/AERATION
6600331 | WILDWOOD CITY OF (7 WPS) | 2 | PRISON PLANT (C.R. 501 WP) | G | IRON REMOVAL | G18 | IRON RMVL/SEQUESTATION
6600331 | WILDWOOD CITY OF (7 WPS) | 1 | HUEY STREET PLANT | G | IRON REMOVAL | G18 | IRON RMVL/SEQUESTATION
6600347 | THE WOODS UTILITY COMPANY | 1 | WOODS THE | B | DISINFECT | B02 | DISINFECT/HYPOCHLORIN
6600347 | THE WOODS UTILITY COMPANY | 1 | WOODS THE | G | IRON REMOVAL | G36 | IRON RMVL/CORROSION INHIB
6600347 | THE WOODS UTILITY COMPANY | 1 | WOODS THE | G | IRON REMOVAL | G31 | IRON RMVL/PERMANGANATE
6600347 | THE WOODS UTILITY COMPANY | 1 | WOODS THE | G | IRON REMOVAL | G30 | IRON RMVL/GREENSAND FILTR
6600347 | THE WOODS UTILITY COMPANY | 1 | WOODS THE | G | IRON REMOVAL | G20 | IRON RMVL/AERATION
6600347 | THE WOODS UTILITY COMPANY | 1 | WOODS THE | G | IRON REMOVAL | G15 | IRON RMVL/PRESS SAND FILT
6600444 | LAKE DEATON TR PK | 1 | LAKE DEATON TR PK | B | DISINFECT | B02 | DISINFECT/HYPOCHLORIN
6600470 | FDOT I-75 REST AREA N. SUMTER COUNTY | 1 | DOT-I-75 REST AREA NORTHBOUND | B | DISINFECT | B02 | DISINFECT/HYPOCHLORIN
6600489 | RIVERSIDE RV PARK | 1 | RIVERSIDE RV PARK | B | DISINFECT | B02 | DISINFECT/HYPOCHLORIN
6600533 | WEBSTER RV RESORT LLC. | 1 | WEBSTER MOBILE & TRAVEL PARK | B | DISINFECT | B02 | DISINFECT/HYPOCHLORIN
6600533 | WEBSTER RV RESORT LLC. | 1 | WEBSTER MOBILE & TRAVEL PARK | G | IRON REMOVAL | G13 | IRON RMVL/SLOW SAND FILTR
6600578 | FL TURNPIKE PLAZA #7-OKAHUMPKA | 1 | FL TURNPIKE PLAZA #7 | B | DISINFECT | B02 | DISINFECT/HYPOCHLORIN
6600578 | FL TURNPIKE PLAZA #7-OKAHUMPKA | 1 | FL TURNPIKE PLAZA #7 | E | TASTE-ODOR CONTROL | E20 | T-O CTRL/AERATION
6600606 | HARDEE'S/AMOCO | 1 | HARDEE'S/AMOCO | B | DISINFECT | B02 | DISINFECT/HYPOCHLORIN
6600643 | THE DAM PUB | 1 | THAT DAM PUB | B | DISINFECT | B02 | DISINFECT/HYPOCHLORIN
6600990 | LAKE PANASOFFKEE WATER ASSN 2WPS | 3 | L.P.W.A. PLANT 3 (WELLS 3 & 6) | B | DISINFECT | B02 | DISINFECT/HYPOCHLORIN
6600990 | LAKE PANASOFFKEE WATER ASSN 2WPS | 1 | L.P.W.A. PLANT 1 (WELL 1) | B | DISINFECT | B02 | DISINFECT/HYPOCHLORIN
6601031 | LAKEWOOD MHP | 1 | LAKEWOOD MHP | B | DISINFECT | B02 | DISINFECT/HYPOCHLORIN
6601062 | LEISURE TIME MOBILE HOME PARK | 1 | LEISURE TIME | B | DISINFECT | B02 | DISINFECT/HYPOCHLORIN
6601279 | OAK HILL LABOR CAMP | 1 |  | B | DISINFECT | B02 | DISINFECT/HYPOCHLORIN
6601306 | LAKESIDE MOBILE COURT | 2 | LAKESIDE MOBILE PLANT (OLD) | B | DISINFECT | B02 | DISINFECT/HYPOCHLORIN
6601345 | ISLEWORTH | 1 | ISLEWORTH | B | DISINFECT | B02 | DISINFECT/HYPOCHLORIN
6601460 | RAILS END TR PK | 1 | WATER PLANT | B | DISINFECT | B02 | DISINFECT/HYPOCHLORIN
6601467 | OAK TREE CIRCLE PARK LLC | 1 | OAK TREE CIRCLE | B | DISINFECT | B02 | DISINFECT/HYPOCHLORIN
6601557 | ROYAL PALM ICE CO | 1 |  | B | DISINFECT | B02 | DISINFECT/HYPOCHLORIN
6601558 | ROYAL PALM RESTAURANT | 1 |  | B | DISINFECT | B02 | DISINFECT/HYPOCHLORIN
6601574 | BREEZY OAKS RV PARK | 1 | BREEZY OAKS PLANT #1 | B | DISINFECT | B02 | DISINFECT/HYPOCHLORIN
6601574 | BREEZY OAKS RV PARK | 1 | BREEZY OAKS PLANT #1 | G | IRON REMOVAL | G15 | IRON RMVL/PRESS SAND FILT
6601737 | SUMTER CORRECTIONAL INSTITUTION | 1 | SUMTER CORRECTION INSTITUTION | B | DISINFECT | B02 | DISINFECT/HYPOCHLORIN
6601737 | SUMTER CORRECTIONAL INSTITUTION | 1 | SUMTER CORRECTION INSTITUTION | G | IRON REMOVAL | G18 | IRON RMVL/SEQUESTATION
6601866 | LAKE PAN RV VILLAGE (KOA/TURTLEBACK RV) | 1 | LAKE PAN RV VILLAGE | B | DISINFECT | B02 | DISINFECT/HYPOCHLORIN
6601928 | WAYFARA RESTAURANT | 1 | WAYFARA RESTAURANT | B | DISINFECT | B02 | DISINFECT/HYPOCHLORIN
6602011 | WYNNHAVEN ON THE WITHLACOOCHEE LLC. | 1 | WYNN HAVEN CAMPGROUND PLANT#1 | B | DISINFECT | B02 | DISINFECT/HYPOCHLORIN
6602011 | WYNNHAVEN ON THE WITHLACOOCHEE LLC. | 1 | WYNN HAVEN CAMPGROUND PLANT#1 | Z | OTHER | Z12 | OTHER/SEDIMENTATION
6602060 | FLORILOW OAKS | 1 | FLORILOW OAKS | B | DISINFECT | B02 | DISINFECT/HYPOCHLORIN
6602266 | WSF-HOG ISLAND | 1 | HOG ISLAND | B | DISINFECT | B02 | DISINFECT/HYPOCHLORIN
6602737 | FLORAL GREENS | 1 | BUSHNELL ELECTRONICS | B | DISINFECT | B02 | DISINFECT/HYPOCHLORIN
6604782 | SUMTER CO. SCHOOL BOARD OFFICE | 1 | SUMTER CO. SCHOOL BOARD OFFICE | B | DISINFECT | B02 | DISINFECT/HYPOCHLORIN
6604782 | SUMTER CO. SCHOOL BOARD OFFICE | 1 | SUMTER CO. SCHOOL BOARD OFFICE | G | IRON REMOVAL | G30 | IRON RMVL/GREENSAND FILTR
6604783 | SUMTER COMMUNITY MEDICAL CNTR | 1 | SUMTER COMMUNITY MEDICAL CNTR | B | DISINFECT | B02 | DISINFECT/HYPOCHLORIN
6604785 | WSF RIVER JUNCTION | 1 | RIVER JUNCTION PLANT #1 | B | DISINFECT | B02 | DISINFECT/HYPOCHLORIN
6604786 | SNOWBIRD SOUTH R V PARK | 1 | SNOWBIRD SO. RV PARK | B | DISINFECT | B02 | DISINFECT/HYPOCHLORIN
6604786 | SNOWBIRD SOUTH R V PARK | 1 | SNOWBIRD SO. RV PARK | G | IRON REMOVAL | G18 | IRON RMVL/SEQUESTATION
6604789 | LAKE PANASOFFKEE CIRCLE K | 1 | CHEVRON PLANT | B | DISINFECT | B02 | DISINFECT/HYPOCHLORIN
6604796 | SUNSHINE VILLAGE MHP | 1 | SUNSHINE MHP | B | DISINFECT | B02 | DISINFECT/HYPOCHLORIN
6604796 | SUNSHINE VILLAGE MHP | 1 | SUNSHINE MHP | G | IRON REMOVAL | G14 | IRON RMVL/RAPID SAND FIL
6604800 | AZALEA MANOR | 1 | AZALEA MANOR | B | DISINFECT | B02 | DISINFECT/HYPOCHLORIN
6604805 | FIRST BAPTIST CHURCH OF WAHOO | 1 | WATER PLANT | B | DISINFECT | B02 | DISINFECT/HYPOCHLORIN
6604806 | CIRCLE K STORE 7157 | 1 | WATER PLANT | B | DISINFECT | B02 | DISINFECT/HYPOCHLORIN
6604813 | PANASOFFKEE SENIOR CENTER | 1 | WATER PLANT | B | DISINFECT | B02 | DISINFECT/HYPOCHLORIN
6604817 | BETTER TIMES RV PARK | 1 | BETTER TIMES RV PARK | B | DISINFECT | B02 | DISINFECT/HYPOCHLORIN
6604818 | CAL-MAINE FOODS INC | 1 | WATER PLANT | B | DISINFECT | B02 | DISINFECT/HYPOCHLORIN
6604818 | CAL-MAINE FOODS INC | 1 | WATER PLANT | E | TASTE-ODOR CONTROL | E20 | T-O CTRL/AERATION
6604820 | WAFFLE HOUSE # 547 | 1 | WAFFLE HOUSE # 547 | B | DISINFECT | B02 | DISINFECT/HYPOCHLORIN
6604822 | COUNTRYSIDE RV PARK | 1 | COUNTRYSIDE RV PK PLANT | B | DISINFECT | B02 | DISINFECT/HYPOCHLORIN
6604823 | SUMTER OAKS RV PARK | 1 | SUMTER OAKS RV PARK | B | DISINFECT | B02 | DISINFECT/HYPOCHLORIN
6604823 | SUMTER OAKS RV PARK | 1 | SUMTER OAKS RV PARK | C | PARTICLE REMOVAL | C16 | PART-RMVL/DIAT-ERTH FILTR
6604831 | FLORIDA NATIONAL CEMETERY | 1 | FLA. NATL CEMETERY | B | DISINFECT | B02 | DISINFECT/HYPOCHLORIN
6604832 | WAYLIN INC | 1 | WAYLIN INC PLANT | B | DISINFECT | B02 | DISINFECT/HYPOCHLORIN
6604835 | CARTER'S COUNTRY STORE | 1 | JIG'S QUICK STOP PLANT | B | DISINFECT | B02 | DISINFECT/HYPOCHLORIN
6604841 | SPIRIT TRAVEL CENTER | 1 | SPIRIT TRAVEL CENTER WTP | B | DISINFECT | B02 | DISINFECT/HYPOCHLORIN
6604848 | CIRCLE K # 7547 | 1 | CIRCLE K # 7547 | B | DISINFECT | B02 | DISINFECT/HYPOCHLORIN
6604850 | CIRCLE K # 7549 | 1 | CIRCLE K # 7549 | B | DISINFECT | B02 | DISINFECT/HYPOCHLORIN
6604851 | VFW POST # 10137 | 1 | VFW POST PLANT | B | DISINFECT | B02 | DISINFECT/HYPOCHLORIN
6604852 | SHADY BROOK R.V. RESORT | 1 | SHADY BROOK R.V. RESORT | B | DISINFECT | B02 | DISINFECT/HYPOCHLORIN
6604853 | AMERICAN LEGION POST 101 | 1 | AMERICAN LEGION POST 101 | B | DISINFECT | B02 | DISINFECT/HYPOCHLORIN
6604854 | CROSS CONNECTION CHURCH | 1 | CROSS CONNECTION CHURCH | B | DISINFECT | B02 | DISINFECT/HYPOCHLORIN
6604855 | FLOWERWOOD NURSERY | 1 | FLOWERWOOD NURSERY | B | DISINFECT | B02 | DISINFECT/HYPOCHLORIN
6604861 | COLEMAN CITY OF | 1 | CITY OF COLEMAN WTP | B | DISINFECT | B04 | DISINFECT/CHLORAMINES
6604861 | COLEMAN CITY OF | 1 | CITY OF COLEMAN WTP | B | DISINFECT | B02 | DISINFECT/HYPOCHLORIN
6604861 | COLEMAN CITY OF | 1 | CITY OF COLEMAN WTP | G | IRON REMOVAL | G15 | IRON RMVL/PRESS SAND FILT
6604862 | LITTLE SUMTER UTILITIES 3WPS | 4 | LSU PLANT #4 | B | DISINFECT | B01 | DISINFECT/GASEOUS CHLORIN
6604862 | LITTLE SUMTER UTILITIES 3WPS | 2 | LITTLE SUMTER PLANT #2 | B | DISINFECT | B02 | DISINFECT/HYPOCHLORIN
6604862 | LITTLE SUMTER UTILITIES 3WPS | 3 | LSU PLANT # 3 | B | DISINFECT | B01 | DISINFECT/GASEOUS CHLORIN
6604863 | UNITED SOUTHERN BANK | 1 | USB PLANT | B | DISINFECT | B02 | DISINFECT/HYPOCHLORIN
6604867 | STEPHEN'S MARKET | 1 | PLANT | B | DISINFECT | B02 | DISINFECT/HYPOCHLORIN
6604868 | GREAT SOUTHERN WOOD OF FL. INC | 1 | GREAT SOUTHERN WOOD OF FL. INC | B | DISINFECT | B02 | DISINFECT/HYPOCHLORIN
6604870 | PINES PROFESSIONAL MGT CENTER | 1 |  | B | DISINFECT | B02 | DISINFECT/HYPOCHLORIN
6604872 | NEW LIFE CENTER MINISTRIES | 1 | NEW LIFE CENTER PLANT | B | DISINFECT | B02 | DISINFECT/HYPOCHLORIN
6605001 | CEMEX CONSTRUCTION MATERIALS FLORIDA LLC | 1 |  | B | DISINFECT | B02 | DISINFECT/HYPOCHLORIN
6605002 | JUMPER CREEK UTILITY COMPANY | 1 | JUMPER CREEK PLANT #1 | B | DISINFECT | B02 | DISINFECT/HYPOCHLORIN
6605012 | NORTH SUMTER UTILITY 3WPS | 3 | NSU PLANT # 3 | B | DISINFECT | B01 | DISINFECT/GASEOUS CHLORIN
6605012 | NORTH SUMTER UTILITY 3WPS | 2 | NSU PLANT # 2 | B | DISINFECT | B01 | DISINFECT/GASEOUS CHLORIN
6605012 | NORTH SUMTER UTILITY 3WPS | 1 | NSU PLANT # 1 | B | DISINFECT | B01 | DISINFECT/GASEOUS CHLORIN
6605012 | NORTH SUMTER UTILITY 3WPS | 3 | NSU PLANT # 3 | E | TASTE-ODOR CONTROL | E19 | T-O CTRL/PH ADJUSTMENT
6605012 | NORTH SUMTER UTILITY 3WPS | 3 | NSU PLANT # 3 | E | TASTE-ODOR CONTROL | E20 | T-O CTRL/AERATION
6605012 | NORTH SUMTER UTILITY 3WPS | 2 | NSU PLANT # 2 | E | TASTE-ODOR CONTROL | E19 | T-O CTRL/PH ADJUSTMENT
6605012 | NORTH SUMTER UTILITY 3WPS | 2 | NSU PLANT # 2 | E | TASTE-ODOR CONTROL | E20 | T-O CTRL/AERATION
6605015 | FIRST BAPTIST CHURCH OF OXFORD | 1 | FBC PLANT | B | DISINFECT | B02 | DISINFECT/HYPOCHLORIN
6605016 | FIRST ASSEMBLY OF GOD | 1 | FAOG PLANT | B | DISINFECT | B02 | DISINFECT/HYPOCHLORIN
6605022 | FL BASS CONSERVATION CENTER | 1 | FL BASS CONSER. CTR PLANT # 1 | B | DISINFECT | B02 | DISINFECT/HYPOCHLORIN
6605023 | ORANGE BLOSSOM UTILITIES INC | 1 | PLANT # 1 | B | DISINFECT | B02 | DISINFECT/HYPOCHLORIN
6605025 | G2 WEBSTER LLC (WEBSTER SUNOCO) | 1 | WEBSTER CITGO WELL # 1 | B | DISINFECT | B02 | DISINFECT/HYPOCHLORIN
6605026 | BARGAINS AND TREASURES RETAIL OUTLET | 1 | B&T PLANT #1 | B | DISINFECT | B02 | DISINFECT/HYPOCHLORIN
6605029 | FLORIDA GRANDE MOTOR COACH RESORT | 1 | FMCR PLANT #1 | B | DISINFECT | B02 | DISINFECT/HYPOCHLORIN
6605029 | FLORIDA GRANDE MOTOR COACH RESORT | 1 | FMCR PLANT #1 | E | TASTE-ODOR CONTROL | E20 | T-O CTRL/AERATION
6605029 | FLORIDA GRANDE MOTOR COACH RESORT | 1 | FMCR PLANT #1 | G | IRON REMOVAL | G14 | IRON RMVL/RAPID SAND FIL
6605030 | EAGLE ROOFING PRODUCTS OF FLORIDA LLC. | 1 | ERF PLANT# 1 | B | DISINFECT | B02 | DISINFECT/HYPOCHLORIN
6605031 | THE NEW JEWISH CONGREGATION | 1 | NJC PLANT #1 | B | DISINFECT | B02 | DISINFECT/HYPOCHLORIN
6605032 | SUMTERVILLE WATER TREATMENT PLANT | 1 | SWTP PLANT#1 | B | DISINFECT | B20 | DISINFECT/AERATION
6605032 | SUMTERVILLE WATER TREATMENT PLANT | 1 | SWTP PLANT#1 | B | DISINFECT | B02 | DISINFECT/HYPOCHLORIN
6605032 | SUMTERVILLE WATER TREATMENT PLANT | 1 | SWTP PLANT#1 | D | CORROSION CONTROL | D18 | CORR-CTRL/SEQUESTATION
6605033 | SUWANNEE AMERICAN CEMENT COMPANY | 1 | ACC PLANT#1 | B | DISINFECT | B02 | DISINFECT/HYPOCHLORIN
6605034 | DR. NOVAK | 1 | DR. NOVAK | B | DISINFECT | B02 | DISINFECT/HYPOCHLORIN
6605037 | LAKE OKAHUMPKA PARK | 1 | LAKE OKAHUMPKA PARK | B | DISINFECT | B02 | DISINFECT/HYPOCHLORIN
6605038 | CSU WTP NO. 1 | 1 | CSU WTP 1 | B | DISINFECT | B01 | DISINFECT/GASEOUS CHLORIN
6605038 | CSU WTP NO. 1 | 1 | CSU WTP 1 | G | IRON REMOVAL | G30 | IRON RMVL/GREENSAND FILTR
6605038 | CSU WTP NO. 1 | 1 | CSU WTP 1 | Z | OTHER | Z19 | OTHER/PH ADJUSTMENT
6605038 | CSU WTP NO. 1 | 1 | CSU WTP 1 | Z | OTHER | Z28 | OTHER/PACKED TWR-AERA