{"text_format":"1","workbook":"xlsx","n_sheets":5,"sheets":["Read Me","DO Saturation","Time of Day Interpreter","Time of Day Interpret & Assess","Combined DO Sat and Criteria"],"not_rendered":{"charts":0,"images":1,"macros":1,"external_links":0,"defined_names":8,"comments":3,"pivot_tables":0},"unopened":[],"bounds":{"document_bytes":16777216,"sheet_cells":100000,"rows_first":2000,"rows_last":500,"rows_between":2000,"halvings":0,"cell_chars":16384,"cell_head_chars":4096},"cells_cut":0,"cells_raw":0,"read":"whole","date_system":"1900"}

{"sheet":"Read Me","index":0,"n_rows":10,"n_cols":1,"rows_kept":10,"cut":false,"hidden":false,"merged":[]}
["History:  The previous salt and freshwater dissolved oxygen (DO) criteria expressed in mg/L DO concentration were replaced by DO criteria epressed as percent saturation.  The revised DO criteria were adopted by the Environmental Regulation Commission and became effective for state purposes on 4/23/2013.  The new DO criteria became effective for all clean water act purposes upon approval by the USEPA which was received on 09/09/2013.   \n\n"]
["The revised DO criteria were developed by the FDEP and documented in \"Technical Support Document: Derivation of Dissolved Oxygen Criteria to Protect Aquatic Life in Florida’s Fresh and Marine Waters\".  The Technical Support Document (TSD) can be found at the website https://dep.state.fl.us/water/wqssp/docs/tsd-do-criteria-aquatic-life.pdf (use button below open a copy of the TSD).  \n"]
["As stated in Chapter 62-302.533, F.A.C., in Class I, Class III and Class III-Limited predominantly freshwaters no more than 10 percent of the daily average percent dissolved oxygen (DO) saturation values shall be below 67 percent in the Panhandle West bioregion, 38 percent in the Peninsula and Everglades bioregions, or 34 percent in the Northeast and Big Bend bioregions. A map of the bioregions is contained in SCI 1000: Stream Condition Index Methods (DEP-SOP-003/11 SCI 1000) dated March 1, 2014 (http://www.flrules.org/Gateway/reference.asp?No=Ref-06039).  For Class II, Class III, and Class III-Limited predominantly marine waters minimum DO saturation levels shall be: no more than 10 percent of the daily average percent DO saturation shall be below 42 percent saturation; and the seven-day average DO percent saturation shall not be below 51 percent more than once in any twelve week period; and the 30-day average DO percent saturation shall not be below 56 percent more than once per year."]
["For the full DO criteria and details concerning its implementation, please refer to Chapter 62-302.533, F.A.C. and Chapter 62-303, F.A.C., respectively."]
["The daily average criteria shall be assessed preferentially using daily average values calculated from full days of diel monitoring data.  For IWR assessments of ambient freshwaters, if diel monitoring data are not available, instantaneous samples may be used to assess the DO criterion by comparing the instantaneous value with a time-of-day-specific translation of the daily average criterion as specified in Section 62-303.420(9), F.A.C.  The actual DO measurement collected at a given time is assessed against the calculated time-of-day-specific translation for that time, and if the instantaneous DO is greater than or equal to the calculated value, the daily average DO criterion is achieved.  "]
["To aid in the application of the revised DO criteria, a series of calculators have been developed to perform the necessary calculations.  Specifically, this spreadsheet contains calculators for: 1) Calculation of DO saturation concentration and percent saturation, 2) Calculation of time-of-day interpretation for the freshwater criteria, 3) Assess measured DO saturation based on time-of-day interpretation for the freshwater criteria, and 4) Calculate DO saturation and time-of-day interpretation for the freshwater criteria.  The calculators can be accessed by either clicking on the appropriate button below or the appropriate tab at the bottom of the screen."]
["1)  Calculation of DO saturation concentration"]
["2)  Calculation of time-of-day interpretation for the freshwater criteria"]
["3)  Assess measured DO saturation based on time-of-day interpretation for the freshwater criteria"]
["4)  Calculate DO saturation and time-of-day interpretation for the freshwater criteria"]

{"sheet":"DO Saturation","index":1,"n_rows":1005,"n_cols":10,"rows_kept":1005,"cut":false,"hidden":false,"merged":[[0,0,0,7],[1,0,1,7],[2,0,2,7],[3,0,3,7]]}
["Dissolved Oxygen Percent Saturation Calculator"]
["To use:  1) Press \"Clear Entries\" button on right to remove all old data entries.  2) Enter measured DO concentration in mg/L and Water Temperature in °C (DO concentration and water temperature are always required).  3) Then enter Salinity (ppt)/Specific Conductance measurement in µmhos/cm if available (salinity or conductivity is required for estuarine/marine waters, and is optional for freshwaters) (Note: Calculation preferentially uses salinity.  If salinity data is not available then leave salinity blank and enter conductivity and it will be used.  If neither salinity or conductivity data are entered then a salinity of zero is assumed.)   4) Entry of Barometric Pressure is optional and should generally be left blank (if blank, 1 atmosphere (i.e., 760 mm Hg) is assumed)."]
["Unshaded (white) fields (Columns A - F) are for data entry.                   Additional notes are embedded as comments in the heading for each column, please review!"]
["Shaded fields (Columns G and H) are results fields and are protected from change.                         Do Not Attempt to Change These Fields!"]
["Site ID","Measured DO Concentration, mg/L","Measured Water Temperature (°C)","Measured Salinity (ppt) (Salinity = 1.80655*Chlorinity = 1.0045 Chloride)","Measured Specific Conductance (μS/cm)","Barometric Pressure (mm Hg) (1 atm = 760 mm Hg)","DO Concentration (mg/L) at 100% Saturation","DO Percent Saturation for Given DO Concentration","Barometric Pressure","Final Salinity"]
[1,5,10,null,null,null,{"$f":"IF(OR(ISBLANK($B6),ISBLANK($C6)),\"\",(EXP((-139.34411+(157570.1/($C6+273.15)-(66423080/($C6+273.15)^2)+(12438000000/($C6+273.15)^3)-(862194900000/($C6+273.15)^4))-($J6*(0.017674-(10.754/($C6+273.15))+(2140.7/($C6+273.15)^2))))))*($I6/760)*((1-((EXP(11.8581-(3840.7/($C6+273.15))-(216961/($C6+273.15)^2)))/($I6/760)))*(1-(0.000975-(0.00001426*$C6)+(0.00000006436*$C6^2))*($I6/760)))/((1-(EXP(11.8581-(3840.7/($C6+273.15))-(216961/($C6+273.15)^2))))*(1-(0.000975-(0.00001426*$C6)+(0.00000006436*$C6^2)))))","v":11.287947373101861},{"$f":"IF(OR(ISBLANK(B6),ISBLANK(C6)),\"\",B6/G6*100)","v":44.295032876522257},{"$f":"IF(ISBLANK(F6),760,F6)","v":760},{"$f":"IF(AND(ISBLANK($D6),ISBLANK($E6)),0,IF(ISBLANK($D6),IF($E6=0,0,(0.008-(0.1692*((($E6*(1+0.0191*($C6-25))/10000)/4.2914)/((1+(($I6/760*1.01325)*(0.000207-(0.0000000637*($I6/760*1.01325))+(0.000000000003989*($I6/760*1.01325)^2))/(1+(0.03426*$C6)+(0.0004464*$C6^2)+(0.4215-0.003107*$C6)*((($E6*(1+0.0191*($C6-25))/10000)/4.2914)))))*(0.6766097+0.0200564*$C6+0.0001104259*$C6^2-0.00000069698*$C6^3+0.0000000010031*$C6^4)))^0.5)+(25.3851*((($E6*(1+0.0191*($C6-25))/10000)/4.2914)/((1+(($I6/760*1.01325)*(0.000207-(0.0000000637*($I6/760*1.01325))+(0.000000000003989*($I6/760*1.01325)^2))/(1+(0.03426*$C6)+(0.0004464*$C6^2)+(0.4215-0.003107*$C6)*((($E6*(1+0.0191*($C6-25))/10000)/4.2914)))))*(0.6766097+0.0200564*$C6+0.0001104259*$C6^2-0.00000069698*$C6^3+0.0000000010031*$C6^4))))+(14.0941*((($E6*(1+0.0191*($C6-25))/10000)/4.2914)/((1+(($I6/760*1.01325)*(0.000207-(0.0000000637*($I6/760*1.01325))+(0.000000000003989*($I6/760*1.01325)^2))/(1+(0.03426*$C6)+(0.0004464*$C6^2)+(0.4215-0.003107*$C6)*((($E6*(1+0.0191*($C6-25))/10000)/4.2914)))))*(0.6766097+0.0200564*$C6+0.0001104259*$C6^2-0.00000069698*$C6^3+0.0000000010031*$C6^4)))^1.5)-(7.0261*((($E6*(1+0.0191*($C6-25))/10000)/4.2914)/((1+(($I6/760*1.01325)*(0.000207-(0.0000000637*($I6/760*1.01325))+(0.000000000003989*($I6/760*1.01325)^2))/(1+(0.03426*$C6)+(0.0004464*$C6^2)+(0.4215-0.003107*$C6)*((($E6*(1+0.0191*($C6-25))/10000)/4.2914)))))*(0.6766097+0.0200564*$C6+0.0001104259*$C6^2-0.00000069698*$C6^3+0.0000000010031*$C6^4)))^2)+(2.7081*((($E6*(1+0.0191*($C6-25))/10000)/4.2914)/((1+(($I6/760*1.01325)*(0.000207-(0.0000000637*($I6/760*1.01325))+(0.000000000003989*($I6/760*1.01325)^2))/(1+(0.03426*$C6)+(0.0004464*$C6^2)+(0.4215-0.003107*$C6)*((($E6*(1+0.0191*($C6-25))/10000)/4.2914)))))*(0.6766097+0.0200564*$C6+0.0001104259*$C6^2-0.00000069698*$C6^3+0.0000000010031*$C6^4)))^2.5)+(($C6-15)/(1+0.0162*($C6-15))*(0.0005-0.0056*((($E6*(1+0.0191*($C6-25))/10000)/4.2914)/((1+(($I6/760*1.01325)*(0.000207-(0.0000000637*($I6/760*1.01325))+(0.000000000003989*($I6/760*1.01325)^2))/(1+(0.03426*$C6)+(0.0004464*$C6^2)+(0.4215-0.003107*$C6)*((($E6*(1+0.0191*($C6-25))/10000)/4.2914)))))*(0.6766097+0.0200564*$C6+0.0001104259*$C6^2-0.00000069698*$C6^3+0.0000000010031*$C6^4)))^0.5-0.0066*((($E6*(1+0.0191*($C6-25))/10000)/4.2914)/((1+(($I6/760*1.01325)*(0.000207-(0.0000000637*($I6/760*1.01325))+(0.000000000003989*($I6/760*1.01325)^2))/(1+(0.03426*$C6)+(0.0004464*$C6^2)+(0.4215-0.003107*$C6)*((($E6*(1+0.0191*($C6-25))/10000)/4.2914)))))*(0.6766097+0.0200564*$C6+0.0001104259*$C6^2-0.00000069698*$C6^3+0.0000000010031*$C6^4)))-0.0375*((($E6*(1+0.0191*($C6-25))/10000)/4.2914)/((1+(($I6/760*1.01325)*(0.000207-(0.0000000637*($I6/760*1.01325))+(0.000000000003989*($I6/760*1.01325)^2))/(1+(0.03426*$C6)+(0.0004464*$C6^2)+(0.4215-0.003107*$C6)*((($E6*(1+0.0191*($C6-25))/10000)/4.2914)))))*(0.6766097+0.0200564*$C6+0.0001104259*$C6^2-0.00000069698*$C6^3+0.0000000010031*$C6^4)))^1.5+0.0636*((($E6*(1+0.0191*($C6-25))/10000)/4.2914)/((1+(($I6/760*1.01325)*(0.000207-(0.0000000637*($I6/760*1.01325))+(0.000000000003989*($I6/760*1.01325)^2))/(1+(0.03426*$C6)+(0.0004464*$C6^2)+(0.4215-0.003107*$C6)*((($E6*(1+0.0191*($C6-25))/10000)/4.2914)))))*(0.6766097+0.0200564*$C6+0.0001104259*$C6^2-0.00000069698*$C6^3+0.0000000010031*$C6^4)))^2-0.0144*((($E6*(1+0.0191*($C6-25))/10000)/4.2914)/((1+(($I6/760*1.01325)*(0.000207-(0.0000000637*($I6/760*1.01325))+(0.000000000003989*($I6/760*1.01325)^2))/(1+(0.03426*$C6)+(0.0004464*$C6^2)+(0.4215-0.003107*$C6)*((($E6*(1+0.0191*($C6-25))/10000)/4.2914)))))*(0.6766097+0.0200564*$C6+0.0001104259*$C6^2-0.00000069698*$C6^3+0.0000000010031*$C6^4)))^2.5)))-(0.008/(1+(1.5*400*((($E6*(1+0.0191*($C6-25))/10000)/4.2914)/((1+(($I6/760*1.01325)*(0.000207-(0.0000000637*($I6/760*1.01325))+(0.000000000003989*($I6/760*1.01325)^2))/(1+(0.03426*$C6)+(0.0004464*$C6^2)+(0.4215-0.003107*$C6)*((($E6*(1+0.0191*($C6-25))/10000)/4.2914)))))*(0.6766097+0.0200564*$C6+0.0001104259*$C6^2-0.00000069698*$C6^3+0.0000000010031*$C6^4))))+(400*((($E6*(1+0.0191*($C6-25))/10000)/4.2914)/((1+(($I6/760*1.01325)*(0.000207-(0.0000000637*($I6/760*1.01325))+(0.000000000003989*($I6/760*1.01325)^2))/(1+(0.03426*$C6)+(0.0004464*$C6^2)+(0.4215-0.003107*$C6)*((($E6*(1+0.0191*($C6-25))/10000)/4.2914)))))*(0.6766097+0.0200564*$C6+0.0001104259*$C6^2-0.00000069698*$C6^3+0.0000000010031*$C6^4))))^2))-((0.0005*($C6-15)/(1+0.0162*($C6-15)))/(1+(100*((($E6*(1+0.0191*($C6-25))/10000)/4.2914)/((1+(($I6/760*1.01325)*(0.000207-(0.0000000637*($I6/760*1.01325))+(0.000000000003989*($I6/760*1.01325)^2))/(1+(0.03426*$C6)+(0.0004464*$C6^2)+(0.4215-0.003107*$C6)*((($E6*(1+0.0191*($C6-25))/10000)/4.2914)))))*(0.6766097+0.0200564*$C6+0.0001104259*$C6^2-0.00000069698*$C6^3+0.0000000010031*$C6^4))))^0.5+(100*((($E6*(1+0.0191*($C6-25))/10000)/4.2914)/((1+(($I6/760*1.01325)*(0.000207-(0.0000000637*($I6/760*1.01325))+(0.000000000003989*($I6/760*1.01325)^2))/(1+(0.03426*$C6)+(0.0004464*$C6^2)+(0.4215-0.003107*$C6)*((($E6*(1+0.0191*($C6-25))/10000)/4.2914)))))*(0.6766097+0.0200564*$C6+0.0001104259*$C6^2-0.00000069698*$C6^3+0.0000000010031*$C6^4))))^1.5))),$D6))","v":0}]
[{"$f":"A6+1","v":2},5,{"$f":"C6+0.1","v":10.1},null,null,null,11.261384080611323,44.399515762973387,760,0]
[{"$f":"A7+1","v":3},5,{"$f":"C7+0.1","v":10.199999999999999},null,null,null,11.234931061259426,{"$f":"IF(OR(ISBLANK(B8),ISBLANK(C8)),\"\",B8/G8*100)","v":44.504055901518853},{"$f":"IF(ISBLANK(F8),760,F8)","v":760},0]
[4,5,10.299999999999999,null,null,null,11.208587715872172,44.60865299666289,760,0]
[5,5,10.399999999999999,null,null,null,11.182353448632458,44.713306755756975,760,0]
[6,5,10.499999999999998,null,null,null,11.156227667069819,44.818016888976317,760,0]
[7,5,10.599999999999998,null,null,null,11.130209782038165,44.922783109344053,760,0]
[8,5,10.699999999999998,null,null,null,11.104299207692389,45.027605132760669,760,0]
[9,5,10.799999999999997,null,null,null,11.078495361470843,45.132482678010277,760,0]
[10,5,10.899999999999997,null,null,null,11.052797664082918,45.237415466746121,760,0]
[11,5,10.999999999999996,null,null,null,11.027205539481614,45.342403223537346,760,0]
[12,5,11.099999999999996,null,null,null,11.001718414849162,45.447445675863101,760,0]
[13,5,11.199999999999996,null,null,null,10.976335720581456,45.552542554111419,760,0]
[14,5,11.299999999999995,null,null,null,10.951056890256369,45.657693591645177,760,0]
[15,5,11.399999999999995,null,null,null,10.925881360636836,45.762898524724285,760,0]
[16,5,11.499999999999995,null,null,null,10.900808571633172,45.868157092597158,760,0]
[17,5,11.599999999999994,null,null,null,10.875837966292032,45.973469037482189,760,0]
[18,5,11.699999999999994,null,null,null,10.850968990781087,46.078834104566766,760,0]
[19,5,11.799999999999994,null,null,null,10.826201094368834,46.184252042027111,760,0]
[20,5,11.899999999999993,null,null,null,10.801533729401173,46.289722601062458,760,0]
[21,5,11.999999999999993,null,null,null,10.776966351297178,46.395245535847586,760,0]
[22,5,12.099999999999993,null,null,null,10.752498418511767,46.500820603627119,760,0]
[23,5,12.199999999999992,null,null,null,10.728129392537792,46.606447564641329,760,0]
[24,5,12.299999999999992,null,null,null,10.703858737877246,46.712126182184498,760,0]
[25,5,12.399999999999991,null,null,null,10.679685922023644,46.817856222616079,760,0]
[26,5,12.499999999999991,null,null,null,10.655610415450301,46.923637455346125,760,0]
[27,5,12.599999999999991,null,null,null,10.63163169158984,47.029469652859149,760,0]
[28,5,12.69999999999999,null,null,null,10.607749226813292,47.135352590740553,760,0]
[29,5,12.79999999999999,null,null,null,10.583962500424366,47.241286047635981,760,0]
[30,5,12.89999999999999,null,null,null,10.560270994629672,47.347269805317531,760,0]
[31,5,12.999999999999989,null,null,null,10.536674194524206,47.45330364868304,760,0]
[32,5,13.099999999999989,null,null,null,10.513171588084964,47.559387365718621,760,0]
[33,5,13.199999999999989,null,null,null,10.489762666141281,47.665520747565957,760,0]
[34,5,13.299999999999988,null,null,null,10.466446922368055,47.771703588487121,760,0]
[35,5,13.399999999999988,null,null,null,10.443223853262021,47.877935685906145,760,0]
[36,5,13.499999999999988,null,null,null,10.420092958125638,47.984216840416728,760,0]
[37,5,13.599999999999987,null,null,null,10.397053739059061,48.090546855752834,760,0]
[38,5,13.699999999999987,null,null,null,10.374105700934107,48.196925538842244,760,0]
[39,5,13.799999999999986,null,null,null,10.351248351383175,48.303352699791809,760,0]
[40,5,13.899999999999986,null,null,null,10.328481200782337,48.409828151899745,760,0]
[41,5,13.999999999999986,null,null,null,10.305803762236581,48.516351711658182,760,0]
[42,5,14.099999999999985,null,null,null,10.283215551559309,48.622923198783077,760,0]
[43,5,14.199999999999985,null,null,null,10.260716087257821,48.729542436216569,760,0]
[44,5,14.299999999999985,null,null,null,10.238304890528498,48.836209250083208,760,0]
[45,5,14.399999999999984,null,null,null,10.21598148522377,48.942923469780354,760,0]
[46,5,14.499999999999984,null,null,null,10.193745397846364,49.049684927939751,760,0]
[47,5,14.599999999999984,null,null,null,10.171596157535713,49.156493460426141,760,0]
[48,5,14.699999999999983,null,null,null,10.149533296045519,49.26334890637888,760,0]
[49,5,14.799999999999983,null,null,null,10.127556347735004,49.370251108187951,760,0]
[50,5,14.899999999999983,null,null,null,10.105664849551877,49.477199911510212,760,0]
[51,5,14.999999999999982,null,null,null,10.08385834100911,49.584195165316466,760,0]
[52,5,15.099999999999982,null,null,null,10.062136364187074,49.691236721814718,760,0]
[53,5,15.199999999999982,null,null,null,10.040498463702184,49.798324436537733,760,0]
[54,5,15.299999999999981,null,null,null,10.018944186703736,49.905458168292441,760,0]
[55,5,15.399999999999981,null,null,null,9.9974730828445804,50.012637779239213,760,0]
[56,5,15.49999999999998,null,null,null,9.9760847042860714,50.119863134801037,760,0]
[57,5,15.59999999999998,null,null,null,9.9547786056712031,50.227134103731018,760,0]
[58,5,15.69999999999998,null,null,null,9.9335543441061667,50.334450558139132,760,0]
[59,5,15.799999999999979,null,null,null,9.9124114791595268,50.441812373430139,760,0]
[60,5,15.899999999999979,null,null,null,9.8913495728334979,50.549219428382706,760,0]
[61,5,15.999999999999979,null,null,null,9.8703681895635356,50.656671605085265,760,0]
[62,5,16.09999999999998,null,null,null,9.8494668961901475,50.764168789013752,760,0]
[63,5,16.199999999999982,null,null,null,9.8286452619572238,50.871710868974098,760,0]
[64,5,16.299999999999983,null,null,null,9.8079028584899692,50.979297737149523,760,0]
[65,5,16.399999999999984,null,null,null,{"$f":"IF(OR(ISBLANK($B70),ISBLANK($C70)),\"\",(EXP((-139.34411+(157570.1/($C70+273.15)-(66423080/($C70+273.15)^2)+(12438000000/($C70+273.15)^3)-(862194900000/($C70+273.15)^4))-($J70*(0.017674-(10.754/($C70+273.15))+(2140.7/($C70+273.15)^2))))))*($I70/760)*((1-((EXP(11.8581-(3840.7/($C70+273.15))-(216961/($C70+273.15)^2)))/($I70/760)))*(1-(0.000975-(0.00001426*$C70)+(0.00000006436*$C70^2))*($I70/760)))/((1-(EXP(11.8581-(3840.7/($C70+273.15))-(216961/($C70+273.15)^2))))*(1-(0.000975-(0.00001426*$C70)+(0.00000006436*$C70^2)))))","v":9.7872392597813569},51.086929289104745,760,{"$f":"IF(AND(ISBLANK($D70),ISBLANK($E70)),0,IF(ISBLANK($D70),IF($E70=0,0,(0.008-(0.1692*((($E70*(1+0.0191*($C70-25))/10000)/4.2914)/((1+(($I70/760*1.01325)*(0.000207-(0.0000000637*($I70/760*1.01325))+(0.000000000003989*($I70/760*1.01325)^2))/(1+(0.03426*$C70)+(0.0004464*$C70^2)+(0.4215-0.003107*$C70)*((($E70*(1+0.0191*($C70-25))/10000)/4.2914)))))*(0.6766097+0.0200564*$C70+0.0001104259*$C70^2-0.00000069698*$C70^3+0.0000000010031*$C70^4)))^0.5)+(25.3851*((($E70*(1+0.0191*($C70-25))/10000)/4.2914)/((1+(($I70/760*1.01325)*(0.000207-(0.0000000637*($I70/760*1.01325))+(0.000000000003989*($I70/760*1.01325)^2))/(1+(0.03426*$C70)+(0.0004464*$C70^2)+(0.4215-0.003107*$C70)*((($E70*(1+0.0191*($C70-25))/10000)/4.2914)))))*(0.6766097+0.0200564*$C70+0.0001104259*$C70^2-0.00000069698*$C70^3+0.0000000010031*$C70^4))))+(14.0941*((($E70*(1+0.0191*($C70-25))/10000)/4.2914)/((1+(($I70/760*1.01325)*(0.000207-(0.0000000637*($I70/760*1.01325))+(0.000000000003989*($I70/760*1.01325)^2))/(1+(0.03426*$C70)+(0.0004464*$C70^2)+(0.4215-0.003107*$C70)*((($E70*(1+0.0191*($C70-25))/10000)/4.2914)))))*(0.6766097+0.0200564*$C70+0.0001104259*$C70^2-0.00000069698*$C70^3+0.0000000010031*$C70^4)))^1.5)-(7.0261*((($E70*(1+0.0191*($C70-25))/10000)/4.2914)/((1+(($I70/760*1.01325)*(0.000207-(0.0000000637*($I70/760*1.01325))+(0.000000000003989*($I70/760*1.01325)^2))/(1+(0.03426*$C70)+(0.0004464*$C70^2)+(0.4215-0.003107*$C70)*((($E70*(1+0.0191*($C70-25))/10000)/4.2914)))))*(0.6766097+0.0200564*$C70+0.0001104259*$C70^2-0.00000069698*$C70^3+0.0000000010031*$C70^4)))^2)+(2.7081*((($E70*(1+0.0191*($C70-25))/10000)/4.2914)/((1+(($I70/760*1.01325)*(0.000207-(0.0000000637*($I70/760*1.01325))+(0.000000000003989*($I70/760*1.01325)^2))/(1+(0.03426*$C70)+(0.0004464*$C70^2)+(0.4215-0.003107*$C70)*((($E70*(1+0.0191*($C70-25))/10000)/4.2914)))))*(0.6766097+0.0200564*$C70+0.0001104259*$C70^2-0.00000069698*$C70^3+0.0000000010031*$C70^4)))^2.5)+(($C70-15)/(1+0.0162*($C70-15))*(0.0005-0.0056*((($E70*(1+0.0191*($C70-25))/10000)/4.2914)/((1+(($I70/760*1.01325)*(0.000207-(0.0000000637*($I70/760*1.01325))+(0.000000000003989*($I70/760*1.01325)^2))/(1+(0.03426*$C70)+(0.0004464*$C70^2)+(0.4215-0.003107*$C70)*((($E70*(1+0.0191*($C70-25))/10000)/4.2914)))))*(0.6766097+0.0200564*$C70+0.0001104259*$C70^2-0.00000069698*$C70^3+0.0000000010031*$C70^4)))^0.5-0.0066*((($E70*(1+0.0191*($C70-25))/10000)/4.2914)/((1+(($I70/760*1.01325)*(0.000207-(0.0000000637*($I70/760*1.01325))+(0.000000000003989*($I70/760*1.01325)^2))/(1+(0.03426*$C70)+(0.0004464*$C70^2)+(0.4215-0.003107*$C70)*((($E70*(1+0.0191*($C70-25))/10000)/4.2914)))))*(0.6766097+0.0200564*$C70+0.0001104259*$C70^2-0.00000069698*$C70^3+0.0000000010031*$C70^4)))-0.0375*((($E70*(1+0.0191*($C70-25))/10000)/4.2914)/((1+(($I70/760*1.01325)*(0.000207-(0.0000000637*($I70/760*1.01325))+(0.000000000003989*($I70/760*1.01325)^2))/(1+(0.03426*$C70)+(0.0004464*$C70^2)+(0.4215-0.003107*$C70)*((($E70*(1+0.0191*($C70-25))/10000)/4.2914)))))*(0.6766097+0.0200564*$C70+0.0001104259*$C70^2-0.00000069698*$C70^3+0.0000000010031*$C70^4)))^1.5+0.0636*((($E70*(1+0.0191*($C70-25))/10000)/4.2914)/((1+(($I70/760*1.01325)*(0.000207-(0.0000000637*($I70/760*1.01325))+(0.000000000003989*($I70/760*1.01325)^2))/(1+(0.03426*$C70)+(0.0004464*$C70^2)+(0.4215-0.003107*$C70)*((($E70*(1+0.0191*($C70-25))/10000)/4.2914)))))*(0.6766097+0.0200564*$C70+0.0001104259*$C70^2-0.00000069698*$C70^3+0.0000000010031*$C70^4)))^2-0.0144*((($E70*(1+0.0191*($C70-25))/10000)/4.2914)/((1+(($I70/760*1.01325)*(0.000207-(0.0000000637*($I70/760*1.01325))+(0.000000000003989*($I70/760*1.01325)^2))/(1+(0.03426*$C70)+(0.0004464*$C70^2)+(0.4215-0.003107*$C70)*((($E70*(1+0.0191*($C70-25))/10000)/4.2914)))))*(0.6766097+0.0200564*$C70+0.0001104259*$C70^2-0.00000069698*$C70^3+0.0000000010031*$C70^4)))^2.5)))-(0.008/(1+(1.5*400*((($E70*(1+0.0191*($C70-25))/10000)/4.2914)/((1+(($I70/760*1.01325)*(0.000207-(0.0000000637*($I70/760*1.01325))+(0.000000000003989*($I70/760*1.01325)^2))/(1+(0.03426*$C70)+(0.0004464*$C70^2)+(0.4215-0.003107*$C70)*((($E70*(1+0.0191*($C70-25))/10000)/4.2914)))))*(0.6766097+0.0200564*$C70+0.0001104259*$C70^2-0.00000069698*$C70^3+0.0000000010031*$C70^4))))+(400*((($E70*(1+0.0191*($C70-25))/10000)/4.2914)/((1+(($I70/760*1.01325)*(0.000207-(0.0000000637*($I70/760*1.01325))+(0.000000000003989*($I70/760*1.01325)^2))/(1+(0.03426*$C70)+(0.0004464*$C70^2)+(0.4215-0.003107*$C70)*((($E70*(1+0.0191*($C70-25))/10000)/4.2914)))))*(0.6766097+0.0200564*$C70+0.0001104259*$C70^2-0.00000069698*$C70^3+0.0000000010031*$C70^4))))^2))-((0.0005*($C70-15)/(1+0.0162*($C70-15)))/(1+(100*((($E70*(1+0.0191*($C70-25))/10000)/4.2914)/((1+(($I70/760*1.01325)*(0.000207-(0.0000000637*($I70/760*1.01325))+(0.000000000003989*($I70/760*1.01325)^2))/(1+(0.03426*$C70)+(0.0004464*$C70^2)+(0.4215-0.003107*$C70)*((($E70*(1+0.0191*($C70-25))/10000)/4.2914)))))*(0.6766097+0.0200564*$C70+0.0001104259*$C70^2-0.00000069698*$C70^3+0.0000000010031*$C70^4))))^0.5+(100*((($E70*(1+0.0191*($C70-25))/10000)/4.2914)/((1+(($I70/760*1.01325)*(0.000207-(0.0000000637*($I70/760*1.01325))+(0.000000000003989*($I70/760*1.01325)^2))/(1+(0.03426*$C70)+(0.0004464*$C70^2)+(0.4215-0.003107*$C70)*((($E70*(1+0.0191*($C70-25))/10000)/4.2914)))))*(0.6766097+0.0200564*$C70+0.0001104259*$C70^2-0.00000069698*$C70^3+0.0000000010031*$C70^4))))^1.5))),$D70))","v":0}]
[66,5,16.499999999999986,null,null,null,9.7666540421903445,51.194605423728731,760,0]
[{"$f":"A71+1","v":67},5,{"$f":"C71+0.1","v":16.599999999999987},null,null,null,9.7461467844059531,{"$f":"IF(OR(ISBLANK(B72),ISBLANK(C72)),\"\",B72/G72*100)","v":51.302326043356018},{"$f":"IF(ISBLANK(F72),760,F72)","v":760},0]
[68,5,16.699999999999989,null,null,null,9.7257170674523543,51.410091053674321,760,0]
[69,5,16.79999999999999,null,null,null,9.7053644746695333,51.517900363759907,760,0]
[70,5,16.899999999999991,null,null,null,9.6850885916946723,51.625753886109912,760,0]
[71,5,16.999999999999993,null,null,null,9.6648890064596138,51.733651536589875,760,0]
[72,5,17.099999999999994,null,null,null,9.6447653091652636,51.841593234503911,760,0]
[73,5,17.199999999999996,null,null,null,9.6247170922770096,51.949578902553519,760,0]
[74,5,17.299999999999997,null,null,null,9.6047439505075793,52.05760846686357,760,0]
[75,5,17.399999999999999,null,null,null,9.5848454808041161,52.165681856986254,760,0]
[76,5,17.5,null,null,null,9.5650212823383249,52.273799005888556,760,0]
[77,5,17.600000000000001,null,null,null,9.5452709564923417,52.381959849963025,760,0]
[78,5,17.700000000000003,null,null,null,9.5255941068379233,52.490164329075952,760,0]
[79,5,17.800000000000004,null,null,null,9.5059903391406788,52.598412386478287,760,0]
[80,5,17.900000000000006,null,null,null,9.4864592613256331,52.706703968929524,760,0]
[81,5,18.000000000000007,null,null,null,9.4670004834832273,52.815039026599187,760,0]
[82,5,18.100000000000009,null,null,null,9.4476136178480452,52.92341751311892,760,0]
[83,5,18.20000000000001,null,null,null,9.4282982787871354,53.031839385582145,760,0]
[84,5,18.300000000000011,null,null,null,9.4090540827881206,53.140304604545165,760,0]
[85,5,18.400000000000013,null,null,null,9.3898806484476562,53.248813134026406,760,0]
[86,5,18.500000000000014,null,null,null,9.3707775964575681,53.35736494151935,760,0]
[87,5,18.600000000000016,null,null,null,9.3517445495945548,53.465959997985344,760,0]
[88,5,18.700000000000017,null,null,null,9.3327811327030421,53.574598277886068,760,0]
[89,5,18.800000000000018,null,null,null,9.3138869726924742,53.683279759133598,760,0]
[90,5,18.90000000000002,null,null,null,9.2950616985187455,53.792004423131445,760,0]
[91,5,19.000000000000021,null,null,null,9.276304941170503,53.900772254788443,760,0]
[92,5,19.100000000000023,null,null,null,9.2576163336603301,54.009583242504831,760,0]
[93,5,19.200000000000024,null,null,null,9.2389955110164603,54.118437378155058,760,0]
[94,5,19.300000000000026,null,null,null,9.2204421102632885,54.22733465713636,760,0]
[95,5,19.400000000000027,null,null,null,9.2019557704172161,54.336275078328264,760,0]
[96,5,19.500000000000028,null,null,null,9.183536132469948,54.44525864412568,760,0]
[97,5,19.60000000000003,null,null,null,9.1651828393789874,54.554285360430285,760,0]
[98,5,19.700000000000031,null,null,null,9.146895536055295,54.663355236658887,760,0]
[99,5,19.800000000000033,null,null,null,9.1286738693557421,54.772468285723477,760,0]
[100,5,19.900000000000034,null,null,null,9.1105174880633939,54.88162452408443,760,0]
[101,5,20.000000000000036,null,null,null,9.0924260428860837,54.990823971694567,760,0]
[102,5,20.100000000000037,null,null,null,9.0743991864407523,55.100066652028644,760,0]
[103,5,20.200000000000038,null,null,null,9.0564365732397238,55.209352592102015,760,0]
[104,5,20.30000000000004,null,null,null,9.0385378596842756,55.318681822445285,760,0]
[105,5,20.400000000000041,null,null,null,9.0207027040515726,55.428054377119565,760,0]
[106,5,20.500000000000043,null,null,null,9.002930766483491,55.537470293720595,760,0]
[107,5,20.600000000000044,null,null,null,8.9852217089770452,55.646929613373366,760,0]
[108,5,20.700000000000045,null,null,null,8.967575195371067,55.75643238075024,760,0]
[109,5,20.800000000000047,null,null,null,8.9499908913421269,55.865978644031976,760,0]
[110,5,20.900000000000048,null,null,null,8.9324684643834651,55.97556845497477,760,0]
[111,5,21.00000000000005,null,null,null,8.9150075838033533,56.085201868856757,760,0]
[112,5,21.100000000000051,null,null,null,8.8976079207097882,56.194878944510016,760,0]
[113,5,21.200000000000053,null,null,null,8.8802691480038778,56.304599744298386,760,0]
[114,5,21.300000000000054,null,null,null,8.8629909403647122,56.414364334149369,760,0]
[115,5,21.400000000000055,null,null,null,8.8457729742464046,56.524172783509222,760,0]
[116,5,21.500000000000057,null,null,null,8.8286149278575774,56.634025165409952,760,0]
[117,5,21.600000000000058,null,null,null,8.8115164811567972,56.743921556435517,760,0]
[118,5,21.70000000000006,null,null,null,8.7944773158480327,56.853862036687289,760,0]
[119,5,21.800000000000061,null,null,null,8.7774971153606351,56.963846689849561,760,0]
[120,5,21.900000000000063,null,null,null,8.760575564844455,57.073875603158221,760,0]
[121,5,22.000000000000064,null,null,null,8.7437123511587558,57.183948867409597,760,0]
[122,5,22.100000000000065,null,null,null,8.7269071628646699,57.294066576946534,760,0]
[123,5,22.200000000000067,null,null,null,8.710159690211281,57.404228829686545,760,0]
[124,5,22.300000000000068,null,null,null,8.6934696251297083,57.514435727097847,760,0]
[125,5,22.40000000000007,null,null,null,8.6768366612200829,57.624687374222518,760,0]
[126,5,22.500000000000071,null,null,null,8.660260493749437,57.734983879627656,760,0]
[127,5,22.600000000000072,null,null,null,8.6437408196272436,57.84532535550531,760,0]
[128,5,22.700000000000074,null,null,null,8.6272773374120675,57.955711917566042,760,0]
[129,5,22.800000000000075,null,null,null,{"$f":"IF(OR(ISBLANK($B134),ISBLANK($C134)),\"\",(EXP((-139.34411+(157570.1/($C134+273.15)-(66423080/($C134+273.15)^2)+(12438000000/($C134+273.15)^3)-(862194900000/($C134+273.15)^4))-($J134*(0.017674-(10.754/($C134+273.15))+(2140.7/($C134+273.15)^2))))))*($I134/760)*((1-((EXP(11.8581-(3840.7/($C134+273.15))-(216961/($C134+273.15)^2)))/($I134/760)))*(1-(0.000975-(0.00001426*$C134)+(0.00000006436*$C134^2))*($I134/760)))/((1-(EXP(11.8581-(3840.7/($C134+273.15))-(216961/($C134+273.15)^2))))*(1-(0.000975-(0.00001426*$C134)+(0.00000006436*$C134^2)))))","v":8.610869747291682},58.066143685109353,760,{"$f":"IF(AND(ISBLANK($D134),ISBLANK($E134)),0,IF(ISBLANK($D134),IF($E134=0,0,(0.008-(0.1692*((($E134*(1+0.0191*($C134-25))/10000)/4.2914)/((1+(($I134/760*1.01325)*(0.000207-(0.0000000637*($I134/760*1.01325))+(0.000000000003989*($I134/760*1.01325)^2))/(1+(0.03426*$C134)+(0.0004464*$C134^2)+(0.4215-0.003107*$C134)*((($E134*(1+0.0191*($C134-25))/10000)/4.2914)))))*(0.6766097+0.0200564*$C134+0.0001104259*$C134^2-0.00000069698*$C134^3+0.0000000010031*$C134^4)))^0.5)+(25.3851*((($E134*(1+0.0191*($C134-25))/10000)/4.2914)/((1+(($I134/760*1.01325)*(0.000207-(0.0000000637*($I134/760*1.01325))+(0.000000000003989*($I134/760*1.01325)^2))/(1+(0.03426*$C134)+(0.0004464*$C134^2)+(0.4215-0.003107*$C134)*((($E134*(1+0.0191*($C134-25))/10000)/4.2914)))))*(0.6766097+0.0200564*$C134+0.0001104259*$C134^2-0.00000069698*$C134^3+0.0000000010031*$C134^4))))+(14.0941*((($E134*(1+0.0191*($C134-25))/10000)/4.2914)/((1+(($I134/760*1.01325)*(0.000207-(0.0000000637*($I134/760*1.01325))+(0.000000000003989*($I134/760*1.01325)^2))/(1+(0.03426*$C134)+(0.0004464*$C134^2)+(0.4215-0.003107*$C134)*((($E134*(1+0.0191*($C134-25))/10000)/4.2914)))))*(0.6766097+0.0200564*$C134+0.0001104259*$C134^2-0.00000069698*$C134^3+0.0000000010031*$C134^4)))^1.5)-(7.0261*((($E134*(1+0.0191*($C134-25))/10000)/4.2914)/((1+(($I134/760*1.01325)*(0.000207-(0.0000000637*($I134/760*1.01325))+(0.000000000003989*($I134/760*1.01325)^2))/(1+(0.03426*$C134)+(0.0004464*$C134^2)+(0.4215-0.003107*$C134)*((($E134*(1+0.0191*($C134-25))/10000)/4.2914)))))*(0.6766097+0.0200564*$C134+0.0001104259*$C134^2-0.00000069698*$C134^3+0.0000000010031*$C134^4)))^2)+(2.7081*((($E134*(1+0.0191*($C134-25))/10000)/4.2914)/((1+(($I134/760*1.01325)*(0.000207-(0.0000000637*($I134/760*1.01325))+(0.000000000003989*($I134/760*1.01325)^2))/(1+(0.03426*$C134)+(0.0004464*$C134^2)+(0.4215-0.003107*$C134)*((($E134*(1+0.0191*($C134-25))/10000)/4.2914)))))*(0.6766097+0.0200564*$C134+0.0001104259*$C134^2-0.00000069698*$C134^3+0.0000000010031*$C134^4)))^2.5)+(($C134-15)/(1+0.0162*($C134-15))*(0.0005-0.0056*((($E134*(1+0.0191*($C134-25))/10000)/4.2914)/((1+(($I134/760*1.01325)*(0.000207-(0.0000000637*($I134/760*1.01325))+(0.000000000003989*($I134/760*1.01325)^2))/(1+(0.03426*$C134)+(0.0004464*$C134^2)+(0.4215-0.003107*$C134)*((($E134*(1+0.0191*($C134-25))/10000)/4.2914)))))*(0.6766097+0.0200564*$C134+0.0001104259*$C134^2-0.00000069698*$C134^3+0.0000000010031*$C134^4)))^0.5-0.0066*((($E134*(1+0.0191*($C134-25))/10000)/4.2914)/((1+(($I134/760*1.01325)*(0.000207-(0.0000000637*($I134/760*1.01325))+(0.000000000003989*($I134/760*1.01325)^2))/(1+(0.03426*$C134)+(0.0004464*$C134^2)+(0.4215-0.003107*$C134)*((($E134*(1+0.0191*($C134-25))/10000)/4.2914)))))*(0.6766097+0.0200564*$C134+0.0001104259*$C134^2-0.00000069698*$C134^3+0.0000000010031*$C134^4)))-0.0375*((($E134*(1+0.0191*($C134-25))/10000)/4.2914)/((1+(($I134/760*1.01325)*(0.000207-(0.0000000637*($I134/760*1.01325))+(0.000000000003989*($I134/760*1.01325)^2))/(1+(0.03426*$C134)+(0.0004464*$C134^2)+(0.4215-0.003107*$C134)*((($E134*(1+0.0191*($C134-25))/10000)/4.2914)))))*(0.6766097+0.0200564*$C134+0.0001104259*$C134^2-0.00000069698*$C134^3+0.0000000010031*$C134^4)))^1.5+0.0636*((($E134*(1+0.0191*($C134-25))/10000)/4.2914)/((1+(($I134/760*1.01325)*(0.000207-(0.0000000637*($I134/760*1.01325))+(0.000000000003989*($I134/760*1.01325)^2))/(1+(0.03426*$C134)+(0.0004464*$C134^2)+(0.4215-0.003107*$C134)*((($E134*(1+0.0191*($C134-25))/10000)/4.2914)))))*(0.6766097+0.0200564*$C134+0.0001104259*$C134^2-0.00000069698*$C134^3+0.0000000010031*$C134^4)))^2-0.0144*((($E134*(1+0.0191*($C134-25))/10000)/4.2914)/((1+(($I134/760*1.01325)*(0.000207-(0.0000000637*($I134/760*1.01325))+(0.000000000003989*($I134/760*1.01325)^2))/(1+(0.03426*$C134)+(0.0004464*$C134^2)+(0.4215-0.003107*$C134)*((($E134*(1+0.0191*($C134-25))/10000)/4.2914)))))*(0.6766097+0.0200564*$C134+0.0001104259*$C134^2-0.00000069698*$C134^3+0.0000000010031*$C134^4)))^2.5)))-(0.008/(1+(1.5*400*((($E134*(1+0.0191*($C134-25))/10000)/4.2914)/((1+(($I134/760*1.01325)*(0.000207-(0.0000000637*($I134/760*1.01325))+(0.000000000003989*($I134/760*1.01325)^2))/(1+(0.03426*$C134)+(0.0004464*$C134^2)+(0.4215-0.003107*$C134)*((($E134*(1+0.0191*($C134-25))/10000)/4.2914)))))*(0.6766097+0.0200564*$C134+0.0001104259*$C134^2-0.00000069698*$C134^3+0.0000000010031*$C134^4))))+(400*((($E134*(1+0.0191*($C134-25))/10000)/4.2914)/((1+(($I134/760*1.01325)*(0.000207-(0.0000000637*($I134/760*1.01325))+(0.000000000003989*($I134/760*1.01325)^2))/(1+(0.03426*$C134)+(0.0004464*$C134^2)+(0.4215-0.003107*$C134)*((($E134*(1+0.0191*($C134-25))/10000)/4.2914)))))*(0.6766097+0.0200564*$C134+0.0001104259*$C134^2-0.00000069698*$C134^3+0.0000000010031*$C134^4))))^2))-((0.0005*($C134-15)/(1+0.0162*($C134-15)))/(1+(100*((($E134*(1+0.0191*($C134-25))/10000)/4.2914)/((1+(($I134/760*1.01325)*(0.000207-(0.0000000637*($I134/760*1.01325))+(0.000000000003989*($I134/760*1.01325)^2))/(1+(0.03426*$C134)+(0.0004464*$C134^2)+(0.4215-0.003107*$C134)*((($E134*(1+0.0191*($C134-25))/10000)/4.2914)))))*(0.6766097+0.0200564*$C134+0.0001104259*$C134^2-0.00000069698*$C134^3+0.0000000010031*$C134^4))))^0.5+(100*((($E134*(1+0.0191*($C134-25))/10000)/4.2914)/((1+(($I134/760*1.01325)*(0.000207-(0.0000000637*($I134/760*1.01325))+(0.000000000003989*($I134/760*1.01325)^2))/(1+(0.03426*$C134)+(0.0004464*$C134^2)+(0.4215-0.003107*$C134)*((($E134*(1+0.0191*($C134-25))/10000)/4.2914)))))*(0.6766097+0.0200564*$C134+0.0001104259*$C134^2-0.00000069698*$C134^3+0.0000000010031*$C134^4))))^1.5))),$D134))","v":0}]
[130,5,22.900000000000077,null,null,null,8.5945177510809465,58.176620780975661,760,0]
[{"$f":"A135+1","v":131},5,{"$f":"C135+0.1","v":23.000000000000078},null,null,null,8.5782210522045617,{"$f":"IF(OR(ISBLANK(B136),ISBLANK(C136)),\"\",B136/G136*100)","v":58.28714333160049},{"$f":"IF(ISBLANK(F136),760,F136)","v":760},0]
[132,5,23.10000000000008,null,null,null,8.5619793556921415,58.39771146698596,760,0]
[133,5,23.200000000000081,null,null,null,8.5457923681742649,58.508325320665463,760,0]
[134,5,23.300000000000082,null,null,null,8.5296597978615853,58.618985029784156,760,0]
[135,5,23.400000000000084,null,null,null,8.5135813545454031,58.7296907350336,760,0]
[136,5,23.500000000000085,null,null,null,8.497556749583719,58.840442580685817,760,0]
[137,5,23.600000000000087,null,null,null,8.4815856958941538,58.951240714580614,760,0]
[138,5,23.700000000000088,null,null,null,8.4656679079481059,59.06208528810447,760,0]
[139,5,23.80000000000009,null,null,null,8.449803101751975,59.172976456259718,760,0]
[140,5,23.900000000000091,null,null,null,8.4339909948522909,59.283914377567669,760,0]
[141,5,24.000000000000092,null,null,null,8.4182313063115508,59.394899214176512,760,0]
[142,5,24.100000000000094,null,null,null,8.4025237567136664,59.505931131762289,760,0]
[143,5,24.200000000000095,null,null,null,8.3868680681478764,59.617010299581132,760,0]
[144,5,24.300000000000097,null,null,null,8.3712639642006259,59.72813689046599,760,0]
[145,5,24.400000000000098,null,null,null,8.3557111699475275,59.839311080823286,760,0]
[146,5,24.500000000000099,null,null,null,8.3402094119446524,59.950533050634405,760,0]
[147,5,24.600000000000101,null,null,null,8.3247584182231957,60.061802983433367,760,0]
[148,5,24.700000000000102,null,null,null,8.3093579182768504,60.173121066337131,760,0]
[149,5,24.800000000000104,null,null,null,8.2940076430575349,60.284487490016112,760,0]
[150,5,24.900000000000105,null,null,null,8.2787073249581997,60.395902448758754,760,0]
[151,5,25.000000000000107,null,null,null,8.2634566978192616,60.507366140364816,760,0]
[152,5,25.100000000000108,null,null,null,8.2482554969079924,60.618878766235362,760,0]
[153,5,25.200000000000109,null,null,null,8.2331034589144725,60.730440531343035,760,0]
[154,5,25.300000000000111,null,null,null,8.218000321946624,60.842051644208674,760,0]
[155,5,25.400000000000112,null,null,null,8.202945825515938,60.953712316947026,760,0]
[156,5,25.500000000000114,null,null,null,8.1879397105375329,61.065422765206868,760,0]
[157,5,25.600000000000115,null,null,null,8.1729817193127481,61.17718320824094,760,0]
[158,5,25.700000000000117,null,null,null,8.1580715955292931,61.288993868845807,760,0]
[159,5,25.800000000000118,null,null,null,8.1432090842488627,61.400854973395354,760,0]
[160,5,25.900000000000119,null,null,null,8.1283939319029486,61.512766751813217,760,0]
[161,5,26.000000000000121,null,null,null,8.1136258862798982,61.624729437611556,760,0]
[162,5,26.100000000000122,null,null,null,8.0989046965245191,61.736743267835323,760,0]
[163,5,26.200000000000124,null,null,null,8.0842301131201939,61.848808483139493,760,0]
[164,5,26.300000000000125,null,null,null,8.0696018878956988,61.960925327678638,760,0]
[165,5,26.400000000000126,null,null,null,8.0550197740017051,62.073094049228104,760,0]
[166,5,26.500000000000128,null,null,null,8.040483525916299,62.185314899083721,760,0]
[167,5,26.600000000000129,null,null,null,8.0259928994298821,62.297588132119699,760,0]
[168,5,26.700000000000131,null,null,null,8.0115476516388568,62.409914006779829,760,0]
[169,5,26.800000000000132,null,null,null,7.9971475409430015,62.52229278503988,760,0]
[170,5,26.900000000000134,null,null,null,7.9827923270344314,62.634724732435522,760,0]
[171,5,27.000000000000135,null,null,null,7.968481770886223,62.747210118094053,760,0]
[172,5,27.100000000000136,null,null,null,7.9542156347558048,62.859749214650265,760,0]
[173,5,27.200000000000138,null,null,null,7.9399936821682218,62.972342298320569,760,0]
[174,5,27.300000000000139,null,null,null,7.925815677913052,63.084989648870447,760,0]
[175,5,27.400000000000141,null,null,null,7.911681388037521,63.197691549611825,760,0]
[176,5,27.500000000000142,null,null,null,7.8975905798369581,63.31044828742214,760,0]
[177,5,27.600000000000144,null,null,null,7.8835430218522911,63.423260152707542,760,0]
[178,5,27.700000000000145,null,null,null,7.8695384838587987,63.536127439436171,760,0]
[179,5,27.800000000000146,null,null,null,7.8555767368621288,63.649050445113787,760,0]
[180,5,27.900000000000148,null,null,null,7.8416575530900721,63.76202947079355,760,0]
[181,5,28.000000000000149,null,null,null,7.8277807059833098,63.875064821094909,760,0]
[182,5,28.100000000000151,null,null,null,7.8139459701948786,63.988156804151807,760,0]
[183,5,28.200000000000152,null,null,null,7.8001531215778845,64.101305731656652,760,0]
[184,5,28.300000000000153,null,null,null,7.7864019371812754,64.21451191883925,760,0]
[185,5,28.400000000000155,null,null,null,7.7726921952436561,64.327775684461685,760,0]
[186,5,28.500000000000156,null,null,null,7.7590236751849364,64.44109735083164,760,0]
[187,5,28.600000000000158,null,null,null,7.7453961575993642,64.554477243804627,760,0]
[188,5,28.700000000000159,null,null,null,7.7318094242530098,64.667915692749546,760,0]
[189,5,28.800000000000161,null,null,null,7.7182632580724739,64.781413030587387,760,0]
[190,5,28.900000000000162,null,null,null,7.7047574431424541,64.894969593756684,760,0]
[191,5,29.000000000000163,null,null,null,7.6912917646954435,65.008585722244902,760,0]
[192,5,29.100000000000165,null,null,null,7.6778660091095938,65.122261759551762,760,0]
[193,5,29.200000000000166,null,null,null,{"$f":"IF(OR(ISBLANK($B198),ISBLANK($C198)),\"\",(EXP((-139.34411+(157570.1/($C198+273.15)-(66423080/($C198+273.15)^2)+(12438000000/($C198+273.15)^3)-(862194900000/($C198+273.15)^4))-($J198*(0.017674-(10.754/($C198+273.15))+(2140.7/($C198+273.15)^2))))))*($I198/760)*((1-((EXP(11.8581-(3840.7/($C198+273.15))-(216961/($C198+273.15)^2)))/($I198/760)))*(1-(0.000975-(0.00001426*$C198)+(0.00000006436*$C198^2))*($I198/760)))/((1-(EXP(11.8581-(3840.7/($C198+273.15))-(216961/($C198+273.15)^2))))*(1-(0.000975-(0.00001426*$C198)+(0.00000006436*$C198^2)))))","v":7.6644799638996028},65.235998052711395,760,{"$f":"IF(AND(ISBLANK($D198),ISBLANK($E198)),0,IF(ISBLANK($D198),IF($E198=0,0,(0.008-(0.1692*((($E198*(1+0.0191*($C198-25))/10000)/4.2914)/((1+(($I198/760*1.01325)*(0.000207-(0.0000000637*($I198/760*1.01325))+(0.000000000003989*($I198/760*1.01325)^2))/(1+(0.03426*$C198)+(0.0004464*$C198^2)+(0.4215-0.003107*$C198)*((($E198*(1+0.0191*($C198-25))/10000)/4.2914)))))*(0.6766097+0.0200564*$C198+0.0001104259*$C198^2-0.00000069698*$C198^3+0.0000000010031*$C198^4)))^0.5)+(25.3851*((($E198*(1+0.0191*($C198-25))/10000)/4.2914)/((1+(($I198/760*1.01325)*(0.000207-(0.0000000637*($I198/760*1.01325))+(0.000000000003989*($I198/760*1.01325)^2))/(1+(0.03426*$C198)+(0.0004464*$C198^2)+(0.4215-0.003107*$C198)*((($E198*(1+0.0191*($C198-25))/10000)/4.2914)))))*(0.6766097+0.0200564*$C198+0.0001104259*$C198^2-0.00000069698*$C198^3+0.0000000010031*$C198^4))))+(14.0941*((($E198*(1+0.0191*($C198-25))/10000)/4.2914)/((1+(($I198/760*1.01325)*(0.000207-(0.0000000637*($I198/760*1.01325))+(0.000000000003989*($I198/760*1.01325)^2))/(1+(0.03426*$C198)+(0.0004464*$C198^2)+(0.4215-0.003107*$C198)*((($E198*(1+0.0191*($C198-25))/10000)/4.2914)))))*(0.6766097+0.0200564*$C198+0.0001104259*$C198^2-0.00000069698*$C198^3+0.0000000010031*$C198^4)))^1.5)-(7.0261*((($E198*(1+0.0191*($C198-25))/10000)/4.2914)/((1+(($I198/760*1.01325)*(0.000207-(0.0000000637*($I198/760*1.01325))+(0.000000000003989*($I198/760*1.01325)^2))/(1+(0.03426*$C198)+(0.0004464*$C198^2)+(0.4215-0.003107*$C198)*((($E198*(1+0.0191*($C198-25))/10000)/4.2914)))))*(0.6766097+0.0200564*$C198+0.0001104259*$C198^2-0.00000069698*$C198^3+0.0000000010031*$C198^4)))^2)+(2.7081*((($E198*(1+0.0191*($C198-25))/10000)/4.2914)/((1+(($I198/760*1.01325)*(0.000207-(0.0000000637*($I198/760*1.01325))+(0.000000000003989*($I198/760*1.01325)^2))/(1+(0.03426*$C198)+(0.0004464*$C198^2)+(0.4215-0.003107*$C198)*((($E198*(1+0.0191*($C198-25))/10000)/4.2914)))))*(0.6766097+0.0200564*$C198+0.0001104259*$C198^2-0.00000069698*$C198^3+0.0000000010031*$C198^4)))^2.5)+(($C198-15)/(1+0.0162*($C198-15))*(0.0005-0.0056*((($E198*(1+0.0191*($C198-25))/10000)/4.2914)/((1+(($I198/760*1.01325)*(0.000207-(0.0000000637*($I198/760*1.01325))+(0.000000000003989*($I198/760*1.01325)^2))/(1+(0.03426*$C198)+(0.0004464*$C198^2)+(0.4215-0.003107*$C198)*((($E198*(1+0.0191*($C198-25))/10000)/4.2914)))))*(0.6766097+0.0200564*$C198+0.0001104259*$C198^2-0.00000069698*$C198^3+0.0000000010031*$C198^4)))^0.5-0.0066*((($E198*(1+0.0191*($C198-25))/10000)/4.2914)/((1+(($I198/760*1.01325)*(0.000207-(0.0000000637*($I198/760*1.01325))+(0.000000000003989*($I198/760*1.01325)^2))/(1+(0.03426*$C198)+(0.0004464*$C198^2)+(0.4215-0.003107*$C198)*((($E198*(1+0.0191*($C198-25))/10000)/4.2914)))))*(0.6766097+0.0200564*$C198+0.0001104259*$C198^2-0.00000069698*$C198^3+0.0000000010031*$C198^4)))-0.0375*((($E198*(1+0.0191*($C198-25))/10000)/4.2914)/((1+(($I198/760*1.01325)*(0.000207-(0.0000000637*($I198/760*1.01325))+(0.000000000003989*($I198/760*1.01325)^2))/(1+(0.03426*$C198)+(0.0004464*$C198^2)+(0.4215-0.003107*$C198)*((($E198*(1+0.0191*($C198-25))/10000)/4.2914)))))*(0.6766097+0.0200564*$C198+0.0001104259*$C198^2-0.00000069698*$C198^3+0.0000000010031*$C198^4)))^1.5+0.0636*((($E198*(1+0.0191*($C198-25))/10000)/4.2914)/((1+(($I198/760*1.01325)*(0.000207-(0.0000000637*($I198/760*1.01325))+(0.000000000003989*($I198/760*1.01325)^2))/(1+(0.03426*$C198)+(0.0004464*$C198^2)+(0.4215-0.003107*$C198)*((($E198*(1+0.0191*($C198-25))/10000)/4.2914)))))*(0.6766097+0.0200564*$C198+0.0001104259*$C198^2-0.00000069698*$C198^3+0.0000000010031*$C198^4)))^2-0.0144*((($E198*(1+0.0191*($C198-25))/10000)/4.2914)/((1+(($I198/760*1.01325)*(0.000207-(0.0000000637*($I198/760*1.01325))+(0.000000000003989*($I198/760*1.01325)^2))/(1+(0.03426*$C198)+(0.0004464*$C198^2)+(0.4215-0.003107*$C198)*((($E198*(1+0.0191*($C198-25))/10000)/4.2914)))))*(0.6766097+0.0200564*$C198+0.0001104259*$C198^2-0.00000069698*$C198^3+0.0000000010031*$C198^4)))^2.5)))-(0.008/(1+(1.5*400*((($E198*(1+0.0191*($C198-25))/10000)/4.2914)/((1+(($I198/760*1.01325)*(0.000207-(0.0000000637*($I198/760*1.01325))+(0.000000000003989*($I198/760*1.01325)^2))/(1+(0.03426*$C198)+(0.0004464*$C198^2)+(0.4215-0.003107*$C198)*((($E198*(1+0.0191*($C198-25))/10000)/4.2914)))))*(0.6766097+0.0200564*$C198+0.0001104259*$C198^2-0.00000069698*$C198^3+0.0000000010031*$C198^4))))+(400*((($E198*(1+0.0191*($C198-25))/10000)/4.2914)/((1+(($I198/760*1.01325)*(0.000207-(0.0000000637*($I198/760*1.01325))+(0.000000000003989*($I198/760*1.01325)^2))/(1+(0.03426*$C198)+(0.0004464*$C198^2)+(0.4215-0.003107*$C198)*((($E198*(1+0.0191*($C198-25))/10000)/4.2914)))))*(0.6766097+0.0200564*$C198+0.0001104259*$C198^2-0.00000069698*$C198^3+0.0000000010031*$C198^4))))^2))-((0.0005*($C198-15)/(1+0.0162*($C198-15)))/(1+(100*((($E198*(1+0.0191*($C198-25))/10000)/4.2914)/((1+(($I198/760*1.01325)*(0.000207-(0.0000000637*($I198/760*1.01325))+(0.000000000003989*($I198/760*1.01325)^2))/(1+(0.03426*$C198)+(0.0004464*$C198^2)+(0.4215-0.003107*$C198)*((($E198*(1+0.0191*($C198-25))/10000)/4.2914)))))*(0.6766097+0.0200564*$C198+0.0001104259*$C198^2-0.00000069698*$C198^3+0.0000000010031*$C198^4))))^0.5+(100*((($E198*(1+0.0191*($C198-25))/10000)/4.2914)/((1+(($I198/760*1.01325)*(0.000207-(0.0000000637*($I198/760*1.01325))+(0.000000000003989*($I198/760*1.01325)^2))/(1+(0.03426*$C198)+(0.0004464*$C198^2)+(0.4215-0.003107*$C198)*((($E198*(1+0.0191*($C198-25))/10000)/4.2914)))))*(0.6766097+0.0200564*$C198+0.0001104259*$C198^2-0.00000069698*$C198^3+0.0000000010031*$C198^4))))^1.5))),$D198))","v":0}]
[194,5,29.300000000000168,null,null,null,7.6511334177085493,65.34979495230732,760,0]
[{"$f":"A199+1","v":195},5,{"$f":"C199+0.1","v":29.400000000000169},null,null,null,7.6378261603106452,{"$f":"IF(OR(ISBLANK(B200),ISBLANK(C200)),\"\",B200/G200*100)","v":65.463652812394471},{"$f":"IF(ISBLANK(F200),760,F200)","v":760},0]
[196,5,29.500000000000171,null,null,null,7.6245579825905363,65.577571990621664,760,0]
[197,5,29.600000000000172,null,null,null,7.611328676551782,65.691552848105189,760,0]
[198,5,29.700000000000173,null,null,null,7.5981380353019032,65.805595749502999,760,0]
[199,5,29.800000000000175,null,null,null,7.5849858530470575,65.919701063007111,760,0]
[200,5,29.900000000000176,null,null,null,7.5718719250910498,66.033869160298508,760,0]
[201,5,30.000000000000178,null,null,null,7.55879604782616,66.148100416573001,760,0]
[202,5,30.100000000000179,null,null,null,7.5457580187212772,66.262395210591606,760,0]
[203,5,30.20000000000018,null,null,null,7.5327576363274646,66.376753924578807,760,0]
[204,5,30.300000000000182,null,null,null,7.5197947002661376,66.491176944272723,760,0]
[205,5,30.400000000000183,null,null,null,7.5068690112188454,66.605664658962525,760,0]
[206,5,30.500000000000185,null,null,null,7.4939803709318271,66.720217461395393,760,0]
[207,5,30.600000000000186,null,null,null,7.4811285821990303,66.834835747874308,760,0]
[208,5,30.700000000000188,null,null,null,7.4683134488675753,66.949519918157065,760,0]
[209,5,30.800000000000189,null,null,null,7.4555347758219517,67.06427037554478,760,0]
[210,5,30.90000000000019,null,null,null,7.4427923689835929,67.179087526833868,760,0]
[211,5,31.000000000000192,null,null,null,7.4300860353055747,67.293971782311488,760,0]
[212,5,31.100000000000193,null,null,null,7.4174155827644048,67.40892355577769,760,0]
[213,5,31.200000000000195,null,null,null,7.4047808203588215,67.523943264504481,760,0]
[214,5,31.300000000000196,null,null,null,7.3921815580980796,67.63903132929056,760,0]
[215,5,31.400000000000198,null,null,null,7.3796176070018777,67.754188174410757,760,0]
[216,5,31.500000000000199,null,null,null,7.3670887790914739,67.86941422764572,760,0]
[217,5,31.6000000000002,null,null,null,7.3545948873856846,67.984709920267747,760,0]
[218,5,31.700000000000202,null,null,null,7.3421357458985668,68.100075687010815,760,0]
[219,5,31.800000000000203,null,null,null,7.3297111696271262,68.215511966133278,760,0]
[220,5,31.900000000000205,null,null,null,7.3173209745507632,68.331019199372605,760,0]
[221,5,32.000000000000206,null,null,null,7.3049649776286349,68.44659783191895,760,0]
[222,5,32.100000000000207,null,null,null,7.2926429967837736,68.562248312513276,760,0]
[223,5,32.200000000000209,null,null,null,7.2803548509123708,68.677971093310134,760,0]
[224,5,32.30000000000021,null,null,null,7.2681003598681757,68.793766629973817,760,0]
[225,5,32.400000000000212,null,null,null,7.2558793444591956,68.909635381659811,760,0]
[226,5,32.500000000000213,null,null,null,7.2436916264466857,69.025577810974482,760,0]
[227,5,32.600000000000215,null,null,null,7.2315370285334337,69.141594384036594,760,0]
[228,5,32.700000000000216,null,null,null,7.2194153743667293,69.257685570399659,760,0]
[229,5,32.800000000000217,null,null,null,7.2073264885269399,69.373851843111368,760,0]
[230,5,32.900000000000219,null,null,null,7.1952701965245733,69.490093678692944,760,0]
[231,5,33.00000000000022,null,null,null,7.183246324797155,69.606411557119941,760,0]
[232,5,33.100000000000222,null,null,null,7.1712547006993876,69.722805961868389,760,0]
[233,5,33.200000000000223,null,null,null,7.1592951525047948,69.839277379850301,760,0]
[234,5,33.300000000000225,null,null,null,7.1473675093955533,69.955826301463617,760,0]
[235,5,33.400000000000226,null,null,null,7.1354716014629531,70.072453220539373,760,0]
[236,5,33.500000000000227,null,null,null,7.1236072596940732,70.189158634423748,760,0]
[237,5,33.600000000000229,null,null,null,7.1117743159781863,70.305943043867202,760,0]
[238,5,33.70000000000023,null,null,null,7.0999726030904755,70.4228069531367,760,0]
[239,5,33.800000000000232,null,null,null,7.0882019546990778,70.539750869898427,760,0]
[240,5,33.900000000000233,null,null,null,7.0764622053470996,70.656775305348376,760,0]
[241,5,34.000000000000234,null,null,null,7.0647531904629028,70.773880774062619,760,0]
[242,5,34.100000000000236,null,null,null,7.0530747463414194,70.891067794136262,760,0]
[243,5,34.200000000000237,null,null,null,7.0414267101514474,71.008336887063322,760,0]
[244,5,34.300000000000239,null,null,null,7.0298089199212823,71.125688577833898,760,0]
[245,5,34.40000000000024,null,null,null,7.0182212145402438,71.243123394872143,760,0]
[246,5,34.500000000000242,null,null,null,7.0066634337529941,71.36064187004682,760,0]
[247,5,34.600000000000243,null,null,null,6.9951354181533114,71.478244538688003,760,0]
[248,5,34.700000000000244,null,null,null,6.9836370091830684,71.595931939550937,760,0]
[249,5,34.800000000000246,null,null,null,6.9721680491224909,71.713704614869329,760,0]
[250,5,34.900000000000247,null,null,null,6.9607283810915783,71.831563110294809,760,0]
[251,5,35.000000000000249,null,null,null,6.9493178490422167,71.949507974931961,760,0]
[252,null,null,null,null,null,"","",760,0]
[253,null,null,null,null,null,"","",760,0]
[254,null,null,null,null,null,"","",760,0]
[255,null,null,null,null,null,"","",760,0]
[256,null,null,null,null,null,"","",760,0]
[257,null,null,null,null,null,{"$f":"IF(OR(ISBLANK($B262),ISBLANK($C262)),\"\",(EXP((-139.34411+(157570.1/($C262+273.15)-(66423080/($C262+273.15)^2)+(12438000000/($C262+273.15)^3)-(862194900000/($C262+273.15)^4))-($J262*(0.017674-(10.754/($C262+273.15))+(2140.7/($C262+273.15)^2))))))*($I262/760)*((1-((EXP(11.8581-(3840.7/($C262+273.15))-(216961/($C262+273.15)^2)))/($I262/760)))*(1-(0.000975-(0.00001426*$C262)+(0.00000006436*$C262^2))*($I262/760)))/((1-(EXP(11.8581-(3840.7/($C262+273.15))-(216961/($C262+273.15)^2))))*(1-(0.000975-(0.00001426*$C262)+(0.00000006436*$C262^2)))))","v":""},"",760,{"$f":"IF(AND(ISBLANK($D262),ISBLANK($E262)),0,IF(ISBLANK($D262),IF($E262=0,0,(0.008-(0.1692*((($E262*(1+0.0191*($C262-25))/10000)/4.2914)/((1+(($I262/760*1.01325)*(0.000207-(0.0000000637*($I262/760*1.01325))+(0.000000000003989*($I262/760*1.01325)^2))/(1+(0.03426*$C262)+(0.0004464*$C262^2)+(0.4215-0.003107*$C262)*((($E262*(1+0.0191*($C262-25))/10000)/4.2914)))))*(0.6766097+0.0200564*$C262+0.0001104259*$C262^2-0.00000069698*$C262^3+0.0000000010031*$C262^4)))^0.5)+(25.3851*((($E262*(1+0.0191*($C262-25))/10000)/4.2914)/((1+(($I262/760*1.01325)*(0.000207-(0.0000000637*($I262/760*1.01325))+(0.000000000003989*($I262/760*1.01325)^2))/(1+(0.03426*$C262)+(0.0004464*$C262^2)+(0.4215-0.003107*$C262)*((($E262*(1+0.0191*($C262-25))/10000)/4.2914)))))*(0.6766097+0.0200564*$C262+0.0001104259*$C262^2-0.00000069698*$C262^3+0.0000000010031*$C262^4))))+(14.0941*((($E262*(1+0.0191*($C262-25))/10000)/4.2914)/((1+(($I262/760*1.01325)*(0.000207-(0.0000000637*($I262/760*1.01325))+(0.000000000003989*($I262/760*1.01325)^2))/(1+(0.03426*$C262)+(0.0004464*$C262^2)+(0.4215-0.003107*$C262)*((($E262*(1+0.0191*($C262-25))/10000)/4.2914)))))*(0.6766097+0.0200564*$C262+0.0001104259*$C262^2-0.00000069698*$C262^3+0.0000000010031*$C262^4)))^1.5)-(7.0261*((($E262*(1+0.0191*($C262-25))/10000)/4.2914)/((1+(($I262/760*1.01325)*(0.000207-(0.0000000637*($I262/760*1.01325))+(0.000000000003989*($I262/760*1.01325)^2))/(1+(0.03426*$C262)+(0.0004464*$C262^2)+(0.4215-0.003107*$C262)*((($E262*(1+0.0191*($C262-25))/10000)/4.2914)))))*(0.6766097+0.0200564*$C262+0.0001104259*$C262^2-0.00000069698*$C262^3+0.0000000010031*$C262^4)))^2)+(2.7081*((($E262*(1+0.0191*($C262-25))/10000)/4.2914)/((1+(($I262/760*1.01325)*(0.000207-(0.0000000637*($I262/760*1.01325))+(0.000000000003989*($I262/760*1.01325)^2))/(1+(0.03426*$C262)+(0.0004464*$C262^2)+(0.4215-0.003107*$C262)*((($E262*(1+0.0191*($C262-25))/10000)/4.2914)))))*(0.6766097+0.0200564*$C262+0.0001104259*$C262^2-0.00000069698*$C262^3+0.0000000010031*$C262^4)))^2.5)+(($C262-15)/(1+0.0162*($C262-15))*(0.0005-0.0056*((($E262*(1+0.0191*($C262-25))/10000)/4.2914)/((1+(($I262/760*1.01325)*(0.000207-(0.0000000637*($I262/760*1.01325))+(0.000000000003989*($I262/760*1.01325)^2))/(1+(0.03426*$C262)+(0.0004464*$C262^2)+(0.4215-0.003107*$C262)*((($E262*(1+0.0191*($C262-25))/10000)/4.2914)))))*(0.6766097+0.0200564*$C262+0.0001104259*$C262^2-0.00000069698*$C262^3+0.0000000010031*$C262^4)))^0.5-0.0066*((($E262*(1+0.0191*($C262-25))/10000)/4.2914)/((1+(($I262/760*1.01325)*(0.000207-(0.0000000637*($I262/760*1.01325))+(0.000000000003989*($I262/760*1.01325)^2))/(1+(0.03426*$C262)+(0.0004464*$C262^2)+(0.4215-0.003107*$C262)*((($E262*(1+0.0191*($C262-25))/10000)/4.2914)))))*(0.6766097+0.0200564*$C262+0.0001104259*$C262^2-0.00000069698*$C262^3+0.0000000010031*$C262^4)))-0.0375*((($E262*(1+0.0191*($C262-25))/10000)/4.2914)/((1+(($I262/760*1.01325)*(0.000207-(0.0000000637*($I262/760*1.01325))+(0.000000000003989*($I262/760*1.01325)^2))/(1+(0.03426*$C262)+(0.0004464*$C262^2)+(0.4215-0.003107*$C262)*((($E262*(1+0.0191*($C262-25))/10000)/4.2914)))))*(0.6766097+0.0200564*$C262+0.0001104259*$C262^2-0.00000069698*$C262^3+0.0000000010031*$C262^4)))^1.5+0.0636*((($E262*(1+0.0191*($C262-25))/10000)/4.2914)/((1+(($I262/760*1.01325)*(0.000207-(0.0000000637*($I262/760*1.01325))+(0.000000000003989*($I262/760*1.01325)^2))/(1+(0.03426*$C262)+(0.0004464*$C262^2)+(0.4215-0.003107*$C262)*((($E262*(1+0.0191*($C262-25))/10000)/4.2914)))))*(0.6766097+0.0200564*$C262+0.0001104259*$C262^2-0.00000069698*$C262^3+0.0000000010031*$C262^4)))^2-0.0144*((($E262*(1+0.0191*($C262-25))/10000)/4.2914)/((1+(($I262/760*1.01325)*(0.000207-(0.0000000637*($I262/760*1.01325))+(0.000000000003989*($I262/760*1.01325)^2))/(1+(0.03426*$C262)+(0.0004464*$C262^2)+(0.4215-0.003107*$C262)*((($E262*(1+0.0191*($C262-25))/10000)/4.2914)))))*(0.6766097+0.0200564*$C262+0.0001104259*$C262^2-0.00000069698*$C262^3+0.0000000010031*$C262^4)))^2.5)))-(0.008/(1+(1.5*400*((($E262*(1+0.0191*($C262-25))/10000)/4.2914)/((1+(($I262/760*1.01325)*(0.000207-(0.0000000637*($I262/760*1.01325))+(0.000000000003989*($I262/760*1.01325)^2))/(1+(0.03426*$C262)+(0.0004464*$C262^2)+(0.4215-0.003107*$C262)*((($E262*(1+0.0191*($C262-25))/10000)/4.2914)))))*(0.6766097+0.0200564*$C262+0.0001104259*$C262^2-0.00000069698*$C262^3+0.0000000010031*$C262^4))))+(400*((($E262*(1+0.0191*($C262-25))/10000)/4.2914)/((1+(($I262/760*1.01325)*(0.000207-(0.0000000637*($I262/760*1.01325))+(0.000000000003989*($I262/760*1.01325)^2))/(1+(0.03426*$C262)+(0.0004464*$C262^2)+(0.4215-0.003107*$C262)*((($E262*(1+0.0191*($C262-25))/10000)/4.2914)))))*(0.6766097+0.0200564*$C262+0.0001104259*$C262^2-0.00000069698*$C262^3+0.0000000010031*$C262^4))))^2))-((0.0005*($C262-15)/(1+0.0162*($C262-15)))/(1+(100*((($E262*(1+0.0191*($C262-25))/10000)/4.2914)/((1+(($I262/760*1.01325)*(0.000207-(0.0000000637*($I262/760*1.01325))+(0.000000000003989*($I262/760*1.01325)^2))/(1+(0.03426*$C262)+(0.0004464*$C262^2)+(0.4215-0.003107*$C262)*((($E262*(1+0.0191*($C262-25))/10000)/4.2914)))))*(0.6766097+0.0200564*$C262+0.0001104259*$C262^2-0.00000069698*$C262^3+0.0000000010031*$C262^4))))^0.5+(100*((($E262*(1+0.0191*($C262-25))/10000)/4.2914)/((1+(($I262/760*1.01325)*(0.000207-(0.0000000637*($I262/760*1.01325))+(0.000000000003989*($I262/760*1.01325)^2))/(1+(0.03426*$C262)+(0.0004464*$C262^2)+(0.4215-0.003107*$C262)*((($E262*(1+0.0191*($C262-25))/10000)/4.2914)))))*(0.6766097+0.0200564*$C262+0.0001104259*$C262^2-0.00000069698*$C262^3+0.0000000010031*$C262^4))))^1.5))),$D262))","v":0}]
[258,null,null,null,null,null,"","",760,0]
[{"$f":"A263+1","v":259},null,null,null,null,null,"",{"$f":"IF(OR(ISBLANK(B264),ISBLANK(C264)),\"\",B264/G264*100)","v":""},{"$f":"IF(ISBLANK(F264),760,F264)","v":760},0]
[260,null,null,null,null,null,"","",760,0]
[261,null,null,null,null,null,"","",760,0]
[262,null,null,null,null,null,"","",760,0]
[263,null,null,null,null,null,"","",760,0]
[264,null,null,null,null,null,"","",760,0]
[265,null,null,null,null,null,"","",760,0]
[266,null,null,null,null,null,"","",760,0]
[267,null,null,null,null,null,"","",760,0]
[268,null,null,null,null,null,"","",760,0]
[269,null,null,null,null,null,"","",760,0]
[270,null,null,null,null,null,"","",760,0]
[271,null,null,null,null,null,"","",760,0]
[272,null,null,null,null,null,"","",760,0]
[273,null,null,null,null,null,"","",760,0]
[274,null,null,null,null,null,"","",760,0]
[275,null,null,null,null,null,"","",760,0]
[276,null,null,null,null,null,"","",760,0]
[277,null,null,null,null,null,"","",760,0]
[278,null,null,null,null,null,"","",760,0]
[279,null,null,null,null,null,"","",760,0]
[280,null,null,null,null,null,"","",760,0]
[281,null,null,null,null,null,"","",760,0]
[282,null,null,null,null,null,"","",760,0]
[283,null,null,null,null,null,"","",760,0]
[284,null,null,null,null,null,"","",760,0]
[285,null,null,null,null,null,"","",760,0]
[286,null,null,null,null,null,"","",760,0]
[287,null,null,null,null,null,"","",760,0]
[288,null,null,null,null,null,"","",760,0]
[289,null,null,null,null,null,"","",760,0]
[290,null,null,null,null,null,"","",760,0]
[291,null,null,null,null,null,"","",760,0]
[292,null,null,null,null,null,"","",760,0]
[293,null,null,null,null,null,"","",760,0]
[294,null,null,null,null,null,"","",760,0]
[295,null,null,null,null,null,"","",760,0]
[296,null,null,null,null,null,"","",760,0]
[297,null,null,null,null,null,"","",760,0]
[298,null,null,null,null,null,"","",760,0]
[299,null,null,null,null,null,"","",760,0]
[300,null,null,null,null,null,"","",760,0]
[301,null,null,null,null,null,"","",760,0]
[302,null,null,null,null,null,"","",760,0]
[303,null,null,null,null,null,"","",760,0]
[304,null,null,null,null,null,"","",760,0]
[305,null,null,null,null,null,"","",760,0]
[306,null,null,null,null,null,"","",760,0]
[307,null,null,null,null,null,"","",760,0]
[308,null,null,null,null,null,"","",760,0]
[309,null,null,null,null,null,"","",760,0]
[310,null,null,null,null,null,"","",760,0]
[311,null,null,null,null,null,"","",760,0]
[312,null,null,null,null,null,"","",760,0]
[313,null,null,null,null,null,"","",760,0]
[314,null,null,null,null,null,"","",760,0]
[315,null,null,null,null,null,"","",760,0]
[316,null,null,null,null,null,"","",760,0]
[317,null,null,null,null,null,"","",760,0]
[318,null,null,null,null,null,"","",760,0]
[319,null,null,null,null,null,"","",760,0]
[320,null,null,null,null,null,"","",760,0]
[321,null,null,null,null,null,{"$f":"IF(OR(ISBLANK($B326),ISBLANK($C326)),\"\",(EXP((-139.34411+(157570.1/($C326+273.15)-(66423080/($C326+273.15)^2)+(12438000000/($C326+273.15)^3)-(862194900000/($C326+273.15)^4))-($J326*(0.017674-(10.754/($C326+273.15))+(2140.7/($C326+273.15)^2))))))*($I326/760)*((1-((EXP(11.8581-(3840.7/($C326+273.15))-(216961/($C326+273.15)^2)))/($I326/760)))*(1-(0.000975-(0.00001426*$C326)+(0.00000006436*$C326^2))*($I326/760)))/((1-(EXP(11.8581-(3840.7/($C326+273.15))-(216961/($C326+273.15)^2))))*(1-(0.000975-(0.00001426*$C326)+(0.00000006436*$C326^2)))))","v":""},"",760,{"$f":"IF(AND(ISBLANK($D326),ISBLANK($E326)),0,IF(ISBLANK($D326),IF($E326=0,0,(0.008-(0.1692*((($E326*(1+0.0191*($C326-25))/10000)/4.2914)/((1+(($I326/760*1.01325)*(0.000207-(0.0000000637*($I326/760*1.01325))+(0.000000000003989*($I326/760*1.01325)^2))/(1+(0.03426*$C326)+(0.0004464*$C326^2)+(0.4215-0.003107*$C326)*((($E326*(1+0.0191*($C326-25))/10000)/4.2914)))))*(0.6766097+0.0200564*$C326+0.0001104259*$C326^2-0.00000069698*$C326^3+0.0000000010031*$C326^4)))^0.5)+(25.3851*((($E326*(1+0.0191*($C326-25))/10000)/4.2914)/((1+(($I326/760*1.01325)*(0.000207-(0.0000000637*($I326/760*1.01325))+(0.000000000003989*($I326/760*1.01325)^2))/(1+(0.03426*$C326)+(0.0004464*$C326^2)+(0.4215-0.003107*$C326)*((($E326*(1+0.0191*($C326-25))/10000)/4.2914)))))*(0.6766097+0.0200564*$C326+0.0001104259*$C326^2-0.00000069698*$C326^3+0.0000000010031*$C326^4))))+(14.0941*((($E326*(1+0.0191*($C326-25))/10000)/4.2914)/((1+(($I326/760*1.01325)*(0.000207-(0.0000000637*($I326/760*1.01325))+(0.000000000003989*($I326/760*1.01325)^2))/(1+(0.03426*$C326)+(0.0004464*$C326^2)+(0.4215-0.003107*$C326)*((($E326*(1+0.0191*($C326-25))/10000)/4.2914)))))*(0.6766097+0.0200564*$C326+0.0001104259*$C326^2-0.00000069698*$C326^3+0.0000000010031*$C326^4)))^1.5)-(7.0261*((($E326*(1+0.0191*($C326-25))/10000)/4.2914)/((1+(($I326/760*1.01325)*(0.000207-(0.0000000637*($I326/760*1.01325))+(0.000000000003989*($I326/760*1.01325)^2))/(1+(0.03426*$C326)+(0.0004464*$C326^2)+(0.4215-0.003107*$C326)*((($E326*(1+0.0191*($C326-25))/10000)/4.2914)))))*(0.6766097+0.0200564*$C326+0.0001104259*$C326^2-0.00000069698*$C326^3+0.0000000010031*$C326^4)))^2)+(2.7081*((($E326*(1+0.0191*($C326-25))/10000)/4.2914)/((1+(($I326/760*1.01325)*(0.000207-(0.0000000637*($I326/760*1.01325))+(0.000000000003989*($I326/760*1.01325)^2))/(1+(0.03426*$C326)+(0.0004464*$C326^2)+(0.4215-0.003107*$C326)*((($E326*(1+0.0191*($C326-25))/10000)/4.2914)))))*(0.6766097+0.0200564*$C326+0.0001104259*$C326^2-0.00000069698*$C326^3+0.0000000010031*$C326^4)))^2.5)+(($C326-15)/(1+0.0162*($C326-15))*(0.0005-0.0056*((($E326*(1+0.0191*($C326-25))/10000)/4.2914)/((1+(($I326/760*1.01325)*(0.000207-(0.0000000637*($I326/760*1.01325))+(0.000000000003989*($I326/760*1.01325)^2))/(1+(0.03426*$C326)+(0.0004464*$C326^2)+(0.4215-0.003107*$C326)*((($E326*(1+0.0191*($C326-25))/10000)/4.2914)))))*(0.6766097+0.0200564*$C326+0.0001104259*$C326^2-0.00000069698*$C326^3+0.0000000010031*$C326^4)))^0.5-0.0066*((($E326*(1+0.0191*($C326-25))/10000)/4.2914)/((1+(($I326/760*1.01325)*(0.000207-(0.0000000637*($I326/760*1.01325))+(0.000000000003989*($I326/760*1.01325)^2))/(1+(0.03426*$C326)+(0.0004464*$C326^2)+(0.4215-0.003107*$C326)*((($E326*(1+0.0191*($C326-25))/10000)/4.2914)))))*(0.6766097+0.0200564*$C326+0.0001104259*$C326^2-0.00000069698*$C326^3+0.0000000010031*$C326^4)))-0.0375*((($E326*(1+0.0191*($C326-25))/10000)/4.2914)/((1+(($I326/760*1.01325)*(0.000207-(0.0000000637*($I326/760*1.01325))+(0.000000000003989*($I326/760*1.01325)^2))/(1+(0.03426*$C326)+(0.0004464*$C326^2)+(0.4215-0.003107*$C326)*((($E326*(1+0.0191*($C326-25))/10000)/4.2914)))))*(0.6766097+0.0200564*$C326+0.0001104259*$C326^2-0.00000069698*$C326^3+0.0000000010031*$C326^4)))^1.5+0.0636*((($E326*(1+0.0191*($C326-25))/10000)/4.2914)/((1+(($I326/760*1.01325)*(0.000207-(0.0000000637*($I326/760*1.01325))+(0.000000000003989*($I326/760*1.01325)^2))/(1+(0.03426*$C326)+(0.0004464*$C326^2)+(0.4215-0.003107*$C326)*((($E326*(1+0.0191*($C326-25))/10000)/4.2914)))))*(0.6766097+0.0200564*$C326+0.0001104259*$C326^2-0.00000069698*$C326^3+0.0000000010031*$C326^4)))^2-0.0144*((($E326*(1+0.0191*($C326-25))/10000)/4.2914)/((1+(($I326/760*1.01325)*(0.000207-(0.0000000637*($I326/760*1.01325))+(0.000000000003989*($I326/760*1.01325)^2))/(1+(0.03426*$C326)+(0.0004464*$C326^2)+(0.4215-0.003107*$C326)*((($E326*(1+0.0191*($C326-25))/10000)/4.2914)))))*(0.6766097+0.0200564*$C326+0.0001104259*$C326^2-0.00000069698*$C326^3+0.0000000010031*$C326^4)))^2.5)))-(0.008/(1+(1.5*400*((($E326*(1+0.0191*($C326-25))/10000)/4.2914)/((1+(($I326/760*1.01325)*(0.000207-(0.0000000637*($I326/760*1.01325))+(0.000000000003989*($I326/760*1.01325)^2))/(1+(0.03426*$C326)+(0.0004464*$C326^2)+(0.4215-0.003107*$C326)*((($E326*(1+0.0191*($C326-25))/10000)/4.2914)))))*(0.6766097+0.0200564*$C326+0.0001104259*$C326^2-0.00000069698*$C326^3+0.0000000010031*$C326^4))))+(400*((($E326*(1+0.0191*($C326-25))/10000)/4.2914)/((1+(($I326/760*1.01325)*(0.000207-(0.0000000637*($I326/760*1.01325))+(0.000000000003989*($I326/760*1.01325)^2))/(1+(0.03426*$C326)+(0.0004464*$C326^2)+(0.4215-0.003107*$C326)*((($E326*(1+0.0191*($C326-25))/10000)/4.2914)))))*(0.6766097+0.0200564*$C326+0.0001104259*$C326^2-0.00000069698*$C326^3+0.0000000010031*$C326^4))))^2))-((0.0005*($C326-15)/(1+0.0162*($C326-15)))/(1+(100*((($E326*(1+0.0191*($C326-25))/10000)/4.2914)/((1+(($I326/760*1.01325)*(0.000207-(0.0000000637*($I326/760*1.01325))+(0.000000000003989*($I326/760*1.01325)^2))/(1+(0.03426*$C326)+(0.0004464*$C326^2)+(0.4215-0.003107*$C326)*((($E326*(1+0.0191*($C326-25))/10000)/4.2914)))))*(0.6766097+0.0200564*$C326+0.0001104259*$C326^2-0.00000069698*$C326^3+0.0000000010031*$C326^4))))^0.5+(100*((($E326*(1+0.0191*($C326-25))/10000)/4.2914)/((1+(($I326/760*1.01325)*(0.000207-(0.0000000637*($I326/760*1.01325))+(0.000000000003989*($I326/760*1.01325)^2))/(1+(0.03426*$C326)+(0.0004464*$C326^2)+(0.4215-0.003107*$C326)*((($E326*(1+0.0191*($C326-25))/10000)/4.2914)))))*(0.6766097+0.0200564*$C326+0.0001104259*$C326^2-0.00000069698*$C326^3+0.0000000010031*$C326^4))))^1.5))),$D326))","v":0}]
[322,null,null,null,null,null,"","",760,0]
[{"$f":"A327+1","v":323},null,null,null,null,null,"",{"$f":"IF(OR(ISBLANK(B328),ISBLANK(C328)),\"\",B328/G328*100)","v":""},{"$f":"IF(ISBLANK(F328),760,F328)","v":760},0]
[324,null,null,null,null,null,"","",760,0]
[325,null,null,null,null,null,"","",760,0]
[326,null,null,null,null,null,"","",760,0]
[327,null,null,null,null,null,"","",760,0]
[328,null,null,null,null,null,"","",760,0]
[329,null,null,null,null,null,"","",760,0]
[330,null,null,null,null,null,"","",760,0]
[331,null,null,null,null,null,"","",760,0]
[332,null,null,null,null,null,"","",760,0]
[333,null,null,null,null,null,"","",760,0]
[334,null,null,null,null,null,"","",760,0]
[335,null,null,null,null,null,"","",760,0]
[336,null,null,null,null,null,"","",760,0]
[337,null,null,null,null,null,"","",760,0]
[338,null,null,null,null,null,"","",760,0]
[339,null,null,null,null,null,"","",760,0]
[340,null,null,null,null,null,"","",760,0]
[341,null,null,null,null,null,"","",760,0]
[342,null,null,null,null,null,"","",760,0]
[343,null,null,null,null,null,"","",760,0]
[344,null,null,null,null,null,"","",760,0]
[345,null,null,null,null,null,"","",760,0]
[346,null,null,null,null,null,"","",760,0]
[347,null,null,null,null,null,"","",760,0]
[348,null,null,null,null,null,"","",760,0]
[349,null,null,null,null,null,"","",760,0]
[350,null,null,null,null,null,"","",760,0]
[351,null,null,null,null,null,"","",760,0]
[352,null,null,null,null,null,"","",760,0]
[353,null,null,null,null,null,"","",760,0]
[354,null,null,null,null,null,"","",760,0]
[355,null,null,null,null,null,"","",760,0]
[356,null,null,null,null,null,"","",760,0]
[357,null,null,null,null,null,"","",760,0]
[358,null,null,null,null,null,"","",760,0]
[359,null,null,null,null,null,"","",760,0]
[360,null,null,null,null,null,"","",760,0]
[361,null,null,null,null,null,"","",760,0]
[362,null,null,null,null,null,"","",760,0]
[363,null,null,null,null,null,"","",760,0]
[364,null,null,null,null,null,"","",760,0]
[365,null,null,null,null,null,"","",760,0]
[366,null,null,null,null,null,"","",760,0]
[367,null,null,null,null,null,"","",760,0]
[368,null,null,null,null,null,"","",760,0]
[369,null,null,null,null,null,"","",760,0]
[370,null,null,null,null,null,"","",760,0]
[371,null,null,null,null,null,"","",760,0]
[372,null,null,null,null,null,"","",760,0]
[373,null,null,null,null,null,"","",760,0]
[374,null,null,null,null,null,"","",760,0]
[375,null,null,null,null,null,"","",760,0]
[376,null,null,null,null,null,"","",760,0]
[377,null,null,null,null,null,"","",760,0]
[378,null,null,null,null,null,"","",760,0]
[379,null,null,null,null,null,"","",760,0]
[380,null,null,null,null,null,"","",760,0]
[381,null,null,null,null,null,"","",760,0]
[382,null,null,null,null,null,"","",760,0]
[383,null,null,null,null,null,"","",760,0]
[384,null,null,null,null,null,"","",760,0]
[385,null,null,null,null,null,{"$f":"IF(OR(ISBLANK($B390),ISBLANK($C390)),\"\",(EXP((-139.34411+(157570.1/($C390+273.15)-(66423080/($C390+273.15)^2)+(12438000000/($C390+273.15)^3)-(862194900000/($C390+273.15)^4))-($J390*(0.017674-(10.754/($C390+273.15))+(2140.7/($C390+273.15)^2))))))*($I390/760)*((1-((EXP(11.8581-(3840.7/($C390+273.15))-(216961/($C390+273.15)^2)))/($I390/760)))*(1-(0.000975-(0.00001426*$C390)+(0.00000006436*$C390^2))*($I390/760)))/((1-(EXP(11.8581-(3840.7/($C390+273.15))-(216961/($C390+273.15)^2))))*(1-(0.000975-(0.00001426*$C390)+(0.00000006436*$C390^2)))))","v":""},"",760,{"$f":"IF(AND(ISBLANK($D390),ISBLANK($E390)),0,IF(ISBLANK($D390),IF($E390=0,0,(0.008-(0.1692*((($E390*(1+0.0191*($C390-25))/10000)/4.2914)/((1+(($I390/760*1.01325)*(0.000207-(0.0000000637*($I390/760*1.01325))+(0.000000000003989*($I390/760*1.01325)^2))/(1+(0.03426*$C390)+(0.0004464*$C390^2)+(0.4215-0.003107*$C390)*((($E390*(1+0.0191*($C390-25))/10000)/4.2914)))))*(0.6766097+0.0200564*$C390+0.0001104259*$C390^2-0.00000069698*$C390^3+0.0000000010031*$C390^4)))^0.5)+(25.3851*((($E390*(1+0.0191*($C390-25))/10000)/4.2914)/((1+(($I390/760*1.01325)*(0.000207-(0.0000000637*($I390/760*1.01325))+(0.000000000003989*($I390/760*1.01325)^2))/(1+(0.03426*$C390)+(0.0004464*$C390^2)+(0.4215-0.003107*$C390)*((($E390*(1+0.0191*($C390-25))/10000)/4.2914)))))*(0.6766097+0.0200564*$C390+0.0001104259*$C390^2-0.00000069698*$C390^3+0.0000000010031*$C390^4))))+(14.0941*((($E390*(1+0.0191*($C390-25))/10000)/4.2914)/((1+(($I390/760*1.01325)*(0.000207-(0.0000000637*($I390/760*1.01325))+(0.000000000003989*($I390/760*1.01325)^2))/(1+(0.03426*$C390)+(0.0004464*$C390^2)+(0.4215-0.003107*$C390)*((($E390*(1+0.0191*($C390-25))/10000)/4.2914)))))*(0.6766097+0.0200564*$C390+0.0001104259*$C390^2-0.00000069698*$C390^3+0.0000000010031*$C390^4)))^1.5)-(7.0261*((($E390*(1+0.0191*($C390-25))/10000)/4.2914)/((1+(($I390/760*1.01325)*(0.000207-(0.0000000637*($I390/760*1.01325))+(0.000000000003989*($I390/760*1.01325)^2))/(1+(0.03426*$C390)+(0.0004464*$C390^2)+(0.4215-0.003107*$C390)*((($E390*(1+0.0191*($C390-25))/10000)/4.2914)))))*(0.6766097+0.0200564*$C390+0.0001104259*$C390^2-0.00000069698*$C390^3+0.0000000010031*$C390^4)))^2)+(2.7081*((($E390*(1+0.0191*($C390-25))/10000)/4.2914)/((1+(($I390/760*1.01325)*(0.000207-(0.0000000637*($I390/760*1.01325))+(0.000000000003989*($I390/760*1.01325)^2))/(1+(0.03426*$C390)+(0.0004464*$C390^2)+(0.4215-0.003107*$C390)*((($E390*(1+0.0191*($C390-25))/10000)/4.2914)))))*(0.6766097+0.0200564*$C390+0.0001104259*$C390^2-0.00000069698*$C390^3+0.0000000010031*$C390^4)))^2.5)+(($C390-15)/(1+0.0162*($C390-15))*(0.0005-0.0056*((($E390*(1+0.0191*($C390-25))/10000)/4.2914)/((1+(($I390/760*1.01325)*(0.000207-(0.0000000637*($I390/760*1.01325))+(0.000000000003989*($I390/760*1.01325)^2))/(1+(0.03426*$C390)+(0.0004464*$C390^2)+(0.4215-0.003107*$C390)*((($E390*(1+0.0191*($C390-25))/10000)/4.2914)))))*(0.6766097+0.0200564*$C390+0.0001104259*$C390^2-0.00000069698*$C390^3+0.0000000010031*$C390^4)))^0.5-0.0066*((($E390*(1+0.0191*($C390-25))/10000)/4.2914)/((1+(($I390/760*1.01325)*(0.000207-(0.0000000637*($I390/760*1.01325))+(0.000000000003989*($I390/760*1.01325)^2))/(1+(0.03426*$C390)+(0.0004464*$C390^2)+(0.4215-0.003107*$C390)*((($E390*(1+0.0191*($C390-25))/10000)/4.2914)))))*(0.6766097+0.0200564*$C390+0.0001104259*$C390^2-0.00000069698*$C390^3+0.0000000010031*$C390^4)))-0.0375*((($E390*(1+0.0191*($C390-25))/10000)/4.2914)/((1+(($I390/760*1.01325)*(0.000207-(0.0000000637*($I390/760*1.01325))+(0.000000000003989*($I390/760*1.01325)^2))/(1+(0.03426*$C390)+(0.0004464*$C390^2)+(0.4215-0.003107*$C390)*((($E390*(1+0.0191*($C390-25))/10000)/4.2914)))))*(0.6766097+0.0200564*$C390+0.0001104259*$C390^2-0.00000069698*$C390^3+0.0000000010031*$C390^4)))^1.5+0.0636*((($E390*(1+0.0191*($C390-25))/10000)/4.2914)/((1+(($I390/760*1.01325)*(0.000207-(0.0000000637*($I390/760*1.01325))+(0.000000000003989*($I390/760*1.01325)^2))/(1+(0.03426*$C390)+(0.0004464*$C390^2)+(0.4215-0.003107*$C390)*((($E390*(1+0.0191*($C390-25))/10000)/4.2914)))))*(0.6766097+0.0200564*$C390+0.0001104259*$C390^2-0.00000069698*$C390^3+0.0000000010031*$C390^4)))^2-0.0144*((($E390*(1+0.0191*($C390-25))/10000)/4.2914)/((1+(($I390/760*1.01325)*(0.000207-(0.0000000637*($I390/760*1.01325))+(0.000000000003989*($I390/760*1.01325)^2))/(1+(0.03426*$C390)+(0.0004464*$C390^2)+(0.4215-0.003107*$C390)*((($E390*(1+0.0191*($C390-25))/10000)/4.2914)))))*(0.6766097+0.0200564*$C390+0.0001104259*$C390^2-0.00000069698*$C390^3+0.0000000010031*$C390^4)))^2.5)))-(0.008/(1+(1.5*400*((($E390*(1+0.0191*($C390-25))/10000)/4.2914)/((1+(($I390/760*1.01325)*(0.000207-(0.0000000637*($I390/760*1.01325))+(0.000000000003989*($I390/760*1.01325)^2))/(1+(0.03426*$C390)+(0.0004464*$C390^2)+(0.4215-0.003107*$C390)*((($E390*(1+0.0191*($C390-25))/10000)/4.2914)))))*(0.6766097+0.0200564*$C390+0.0001104259*$C390^2-0.00000069698*$C390^3+0.0000000010031*$C390^4))))+(400*((($E390*(1+0.0191*($C390-25))/10000)/4.2914)/((1+(($I390/760*1.01325)*(0.000207-(0.0000000637*($I390/760*1.01325))+(0.000000000003989*($I390/760*1.01325)^2))/(1+(0.03426*$C390)+(0.0004464*$C390^2)+(0.4215-0.003107*$C390)*((($E390*(1+0.0191*($C390-25))/10000)/4.2914)))))*(0.6766097+0.0200564*$C390+0.0001104259*$C390^2-0.00000069698*$C390^3+0.0000000010031*$C390^4))))^2))-((0.0005*($C390-15)/(1+0.0162*($C390-15)))/(1+(100*((($E390*(1+0.0191*($C390-25))/10000)/4.2914)/((1+(($I390/760*1.01325)*(0.000207-(0.0000000637*($I390/760*1.01325))+(0.000000000003989*($I390/760*1.01325)^2))/(1+(0.03426*$C390)+(0.0004464*$C390^2)+(0.4215-0.003107*$C390)*((($E390*(1+0.0191*($C390-25))/10000)/4.2914)))))*(0.6766097+0.0200564*$C390+0.0001104259*$C390^2-0.00000069698*$C390^3+0.0000000010031*$C390^4))))^0.5+(100*((($E390*(1+0.0191*($C390-25))/10000)/4.2914)/((1+(($I390/760*1.01325)*(0.000207-(0.0000000637*($I390/760*1.01325))+(0.000000000003989*($I390/760*1.01325)^2))/(1+(0.03426*$C390)+(0.0004464*$C390^2)+(0.4215-0.003107*$C390)*((($E390*(1+0.0191*($C390-25))/10000)/4.2914)))))*(0.6766097+0.0200564*$C390+0.0001104259*$C390^2-0.00000069698*$C390^3+0.0000000010031*$C390^4))))^1.5))),$D390))","v":0}]
[386,null,null,null,null,null,"","",760,0]
[{"$f":"A391+1","v":387},null,null,null,null,null,"",{"$f":"IF(OR(ISBLANK(B392),ISBLANK(C392)),\"\",B392/G392*100)","v":""},{"$f":"IF(ISBLANK(F392),760,F392)","v":760},0]
[388,null,null,null,null,null,"","",760,0]
[389,null,null,null,null,null,"","",760,0]
[390,null,null,null,null,null,"","",760,0]
[391,null,null,null,null,null,"","",760,0]
[392,null,null,null,null,null,"","",760,0]
[393,null,null,null,null,null,"","",760,0]
[394,null,null,null,null,null,"","",760,0]
[395,null,null,null,null,null,"","",760,0]
[396,null,null,null,null,null,"","",760,0]
[397,null,null,null,null,null,"","",760,0]
[398,null,null,null,null,null,"","",760,0]
[399,null,null,null,null,null,"","",760,0]
[400,null,null,null,null,null,"","",760,0]
[401,null,null,null,null,null,"","",760,0]
[402,null,null,null,null,null,"","",760,0]
[403,null,null,null,null,null,"","",760,0]
[404,null,null,null,null,null,"","",760,0]
[405,null,null,null,null,null,"","",760,0]
[406,null,null,null,null,null,"","",760,0]
[407,null,null,null,null,null,"","",760,0]
[408,null,null,null,null,null,"","",760,0]
[409,null,null,null,null,null,"","",760,0]
[410,null,null,null,null,null,"","",760,0]
[411,null,null,null,null,null,"","",760,0]
[412,null,null,null,null,null,"","",760,0]
[413,null,null,null,null,null,"","",760,0]
[414,null,null,null,null,null,"","",760,0]
[415,null,null,null,null,null,"","",760,0]
[416,null,null,null,null,null,"","",760,0]
[417,null,null,null,null,null,"","",760,0]
[418,null,null,null,null,null,"","",760,0]
[419,null,null,null,null,null,"","",760,0]
[420,null,null,null,null,null,"","",760,0]
[421,null,null,null,null,null,"","",760,0]
[422,null,null,null,null,null,"","",760,0]
[423,null,null,null,null,null,"","",760,0]
[424,null,null,null,null,null,"","",760,0]
[425,null,null,null,null,null,"","",760,0]
[426,null,null,null,null,null,"","",760,0]
[427,null,null,null,null,null,"","",760,0]
[428,null,null,null,null,null,"","",760,0]
[429,null,null,null,null,null,"","",760,0]
[430,null,null,null,null,null,"","",760,0]
[431,null,null,null,null,null,"","",760,0]
[432,null,null,null,null,null,"","",760,0]
[433,null,null,null,null,null,"","",760,0]
[434,null,null,null,null,null,"","",760,0]
[435,null,null,null,null,null,"","",760,0]
[436,null,null,null,null,null,"","",760,0]
[437,null,null,null,null,null,"","",760,0]
[438,null,null,null,null,null,"","",760,0]
[439,null,null,null,null,null,"","",760,0]
[440,null,null,null,null,null,"","",760,0]
[441,null,null,null,null,null,"","",760,0]
[442,null,null,null,null,null,"","",760,0]
[443,null,null,null,null,null,"","",760,0]
[444,null,null,null,null,null,"","",760,0]
[445,null,null,null,null,null,"","",760,0]
[446,null,null,null,null,null,"","",760,0]
[447,null,null,null,null,null,"","",760,0]
[448,null,null,null,null,null,"","",760,0]
[449,null,null,null,null,null,{"$f":"IF(OR(ISBLANK($B454),ISBLANK($C454)),\"\",(EXP((-139.34411+(157570.1/($C454+273.15)-(66423080/($C454+273.15)^2)+(12438000000/($C454+273.15)^3)-(862194900000/($C454+273.15)^4))-($J454*(0.017674-(10.754/($C454+273.15))+(2140.7/($C454+273.15)^2))))))*($I454/760)*((1-((EXP(11.8581-(3840.7/($C454+273.15))-(216961/($C454+273.15)^2)))/($I454/760)))*(1-(0.000975-(0.00001426*$C454)+(0.00000006436*$C454^2))*($I454/760)))/((1-(EXP(11.8581-(3840.7/($C454+273.15))-(216961/($C454+273.15)^2))))*(1-(0.000975-(0.00001426*$C454)+(0.00000006436*$C454^2)))))","v":""},"",760,{"$f":"IF(AND(ISBLANK($D454),ISBLANK($E454)),0,IF(ISBLANK($D454),IF($E454=0,0,(0.008-(0.1692*((($E454*(1+0.0191*($C454-25))/10000)/4.2914)/((1+(($I454/760*1.01325)*(0.000207-(0.0000000637*($I454/760*1.01325))+(0.000000000003989*($I454/760*1.01325)^2))/(1+(0.03426*$C454)+(0.0004464*$C454^2)+(0.4215-0.003107*$C454)*((($E454*(1+0.0191*($C454-25))/10000)/4.2914)))))*(0.6766097+0.0200564*$C454+0.0001104259*$C454^2-0.00000069698*$C454^3+0.0000000010031*$C454^4)))^0.5)+(25.3851*((($E454*(1+0.0191*($C454-25))/10000)/4.2914)/((1+(($I454/760*1.01325)*(0.000207-(0.0000000637*($I454/760*1.01325))+(0.000000000003989*($I454/760*1.01325)^2))/(1+(0.03426*$C454)+(0.0004464*$C454^2)+(0.4215-0.003107*$C454)*((($E454*(1+0.0191*($C454-25))/10000)/4.2914)))))*(0.6766097+0.0200564*$C454+0.0001104259*$C454^2-0.00000069698*$C454^3+0.0000000010031*$C454^4))))+(14.0941*((($E454*(1+0.0191*($C454-25))/10000)/4.2914)/((1+(($I454/760*1.01325)*(0.000207-(0.0000000637*($I454/760*1.01325))+(0.000000000003989*($I454/760*1.01325)^2))/(1+(0.03426*$C454)+(0.0004464*$C454^2)+(0.4215-0.003107*$C454)*((($E454*(1+0.0191*($C454-25))/10000)/4.2914)))))*(0.6766097+0.0200564*$C454+0.0001104259*$C454^2-0.00000069698*$C454^3+0.0000000010031*$C454^4)))^1.5)-(7.0261*((($E454*(1+0.0191*($C454-25))/10000)/4.2914)/((1+(($I454/760*1.01325)*(0.000207-(0.0000000637*($I454/760*1.01325))+(0.000000000003989*($I454/760*1.01325)^2))/(1+(0.03426*$C454)+(0.0004464*$C454^2)+(0.4215-0.003107*$C454)*((($E454*(1+0.0191*($C454-25))/10000)/4.2914)))))*(0.6766097+0.0200564*$C454+0.0001104259*$C454^2-0.00000069698*$C454^3+0.0000000010031*$C454^4)))^2)+(2.7081*((($E454*(1+0.0191*($C454-25))/10000)/4.2914)/((1+(($I454/760*1.01325)*(0.000207-(0.0000000637*($I454/760*1.01325))+(0.000000000003989*($I454/760*1.01325)^2))/(1+(0.03426*$C454)+(0.0004464*$C454^2)+(0.4215-0.003107*$C454)*((($E454*(1+0.0191*($C454-25))/10000)/4.2914)))))*(0.6766097+0.0200564*$C454+0.0001104259*$C454^2-0.00000069698*$C454^3+0.0000000010031*$C454^4)))^2.5)+(($C454-15)/(1+0.0162*($C454-15))*(0.0005-0.0056*((($E454*(1+0.0191*($C454-25))/10000)/4.2914)/((1+(($I454/760*1.01325)*(0.000207-(0.0000000637*($I454/760*1.01325))+(0.000000000003989*($I454/760*1.01325)^2))/(1+(0.03426*$C454)+(0.0004464*$C454^2)+(0.4215-0.003107*$C454)*((($E454*(1+0.0191*($C454-25))/10000)/4.2914)))))*(0.6766097+0.0200564*$C454+0.0001104259*$C454^2-0.00000069698*$C454^3+0.0000000010031*$C454^4)))^0.5-0.0066*((($E454*(1+0.0191*($C454-25))/10000)/4.2914)/((1+(($I454/760*1.01325)*(0.000207-(0.0000000637*($I454/760*1.01325))+(0.000000000003989*($I454/760*1.01325)^2))/(1+(0.03426*$C454)+(0.0004464*$C454^2)+(0.4215-0.003107*$C454)*((($E454*(1+0.0191*($C454-25))/10000)/4.2914)))))*(0.6766097+0.0200564*$C454+0.0001104259*$C454^2-0.00000069698*$C454^3+0.0000000010031*$C454^4)))-0.0375*((($E454*(1+0.0191*($C454-25))/10000)/4.2914)/((1+(($I454/760*1.01325)*(0.000207-(0.0000000637*($I454/760*1.01325))+(0.000000000003989*($I454/760*1.01325)^2))/(1+(0.03426*$C454)+(0.0004464*$C454^2)+(0.4215-0.003107*$C454)*((($E454*(1+0.0191*($C454-25))/10000)/4.2914)))))*(0.6766097+0.0200564*$C454+0.0001104259*$C454^2-0.00000069698*$C454^3+0.0000000010031*$C454^4)))^1.5+0.0636*((($E454*(1+0.0191*($C454-25))/10000)/4.2914)/((1+(($I454/760*1.01325)*(0.000207-(0.0000000637*($I454/760*1.01325))+(0.000000000003989*($I454/760*1.01325)^2))/(1+(0.03426*$C454)+(0.0004464*$C454^2)+(0.4215-0.003107*$C454)*((($E454*(1+0.0191*($C454-25))/10000)/4.2914)))))*(0.6766097+0.0200564*$C454+0.0001104259*$C454^2-0.00000069698*$C454^3+0.0000000010031*$C454^4)))^2-0.0144*((($E454*(1+0.0191*($C454-25))/10000)/4.2914)/((1+(($I454/760*1.01325)*(0.000207-(0.0000000637*($I454/760*1.01325))+(0.000000000003989*($I454/760*1.01325)^2))/(1+(0.03426*$C454)+(0.0004464*$C454^2)+(0.4215-0.003107*$C454)*((($E454*(1+0.0191*($C454-25))/10000)/4.2914)))))*(0.6766097+0.0200564*$C454+0.0001104259*$C454^2-0.00000069698*$C454^3+0.0000000010031*$C454^4)))^2.5)))-(0.008/(1+(1.5*400*((($E454*(1+0.0191*($C454-25))/10000)/4.2914)/((1+(($I454/760*1.01325)*(0.000207-(0.0000000637*($I454/760*1.01325))+(0.000000000003989*($I454/760*1.01325)^2))/(1+(0.03426*$C454)+(0.0004464*$C454^2)+(0.4215-0.003107*$C454)*((($E454*(1+0.0191*($C454-25))/10000)/4.2914)))))*(0.6766097+0.0200564*$C454+0.0001104259*$C454^2-0.00000069698*$C454^3+0.0000000010031*$C454^4))))+(400*((($E454*(1+0.0191*($C454-25))/10000)/4.2914)/((1+(($I454/760*1.01325)*(0.000207-(0.0000000637*($I454/760*1.01325))+(0.000000000003989*($I454/760*1.01325)^2))/(1+(0.03426*$C454)+(0.0004464*$C454^2)+(0.4215-0.003107*$C454)*((($E454*(1+0.0191*($C454-25))/10000)/4.2914)))))*(0.6766097+0.0200564*$C454+0.0001104259*$C454^2-0.00000069698*$C454^3+0.0000000010031*$C454^4))))^2))-((0.0005*($C454-15)/(1+0.0162*($C454-15)))/(1+(100*((($E454*(1+0.0191*($C454-25))/10000)/4.2914)/((1+(($I454/760*1.01325)*(0.000207-(0.0000000637*($I454/760*1.01325))+(0.000000000003989*($I454/760*1.01325)^2))/(1+(0.03426*$C454)+(0.0004464*$C454^2)+(0.4215-0.003107*$C454)*((($E454*(1+0.0191*($C454-25))/10000)/4.2914)))))*(0.6766097+0.0200564*$C454+0.0001104259*$C454^2-0.00000069698*$C454^3+0.0000000010031*$C454^4))))^0.5+(100*((($E454*(1+0.0191*($C454-25))/10000)/4.2914)/((1+(($I454/760*1.01325)*(0.000207-(0.0000000637*($I454/760*1.01325))+(0.000000000003989*($I454/760*1.01325)^2))/(1+(0.03426*$C454)+(0.0004464*$C454^2)+(0.4215-0.003107*$C454)*((($E454*(1+0.0191*($C454-25))/10000)/4.2914)))))*(0.6766097+0.0200564*$C454+0.0001104259*$C454^2-0.00000069698*$C454^3+0.0000000010031*$C454^4))))^1.5))),$D454))","v":0}]
[450,null,null,null,null,null,"","",760,0]
[{"$f":"A455+1","v":451},null,null,null,null,null,"",{"$f":"IF(OR(ISBLANK(B456),ISBLANK(C456)),\"\",B456/G456*100)","v":""},{"$f":"IF(ISBLANK(F456),760,F456)","v":760},0]
[452,null,null,null,null,null,"","",760,0]
[453,null,null,null,null,null,"","",760,0]
[454,null,null,null,null,null,"","",760,0]
[455,null,null,null,null,null,"","",760,0]
[456,null,null,null,null,null,"","",760,0]
[457,null,null,null,null,null,"","",760,0]
[458,null,null,null,null,null,"","",760,0]
[459,null,null,null,null,null,"","",760,0]
[460,null,null,null,null,null,"","",760,0]
[461,null,null,null,null,null,"","",760,0]
[462,null,null,null,null,null,"","",760,0]
[463,null,null,null,null,null,"","",760,0]
[464,null,null,null,null,null,"","",760,0]
[465,null,null,null,null,null,"","",760,0]
[466,null,null,null,null,null,"","",760,0]
[467,null,null,null,null,null,"","",760,0]
[468,null,null,null,null,null,"","",760,0]
[469,null,null,null,null,null,"","",760,0]
[470,null,null,null,null,null,"","",760,0]
[471,null,null,null,null,null,"","",760,0]
[472,null,null,null,null,null,"","",760,0]
[473,null,null,null,null,null,"","",760,0]
[474,null,null,null,null,null,"","",760,0]
[475,null,null,null,null,null,"","",760,0]
[476,null,null,null,null,null,"","",760,0]
[477,null,null,null,null,null,"","",760,0]
[478,null,null,null,null,null,"","",760,0]
[479,null,null,null,null,null,"","",760,0]
[480,null,null,null,null,null,"","",760,0]
[481,null,null,null,null,null,"","",760,0]
[482,null,null,null,null,null,"","",760,0]
[483,null,null,null,null,null,"","",760,0]
[484,null,null,null,null,null,"","",760,0]
[485,null,null,null,null,null,"","",760,0]
[486,null,null,null,null,null,"","",760,0]
[487,null,null,null,null,null,"","",760,0]
[488,null,null,null,null,null,"","",760,0]
[489,null,null,null,null,null,"","",760,0]
[490,null,null,null,null,null,"","",760,0]
[491,null,null,null,null,null,"","",760,0]
[492,null,null,null,null,null,"","",760,0]
[493,null,null,null,null,null,"","",760,0]
[494,null,null,null,null,null,"","",760,0]
[495,null,null,null,null,null,"","",760,0]
[496,null,null,null,null,null,"","",760,0]
[497,null,null,null,null,null,"","",760,0]
[498,null,null,null,null,null,"","",760,0]
[499,null,null,null,null,null,"","",760,0]
[500,null,null,null,null,null,"","",760,0]
[501,null,null,null,null,null,"","",760,0]
[502,null,null,null,null,null,"","",760,0]
[503,null,null,null,null,null,"","",760,0]
[504,null,null,null,null,null,"","",760,0]
[505,null,null,null,null,null,"","",760,0]
[506,null,null,null,null,null,"","",760,0]
[507,null,null,null,null,null,"","",760,0]
[508,null,null,null,null,null,"","",760,0]
[509,null,null,null,null,null,"","",760,0]
[510,null,null,null,null,null,"","",760,0]
[511,null,null,null,null,null,"","",760,0]
[512,null,null,null,null,null,"","",760,0]
[513,null,null,null,null,null,{"$f":"IF(OR(ISBLANK($B518),ISBLANK($C518)),\"\",(EXP((-139.34411+(157570.1/($C518+273.15)-(66423080/($C518+273.15)^2)+(12438000000/($C518+273.15)^3)-(862194900000/($C518+273.15)^4))-($J518*(0.017674-(10.754/($C518+273.15))+(2140.7/($C518+273.15)^2))))))*($I518/760)*((1-((EXP(11.8581-(3840.7/($C518+273.15))-(216961/($C518+273.15)^2)))/($I518/760)))*(1-(0.000975-(0.00001426*$C518)+(0.00000006436*$C518^2))*($I518/760)))/((1-(EXP(11.8581-(3840.7/($C518+273.15))-(216961/($C518+273.15)^2))))*(1-(0.000975-(0.00001426*$C518)+(0.00000006436*$C518^2)))))","v":""},"",760,{"$f":"IF(AND(ISBLANK($D518),ISBLANK($E518)),0,IF(ISBLANK($D518),IF($E518=0,0,(0.008-(0.1692*((($E518*(1+0.0191*($C518-25))/10000)/4.2914)/((1+(($I518/760*1.01325)*(0.000207-(0.0000000637*($I518/760*1.01325))+(0.000000000003989*($I518/760*1.01325)^2))/(1+(0.03426*$C518)+(0.0004464*$C518^2)+(0.4215-0.003107*$C518)*((($E518*(1+0.0191*($C518-25))/10000)/4.2914)))))*(0.6766097+0.0200564*$C518+0.0001104259*$C518^2-0.00000069698*$C518^3+0.0000000010031*$C518^4)))^0.5)+(25.3851*((($E518*(1+0.0191*($C518-25))/10000)/4.2914)/((1+(($I518/760*1.01325)*(0.000207-(0.0000000637*($I518/760*1.01325))+(0.000000000003989*($I518/760*1.01325)^2))/(1+(0.03426*$C518)+(0.0004464*$C518^2)+(0.4215-0.003107*$C518)*((($E518*(1+0.0191*($C518-25))/10000)/4.2914)))))*(0.6766097+0.0200564*$C518+0.0001104259*$C518^2-0.00000069698*$C518^3+0.0000000010031*$C518^4))))+(14.0941*((($E518*(1+0.0191*($C518-25))/10000)/4.2914)/((1+(($I518/760*1.01325)*(0.000207-(0.0000000637*($I518/760*1.01325))+(0.000000000003989*($I518/760*1.01325)^2))/(1+(0.03426*$C518)+(0.0004464*$C518^2)+(0.4215-0.003107*$C518)*((($E518*(1+0.0191*($C518-25))/10000)/4.2914)))))*(0.6766097+0.0200564*$C518+0.0001104259*$C518^2-0.00000069698*$C518^3+0.0000000010031*$C518^4)))^1.5)-(7.0261*((($E518*(1+0.0191*($C518-25))/10000)/4.2914)/((1+(($I518/760*1.01325)*(0.000207-(0.0000000637*($I518/760*1.01325))+(0.000000000003989*($I518/760*1.01325)^2))/(1+(0.03426*$C518)+(0.0004464*$C518^2)+(0.4215-0.003107*$C518)*((($E518*(1+0.0191*($C518-25))/10000)/4.2914)))))*(0.6766097+0.0200564*$C518+0.0001104259*$C518^2-0.00000069698*$C518^3+0.0000000010031*$C518^4)))^2)+(2.7081*((($E518*(1+0.0191*($C518-25))/10000)/4.2914)/((1+(($I518/760*1.01325)*(0.000207-(0.0000000637*($I518/760*1.01325))+(0.000000000003989*($I518/760*1.01325)^2))/(1+(0.03426*$C518)+(0.0004464*$C518^2)+(0.4215-0.003107*$C518)*((($E518*(1+0.0191*($C518-25))/10000)/4.2914)))))*(0.6766097+0.0200564*$C518+0.0001104259*$C518^2-0.00000069698*$C518^3+0.0000000010031*$C518^4)))^2.5)+(($C518-15)/(1+0.0162*($C518-15))*(0.0005-0.0056*((($E518*(1+0.0191*($C518-25))/10000)/4.2914)/((1+(($I518/760*1.01325)*(0.000207-(0.0000000637*($I518/760*1.01325))+(0.000000000003989*($I518/760*1.01325)^2))/(1+(0.03426*$C518)+(0.0004464*$C518^2)+(0.4215-0.003107*$C518)*((($E518*(1+0.0191*($C518-25))/10000)/4.2914)))))*(0.6766097+0.0200564*$C518+0.0001104259*$C518^2-0.00000069698*$C518^3+0.0000000010031*$C518^4)))^0.5-0.0066*((($E518*(1+0.0191*($C518-25))/10000)/4.2914)/((1+(($I518/760*1.01325)*(0.000207-(0.0000000637*($I518/760*1.01325))+(0.000000000003989*($I518/760*1.01325)^2))/(1+(0.03426*$C518)+(0.0004464*$C518^2)+(0.4215-0.003107*$C518)*((($E518*(1+0.0191*($C518-25))/10000)/4.2914)))))*(0.6766097+0.0200564*$C518+0.0001104259*$C518^2-0.00000069698*$C518^3+0.0000000010031*$C518^4)))-0.0375*((($E518*(1+0.0191*($C518-25))/10000)/4.2914)/((1+(($I518/760*1.01325)*(0.000207-(0.0000000637*($I518/760*1.01325))+(0.000000000003989*($I518/760*1.01325)^2))/(1+(0.03426*$C518)+(0.0004464*$C518^2)+(0.4215-0.003107*$C518)*((($E518*(1+0.0191*($C518-25))/10000)/4.2914)))))*(0.6766097+0.0200564*$C518+0.0001104259*$C518^2-0.00000069698*$C518^3+0.0000000010031*$C518^4)))^1.5+0.0636*((($E518*(1+0.0191*($C518-25))/10000)/4.2914)/((1+(($I518/760*1.01325)*(0.000207-(0.0000000637*($I518/760*1.01325))+(0.000000000003989*($I518/760*1.01325)^2))/(1+(0.03426*$C518)+(0.0004464*$C518^2)+(0.4215-0.003107*$C518)*((($E518*(1+0.0191*($C518-25))/10000)/4.2914)))))*(0.6766097+0.0200564*$C518+0.0001104259*$C518^2-0.00000069698*$C518^3+0.0000000010031*$C518^4)))^2-0.0144*((($E518*(1+0.0191*($C518-25))/10000)/4.2914)/((1+(($I518/760*1.01325)*(0.000207-(0.0000000637*($I518/760*1.01325))+(0.000000000003989*($I518/760*1.01325)^2))/(1+(0.03426*$C518)+(0.0004464*$C518^2)+(0.4215-0.003107*$C518)*((($E518*(1+0.0191*($C518-25))/10000)/4.2914)))))*(0.6766097+0.0200564*$C518+0.0001104259*$C518^2-0.00000069698*$C518^3+0.0000000010031*$C518^4)))^2.5)))-(0.008/(1+(1.5*400*((($E518*(1+0.0191*($C518-25))/10000)/4.2914)/((1+(($I518/760*1.01325)*(0.000207-(0.0000000637*($I518/760*1.01325))+(0.000000000003989*($I518/760*1.01325)^2))/(1+(0.03426*$C518)+(0.0004464*$C518^2)+(0.4215-0.003107*$C518)*((($E518*(1+0.0191*($C518-25))/10000)/4.2914)))))*(0.6766097+0.0200564*$C518+0.0001104259*$C518^2-0.00000069698*$C518^3+0.0000000010031*$C518^4))))+(400*((($E518*(1+0.0191*($C518-25))/10000)/4.2914)/((1+(($I518/760*1.01325)*(0.000207-(0.0000000637*($I518/760*1.01325))+(0.000000000003989*($I518/760*1.01325)^2))/(1+(0.03426*$C518)+(0.0004464*$C518^2)+(0.4215-0.003107*$C518)*((($E518*(1+0.0191*($C518-25))/10000)/4.2914)))))*(0.6766097+0.0200564*$C518+0.0001104259*$C518^2-0.00000069698*$C518^3+0.0000000010031*$C518^4))))^2))-((0.0005*($C518-15)/(1+0.0162*($C518-15)))/(1+(100*((($E518*(1+0.0191*($C518-25))/10000)/4.2914)/((1+(($I518/760*1.01325)*(0.000207-(0.0000000637*($I518/760*1.01325))+(0.000000000003989*($I518/760*1.01325)^2))/(1+(0.03426*$C518)+(0.0004464*$C518^2)+(0.4215-0.003107*$C518)*((($E518*(1+0.0191*($C518-25))/10000)/4.2914)))))*(0.6766097+0.0200564*$C518+0.0001104259*$C518^2-0.00000069698*$C518^3+0.0000000010031*$C518^4))))^0.5+(100*((($E518*(1+0.0191*($C518-25))/10000)/4.2914)/((1+(($I518/760*1.01325)*(0.000207-(0.0000000637*($I518/760*1.01325))+(0.000000000003989*($I518/760*1.01325)^2))/(1+(0.03426*$C518)+(0.0004464*$C518^2)+(0.4215-0.003107*$C518)*((($E518*(1+0.0191*($C518-25))/10000)/4.2914)))))*(0.6766097+0.0200564*$C518+0.0001104259*$C518^2-0.00000069698*$C518^3+0.0000000010031*$C518^4))))^1.5))),$D518))","v":0}]
[514,null,null,null,null,null,"","",760,0]
[{"$f":"A519+1","v":515},null,null,null,null,null,"",{"$f":"IF(OR(ISBLANK(B520),ISBLANK(C520)),\"\",B520/G520*100)","v":""},{"$f":"IF(ISBLANK(F520),760,F520)","v":760},0]
[516,null,null,null,null,null,"","",760,0]
[517,null,null,null,null,null,"","",760,0]
[518,null,null,null,null,null,"","",760,0]
[519,null,null,null,null,null,"","",760,0]
[520,null,null,null,null,null,"","",760,0]
[521,null,null,null,null,null,"","",760,0]
[522,null,null,null,null,null,"","",760,0]
[523,null,null,null,null,null,"","",760,0]
[524,null,null,null,null,null,"","",760,0]
[525,null,null,null,null,null,"","",760,0]
[526,null,null,null,null,null,"","",760,0]
[527,null,null,null,null,null,"","",760,0]
[528,null,null,null,null,null,"","",760,0]
[529,null,null,null,null,null,"","",760,0]
[530,null,null,null,null,null,"","",760,0]
[531,null,null,null,null,null,"","",760,0]
[532,null,null,null,null,null,"","",760,0]
[533,null,null,null,null,null,"","",760,0]
[534,null,null,null,null,null,"","",760,0]
[535,null,null,null,null,null,"","",760,0]
[536,null,null,null,null,null,"","",760,0]
[537,null,null,null,null,null,"","",760,0]
[538,null,null,null,null,null,"","",760,0]
[539,null,null,null,null,null,"","",760,0]
[540,null,null,null,null,null,"","",760,0]
[541,null,null,null,null,null,"","",760,0]
[542,null,null,null,null,null,"","",760,0]
[543,null,null,null,null,null,"","",760,0]
[544,null,null,null,null,null,"","",760,0]
[545,null,null,null,null,null,"","",760,0]
[546,null,null,null,null,null,"","",760,0]
[547,null,null,null,null,null,"","",760,0]
[548,null,null,null,null,null,"","",760,0]
[549,null,null,null,null,null,"","",760,0]
[550,null,null,null,null,null,"","",760,0]
[551,null,null,null,null,null,"","",760,0]
[552,null,null,null,null,null,"","",760,0]
[553,null,null,null,null,null,"","",760,0]
[554,null,null,null,null,null,"","",760,0]
[555,null,null,null,null,null,"","",760,0]
[556,null,null,null,null,null,"","",760,0]
[557,null,null,null,null,null,"","",760,0]
[558,null,null,null,null,null,"","",760,0]
[559,null,null,null,null,null,"","",760,0]
[560,null,null,null,null,null,"","",760,0]
[561,null,null,null,null,null,"","",760,0]
[562,null,null,null,null,null,"","",760,0]
[563,null,null,null,null,null,"","",760,0]
[564,null,null,null,null,null,"","",760,0]
[565,null,null,null,null,null,"","",760,0]
[566,null,null,null,null,null,"","",760,0]
[567,null,null,null,null,null,"","",760,0]
[568,null,null,null,null,null,"","",760,0]
[569,null,null,null,null,null,"","",760,0]
[570,null,null,null,null,null,"","",760,0]
[571,null,null,null,null,null,"","",760,0]
[572,null,null,null,null,null,"","",760,0]
[573,null,null,null,null,null,"","",760,0]
[574,null,null,null,null,null,"","",760,0]
[575,null,null,null,null,null,"","",760,0]
[576,null,null,null,null,null,"","",760,0]
[577,null,null,null,null,null,{"$f":"IF(OR(ISBLANK($B582),ISBLANK($C582)),\"\",(EXP((-139.34411+(157570.1/($C582+273.15)-(66423080/($C582+273.15)^2)+(12438000000/($C582+273.15)^3)-(862194900000/($C582+273.15)^4))-($J582*(0.017674-(10.754/($C582+273.15))+(2140.7/($C582+273.15)^2))))))*($I582/760)*((1-((EXP(11.8581-(3840.7/($C582+273.15))-(216961/($C582+273.15)^2)))/($I582/760)))*(1-(0.000975-(0.00001426*$C582)+(0.00000006436*$C582^2))*($I582/760)))/((1-(EXP(11.8581-(3840.7/($C582+273.15))-(216961/($C582+273.15)^2))))*(1-(0.000975-(0.00001426*$C582)+(0.00000006436*$C582^2)))))","v":""},"",760,{"$f":"IF(AND(ISBLANK($D582),ISBLANK($E582)),0,IF(ISBLANK($D582),IF($E582=0,0,(0.008-(0.1692*((($E582*(1+0.0191*($C582-25))/10000)/4.2914)/((1+(($I582/760*1.01325)*(0.000207-(0.0000000637*($I582/760*1.01325))+(0.000000000003989*($I582/760*1.01325)^2))/(1+(0.03426*$C582)+(0.0004464*$C582^2)+(0.4215-0.003107*$C582)*((($E582*(1+0.0191*($C582-25))/10000)/4.2914)))))*(0.6766097+0.0200564*$C582+0.0001104259*$C582^2-0.00000069698*$C582^3+0.0000000010031*$C582^4)))^0.5)+(25.3851*((($E582*(1+0.0191*($C582-25))/10000)/4.2914)/((1+(($I582/760*1.01325)*(0.000207-(0.0000000637*($I582/760*1.01325))+(0.000000000003989*($I582/760*1.01325)^2))/(1+(0.03426*$C582)+(0.0004464*$C582^2)+(0.4215-0.003107*$C582)*((($E582*(1+0.0191*($C582-25))/10000)/4.2914)))))*(0.6766097+0.0200564*$C582+0.0001104259*$C582^2-0.00000069698*$C582^3+0.0000000010031*$C582^4))))+(14.0941*((($E582*(1+0.0191*($C582-25))/10000)/4.2914)/((1+(($I582/760*1.01325)*(0.000207-(0.0000000637*($I582/760*1.01325))+(0.000000000003989*($I582/760*1.01325)^2))/(1+(0.03426*$C582)+(0.0004464*$C582^2)+(0.4215-0.003107*$C582)*((($E582*(1+0.0191*($C582-25))/10000)/4.2914)))))*(0.6766097+0.0200564*$C582+0.0001104259*$C582^2-0.00000069698*$C582^3+0.0000000010031*$C582^4)))^1.5)-(7.0261*((($E582*(1+0.0191*($C582-25))/10000)/4.2914)/((1+(($I582/760*1.01325)*(0.000207-(0.0000000637*($I582/760*1.01325))+(0.000000000003989*($I582/760*1.01325)^2))/(1+(0.03426*$C582)+(0.0004464*$C582^2)+(0.4215-0.003107*$C582)*((($E582*(1+0.0191*($C582-25))/10000)/4.2914)))))*(0.6766097+0.0200564*$C582+0.0001104259*$C582^2-0.00000069698*$C582^3+0.0000000010031*$C582^4)))^2)+(2.7081*((($E582*(1+0.0191*($C582-25))/10000)/4.2914)/((1+(($I582/760*1.01325)*(0.000207-(0.0000000637*($I582/760*1.01325))+(0.000000000003989*($I582/760*1.01325)^2))/(1+(0.03426*$C582)+(0.0004464*$C582^2)+(0.4215-0.003107*$C582)*((($E582*(1+0.0191*($C582-25))/10000)/4.2914)))))*(0.6766097+0.0200564*$C582+0.0001104259*$C582^2-0.00000069698*$C582^3+0.0000000010031*$C582^4)))^2.5)+(($C582-15)/(1+0.0162*($C582-15))*(0.0005-0.0056*((($E582*(1+0.0191*($C582-25))/10000)/4.2914)/((1+(($I582/760*1.01325)*(0.000207-(0.0000000637*($I582/760*1.01325))+(0.000000000003989*($I582/760*1.01325)^2))/(1+(0.03426*$C582)+(0.0004464*$C582^2)+(0.4215-0.003107*$C582)*((($E582*(1+0.0191*($C582-25))/10000)/4.2914)))))*(0.6766097+0.0200564*$C582+0.0001104259*$C582^2-0.00000069698*$C582^3+0.0000000010031*$C582^4)))^0.5-0.0066*((($E582*(1+0.0191*($C582-25))/10000)/4.2914)/((1+(($I582/760*1.01325)*(0.000207-(0.0000000637*($I582/760*1.01325))+(0.000000000003989*($I582/760*1.01325)^2))/(1+(0.03426*$C582)+(0.0004464*$C582^2)+(0.4215-0.003107*$C582)*((($E582*(1+0.0191*($C582-25))/10000)/4.2914)))))*(0.6766097+0.0200564*$C582+0.0001104259*$C582^2-0.00000069698*$C582^3+0.0000000010031*$C582^4)))-0.0375*((($E582*(1+0.0191*($C582-25))/10000)/4.2914)/((1+(($I582/760*1.01325)*(0.000207-(0.0000000637*($I582/760*1.01325))+(0.000000000003989*($I582/760*1.01325)^2))/(1+(0.03426*$C582)+(0.0004464*$C582^2)+(0.4215-0.003107*$C582)*((($E582*(1+0.0191*($C582-25))/10000)/4.2914)))))*(0.6766097+0.0200564*$C582+0.0001104259*$C582^2-0.00000069698*$C582^3+0.0000000010031*$C582^4)))^1.5+0.0636*((($E582*(1+0.0191*($C582-25))/10000)/4.2914)/((1+(($I582/760*1.01325)*(0.000207-(0.0000000637*($I582/760*1.01325))+(0.000000000003989*($I582/760*1.01325)^2))/(1+(0.03426*$C582)+(0.0004464*$C582^2)+(0.4215-0.003107*$C582)*((($E582*(1+0.0191*($C582-25))/10000)/4.2914)))))*(0.6766097+0.0200564*$C582+0.0001104259*$C582^2-0.00000069698*$C582^3+0.0000000010031*$C582^4)))^2-0.0144*((($E582*(1+0.0191*($C582-25))/10000)/4.2914)/((1+(($I582/760*1.01325)*(0.000207-(0.0000000637*($I582/760*1.01325))+(0.000000000003989*($I582/760*1.01325)^2))/(1+(0.03426*$C582)+(0.0004464*$C582^2)+(0.4215-0.003107*$C582)*((($E582*(1+0.0191*($C582-25))/10000)/4.2914)))))*(0.6766097+0.0200564*$C582+0.0001104259*$C582^2-0.00000069698*$C582^3+0.0000000010031*$C582^4)))^2.5)))-(0.008/(1+(1.5*400*((($E582*(1+0.0191*($C582-25))/10000)/4.2914)/((1+(($I582/760*1.01325)*(0.000207-(0.0000000637*($I582/760*1.01325))+(0.000000000003989*($I582/760*1.01325)^2))/(1+(0.03426*$C582)+(0.0004464*$C582^2)+(0.4215-0.003107*$C582)*((($E582*(1+0.0191*($C582-25))/10000)/4.2914)))))*(0.6766097+0.0200564*$C582+0.0001104259*$C582^2-0.00000069698*$C582^3+0.0000000010031*$C582^4))))+(400*((($E582*(1+0.0191*($C582-25))/10000)/4.2914)/((1+(($I582/760*1.01325)*(0.000207-(0.0000000637*($I582/760*1.01325))+(0.000000000003989*($I582/760*1.01325)^2))/(1+(0.03426*$C582)+(0.0004464*$C582^2)+(0.4215-0.003107*$C582)*((($E582*(1+0.0191*($C582-25))/10000)/4.2914)))))*(0.6766097+0.0200564*$C582+0.0001104259*$C582^2-0.00000069698*$C582^3+0.0000000010031*$C582^4))))^2))-((0.0005*($C582-15)/(1+0.0162*($C582-15)))/(1+(100*((($E582*(1+0.0191*($C582-25))/10000)/4.2914)/((1+(($I582/760*1.01325)*(0.000207-(0.0000000637*($I582/760*1.01325))+(0.000000000003989*($I582/760*1.01325)^2))/(1+(0.03426*$C582)+(0.0004464*$C582^2)+(0.4215-0.003107*$C582)*((($E582*(1+0.0191*($C582-25))/10000)/4.2914)))))*(0.6766097+0.0200564*$C582+0.0001104259*$C582^2-0.00000069698*$C582^3+0.0000000010031*$C582^4))))^0.5+(100*((($E582*(1+0.0191*($C582-25))/10000)/4.2914)/((1+(($I582/760*1.01325)*(0.000207-(0.0000000637*($I582/760*1.01325))+(0.000000000003989*($I582/760*1.01325)^2))/(1+(0.03426*$C582)+(0.0004464*$C582^2)+(0.4215-0.003107*$C582)*((($E582*(1+0.0191*($C582-25))/10000)/4.2914)))))*(0.6766097+0.0200564*$C582+0.0001104259*$C582^2-0.00000069698*$C582^3+0.0000000010031*$C582^4))))^1.5))),$D582))","v":0}]
[578,null,null,null,null,null,"","",760,0]
[{"$f":"A583+1","v":579},null,null,null,null,null,"",{"$f":"IF(OR(ISBLANK(B584),ISBLANK(C584)),\"\",B584/G584*100)","v":""},{"$f":"IF(ISBLANK(F584),760,F584)","v":760},0]
[580,null,null,null,null,null,"","",760,0]
[581,null,null,null,null,null,"","",760,0]
[582,null,null,null,null,null,"","",760,0]
[583,null,null,null,null,null,"","",760,0]
[584,null,null,null,null,null,"","",760,0]
[585,null,null,null,null,null,"","",760,0]
[586,null,null,null,null,null,"","",760,0]
[587,null,null,null,null,null,"","",760,0]
[588,null,null,null,null,null,"","",760,0]
[589,null,null,null,null,null,"","",760,0]
[590,null,null,null,null,null,"","",760,0]
[591,null,null,null,null,null,"","",760,0]
[592,null,null,null,null,null,"","",760,0]
[593,null,null,null,null,null,"","",760,0]
[594,null,null,null,null,null,"","",760,0]
[595,null,null,null,null,null,"","",760,0]
[596,null,null,null,null,null,"","",760,0]
[597,null,null,null,null,null,"","",760,0]
[598,null,null,null,null,null,"","",760,0]
[599,null,null,null,null,null,"","",760,0]
[600,null,null,null,null,null,"","",760,0]
[601,null,null,null,null,null,"","",760,0]
[602,null,null,null,null,null,"","",760,0]
[603,null,null,null,null,null,"","",760,0]
[604,null,null,null,null,null,"","",760,0]
[605,null,null,null,null,null,"","",760,0]
[606,null,null,null,null,null,"","",760,0]
[607,null,null,null,null,null,"","",760,0]
[608,null,null,null,null,null,"","",760,0]
[609,null,null,null,null,null,"","",760,0]
[610,null,null,null,null,null,"","",760,0]
[611,null,null,null,null,null,"","",760,0]
[612,null,null,null,null,null,"","",760,0]
[613,null,null,null,null,null,"","",760,0]
[614,null,null,null,null,null,"","",760,0]
[615,null,null,null,null,null,"","",760,0]
[616,null,null,null,null,null,"","",760,0]
[617,null,null,null,null,null,"","",760,0]
[618,null,null,null,null,null,"","",760,0]
[619,null,null,null,null,null,"","",760,0]
[620,null,null,null,null,null,"","",760,0]
[621,null,null,null,null,null,"","",760,0]
[622,null,null,null,null,null,"","",760,0]
[623,null,null,null,null,null,"","",760,0]
[624,null,null,null,null,null,"","",760,0]
[625,null,null,null,null,null,"","",760,0]
[626,null,null,null,null,null,"","",760,0]
[627,null,null,null,null,null,"","",760,0]
[628,null,null,null,null,null,"","",760,0]
[629,null,null,null,null,null,"","",760,0]
[630,null,null,null,null,null,"","",760,0]
[631,null,null,null,null,null,"","",760,0]
[632,null,null,null,null,null,"","",760,0]
[633,null,null,null,null,null,"","",760,0]
[634,null,null,null,null,null,"","",760,0]
[635,null,null,null,null,null,"","",760,0]
[636,null,null,null,null,null,"","",760,0]
[637,null,null,null,null,null,"","",760,0]
[638,null,null,null,null,null,"","",760,0]
[639,null,null,null,null,null,"","",760,0]
[640,null,null,null,null,null,"","",760,0]
[641,null,null,null,null,null,{"$f":"IF(OR(ISBLANK($B646),ISBLANK($C646)),\"\",(EXP((-139.34411+(157570.1/($C646+273.15)-(66423080/($C646+273.15)^2)+(12438000000/($C646+273.15)^3)-(862194900000/($C646+273.15)^4))-($J646*(0.017674-(10.754/($C646+273.15))+(2140.7/($C646+273.15)^2))))))*($I646/760)*((1-((EXP(11.8581-(3840.7/($C646+273.15))-(216961/($C646+273.15)^2)))/($I646/760)))*(1-(0.000975-(0.00001426*$C646)+(0.00000006436*$C646^2))*($I646/760)))/((1-(EXP(11.8581-(3840.7/($C646+273.15))-(216961/($C646+273.15)^2))))*(1-(0.000975-(0.00001426*$C646)+(0.00000006436*$C646^2)))))","v":""},"",760,{"$f":"IF(AND(ISBLANK($D646),ISBLANK($E646)),0,IF(ISBLANK($D646),IF($E646=0,0,(0.008-(0.1692*((($E646*(1+0.0191*($C646-25))/10000)/4.2914)/((1+(($I646/760*1.01325)*(0.000207-(0.0000000637*($I646/760*1.01325))+(0.000000000003989*($I646/760*1.01325)^2))/(1+(0.03426*$C646)+(0.0004464*$C646^2)+(0.4215-0.003107*$C646)*((($E646*(1+0.0191*($C646-25))/10000)/4.2914)))))*(0.6766097+0.0200564*$C646+0.0001104259*$C646^2-0.00000069698*$C646^3+0.0000000010031*$C646^4)))^0.5)+(25.3851*((($E646*(1+0.0191*($C646-25))/10000)/4.2914)/((1+(($I646/760*1.01325)*(0.000207-(0.0000000637*($I646/760*1.01325))+(0.000000000003989*($I646/760*1.01325)^2))/(1+(0.03426*$C646)+(0.0004464*$C646^2)+(0.4215-0.003107*$C646)*((($E646*(1+0.0191*($C646-25))/10000)/4.2914)))))*(0.6766097+0.0200564*$C646+0.0001104259*$C646^2-0.00000069698*$C646^3+0.0000000010031*$C646^4))))+(14.0941*((($E646*(1+0.0191*($C646-25))/10000)/4.2914)/((1+(($I646/760*1.01325)*(0.000207-(0.0000000637*($I646/760*1.01325))+(0.000000000003989*($I646/760*1.01325)^2))/(1+(0.03426*$C646)+(0.0004464*$C646^2)+(0.4215-0.003107*$C646)*((($E646*(1+0.0191*($C646-25))/10000)/4.2914)))))*(0.6766097+0.0200564*$C646+0.0001104259*$C646^2-0.00000069698*$C646^3+0.0000000010031*$C646^4)))^1.5)-(7.0261*((($E646*(1+0.0191*($C646-25))/10000)/4.2914)/((1+(($I646/760*1.01325)*(0.000207-(0.0000000637*($I646/760*1.01325))+(0.000000000003989*($I646/760*1.01325)^2))/(1+(0.03426*$C646)+(0.0004464*$C646^2)+(0.4215-0.003107*$C646)*((($E646*(1+0.0191*($C646-25))/10000)/4.2914)))))*(0.6766097+0.0200564*$C646+0.0001104259*$C646^2-0.00000069698*$C646^3+0.0000000010031*$C646^4)))^2)+(2.7081*((($E646*(1+0.0191*($C646-25))/10000)/4.2914)/((1+(($I646/760*1.01325)*(0.000207-(0.0000000637*($I646/760*1.01325))+(0.000000000003989*($I646/760*1.01325)^2))/(1+(0.03426*$C646)+(0.0004464*$C646^2)+(0.4215-0.003107*$C646)*((($E646*(1+0.0191*($C646-25))/10000)/4.2914)))))*(0.6766097+0.0200564*$C646+0.0001104259*$C646^2-0.00000069698*$C646^3+0.0000000010031*$C646^4)))^2.5)+(($C646-15)/(1+0.0162*($C646-15))*(0.0005-0.0056*((($E646*(1+0.0191*($C646-25))/10000)/4.2914)/((1+(($I646/760*1.01325)*(0.000207-(0.0000000637*($I646/760*1.01325))+(0.000000000003989*($I646/760*1.01325)^2))/(1+(0.03426*$C646)+(0.0004464*$C646^2)+(0.4215-0.003107*$C646)*((($E646*(1+0.0191*($C646-25))/10000)/4.2914)))))*(0.6766097+0.0200564*$C646+0.0001104259*$C646^2-0.00000069698*$C646^3+0.0000000010031*$C646^4)))^0.5-0.0066*((($E646*(1+0.0191*($C646-25))/10000)/4.2914)/((1+(($I646/760*1.01325)*(0.000207-(0.0000000637*($I646/760*1.01325))+(0.000000000003989*($I646/760*1.01325)^2))/(1+(0.03426*$C646)+(0.0004464*$C646^2)+(0.4215-0.003107*$C646)*((($E646*(1+0.0191*($C646-25))/10000)/4.2914)))))*(0.6766097+0.0200564*$C646+0.0001104259*$C646^2-0.00000069698*$C646^3+0.0000000010031*$C646^4)))-0.0375*((($E646*(1+0.0191*($C646-25))/10000)/4.2914)/((1+(($I646/760*1.01325)*(0.000207-(0.0000000637*($I646/760*1.01325))+(0.000000000003989*($I646/760*1.01325)^2))/(1+(0.03426*$C646)+(0.0004464*$C646^2)+(0.4215-0.003107*$C646)*((($E646*(1+0.0191*($C646-25))/10000)/4.2914)))))*(0.6766097+0.0200564*$C646+0.0001104259*$C646^2-0.00000069698*$C646^3+0.0000000010031*$C646^4)))^1.5+0.0636*((($E646*(1+0.0191*($C646-25))/10000)/4.2914)/((1+(($I646/760*1.01325)*(0.000207-(0.0000000637*($I646/760*1.01325))+(0.000000000003989*($I646/760*1.01325)^2))/(1+(0.03426*$C646)+(0.0004464*$C646^2)+(0.4215-0.003107*$C646)*((($E646*(1+0.0191*($C646-25))/10000)/4.2914)))))*(0.6766097+0.0200564*$C646+0.0001104259*$C646^2-0.00000069698*$C646^3+0.0000000010031*$C646^4)))^2-0.0144*((($E646*(1+0.0191*($C646-25))/10000)/4.2914)/((1+(($I646/760*1.01325)*(0.000207-(0.0000000637*($I646/760*1.01325))+(0.000000000003989*($I646/760*1.01325)^2))/(1+(0.03426*$C646)+(0.0004464*$C646^2)+(0.4215-0.003107*$C646)*((($E646*(1+0.0191*($C646-25))/10000)/4.2914)))))*(0.6766097+0.0200564*$C646+0.0001104259*$C646^2-0.00000069698*$C646^3+0.0000000010031*$C646^4)))^2.5)))-(0.008/(1+(1.5*400*((($E646*(1+0.0191*($C646-25))/10000)/4.2914)/((1+(($I646/760*1.01325)*(0.000207-(0.0000000637*($I646/760*1.01325))+(0.000000000003989*($I646/760*1.01325)^2))/(1+(0.03426*$C646)+(0.0004464*$C646^2)+(0.4215-0.003107*$C646)*((($E646*(1+0.0191*($C646-25))/10000)/4.2914)))))*(0.6766097+0.0200564*$C646+0.0001104259*$C646^2-0.00000069698*$C646^3+0.0000000010031*$C646^4))))+(400*((($E646*(1+0.0191*($C646-25))/10000)/4.2914)/((1+(($I646/760*1.01325)*(0.000207-(0.0000000637*($I646/760*1.01325))+(0.000000000003989*($I646/760*1.01325)^2))/(1+(0.03426*$C646)+(0.0004464*$C646^2)+(0.4215-0.003107*$C646)*((($E646*(1+0.0191*($C646-25))/10000)/4.2914)))))*(0.6766097+0.0200564*$C646+0.0001104259*$C646^2-0.00000069698*$C646^3+0.0000000010031*$C646^4))))^2))-((0.0005*($C646-15)/(1+0.0162*($C646-15)))/(1+(100*((($E646*(1+0.0191*($C646-25))/10000)/4.2914)/((1+(($I646/760*1.01325)*(0.000207-(0.0000000637*($I646/760*1.01325))+(0.000000000003989*($I646/760*1.01325)^2))/(1+(0.03426*$C646)+(0.0004464*$C646^2)+(0.4215-0.003107*$C646)*((($E646*(1+0.0191*($C646-25))/10000)/4.2914)))))*(0.6766097+0.0200564*$C646+0.0001104259*$C646^2-0.00000069698*$C646^3+0.0000000010031*$C646^4))))^0.5+(100*((($E646*(1+0.0191*($C646-25))/10000)/4.2914)/((1+(($I646/760*1.01325)*(0.000207-(0.0000000637*($I646/760*1.01325))+(0.000000000003989*($I646/760*1.01325)^2))/(1+(0.03426*$C646)+(0.0004464*$C646^2)+(0.4215-0.003107*$C646)*((($E646*(1+0.0191*($C646-25))/10000)/4.2914)))))*(0.6766097+0.0200564*$C646+0.0001104259*$C646^2-0.00000069698*$C646^3+0.0000000010031*$C646^4))))^1.5))),$D646))","v":0}]
[642,null,null,null,null,null,"","",760,0]
[{"$f":"A647+1","v":643},null,null,null,null,null,"",{"$f":"IF(OR(ISBLANK(B648),ISBLANK(C648)),\"\",B648/G648*100)","v":""},{"$f":"IF(ISBLANK(F648),760,F648)","v":760},0]
[644,null,null,null,null,null,"","",760,0]
[645,null,null,null,null,null,"","",760,0]
[646,null,null,null,null,null,"","",760,0]
[647,null,null,null,null,null,"","",760,0]
[648,null,null,null,null,null,"","",760,0]
[649,null,null,null,null,null,"","",760,0]
[650,null,null,null,null,null,"","",760,0]
[651,null,null,null,null,null,"","",760,0]
[652,null,null,null,null,null,"","",760,0]
[653,null,null,null,null,null,"","",760,0]
[654,null,null,null,null,null,"","",760,0]
[655,null,null,null,null,null,"","",760,0]
[656,null,null,null,null,null,"","",760,0]
[657,null,null,null,null,null,"","",760,0]
[658,null,null,null,null,null,"","",760,0]
[659,null,null,null,null,null,"","",760,0]
[660,null,null,null,null,null,"","",760,0]
[661,null,null,null,null,null,"","",760,0]
[662,null,null,null,null,null,"","",760,0]
[663,null,null,null,null,null,"","",760,0]
[664,null,null,null,null,null,"","",760,0]
[665,null,null,null,null,null,"","",760,0]
[666,null,null,null,null,null,"","",760,0]
[667,null,null,null,null,null,"","",760,0]
[668,null,null,null,null,null,"","",760,0]
[669,null,null,null,null,null,"","",760,0]
[670,null,null,null,null,null,"","",760,0]
[671,null,null,null,null,null,"","",760,0]
[672,null,null,null,null,null,"","",760,0]
[673,null,null,null,null,null,"","",760,0]
[674,null,null,null,null,null,"","",760,0]
[675,null,null,null,null,null,"","",760,0]
[676,null,null,null,null,null,"","",760,0]
[677,null,null,null,null,null,"","",760,0]
[678,null,null,null,null,null,"","",760,0]
[679,null,null,null,null,null,"","",760,0]
[680,null,null,null,null,null,"","",760,0]
[681,null,null,null,null,null,"","",760,0]
[682,null,null,null,null,null,"","",760,0]
[683,null,null,null,null,null,"","",760,0]
[684,null,null,null,null,null,"","",760,0]
[685,null,null,null,null,null,"","",760,0]
[686,null,null,null,null,null,"","",760,0]
[687,null,null,null,null,null,"","",760,0]
[688,null,null,null,null,null,"","",760,0]
[689,null,null,null,null,null,"","",760,0]
[690,null,null,null,null,null,"","",760,0]
[691,null,null,null,null,null,"","",760,0]
[692,null,null,null,null,null,"","",760,0]
[693,null,null,null,null,null,"","",760,0]
[694,null,null,null,null,null,"","",760,0]
[695,null,null,null,null,null,"","",760,0]
[696,null,null,null,null,null,"","",760,0]
[697,null,null,null,null,null,"","",760,0]
[698,null,null,null,null,null,"","",760,0]
[699,null,null,null,null,null,"","",760,0]
[700,null,null,null,null,null,"","",760,0]
[701,null,null,null,null,null,"","",760,0]
[702,null,null,null,null,null,"","",760,0]
[703,null,null,null,null,null,"","",760,0]
[704,null,null,null,null,null,"","",760,0]
[705,null,null,null,null,null,{"$f":"IF(OR(ISBLANK($B710),ISBLANK($C710)),\"\",(EXP((-139.34411+(157570.1/($C710+273.15)-(66423080/($C710+273.15)^2)+(12438000000/($C710+273.15)^3)-(862194900000/($C710+273.15)^4))-($J710*(0.017674-(10.754/($C710+273.15))+(2140.7/($C710+273.15)^2))))))*($I710/760)*((1-((EXP(11.8581-(3840.7/($C710+273.15))-(216961/($C710+273.15)^2)))/($I710/760)))*(1-(0.000975-(0.00001426*$C710)+(0.00000006436*$C710^2))*($I710/760)))/((1-(EXP(11.8581-(3840.7/($C710+273.15))-(216961/($C710+273.15)^2))))*(1-(0.000975-(0.00001426*$C710)+(0.00000006436*$C710^2)))))","v":""},"",760,{"$f":"IF(AND(ISBLANK($D710),ISBLANK($E710)),0,IF(ISBLANK($D710),IF($E710=0,0,(0.008-(0.1692*((($E710*(1+0.0191*($C710-25))/10000)/4.2914)/((1+(($I710/760*1.01325)*(0.000207-(0.0000000637*($I710/760*1.01325))+(0.000000000003989*($I710/760*1.01325)^2))/(1+(0.03426*$C710)+(0.0004464*$C710^2)+(0.4215-0.003107*$C710)*((($E710*(1+0.0191*($C710-25))/10000)/4.2914)))))*(0.6766097+0.0200564*$C710+0.0001104259*$C710^2-0.00000069698*$C710^3+0.0000000010031*$C710^4)))^0.5)+(25.3851*((($E710*(1+0.0191*($C710-25))/10000)/4.2914)/((1+(($I710/760*1.01325)*(0.000207-(0.0000000637*($I710/760*1.01325))+(0.000000000003989*($I710/760*1.01325)^2))/(1+(0.03426*$C710)+(0.0004464*$C710^2)+(0.4215-0.003107*$C710)*((($E710*(1+0.0191*($C710-25))/10000)/4.2914)))))*(0.6766097+0.0200564*$C710+0.0001104259*$C710^2-0.00000069698*$C710^3+0.0000000010031*$C710^4))))+(14.0941*((($E710*(1+0.0191*($C710-25))/10000)/4.2914)/((1+(($I710/760*1.01325)*(0.000207-(0.0000000637*($I710/760*1.01325))+(0.000000000003989*($I710/760*1.01325)^2))/(1+(0.03426*$C710)+(0.0004464*$C710^2)+(0.4215-0.003107*$C710)*((($E710*(1+0.0191*($C710-25))/10000)/4.2914)))))*(0.6766097+0.0200564*$C710+0.0001104259*$C710^2-0.00000069698*$C710^3+0.0000000010031*$C710^4)))^1.5)-(7.0261*((($E710*(1+0.0191*($C710-25))/10000)/4.2914)/((1+(($I710/760*1.01325)*(0.000207-(0.0000000637*($I710/760*1.01325))+(0.000000000003989*($I710/760*1.01325)^2))/(1+(0.03426*$C710)+(0.0004464*$C710^2)+(0.4215-0.003107*$C710)*((($E710*(1+0.0191*($C710-25))/10000)/4.2914)))))*(0.6766097+0.0200564*$C710+0.0001104259*$C710^2-0.00000069698*$C710^3+0.0000000010031*$C710^4)))^2)+(2.7081*((($E710*(1+0.0191*($C710-25))/10000)/4.2914)/((1+(($I710/760*1.01325)*(0.000207-(0.0000000637*($I710/760*1.01325))+(0.000000000003989*($I710/760*1.01325)^2))/(1+(0.03426*$C710)+(0.0004464*$C710^2)+(0.4215-0.003107*$C710)*((($E710*(1+0.0191*($C710-25))/10000)/4.2914)))))*(0.6766097+0.0200564*$C710+0.0001104259*$C710^2-0.00000069698*$C710^3+0.0000000010031*$C710^4)))^2.5)+(($C710-15)/(1+0.0162*($C710-15))*(0.0005-0.0056*((($E710*(1+0.0191*($C710-25))/10000)/4.2914)/((1+(($I710/760*1.01325)*(0.000207-(0.0000000637*($I710/760*1.01325))+(0.000000000003989*($I710/760*1.01325)^2))/(1+(0.03426*$C710)+(0.0004464*$C710^2)+(0.4215-0.003107*$C710)*((($E710*(1+0.0191*($C710-25))/10000)/4.2914)))))*(0.6766097+0.0200564*$C710+0.0001104259*$C710^2-0.00000069698*$C710^3+0.0000000010031*$C710^4)))^0.5-0.0066*((($E710*(1+0.0191*($C710-25))/10000)/4.2914)/((1+(($I710/760*1.01325)*(0.000207-(0.0000000637*($I710/760*1.01325))+(0.000000000003989*($I710/760*1.01325)^2))/(1+(0.03426*$C710)+(0.0004464*$C710^2)+(0.4215-0.003107*$C710)*((($E710*(1+0.0191*($C710-25))/10000)/4.2914)))))*(0.6766097+0.0200564*$C710+0.0001104259*$C710^2-0.00000069698*$C710^3+0.0000000010031*$C710^4)))-0.0375*((($E710*(1+0.0191*($C710-25))/10000)/4.2914)/((1+(($I710/760*1.01325)*(0.000207-(0.0000000637*($I710/760*1.01325))+(0.000000000003989*($I710/760*1.01325)^2))/(1+(0.03426*$C710)+(0.0004464*$C710^2)+(0.4215-0.003107*$C710)*((($E710*(1+0.0191*($C710-25))/10000)/4.2914)))))*(0.6766097+0.0200564*$C710+0.0001104259*$C710^2-0.00000069698*$C710^3+0.0000000010031*$C710^4)))^1.5+0.0636*((($E710*(1+0.0191*($C710-25))/10000)/4.2914)/((1+(($I710/760*1.01325)*(0.000207-(0.0000000637*($I710/760*1.01325))+(0.000000000003989*($I710/760*1.01325)^2))/(1+(0.03426*$C710)+(0.0004464*$C710^2)+(0.4215-0.003107*$C710)*((($E710*(1+0.0191*($C710-25))/10000)/4.2914)))))*(0.6766097+0.0200564*$C710+0.0001104259*$C710^2-0.00000069698*$C710^3+0.0000000010031*$C710^4)))^2-0.0144*((($E710*(1+0.0191*($C710-25))/10000)/4.2914)/((1+(($I710/760*1.01325)*(0.000207-(0.0000000637*($I710/760*1.01325))+(0.000000000003989*($I710/760*1.01325)^2))/(1+(0.03426*$C710)+(0.0004464*$C710^2)+(0.4215-0.003107*$C710)*((($E710*(1+0.0191*($C710-25))/10000)/4.2914)))))*(0.6766097+0.0200564*$C710+0.0001104259*$C710^2-0.00000069698*$C710^3+0.0000000010031*$C710^4)))^2.5)))-(0.008/(1+(1.5*400*((($E710*(1+0.0191*($C710-25))/10000)/4.2914)/((1+(($I710/760*1.01325)*(0.000207-(0.0000000637*($I710/760*1.01325))+(0.000000000003989*($I710/760*1.01325)^2))/(1+(0.03426*$C710)+(0.0004464*$C710^2)+(0.4215-0.003107*$C710)*((($E710*(1+0.0191*($C710-25))/10000)/4.2914)))))*(0.6766097+0.0200564*$C710+0.0001104259*$C710^2-0.00000069698*$C710^3+0.0000000010031*$C710^4))))+(400*((($E710*(1+0.0191*($C710-25))/10000)/4.2914)/((1+(($I710/760*1.01325)*(0.000207-(0.0000000637*($I710/760*1.01325))+(0.000000000003989*($I710/760*1.01325)^2))/(1+(0.03426*$C710)+(0.0004464*$C710^2)+(0.4215-0.003107*$C710)*((($E710*(1+0.0191*($C710-25))/10000)/4.2914)))))*(0.6766097+0.0200564*$C710+0.0001104259*$C710^2-0.00000069698*$C710^3+0.0000000010031*$C710^4))))^2))-((0.0005*($C710-15)/(1+0.0162*($C710-15)))/(1+(100*((($E710*(1+0.0191*($C710-25))/10000)/4.2914)/((1+(($I710/760*1.01325)*(0.000207-(0.0000000637*($I710/760*1.01325))+(0.000000000003989*($I710/760*1.01325)^2))/(1+(0.03426*$C710)+(0.0004464*$C710^2)+(0.4215-0.003107*$C710)*((($E710*(1+0.0191*($C710-25))/10000)/4.2914)))))*(0.6766097+0.0200564*$C710+0.0001104259*$C710^2-0.00000069698*$C710^3+0.0000000010031*$C710^4))))^0.5+(100*((($E710*(1+0.0191*($C710-25))/10000)/4.2914)/((1+(($I710/760*1.01325)*(0.000207-(0.0000000637*($I710/760*1.01325))+(0.000000000003989*($I710/760*1.01325)^2))/(1+(0.03426*$C710)+(0.0004464*$C710^2)+(0.4215-0.003107*$C710)*((($E710*(1+0.0191*($C710-25))/10000)/4.2914)))))*(0.6766097+0.0200564*$C710+0.0001104259*$C710^2-0.00000069698*$C710^3+0.0000000010031*$C710^4))))^1.5))),$D710))","v":0}]
[706,null,null,null,null,null,"","",760,0]
[{"$f":"A711+1","v":707},null,null,null,null,null,"",{"$f":"IF(OR(ISBLANK(B712),ISBLANK(C712)),\"\",B712/G712*100)","v":""},{"$f":"IF(ISBLANK(F712),760,F712)","v":760},0]
[708,null,null,null,null,null,"","",760,0]
[709,null,null,null,null,null,"","",760,0]
[710,null,null,null,null,null,"","",760,0]
[711,null,null,null,null,null,"","",760,0]
[712,null,null,null,null,null,"","",760,0]
[713,null,null,null,null,null,"","",760,0]
[714,null,null,null,null,null,"","",760,0]
[715,null,null,null,null,null,"","",760,0]
[716,null,null,null,null,null,"","",760,0]
[717,null,null,null,null,null,"","",760,0]
[718,null,null,null,null,null,"","",760,0]
[719,null,null,null,null,null,"","",760,0]
[720,null,null,null,null,null,"","",760,0]
[721,null,null,null,null,null,"","",760,0]
[722,null,null,null,null,null,"","",760,0]
[723,null,null,null,null,null,"","",760,0]
[724,null,null,null,null,null,"","",760,0]
[725,null,null,null,null,null,"","",760,0]
[726,null,null,null,null,null,"","",760,0]
[727,null,null,null,null,null,"","",760,0]
[728,null,null,null,null,null,"","",760,0]
[729,null,null,null,null,null,"","",760,0]
[730,null,null,null,null,null,"","",760,0]
[731,null,null,null,null,null,"","",760,0]
[732,null,null,null,null,null,"","",760,0]
[733,null,null,null,null,null,"","",760,0]
[734,null,null,null,null,null,"","",760,0]
[735,null,null,null,null,null,"","",760,0]
[736,null,null,null,null,null,"","",760,0]
[737,null,null,null,null,null,"","",760,0]
[738,null,null,null,null,null,"","",760,0]
[739,null,null,null,null,null,"","",760,0]
[740,null,null,null,null,null,"","",760,0]
[741,null,null,null,null,null,"","",760,0]
[742,null,null,null,null,null,"","",760,0]
[743,null,null,null,null,null,"","",760,0]
[744,null,null,null,null,null,"","",760,0]
[745,null,null,null,null,null,"","",760,0]
[746,null,null,null,null,null,"","",760,0]
[747,null,null,null,null,null,"","",760,0]
[748,null,null,null,null,null,"","",760,0]
[749,null,null,null,null,null,"","",760,0]
[750,null,null,null,null,null,"","",760,0]
[751,null,null,null,null,null,"","",760,0]
[752,null,null,null,null,null,"","",760,0]
[753,null,null,null,null,null,"","",760,0]
[754,null,null,null,null,null,"","",760,0]
[755,null,null,null,null,null,"","",760,0]
[756,null,null,null,null,null,"","",760,0]
[757,null,null,null,null,null,"","",760,0]
[758,null,null,null,null,null,"","",760,0]
[759,null,null,null,null,null,"","",760,0]
[760,null,null,null,null,null,"","",760,0]
[761,null,null,null,null,null,"","",760,0]
[762,null,null,null,null,null,"","",760,0]
[763,null,null,null,null,null,"","",760,0]
[764,null,null,null,null,null,"","",760,0]
[765,null,null,null,null,null,"","",760,0]
[766,null,null,null,null,null,"","",760,0]
[767,null,null,null,null,null,"","",760,0]
[768,null,null,null,null,null,"","",760,0]
[769,null,null,null,null,null,{"$f":"IF(OR(ISBLANK($B774),ISBLANK($C774)),\"\",(EXP((-139.34411+(157570.1/($C774+273.15)-(66423080/($C774+273.15)^2)+(12438000000/($C774+273.15)^3)-(862194900000/($C774+273.15)^4))-($J774*(0.017674-(10.754/($C774+273.15))+(2140.7/($C774+273.15)^2))))))*($I774/760)*((1-((EXP(11.8581-(3840.7/($C774+273.15))-(216961/($C774+273.15)^2)))/($I774/760)))*(1-(0.000975-(0.00001426*$C774)+(0.00000006436*$C774^2))*($I774/760)))/((1-(EXP(11.8581-(3840.7/($C774+273.15))-(216961/($C774+273.15)^2))))*(1-(0.000975-(0.00001426*$C774)+(0.00000006436*$C774^2)))))","v":""},"",760,{"$f":"IF(AND(ISBLANK($D774),ISBLANK($E774)),0,IF(ISBLANK($D774),IF($E774=0,0,(0.008-(0.1692*((($E774*(1+0.0191*($C774-25))/10000)/4.2914)/((1+(($I774/760*1.01325)*(0.000207-(0.0000000637*($I774/760*1.01325))+(0.000000000003989*($I774/760*1.01325)^2))/(1+(0.03426*$C774)+(0.0004464*$C774^2)+(0.4215-0.003107*$C774)*((($E774*(1+0.0191*($C774-25))/10000)/4.2914)))))*(0.6766097+0.0200564*$C774+0.0001104259*$C774^2-0.00000069698*$C774^3+0.0000000010031*$C774^4)))^0.5)+(25.3851*((($E774*(1+0.0191*($C774-25))/10000)/4.2914)/((1+(($I774/760*1.01325)*(0.000207-(0.0000000637*($I774/760*1.01325))+(0.000000000003989*($I774/760*1.01325)^2))/(1+(0.03426*$C774)+(0.0004464*$C774^2)+(0.4215-0.003107*$C774)*((($E774*(1+0.0191*($C774-25))/10000)/4.2914)))))*(0.6766097+0.0200564*$C774+0.0001104259*$C774^2-0.00000069698*$C774^3+0.0000000010031*$C774^4))))+(14.0941*((($E774*(1+0.0191*($C774-25))/10000)/4.2914)/((1+(($I774/760*1.01325)*(0.000207-(0.0000000637*($I774/760*1.01325))+(0.000000000003989*($I774/760*1.01325)^2))/(1+(0.03426*$C774)+(0.0004464*$C774^2)+(0.4215-0.003107*$C774)*((($E774*(1+0.0191*($C774-25))/10000)/4.2914)))))*(0.6766097+0.0200564*$C774+0.0001104259*$C774^2-0.00000069698*$C774^3+0.0000000010031*$C774^4)))^1.5)-(7.0261*((($E774*(1+0.0191*($C774-25))/10000)/4.2914)/((1+(($I774/760*1.01325)*(0.000207-(0.0000000637*($I774/760*1.01325))+(0.000000000003989*($I774/760*1.01325)^2))/(1+(0.03426*$C774)+(0.0004464*$C774^2)+(0.4215-0.003107*$C774)*((($E774*(1+0.0191*($C774-25))/10000)/4.2914)))))*(0.6766097+0.0200564*$C774+0.0001104259*$C774^2-0.00000069698*$C774^3+0.0000000010031*$C774^4)))^2)+(2.7081*((($E774*(1+0.0191*($C774-25))/10000)/4.2914)/((1+(($I774/760*1.01325)*(0.000207-(0.0000000637*($I774/760*1.01325))+(0.000000000003989*($I774/760*1.01325)^2))/(1+(0.03426*$C774)+(0.0004464*$C774^2)+(0.4215-0.003107*$C774)*((($E774*(1+0.0191*($C774-25))/10000)/4.2914)))))*(0.6766097+0.0200564*$C774+0.0001104259*$C774^2-0.00000069698*$C774^3+0.0000000010031*$C774^4)))^2.5)+(($C774-15)/(1+0.0162*($C774-15))*(0.0005-0.0056*((($E774*(1+0.0191*($C774-25))/10000)/4.2914)/((1+(($I774/760*1.01325)*(0.000207-(0.0000000637*($I774/760*1.01325))+(0.000000000003989*($I774/760*1.01325)^2))/(1+(0.03426*$C774)+(0.0004464*$C774^2)+(0.4215-0.003107*$C774)*((($E774*(1+0.0191*($C774-25))/10000)/4.2914)))))*(0.6766097+0.0200564*$C774+0.0001104259*$C774^2-0.00000069698*$C774^3+0.0000000010031*$C774^4)))^0.5-0.0066*((($E774*(1+0.0191*($C774-25))/10000)/4.2914)/((1+(($I774/760*1.01325)*(0.000207-(0.0000000637*($I774/760*1.01325))+(0.000000000003989*($I774/760*1.01325)^2))/(1+(0.03426*$C774)+(0.0004464*$C774^2)+(0.4215-0.003107*$C774)*((($E774*(1+0.0191*($C774-25))/10000)/4.2914)))))*(0.6766097+0.0200564*$C774+0.0001104259*$C774^2-0.00000069698*$C774^3+0.0000000010031*$C774^4)))-0.0375*((($E774*(1+0.0191*($C774-25))/10000)/4.2914)/((1+(($I774/760*1.01325)*(0.000207-(0.0000000637*($I774/760*1.01325))+(0.000000000003989*($I774/760*1.01325)^2))/(1+(0.03426*$C774)+(0.0004464*$C774^2)+(0.4215-0.003107*$C774)*((($E774*(1+0.0191*($C774-25))/10000)/4.2914)))))*(0.6766097+0.0200564*$C774+0.0001104259*$C774^2-0.00000069698*$C774^3+0.0000000010031*$C774^4)))^1.5+0.0636*((($E774*(1+0.0191*($C774-25))/10000)/4.2914)/((1+(($I774/760*1.01325)*(0.000207-(0.0000000637*($I774/760*1.01325))+(0.000000000003989*($I774/760*1.01325)^2))/(1+(0.03426*$C774)+(0.0004464*$C774^2)+(0.4215-0.003107*$C774)*((($E774*(1+0.0191*($C774-25))/10000)/4.2914)))))*(0.6766097+0.0200564*$C774+0.0001104259*$C774^2-0.00000069698*$C774^3+0.0000000010031*$C774^4)))^2-0.0144*((($E774*(1+0.0191*($C774-25))/10000)/4.2914)/((1+(($I774/760*1.01325)*(0.000207-(0.0000000637*($I774/760*1.01325))+(0.000000000003989*($I774/760*1.01325)^2))/(1+(0.03426*$C774)+(0.0004464*$C774^2)+(0.4215-0.003107*$C774)*((($E774*(1+0.0191*($C774-25))/10000)/4.2914)))))*(0.6766097+0.0200564*$C774+0.0001104259*$C774^2-0.00000069698*$C774^3+0.0000000010031*$C774^4)))^2.5)))-(0.008/(1+(1.5*400*((($E774*(1+0.0191*($C774-25))/10000)/4.2914)/((1+(($I774/760*1.01325)*(0.000207-(0.0000000637*($I774/760*1.01325))+(0.000000000003989*($I774/760*1.01325)^2))/(1+(0.03426*$C774)+(0.0004464*$C774^2)+(0.4215-0.003107*$C774)*((($E774*(1+0.0191*($C774-25))/10000)/4.2914)))))*(0.6766097+0.0200564*$C774+0.0001104259*$C774^2-0.00000069698*$C774^3+0.0000000010031*$C774^4))))+(400*((($E774*(1+0.0191*($C774-25))/10000)/4.2914)/((1+(($I774/760*1.01325)*(0.000207-(0.0000000637*($I774/760*1.01325))+(0.000000000003989*($I774/760*1.01325)^2))/(1+(0.03426*$C774)+(0.0004464*$C774^2)+(0.4215-0.003107*$C774)*((($E774*(1+0.0191*($C774-25))/10000)/4.2914)))))*(0.6766097+0.0200564*$C774+0.0001104259*$C774^2-0.00000069698*$C774^3+0.0000000010031*$C774^4))))^2))-((0.0005*($C774-15)/(1+0.0162*($C774-15)))/(1+(100*((($E774*(1+0.0191*($C774-25))/10000)/4.2914)/((1+(($I774/760*1.01325)*(0.000207-(0.0000000637*($I774/760*1.01325))+(0.000000000003989*($I774/760*1.01325)^2))/(1+(0.03426*$C774)+(0.0004464*$C774^2)+(0.4215-0.003107*$C774)*((($E774*(1+0.0191*($C774-25))/10000)/4.2914)))))*(0.6766097+0.0200564*$C774+0.0001104259*$C774^2-0.00000069698*$C774^3+0.0000000010031*$C774^4))))^0.5+(100*((($E774*(1+0.0191*($C774-25))/10000)/4.2914)/((1+(($I774/760*1.01325)*(0.000207-(0.0000000637*($I774/760*1.01325))+(0.000000000003989*($I774/760*1.01325)^2))/(1+(0.03426*$C774)+(0.0004464*$C774^2)+(0.4215-0.003107*$C774)*((($E774*(1+0.0191*($C774-25))/10000)/4.2914)))))*(0.6766097+0.0200564*$C774+0.0001104259*$C774^2-0.00000069698*$C774^3+0.0000000010031*$C774^4))))^1.5))),$D774))","v":0}]
[770,null,null,null,null,null,"","",760,0]
[{"$f":"A775+1","v":771},null,null,null,null,null,"",{"$f":"IF(OR(ISBLANK(B776),ISBLANK(C776)),\"\",B776/G776*100)","v":""},{"$f":"IF(ISBLANK(F776),760,F776)","v":760},0]
[772,null,null,null,null,null,"","",760,0]
[773,null,null,null,null,null,"","",760,0]
[774,null,null,null,null,null,"","",760,0]
[775,null,null,null,null,null,"","",760,0]
[776,null,null,null,null,null,"","",760,0]
[777,null,null,null,null,null,"","",760,0]
[778,null,null,null,null,null,"","",760,0]
[779,null,null,null,null,null,"","",760,0]
[780,null,null,null,null,null,"","",760,0]
[781,null,null,null,null,null,"","",760,0]
[782,null,null,null,null,null,"","",760,0]
[783,null,null,null,null,null,"","",760,0]
[784,null,null,null,null,null,"","",760,0]
[785,null,null,null,null,null,"","",760,0]
[786,null,null,null,null,null,"","",760,0]
[787,null,null,null,null,null,"","",760,0]
[788,null,null,null,null,null,"","",760,0]
[789,null,null,null,null,null,"","",760,0]
[790,null,null,null,null,null,"","",760,0]
[791,null,null,null,null,null,"","",760,0]
[792,null,null,null,null,null,"","",760,0]
[793,null,null,null,null,null,"","",760,0]
[794,null,null,null,null,null,"","",760,0]
[795,null,null,null,null,null,"","",760,0]
[796,null,null,null,null,null,"","",760,0]
[797,null,null,null,null,null,"","",760,0]
[798,null,null,null,null,null,"","",760,0]
[799,null,null,null,null,null,"","",760,0]
[800,null,null,null,null,null,"","",760,0]
[801,null,null,null,null,null,"","",760,0]
[802,null,null,null,null,null,"","",760,0]
[803,null,null,null,null,null,"","",760,0]
[804,null,null,null,null,null,"","",760,0]
[805,null,null,null,null,null,"","",760,0]
[806,null,null,null,null,null,"","",760,0]
[807,null,null,null,null,null,"","",760,0]
[808,null,null,null,null,null,"","",760,0]
[809,null,null,null,null,null,"","",760,0]
[810,null,null,null,null,null,"","",760,0]
[811,null,null,null,null,null,"","",760,0]
[812,null,null,null,null,null,"","",760,0]
[813,null,null,null,null,null,"","",760,0]
[814,null,null,null,null,null,"","",760,0]
[815,null,null,null,null,null,"","",760,0]
[816,null,null,null,null,null,"","",760,0]
[817,null,null,null,null,null,"","",760,0]
[818,null,null,null,null,null,"","",760,0]
[819,null,null,null,null,null,"","",760,0]
[820,null,null,null,null,null,"","",760,0]
[821,null,null,null,null,null,"","",760,0]
[822,null,null,null,null,null,"","",760,0]
[823,null,null,null,null,null,"","",760,0]
[824,null,null,null,null,null,"","",760,0]
[825,null,null,null,null,null,"","",760,0]
[826,null,null,null,null,null,"","",760,0]
[827,null,null,null,null,null,"","",760,0]
[828,null,null,null,null,null,"","",760,0]
[829,null,null,null,null,null,"","",760,0]
[830,null,null,null,null,null,"","",760,0]
[831,null,null,null,null,null,"","",760,0]
[832,null,null,null,null,null,"","",760,0]
[833,null,null,null,null,null,{"$f":"IF(OR(ISBLANK($B838),ISBLANK($C838)),\"\",(EXP((-139.34411+(157570.1/($C838+273.15)-(66423080/($C838+273.15)^2)+(12438000000/($C838+273.15)^3)-(862194900000/($C838+273.15)^4))-($J838*(0.017674-(10.754/($C838+273.15))+(2140.7/($C838+273.15)^2))))))*($I838/760)*((1-((EXP(11.8581-(3840.7/($C838+273.15))-(216961/($C838+273.15)^2)))/($I838/760)))*(1-(0.000975-(0.00001426*$C838)+(0.00000006436*$C838^2))*($I838/760)))/((1-(EXP(11.8581-(3840.7/($C838+273.15))-(216961/($C838+273.15)^2))))*(1-(0.000975-(0.00001426*$C838)+(0.00000006436*$C838^2)))))","v":""},"",760,{"$f":"IF(AND(ISBLANK($D838),ISBLANK($E838)),0,IF(ISBLANK($D838),IF($E838=0,0,(0.008-(0.1692*((($E838*(1+0.0191*($C838-25))/10000)/4.2914)/((1+(($I838/760*1.01325)*(0.000207-(0.0000000637*($I838/760*1.01325))+(0.000000000003989*($I838/760*1.01325)^2))/(1+(0.03426*$C838)+(0.0004464*$C838^2)+(0.4215-0.003107*$C838)*((($E838*(1+0.0191*($C838-25))/10000)/4.2914)))))*(0.6766097+0.0200564*$C838+0.0001104259*$C838^2-0.00000069698*$C838^3+0.0000000010031*$C838^4)))^0.5)+(25.3851*((($E838*(1+0.0191*($C838-25))/10000)/4.2914)/((1+(($I838/760*1.01325)*(0.000207-(0.0000000637*($I838/760*1.01325))+(0.000000000003989*($I838/760*1.01325)^2))/(1+(0.03426*$C838)+(0.0004464*$C838^2)+(0.4215-0.003107*$C838)*((($E838*(1+0.0191*($C838-25))/10000)/4.2914)))))*(0.6766097+0.0200564*$C838+0.0001104259*$C838^2-0.00000069698*$C838^3+0.0000000010031*$C838^4))))+(14.0941*((($E838*(1+0.0191*($C838-25))/10000)/4.2914)/((1+(($I838/760*1.01325)*(0.000207-(0.0000000637*($I838/760*1.01325))+(0.000000000003989*($I838/760*1.01325)^2))/(1+(0.03426*$C838)+(0.0004464*$C838^2)+(0.4215-0.003107*$C838)*((($E838*(1+0.0191*($C838-25))/10000)/4.2914)))))*(0.6766097+0.0200564*$C838+0.0001104259*$C838^2-0.00000069698*$C838^3+0.0000000010031*$C838^4)))^1.5)-(7.0261*((($E838*(1+0.0191*($C838-25))/10000)/4.2914)/((1+(($I838/760*1.01325)*(0.000207-(0.0000000637*($I838/760*1.01325))+(0.000000000003989*($I838/760*1.01325)^2))/(1+(0.03426*$C838)+(0.0004464*$C838^2)+(0.4215-0.003107*$C838)*((($E838*(1+0.0191*($C838-25))/10000)/4.2914)))))*(0.6766097+0.0200564*$C838+0.0001104259*$C838^2-0.00000069698*$C838^3+0.0000000010031*$C838^4)))^2)+(2.7081*((($E838*(1+0.0191*($C838-25))/10000)/4.2914)/((1+(($I838/760*1.01325)*(0.000207-(0.0000000637*($I838/760*1.01325))+(0.000000000003989*($I838/760*1.01325)^2))/(1+(0.03426*$C838)+(0.0004464*$C838^2)+(0.4215-0.003107*$C838)*((($E838*(1+0.0191*($C838-25))/10000)/4.2914)))))*(0.6766097+0.0200564*$C838+0.0001104259*$C838^2-0.00000069698*$C838^3+0.0000000010031*$C838^4)))^2.5)+(($C838-15)/(1+0.0162*($C838-15))*(0.0005-0.0056*((($E838*(1+0.0191*($C838-25))/10000)/4.2914)/((1+(($I838/760*1.01325)*(0.000207-(0.0000000637*($I838/760*1.01325))+(0.000000000003989*($I838/760*1.01325)^2))/(1+(0.03426*$C838)+(0.0004464*$C838^2)+(0.4215-0.003107*$C838)*((($E838*(1+0.0191*($C838-25))/10000)/4.2914)))))*(0.6766097+0.0200564*$C838+0.0001104259*$C838^2-0.00000069698*$C838^3+0.0000000010031*$C838^4)))^0.5-0.0066*((($E838*(1+0.0191*($C838-25))/10000)/4.2914)/((1+(($I838/760*1.01325)*(0.000207-(0.0000000637*($I838/760*1.01325))+(0.000000000003989*($I838/760*1.01325)^2))/(1+(0.03426*$C838)+(0.0004464*$C838^2)+(0.4215-0.003107*$C838)*((($E838*(1+0.0191*($C838-25))/10000)/4.2914)))))*(0.6766097+0.0200564*$C838+0.0001104259*$C838^2-0.00000069698*$C838^3+0.0000000010031*$C838^4)))-0.0375*((($E838*(1+0.0191*($C838-25))/10000)/4.2914)/((1+(($I838/760*1.01325)*(0.000207-(0.0000000637*($I838/760*1.01325))+(0.000000000003989*($I838/760*1.01325)^2))/(1+(0.03426*$C838)+(0.0004464*$C838^2)+(0.4215-0.003107*$C838)*((($E838*(1+0.0191*($C838-25))/10000)/4.2914)))))*(0.6766097+0.0200564*$C838+0.0001104259*$C838^2-0.00000069698*$C838^3+0.0000000010031*$C838^4)))^1.5+0.0636*((($E838*(1+0.0191*($C838-25))/10000)/4.2914)/((1+(($I838/760*1.01325)*(0.000207-(0.0000000637*($I838/760*1.01325))+(0.000000000003989*($I838/760*1.01325)^2))/(1+(0.03426*$C838)+(0.0004464*$C838^2)+(0.4215-0.003107*$C838)*((($E838*(1+0.0191*($C838-25))/10000)/4.2914)))))*(0.6766097+0.0200564*$C838+0.0001104259*$C838^2-0.00000069698*$C838^3+0.0000000010031*$C838^4)))^2-0.0144*((($E838*(1+0.0191*($C838-25))/10000)/4.2914)/((1+(($I838/760*1.01325)*(0.000207-(0.0000000637*($I838/760*1.01325))+(0.000000000003989*($I838/760*1.01325)^2))/(1+(0.03426*$C838)+(0.0004464*$C838^2)+(0.4215-0.003107*$C838)*((($E838*(1+0.0191*($C838-25))/10000)/4.2914)))))*(0.6766097+0.0200564*$C838+0.0001104259*$C838^2-0.00000069698*$C838^3+0.0000000010031*$C838^4)))^2.5)))-(0.008/(1+(1.5*400*((($E838*(1+0.0191*($C838-25))/10000)/4.2914)/((1+(($I838/760*1.01325)*(0.000207-(0.0000000637*($I838/760*1.01325))+(0.000000000003989*($I838/760*1.01325)^2))/(1+(0.03426*$C838)+(0.0004464*$C838^2)+(0.4215-0.003107*$C838)*((($E838*(1+0.0191*($C838-25))/10000)/4.2914)))))*(0.6766097+0.0200564*$C838+0.0001104259*$C838^2-0.00000069698*$C838^3+0.0000000010031*$C838^4))))+(400*((($E838*(1+0.0191*($C838-25))/10000)/4.2914)/((1+(($I838/760*1.01325)*(0.000207-(0.0000000637*($I838/760*1.01325))+(0.000000000003989*($I838/760*1.01325)^2))/(1+(0.03426*$C838)+(0.0004464*$C838^2)+(0.4215-0.003107*$C838)*((($E838*(1+0.0191*($C838-25))/10000)/4.2914)))))*(0.6766097+0.0200564*$C838+0.0001104259*$C838^2-0.00000069698*$C838^3+0.0000000010031*$C838^4))))^2))-((0.0005*($C838-15)/(1+0.0162*($C838-15)))/(1+(100*((($E838*(1+0.0191*($C838-25))/10000)/4.2914)/((1+(($I838/760*1.01325)*(0.000207-(0.0000000637*($I838/760*1.01325))+(0.000000000003989*($I838/760*1.01325)^2))/(1+(0.03426*$C838)+(0.0004464*$C838^2)+(0.4215-0.003107*$C838)*((($E838*(1+0.0191*($C838-25))/10000)/4.2914)))))*(0.6766097+0.0200564*$C838+0.0001104259*$C838^2-0.00000069698*$C838^3+0.0000000010031*$C838^4))))^0.5+(100*((($E838*(1+0.0191*($C838-25))/10000)/4.2914)/((1+(($I838/760*1.01325)*(0.000207-(0.0000000637*($I838/760*1.01325))+(0.000000000003989*($I838/760*1.01325)^2))/(1+(0.03426*$C838)+(0.0004464*$C838^2)+(0.4215-0.003107*$C838)*((($E838*(1+0.0191*($C838-25))/10000)/4.2914)))))*(0.6766097+0.0200564*$C838+0.0001104259*$C838^2-0.00000069698*$C838^3+0.0000000010031*$C838^4))))^1.5))),$D838))","v":0}]
[834,null,null,null,null,null,"","",760,0]
[{"$f":"A839+1","v":835},null,null,null,null,null,"",{"$f":"IF(OR(ISBLANK(B840),ISBLANK(C840)),\"\",B840/G840*100)","v":""},{"$f":"IF(ISBLANK(F840),760,F840)","v":760},0]
[836,null,null,null,null,null,"","",760,0]
[837,null,null,null,null,null,"","",760,0]
[838,null,null,null,null,null,"","",760,0]
[839,null,null,null,null,null,"","",760,0]
[840,null,null,null,null,null,"","",760,0]
[841,null,null,null,null,null,"","",760,0]
[842,null,null,null,null,null,"","",760,0]
[843,null,null,null,null,null,"","",760,0]
[844,null,null,null,null,null,"","",760,0]
[845,null,null,null,null,null,"","",760,0]
[846,null,null,null,null,null,"","",760,0]
[847,null,null,null,null,null,"","",760,0]
[848,null,null,null,null,null,"","",760,0]
[849,null,null,null,null,null,"","",760,0]
[850,null,null,null,null,null,"","",760,0]
[851,null,null,null,null,null,"","",760,0]
[852,null,null,null,null,null,"","",760,0]
[853,null,null,null,null,null,"","",760,0]
[854,null,null,null,null,null,"","",760,0]
[855,null,null,null,null,null,"","",760,0]
[856,null,null,null,null,null,"","",760,0]
[857,null,null,null,null,null,"","",760,0]
[858,null,null,null,null,null,"","",760,0]
[859,null,null,null,null,null,"","",760,0]
[860,null,null,null,null,null,"","",760,0]
[861,null,null,null,null,null,"","",760,0]
[862,null,null,null,null,null,"","",760,0]
[863,null,null,null,null,null,"","",760,0]
[864,null,null,null,null,null,"","",760,0]
[865,null,null,null,null,null,"","",760,0]
[866,null,null,null,null,null,"","",760,0]
[867,null,null,null,null,null,"","",760,0]
[868,null,null,null,null,null,"","",760,0]
[869,null,null,null,null,null,"","",760,0]
[870,null,null,null,null,null,"","",760,0]
[871,null,null,null,null,null,"","",760,0]
[872,null,null,null,null,null,"","",760,0]
[873,null,null,null,null,null,"","",760,0]
[874,null,null,null,null,null,"","",760,0]
[875,null,null,null,null,null,"","",760,0]
[876,null,null,null,null,null,"","",760,0]
[877,null,null,null,null,null,"","",760,0]
[878,null,null,null,null,null,"","",760,0]
[879,null,null,null,null,null,"","",760,0]
[880,null,null,null,null,null,"","",760,0]
[881,null,null,null,null,null,"","",760,0]
[882,null,null,null,null,null,"","",760,0]
[883,null,null,null,null,null,"","",760,0]
[884,null,null,null,null,null,"","",760,0]
[885,null,null,null,null,null,"","",760,0]
[886,null,null,null,null,null,"","",760,0]
[887,null,null,null,null,null,"","",760,0]
[888,null,null,null,null,null,"","",760,0]
[889,null,null,null,null,null,"","",760,0]
[890,null,null,null,null,null,"","",760,0]
[891,null,null,null,null,null,"","",760,0]
[892,null,null,null,null,null,"","",760,0]
[893,null,null,null,null,null,"","",760,0]
[894,null,null,null,null,null,"","",760,0]
[895,null,null,null,null,null,"","",760,0]
[896,null,null,null,null,null,"","",760,0]
[897,null,null,null,null,null,{"$f":"IF(OR(ISBLANK($B902),ISBLANK($C902)),\"\",(EXP((-139.34411+(157570.1/($C902+273.15)-(66423080/($C902+273.15)^2)+(12438000000/($C902+273.15)^3)-(862194900000/($C902+273.15)^4))-($J902*(0.017674-(10.754/($C902+273.15))+(2140.7/($C902+273.15)^2))))))*($I902/760)*((1-((EXP(11.8581-(3840.7/($C902+273.15))-(216961/($C902+273.15)^2)))/($I902/760)))*(1-(0.000975-(0.00001426*$C902)+(0.00000006436*$C902^2))*($I902/760)))/((1-(EXP(11.8581-(3840.7/($C902+273.15))-(216961/($C902+273.15)^2))))*(1-(0.000975-(0.00001426*$C902)+(0.00000006436*$C902^2)))))","v":""},"",760,{"$f":"IF(AND(ISBLANK($D902),ISBLANK($E902)),0,IF(ISBLANK($D902),IF($E902=0,0,(0.008-(0.1692*((($E902*(1+0.0191*($C902-25))/10000)/4.2914)/((1+(($I902/760*1.01325)*(0.000207-(0.0000000637*($I902/760*1.01325))+(0.000000000003989*($I902/760*1.01325)^2))/(1+(0.03426*$C902)+(0.0004464*$C902^2)+(0.4215-0.003107*$C902)*((($E902*(1+0.0191*($C902-25))/10000)/4.2914)))))*(0.6766097+0.0200564*$C902+0.0001104259*$C902^2-0.00000069698*$C902^3+0.0000000010031*$C902^4)))^0.5)+(25.3851*((($E902*(1+0.0191*($C902-25))/10000)/4.2914)/((1+(($I902/760*1.01325)*(0.000207-(0.0000000637*($I902/760*1.01325))+(0.000000000003989*($I902/760*1.01325)^2))/(1+(0.03426*$C902)+(0.0004464*$C902^2)+(0.4215-0.003107*$C902)*((($E902*(1+0.0191*($C902-25))/10000)/4.2914)))))*(0.6766097+0.0200564*$C902+0.0001104259*$C902^2-0.00000069698*$C902^3+0.0000000010031*$C902^4))))+(14.0941*((($E902*(1+0.0191*($C902-25))/10000)/4.2914)/((1+(($I902/760*1.01325)*(0.000207-(0.0000000637*($I902/760*1.01325))+(0.000000000003989*($I902/760*1.01325)^2))/(1+(0.03426*$C902)+(0.0004464*$C902^2)+(0.4215-0.003107*$C902)*((($E902*(1+0.0191*($C902-25))/10000)/4.2914)))))*(0.6766097+0.0200564*$C902+0.0001104259*$C902^2-0.00000069698*$C902^3+0.0000000010031*$C902^4)))^1.5)-(7.0261*((($E902*(1+0.0191*($C902-25))/10000)/4.2914)/((1+(($I902/760*1.01325)*(0.000207-(0.0000000637*($I902/760*1.01325))+(0.000000000003989*($I902/760*1.01325)^2))/(1+(0.03426*$C902)+(0.0004464*$C902^2)+(0.4215-0.003107*$C902)*((($E902*(1+0.0191*($C902-25))/10000)/4.2914)))))*(0.6766097+0.0200564*$C902+0.0001104259*$C902^2-0.00000069698*$C902^3+0.0000000010031*$C902^4)))^2)+(2.7081*((($E902*(1+0.0191*($C902-25))/10000)/4.2914)/((1+(($I902/760*1.01325)*(0.000207-(0.0000000637*($I902/760*1.01325))+(0.000000000003989*($I902/760*1.01325)^2))/(1+(0.03426*$C902)+(0.0004464*$C902^2)+(0.4215-0.003107*$C902)*((($E902*(1+0.0191*($C902-25))/10000)/4.2914)))))*(0.6766097+0.0200564*$C902+0.0001104259*$C902^2-0.00000069698*$C902^3+0.0000000010031*$C902^4)))^2.5)+(($C902-15)/(1+0.0162*($C902-15))*(0.0005-0.0056*((($E902*(1+0.0191*($C902-25))/10000)/4.2914)/((1+(($I902/760*1.01325)*(0.000207-(0.0000000637*($I902/760*1.01325))+(0.000000000003989*($I902/760*1.01325)^2))/(1+(0.03426*$C902)+(0.0004464*$C902^2)+(0.4215-0.003107*$C902)*((($E902*(1+0.0191*($C902-25))/10000)/4.2914)))))*(0.6766097+0.0200564*$C902+0.0001104259*$C902^2-0.00000069698*$C902^3+0.0000000010031*$C902^4)))^0.5-0.0066*((($E902*(1+0.0191*($C902-25))/10000)/4.2914)/((1+(($I902/760*1.01325)*(0.000207-(0.0000000637*($I902/760*1.01325))+(0.000000000003989*($I902/760*1.01325)^2))/(1+(0.03426*$C902)+(0.0004464*$C902^2)+(0.4215-0.003107*$C902)*((($E902*(1+0.0191*($C902-25))/10000)/4.2914)))))*(0.6766097+0.0200564*$C902+0.0001104259*$C902^2-0.00000069698*$C902^3+0.0000000010031*$C902^4)))-0.0375*((($E902*(1+0.0191*($C902-25))/10000)/4.2914)/((1+(($I902/760*1.01325)*(0.000207-(0.0000000637*($I902/760*1.01325))+(0.000000000003989*($I902/760*1.01325)^2))/(1+(0.03426*$C902)+(0.0004464*$C902^2)+(0.4215-0.003107*$C902)*((($E902*(1+0.0191*($C902-25))/10000)/4.2914)))))*(0.6766097+0.0200564*$C902+0.0001104259*$C902^2-0.00000069698*$C902^3+0.0000000010031*$C902^4)))^1.5+0.0636*((($E902*(1+0.0191*($C902-25))/10000)/4.2914)/((1+(($I902/760*1.01325)*(0.000207-(0.0000000637*($I902/760*1.01325))+(0.000000000003989*($I902/760*1.01325)^2))/(1+(0.03426*$C902)+(0.0004464*$C902^2)+(0.4215-0.003107*$C902)*((($E902*(1+0.0191*($C902-25))/10000)/4.2914)))))*(0.6766097+0.0200564*$C902+0.0001104259*$C902^2-0.00000069698*$C902^3+0.0000000010031*$C902^4)))^2-0.0144*((($E902*(1+0.0191*($C902-25))/10000)/4.2914)/((1+(($I902/760*1.01325)*(0.000207-(0.0000000637*($I902/760*1.01325))+(0.000000000003989*($I902/760*1.01325)^2))/(1+(0.03426*$C902)+(0.0004464*$C902^2)+(0.4215-0.003107*$C902)*((($E902*(1+0.0191*($C902-25))/10000)/4.2914)))))*(0.6766097+0.0200564*$C902+0.0001104259*$C902^2-0.00000069698*$C902^3+0.0000000010031*$C902^4)))^2.5)))-(0.008/(1+(1.5*400*((($E902*(1+0.0191*($C902-25))/10000)/4.2914)/((1+(($I902/760*1.01325)*(0.000207-(0.0000000637*($I902/760*1.01325))+(0.000000000003989*($I902/760*1.01325)^2))/(1+(0.03426*$C902)+(0.0004464*$C902^2)+(0.4215-0.003107*$C902)*((($E902*(1+0.0191*($C902-25))/10000)/4.2914)))))*(0.6766097+0.0200564*$C902+0.0001104259*$C902^2-0.00000069698*$C902^3+0.0000000010031*$C902^4))))+(400*((($E902*(1+0.0191*($C902-25))/10000)/4.2914)/((1+(($I902/760*1.01325)*(0.000207-(0.0000000637*($I902/760*1.01325))+(0.000000000003989*($I902/760*1.01325)^2))/(1+(0.03426*$C902)+(0.0004464*$C902^2)+(0.4215-0.003107*$C902)*((($E902*(1+0.0191*($C902-25))/10000)/4.2914)))))*(0.6766097+0.0200564*$C902+0.0001104259*$C902^2-0.00000069698*$C902^3+0.0000000010031*$C902^4))))^2))-((0.0005*($C902-15)/(1+0.0162*($C902-15)))/(1+(100*((($E902*(1+0.0191*($C902-25))/10000)/4.2914)/((1+(($I902/760*1.01325)*(0.000207-(0.0000000637*($I902/760*1.01325))+(0.000000000003989*($I902/760*1.01325)^2))/(1+(0.03426*$C902)+(0.0004464*$C902^2)+(0.4215-0.003107*$C902)*((($E902*(1+0.0191*($C902-25))/10000)/4.2914)))))*(0.6766097+0.0200564*$C902+0.0001104259*$C902^2-0.00000069698*$C902^3+0.0000000010031*$C902^4))))^0.5+(100*((($E902*(1+0.0191*($C902-25))/10000)/4.2914)/((1+(($I902/760*1.01325)*(0.000207-(0.0000000637*($I902/760*1.01325))+(0.000000000003989*($I902/760*1.01325)^2))/(1+(0.03426*$C902)+(0.0004464*$C902^2)+(0.4215-0.003107*$C902)*((($E902*(1+0.0191*($C902-25))/10000)/4.2914)))))*(0.6766097+0.0200564*$C902+0.0001104259*$C902^2-0.00000069698*$C902^3+0.0000000010031*$C902^4))))^1.5))),$D902))","v":0}]
[898,null,null,null,null,null,"","",760,0]
[{"$f":"A903+1","v":899},null,null,null,null,null,"",{"$f":"IF(OR(ISBLANK(B904),ISBLANK(C904)),\"\",B904/G904*100)","v":""},{"$f":"IF(ISBLANK(F904),760,F904)","v":760},0]
[900,null,null,null,null,null,"","",760,0]
[901,null,null,null,null,null,"","",760,0]
[902,null,null,null,null,null,"","",760,0]
[903,null,null,null,null,null,"","",760,0]
[904,null,null,null,null,null,"","",760,0]
[905,null,null,null,null,null,"","",760,0]
[906,null,null,null,null,null,"","",760,0]
[907,null,null,null,null,null,"","",760,0]
[908,null,null,null,null,null,"","",760,0]
[909,null,null,null,null,null,"","",760,0]
[910,null,null,null,null,null,"","",760,0]
[911,null,null,null,null,null,"","",760,0]
[912,null,null,null,null,null,"","",760,0]
[913,null,null,null,null,null,"","",760,0]
[914,null,null,null,null,null,"","",760,0]
[915,null,null,null,null,null,"","",760,0]
[916,null,null,null,null,null,"","",760,0]
[917,null,null,null,null,null,"","",760,0]
[918,null,null,null,null,null,"","",760,0]
[919,null,null,null,null,null,"","",760,0]
[920,null,null,null,null,null,"","",760,0]
[921,null,null,null,null,null,"","",760,0]
[922,null,null,null,null,null,"","",760,0]
[923,null,null,null,null,null,"","",760,0]
[924,null,null,null,null,null,"","",760,0]
[925,null,null,null,null,null,"","",760,0]
[926,null,null,null,null,null,"","",760,0]
[927,null,null,null,null,null,"","",760,0]
[928,null,null,null,null,null,"","",760,0]
[929,null,null,null,null,null,"","",760,0]
[930,null,null,null,null,null,"","",760,0]
[931,null,null,null,null,null,"","",760,0]
[932,null,null,null,null,null,"","",760,0]
[933,null,null,null,null,null,"","",760,0]
[934,null,null,null,null,null,"","",760,0]
[935,null,null,null,null,null,"","",760,0]
[936,null,null,null,null,null,"","",760,0]
[937,null,null,null,null,null,"","",760,0]
[938,null,null,null,null,null,"","",760,0]
[939,null,null,null,null,null,"","",760,0]
[940,null,null,null,null,null,"","",760,0]
[941,null,null,null,null,null,"","",760,0]
[942,null,null,null,null,null,"","",760,0]
[943,null,null,null,null,null,"","",760,0]
[944,null,null,null,null,null,"","",760,0]
[945,null,null,null,null,null,"","",760,0]
[946,null,null,null,null,null,"","",760,0]
[947,null,null,null,null,null,"","",760,0]
[948,null,null,null,null,null,"","",760,0]
[949,null,null,null,null,null,"","",760,0]
[950,null,null,null,null,null,"","",760,0]
[951,null,null,null,null,null,"","",760,0]
[952,null,null,null,null,null,"","",760,0]
[953,null,null,null,null,null,"","",760,0]
[954,null,null,null,null,null,"","",760,0]
[955,null,null,null,null,null,"","",760,0]
[956,null,null,null,null,null,"","",760,0]
[957,null,null,null,null,null,"","",760,0]
[958,null,null,null,null,null,"","",760,0]
[959,null,null,null,null,null,"","",760,0]
[960,null,null,null,null,null,"","",760,0]
[961,null,null,null,null,null,{"$f":"IF(OR(ISBLANK($B966),ISBLANK($C966)),\"\",(EXP((-139.34411+(157570.1/($C966+273.15)-(66423080/($C966+273.15)^2)+(12438000000/($C966+273.15)^3)-(862194900000/($C966+273.15)^4))-($J966*(0.017674-(10.754/($C966+273.15))+(2140.7/($C966+273.15)^2))))))*($I966/760)*((1-((EXP(11.8581-(3840.7/($C966+273.15))-(216961/($C966+273.15)^2)))/($I966/760)))*(1-(0.000975-(0.00001426*$C966)+(0.00000006436*$C966^2))*($I966/760)))/((1-(EXP(11.8581-(3840.7/($C966+273.15))-(216961/($C966+273.15)^2))))*(1-(0.000975-(0.00001426*$C966)+(0.00000006436*$C966^2)))))","v":""},"",760,{"$f":"IF(AND(ISBLANK($D966),ISBLANK($E966)),0,IF(ISBLANK($D966),IF($E966=0,0,(0.008-(0.1692*((($E966*(1+0.0191*($C966-25))/10000)/4.2914)/((1+(($I966/760*1.01325)*(0.000207-(0.0000000637*($I966/760*1.01325))+(0.000000000003989*($I966/760*1.01325)^2))/(1+(0.03426*$C966)+(0.0004464*$C966^2)+(0.4215-0.003107*$C966)*((($E966*(1+0.0191*($C966-25))/10000)/4.2914)))))*(0.6766097+0.0200564*$C966+0.0001104259*$C966^2-0.00000069698*$C966^3+0.0000000010031*$C966^4)))^0.5)+(25.3851*((($E966*(1+0.0191*($C966-25))/10000)/4.2914)/((1+(($I966/760*1.01325)*(0.000207-(0.0000000637*($I966/760*1.01325))+(0.000000000003989*($I966/760*1.01325)^2))/(1+(0.03426*$C966)+(0.0004464*$C966^2)+(0.4215-0.003107*$C966)*((($E966*(1+0.0191*($C966-25))/10000)/4.2914)))))*(0.6766097+0.0200564*$C966+0.0001104259*$C966^2-0.00000069698*$C966^3+0.0000000010031*$C966^4))))+(14.0941*((($E966*(1+0.0191*($C966-25))/10000)/4.2914)/((1+(($I966/760*1.01325)*(0.000207-(0.0000000637*($I966/760*1.01325))+(0.000000000003989*($I966/760*1.01325)^2))/(1+(0.03426*$C966)+(0.0004464*$C966^2)+(0.4215-0.003107*$C966)*((($E966*(1+0.0191*($C966-25))/10000)/4.2914)))))*(0.6766097+0.0200564*$C966+0.0001104259*$C966^2-0.00000069698*$C966^3+0.0000000010031*$C966^4)))^1.5)-(7.0261*((($E966*(1+0.0191*($C966-25))/10000)/4.2914)/((1+(($I966/760*1.01325)*(0.000207-(0.0000000637*($I966/760*1.01325))+(0.000000000003989*($I966/760*1.01325)^2))/(1+(0.03426*$C966)+(0.0004464*$C966^2)+(0.4215-0.003107*$C966)*((($E966*(1+0.0191*($C966-25))/10000)/4.2914)))))*(0.6766097+0.0200564*$C966+0.0001104259*$C966^2-0.00000069698*$C966^3+0.0000000010031*$C966^4)))^2)+(2.7081*((($E966*(1+0.0191*($C966-25))/10000)/4.2914)/((1+(($I966/760*1.01325)*(0.000207-(0.0000000637*($I966/760*1.01325))+(0.000000000003989*($I966/760*1.01325)^2))/(1+(0.03426*$C966)+(0.0004464*$C966^2)+(0.4215-0.003107*$C966)*((($E966*(1+0.0191*($C966-25))/10000)/4.2914)))))*(0.6766097+0.0200564*$C966+0.0001104259*$C966^2-0.00000069698*$C966^3+0.0000000010031*$C966^4)))^2.5)+(($C966-15)/(1+0.0162*($C966-15))*(0.0005-0.0056*((($E966*(1+0.0191*($C966-25))/10000)/4.2914)/((1+(($I966/760*1.01325)*(0.000207-(0.0000000637*($I966/760*1.01325))+(0.000000000003989*($I966/760*1.01325)^2))/(1+(0.03426*$C966)+(0.0004464*$C966^2)+(0.4215-0.003107*$C966)*((($E966*(1+0.0191*($C966-25))/10000)/4.2914)))))*(0.6766097+0.0200564*$C966+0.0001104259*$C966^2-0.00000069698*$C966^3+0.0000000010031*$C966^4)))^0.5-0.0066*((($E966*(1+0.0191*($C966-25))/10000)/4.2914)/((1+(($I966/760*1.01325)*(0.000207-(0.0000000637*($I966/760*1.01325))+(0.000000000003989*($I966/760*1.01325)^2))/(1+(0.03426*$C966)+(0.0004464*$C966^2)+(0.4215-0.003107*$C966)*((($E966*(1+0.0191*($C966-25))/10000)/4.2914)))))*(0.6766097+0.0200564*$C966+0.0001104259*$C966^2-0.00000069698*$C966^3+0.0000000010031*$C966^4)))-0.0375*((($E966*(1+0.0191*($C966-25))/10000)/4.2914)/((1+(($I966/760*1.01325)*(0.000207-(0.0000000637*($I966/760*1.01325))+(0.000000000003989*($I966/760*1.01325)^2))/(1+(0.03426*$C966)+(0.0004464*$C966^2)+(0.4215-0.003107*$C966)*((($E966*(1+0.0191*($C966-25))/10000)/4.2914)))))*(0.6766097+0.0200564*$C966+0.0001104259*$C966^2-0.00000069698*$C966^3+0.0000000010031*$C966^4)))^1.5+0.0636*((($E966*(1+0.0191*($C966-25))/10000)/4.2914)/((1+(($I966/760*1.01325)*(0.000207-(0.0000000637*($I966/760*1.01325))+(0.000000000003989*($I966/760*1.01325)^2))/(1+(0.03426*$C966)+(0.0004464*$C966^2)+(0.4215-0.003107*$C966)*((($E966*(1+0.0191*($C966-25))/10000)/4.2914)))))*(0.6766097+0.0200564*$C966+0.0001104259*$C966^2-0.00000069698*$C966^3+0.0000000010031*$C966^4)))^2-0.0144*((($E966*(1+0.0191*($C966-25))/10000)/4.2914)/((1+(($I966/760*1.01325)*(0.000207-(0.0000000637*($I966/760*1.01325))+(0.000000000003989*($I966/760*1.01325)^2))/(1+(0.03426*$C966)+(0.0004464*$C966^2)+(0.4215-0.003107*$C966)*((($E966*(1+0.0191*($C966-25))/10000)/4.2914)))))*(0.6766097+0.0200564*$C966+0.0001104259*$C966^2-0.00000069698*$C966^3+0.0000000010031*$C966^4)))^2.5)))-(0.008/(1+(1.5*400*((($E966*(1+0.0191*($C966-25))/10000)/4.2914)/((1+(($I966/760*1.01325)*(0.000207-(0.0000000637*($I966/760*1.01325))+(0.000000000003989*($I966/760*1.01325)^2))/(1+(0.03426*$C966)+(0.0004464*$C966^2)+(0.4215-0.003107*$C966)*((($E966*(1+0.0191*($C966-25))/10000)/4.2914)))))*(0.6766097+0.0200564*$C966+0.0001104259*$C966^2-0.00000069698*$C966^3+0.0000000010031*$C966^4))))+(400*((($E966*(1+0.0191*($C966-25))/10000)/4.2914)/((1+(($I966/760*1.01325)*(0.000207-(0.0000000637*($I966/760*1.01325))+(0.000000000003989*($I966/760*1.01325)^2))/(1+(0.03426*$C966)+(0.0004464*$C966^2)+(0.4215-0.003107*$C966)*((($E966*(1+0.0191*($C966-25))/10000)/4.2914)))))*(0.6766097+0.0200564*$C966+0.0001104259*$C966^2-0.00000069698*$C966^3+0.0000000010031*$C966^4))))^2))-((0.0005*($C966-15)/(1+0.0162*($C966-15)))/(1+(100*((($E966*(1+0.0191*($C966-25))/10000)/4.2914)/((1+(($I966/760*1.01325)*(0.000207-(0.0000000637*($I966/760*1.01325))+(0.000000000003989*($I966/760*1.01325)^2))/(1+(0.03426*$C966)+(0.0004464*$C966^2)+(0.4215-0.003107*$C966)*((($E966*(1+0.0191*($C966-25))/10000)/4.2914)))))*(0.6766097+0.0200564*$C966+0.0001104259*$C966^2-0.00000069698*$C966^3+0.0000000010031*$C966^4))))^0.5+(100*((($E966*(1+0.0191*($C966-25))/10000)/4.2914)/((1+(($I966/760*1.01325)*(0.000207-(0.0000000637*($I966/760*1.01325))+(0.000000000003989*($I966/760*1.01325)^2))/(1+(0.03426*$C966)+(0.0004464*$C966^2)+(0.4215-0.003107*$C966)*((($E966*(1+0.0191*($C966-25))/10000)/4.2914)))))*(0.6766097+0.0200564*$C966+0.0001104259*$C966^2-0.00000069698*$C966^3+0.0000000010031*$C966^4))))^1.5))),$D966))","v":0}]
[962,null,null,null,null,null,"","",760,0]
[{"$f":"A967+1","v":963},null,null,null,null,null,"",{"$f":"IF(OR(ISBLANK(B968),ISBLANK(C968)),\"\",B968/G968*100)","v":""},{"$f":"IF(ISBLANK(F968),760,F968)","v":760},0]
[964,null,null,null,null,null,"","",760,0]
[965,null,null,null,null,null,"","",760,0]
[966,null,null,null,null,null,"","",760,0]
[967,null,null,null,null,null,"","",760,0]
[968,null,null,null,null,null,"","",760,0]
[969,null,null,null,null,null,"","",760,0]
[970,null,null,null,null,null,"","",760,0]
[971,null,null,null,null,null,"","",760,0]
[972,null,null,null,null,null,"","",760,0]
[973,null,null,null,null,null,"","",760,0]
[974,null,null,null,null,null,"","",760,0]
[975,null,null,null,null,null,"","",760,0]
[976,null,null,null,null,null,"","",760,0]
[977,null,null,null,null,null,"","",760,0]
[978,null,null,null,null,null,"","",760,0]
[979,null,null,null,null,null,"","",760,0]
[980,null,null,null,null,null,"","",760,0]
[981,null,null,null,null,null,"","",760,0]
[982,null,null,null,null,null,"","",760,0]
[983,null,null,null,null,null,"","",760,0]
[984,null,null,null,null,null,"","",760,0]
[985,null,null,null,null,null,"","",760,0]
[986,null,null,null,null,null,"","",760,0]
[987,null,null,null,null,null,"","",760,0]
[988,null,null,null,null,null,"","",760,0]
[989,null,null,null,null,null,"","",760,0]
[990,null,null,null,null,null,"","",760,0]
[991,null,null,null,null,null,"","",760,0]
[992,null,null,null,null,null,"","",760,0]
[993,null,null,null,null,null,"","",760,0]
[994,null,null,null,null,null,"","",760,0]
[995,null,null,null,null,null,"","",760,0]
[996,null,null,null,null,null,"","",760,0]
[997,null,null,null,null,null,"","",760,0]
[998,null,null,null,null,null,"","",760,0]
[999,null,null,null,null,null,"","",760,0]
[1000,null,null,null,null,null,"","",760,0]

{"sheet":"Time of Day Interpreter","index":2,"n_rows":1507,"n_cols":15,"rows_kept":1507,"cut":false,"hidden":false,"merged":[[4,6,4,8],[4,9,4,11],[0,0,0,4],[1,0,1,4],[3,0,3,4],[4,0,5,0],[4,1,5,1],[4,4,5,4],[2,0,2,4]]}
["Time-of-Day Interpreter for Florida's Freshwater DO Criteria! "]
["To use: Choose SCI Bioregion and waterbody type from Drop-down lists.  Then enter local time at which DO measurement was taken in 24 hour format (e.g., 16:10).                                                                                       Note: The time-of-day interpretion is only applicable for freshwaters!",null,null,null,null,null,null,null,null,null,null,null,null,"Bioregions","Waterbody Type"]
["Unshaded (white) fields (Columns A - F) are for data entry.       Additional notes are embedded as comments in the heading for each column, please review!"]
["Yellow shaded cells (Column E) are the result field and are protected from change.          Do Not Attempt to Change This Field!",null,null,null,null,null,null,null,null,null,null,null,null,"Big Bend","Stream/Canal"]
["Sample","SCI-2012 Bioregion","Waterbody Type","Time-of-day Sample was Collected (local time)","Time-of-day Interpretation of Criteria",null,"Streams",null,null,"Lakes",null,null,null,"Everglades","Lake/Wetland"]
[null,null,"(e.g., Lake or Stream)","(24 hr format, 23:15)",null,null,"Northeast + Big Bend","Peninsula + Everglades","Panhandle West","Northeast + Big Bend","Peninsula + Everglades","Panhandle West",null,"Northeast","Estuary/Marine"]
[1,"Northeast","Stream/Canal","11:11:00",{"$f":"IF(OR(ISBLANK($B7),ISBLANK($C7),ISBLANK($D7)),\"\",IF($C7=\"Estuary/Marine\",\"Time of day Adjustment not appropriate for marine waters!\",IF(OR(CONCATENATE($B7,\"-\",$C7)=\"Peninsula-Lake/Wetland\",CONCATENATE($B7,\"-\",$C7)=\"Everglades-Lake/Wetland\"),K7,IF(OR(CONCATENATE($B7,\"-\",$C7)=\"Northeast-Lake/Wetland\",CONCATENATE($B7,\"-\",$C7)=\"Big Bend-Lake/Wetland\"),J7,IF(CONCATENATE($B7,\"-\",$C7)=\"Panhandle West-Lake/Wetland\",L7,IF(OR(CONCATENATE($B7,\"-\",$C7)=\"Peninsula-Stream/Canal\",CONCATENATE($B7,\"-\",$C7)=\"Everglades-Stream/Canal\"),H7,IF(OR(CONCATENATE($B7,\"-\",$C7)=\"Northeast-Stream/Canal\",CONCATENATE($B7,\"-\",$C7)=\"Big Bend-Stream/Canal\"),G7,IF(CONCATENATE($B7,\"-\",$C7)=\"Panhandle West-Stream/Canal\",I7,\"Error! Check Entries\"))))))))","v":34.421644306282673},null,{"$f":"1.18443700433286E-13*(HOUR($D7)*60+MINUTE($D7))^5 - 4.14323598958596E-10*(HOUR($D7)*60+MINUTE($D7))^4 + 4.77287727122539E-07*(HOUR($D7)*60+MINUTE($D7))^3 - 0.000196917585728373*(HOUR($D7)*60+MINUTE($D7))^2 + 0.0231405627601475*(HOUR($D7)*60+MINUTE($D7)) + 31.2398283659495","v":34.421644306282673},{"$f":"1.98879987167155E-13*(HOUR($D7)*60+MINUTE($D7))^5 - 6.89410992615642E-10*(HOUR($D7)*60+MINUTE($D7))^4 + 7.83730333422071E-07*(HOUR($D7)*60+MINUTE($D7))^3 - 0.00031597890334556*(HOUR($D7)*60+MINUTE($D7))^2 + 0.0355135105918976*(HOUR($D7)*60+MINUTE($D7)) + 33.4327310978006","v":39.066720166422357},{"$f":"9.08511511657608E-14*(HOUR($D7)*60+MINUTE($D7))^5 - 2.99407211249053E-10*(HOUR($D7)*60+MINUTE($D7))^4 + 3.1560253348998E-07*(HOUR($D7)*60+MINUTE($D7))^3 - 0.000108510891323021*(HOUR($D7)*60+MINUTE($D7))^2 + 0.00628484730145829*(HOUR($D7)*60+MINUTE($D7)) + 65.6142372750764","v":67.985473191520057},{"$f":"1.45776613020539E-13*(HOUR($D7)*60+MINUTE($D7))^5-5.56072270585461E-10*(HOUR($D7)*60+MINUTE($D7))^4+7.06833400255548E-07*(HOUR($D7)*60+MINUTE($D7))^3-0.000318788465226261*(HOUR($D7)*60+MINUTE($D7))^2+0.0281711711660364*(HOUR($D7)*60+MINUTE($D7))+34.1911117699055","v":30.208682757887964},{"$f":"1.37090283182826E-13*(HOUR($D7)*60+MINUTE($D7))^5 - 5.04960255463897E-10*(HOUR($D7)*60+MINUTE($D7))^4 + 6.13524315934422E-07*(HOUR($D7)*60+MINUTE($D7))^3 - 0.00025817433468811*(HOUR($D7)*60+MINUTE($D7))^2 + 0.0195966892410979*(HOUR($D7)*60+MINUTE($D7)) + 37.1360250050275","v":35.681049151112255},{"$f":"7.11895278892582E-14*(HOUR($D7)*60+MINUTE($D7))^5-2.64195273421019E-10*(HOUR($D7)*60+MINUTE($D7))^4 + 3.22473039456213E-07*(HOUR($D7)*60+MINUTE($D7))^3 - 0.00013606873481109*(HOUR($D7)*60+MINUTE($D7))^2 + 0.0107100719720847*(HOUR($D7)*60+MINUTE($D7))+66.3535900428978","v":65.825763407252651},null,"Panhandle West"]
[2,null,null,null,{"$f":"IF(OR(ISBLANK($B8),ISBLANK($C8),ISBLANK($D8)),\"\",IF($C8=\"Estuary/Marine\",\"Time of day Adjustment not appropriate for marine waters!\",IF(OR(CONCATENATE($B8,\"-\",$C8)=\"Peninsula-Lake/Wetland\",CONCATENATE($B8,\"-\",$C8)=\"Everglades-Lake/Wetland\"),K8,IF(OR(CONCATENATE($B8,\"-\",$C8)=\"Northeast-Lake/Wetland\",CONCATENATE($B8,\"-\",$C8)=\"Big Bend-Lake/Wetland\"),J8,IF(CONCATENATE($B8,\"-\",$C8)=\"Panhandle West-Lake/Wetland\",L8,IF(OR(CONCATENATE($B8,\"-\",$C8)=\"Peninsula-Stream/Canal\",CONCATENATE($B8,\"-\",$C8)=\"Everglades-Stream/Canal\"),H8,IF(OR(CONCATENATE($B8,\"-\",$C8)=\"Northeast-Stream/Canal\",CONCATENATE($B8,\"-\",$C8)=\"Big Bend-Stream/Canal\"),G8,IF(CONCATENATE($B8,\"-\",$C8)=\"Panhandle West-Stream/Canal\",I8,\"Error! Check Entries\"))))))))","v":""},null,{"$f":"1.18443700433286E-13*(HOUR($D8)*60+MINUTE($D8))^5 - 4.14323598958596E-10*(HOUR($D8)*60+MINUTE($D8))^4 + 4.77287727122539E-07*(HOUR($D8)*60+MINUTE($D8))^3 - 0.000196917585728373*(HOUR($D8)*60+MINUTE($D8))^2 + 0.0231405627601475*(HOUR($D8)*60+MINUTE($D8)) + 31.2398283659495","v":31.239828365949499},{"$f":"1.98879987167155E-13*(HOUR($D8)*60+MINUTE($D8))^5 - 6.89410992615642E-10*(HOUR($D8)*60+MINUTE($D8))^4 + 7.83730333422071E-07*(HOUR($D8)*60+MINUTE($D8))^3 - 0.00031597890334556*(HOUR($D8)*60+MINUTE($D8))^2 + 0.0355135105918976*(HOUR($D8)*60+MINUTE($D8)) + 33.4327310978006","v":33.432731097800598},{"$f":"9.08511511657608E-14*(HOUR($D8)*60+MINUTE($D8))^5 - 2.99407211249053E-10*(HOUR($D8)*60+MINUTE($D8))^4 + 3.1560253348998E-07*(HOUR($D8)*60+MINUTE($D8))^3 - 0.000108510891323021*(HOUR($D8)*60+MINUTE($D8))^2 + 0.00628484730145829*(HOUR($D8)*60+MINUTE($D8)) + 65.6142372750764","v":65.614237275076405},34.191111769905497,{"$f":"1.37090283182826E-13*(HOUR($D8)*60+MINUTE($D8))^5 - 5.04960255463897E-10*(HOUR($D8)*60+MINUTE($D8))^4 + 6.13524315934422E-07*(HOUR($D8)*60+MINUTE($D8))^3 - 0.00025817433468811*(HOUR($D8)*60+MINUTE($D8))^2 + 0.0195966892410979*(HOUR($D8)*60+MINUTE($D8)) + 37.1360250050275","v":37.136025005027498},{"$f":"7.11895278892582E-14*(HOUR($D8)*60+MINUTE($D8))^5-2.64195273421019E-10*(HOUR($D8)*60+MINUTE($D8))^4 + 3.22473039456213E-07*(HOUR($D8)*60+MINUTE($D8))^3 - 0.00013606873481109*(HOUR($D8)*60+MINUTE($D8))^2 + 0.0107100719720847*(HOUR($D8)*60+MINUTE($D8))+66.3535900428978","v":66.353590042897807},null,"Peninsula"]
[3,null,null,null,{"$f":"IF(OR(ISBLANK($B9),ISBLANK($C9),ISBLANK($D9)),\"\",IF($C9=\"Estuary/Marine\",\"Time of day Adjustment not appropriate for marine waters!\",IF(OR(CONCATENATE($B9,\"-\",$C9)=\"Peninsula-Lake/Wetland\",CONCATENATE($B9,\"-\",$C9)=\"Everglades-Lake/Wetland\"),K9,IF(OR(CONCATENATE($B9,\"-\",$C9)=\"Northeast-Lake/Wetland\",CONCATENATE($B9,\"-\",$C9)=\"Big Bend-Lake/Wetland\"),J9,IF(CONCATENATE($B9,\"-\",$C9)=\"Panhandle West-Lake/Wetland\",L9,IF(OR(CONCATENATE($B9,\"-\",$C9)=\"Peninsula-Stream/Canal\",CONCATENATE($B9,\"-\",$C9)=\"Everglades-Stream/Canal\"),H9,IF(OR(CONCATENATE($B9,\"-\",$C9)=\"Northeast-Stream/Canal\",CONCATENATE($B9,\"-\",$C9)=\"Big Bend-Stream/Canal\"),G9,IF(CONCATENATE($B9,\"-\",$C9)=\"Panhandle West-Stream/Canal\",I9,\"Error! Check Entries\"))))))))","v":""},null,31.239828365949499,33.432731097800598,65.614237275076405,34.191111769905497,37.136025005027498,66.353590042897807,null,"Marine"]
[4,null,null,null,{"$f":"IF(OR(ISBLANK($B10),ISBLANK($C10),ISBLANK($D10)),\"\",IF($C10=\"Estuary/Marine\",\"Time of day Adjustment not appropriate for marine waters!\",IF(OR(CONCATENATE($B10,\"-\",$C10)=\"Peninsula-Lake/Wetland\",CONCATENATE($B10,\"-\",$C10)=\"Everglades-Lake/Wetland\"),K10,IF(OR(CONCATENATE($B10,\"-\",$C10)=\"Northeast-Lake/Wetland\",CONCATENATE($B10,\"-\",$C10)=\"Big Bend-Lake/Wetland\"),J10,IF(CONCATENATE($B10,\"-\",$C10)=\"Panhandle West-Lake/Wetland\",L10,IF(OR(CONCATENATE($B10,\"-\",$C10)=\"Peninsula-Stream/Canal\",CONCATENATE($B10,\"-\",$C10)=\"Everglades-Stream/Canal\"),H10,IF(OR(CONCATENATE($B10,\"-\",$C10)=\"Northeast-Stream/Canal\",CONCATENATE($B10,\"-\",$C10)=\"Big Bend-Stream/Canal\"),G10,IF(CONCATENATE($B10,\"-\",$C10)=\"Panhandle West-Stream/Canal\",I10,\"Error! Check Entries\"))))))))","v":""},null,31.239828365949499,33.432731097800598,65.614237275076405,34.191111769905497,37.136025005027498,66.353590042897807,null,"Marine"]
[5,null,null,null,"",null,31.239828365949499,33.432731097800598,65.614237275076405,34.191111769905497,37.136025005027498,66.353590042897807,null,"Marine"]
[6,null,null,null,"",null,31.239828365949499,33.432731097800598,65.614237275076405,34.191111769905497,37.136025005027498,66.353590042897807,null,"Marine"]
[7,null,null,null,"",null,31.239828365949499,33.432731097800598,65.614237275076405,34.191111769905497,37.136025005027498,66.353590042897807,null,"Marine"]
[8,null,null,null,"",null,31.239828365949499,33.432731097800598,65.614237275076405,34.191111769905497,37.136025005027498,66.353590042897807,null,"Marine"]
[9,null,null,null,"",null,31.239828365949499,33.432731097800598,65.614237275076405,34.191111769905497,37.136025005027498,66.353590042897807,null,"Marine"]
[10,null,null,null,"",null,31.239828365949499,33.432731097800598,65.614237275076405,34.191111769905497,37.136025005027498,66.353590042897807,null,"Marine"]
[11,null,null,null,"",null,31.239828365949499,33.432731097800598,65.614237275076405,34.191111769905497,37.136025005027498,66.353590042897807,null,"Marine"]
[12,null,null,null,"",null,31.239828365949499,33.432731097800598,65.614237275076405,34.191111769905497,37.136025005027498,66.353590042897807,null,"Marine"]
[13,null,null,null,"",null,31.239828365949499,33.432731097800598,65.614237275076405,34.191111769905497,37.136025005027498,66.353590042897807,null,"Marine"]
[14,null,null,null,"",null,31.239828365949499,33.432731097800598,65.614237275076405,34.191111769905497,37.136025005027498,66.353590042897807,null,"Marine"]
[15,null,null,null,"",null,31.239828365949499,33.432731097800598,65.614237275076405,34.191111769905497,37.136025005027498,66.353590042897807,null,"Marine"]
[16,null,null,null,"",null,31.239828365949499,33.432731097800598,65.614237275076405,34.191111769905497,37.136025005027498,66.353590042897807,null,"Marine"]
[17,null,null,null,"",null,31.239828365949499,33.432731097800598,65.614237275076405,34.191111769905497,37.136025005027498,66.353590042897807,null,"Marine"]
[18,null,null,null,"",null,31.239828365949499,33.432731097800598,65.614237275076405,34.191111769905497,37.136025005027498,66.353590042897807,null,"Marine"]
[19,null,null,null,"",null,31.239828365949499,33.432731097800598,65.614237275076405,34.191111769905497,37.136025005027498,66.353590042897807,null,"Marine"]
[20,null,null,null,"",null,31.239828365949499,33.432731097800598,65.614237275076405,34.191111769905497,37.136025005027498,66.353590042897807,null,"Marine"]
[21,null,null,null,"",null,31.239828365949499,33.432731097800598,65.614237275076405,34.191111769905497,37.136025005027498,66.353590042897807,null,"Marine"]
[22,null,null,null,"",null,31.239828365949499,33.432731097800598,65.614237275076405,34.191111769905497,37.136025005027498,66.353590042897807,null,"Marine"]
[23,null,null,null,"",null,31.239828365949499,33.432731097800598,65.614237275076405,34.191111769905497,37.136025005027498,66.353590042897807,null,"Marine"]
[24,null,null,null,"",null,31.239828365949499,33.432731097800598,65.614237275076405,34.191111769905497,37.136025005027498,66.353590042897807,null,"Marine"]
[25,null,null,null,"",null,31.239828365949499,33.432731097800598,65.614237275076405,34.191111769905497,37.136025005027498,66.353590042897807,null,"Marine"]
[26,null,null,null,"",null,31.239828365949499,33.432731097800598,65.614237275076405,34.191111769905497,37.136025005027498,66.353590042897807,null,"Marine"]
[27,null,null,null,"",null,31.239828365949499,33.432731097800598,65.614237275076405,34.191111769905497,37.136025005027498,66.353590042897807,null,"Marine"]
[28,null,null,null,"",null,31.239828365949499,33.432731097800598,65.614237275076405,34.191111769905497,37.136025005027498,66.353590042897807,null,"Marine"]
[29,null,null,null,"",null,31.239828365949499,33.432731097800598,65.614237275076405,34.191111769905497,37.136025005027498,66.353590042897807,null,"Marine"]
[30,null,null,null,"",null,31.239828365949499,33.432731097800598,65.614237275076405,34.191111769905497,37.136025005027498,66.353590042897807,null,"Marine"]
[31,null,null,null,"",null,31.239828365949499,33.432731097800598,65.614237275076405,34.191111769905497,37.136025005027498,66.353590042897807,null,"Marine"]
[32,null,null,null,"",null,31.239828365949499,33.432731097800598,65.614237275076405,34.191111769905497,37.136025005027498,66.353590042897807,null,"Marine"]
[33,null,null,null,"",null,31.239828365949499,33.432731097800598,65.614237275076405,34.191111769905497,37.136025005027498,66.353590042897807,null,"Marine"]
[34,null,null,null,"",null,31.239828365949499,33.432731097800598,65.614237275076405,34.191111769905497,37.136025005027498,66.353590042897807,null,"Marine"]
[35,null,null,null,"",null,31.239828365949499,33.432731097800598,65.614237275076405,34.191111769905497,37.136025005027498,66.353590042897807,null,"Marine"]
[36,null,null,null,"",null,31.239828365949499,33.432731097800598,65.614237275076405,34.191111769905497,37.136025005027498,66.353590042897807,null,"Marine"]
[37,null,null,null,"",null,31.239828365949499,33.432731097800598,65.614237275076405,34.191111769905497,37.136025005027498,66.353590042897807,null,"Marine"]
[38,null,null,null,"",null,31.239828365949499,33.432731097800598,65.614237275076405,34.191111769905497,37.136025005027498,66.353590042897807,null,"Marine"]
[39,null,null,null,"",null,31.239828365949499,33.432731097800598,65.614237275076405,34.191111769905497,37.136025005027498,66.353590042897807,null,"Marine"]
[40,null,null,null,"",null,31.239828365949499,33.432731097800598,65.614237275076405,34.191111769905497,37.136025005027498,66.353590042897807,null,"Marine"]
[41,null,null,null,"",null,31.239828365949499,33.432731097800598,65.614237275076405,34.191111769905497,37.136025005027498,66.353590042897807,null,"Marine"]
[42,null,null,null,"",null,31.239828365949499,33.432731097800598,65.614237275076405,34.191111769905497,37.136025005027498,66.353590042897807,null,"Marine"]
[43,null,null,null,"",null,31.239828365949499,33.432731097800598,65.614237275076405,34.191111769905497,37.136025005027498,66.353590042897807,null,"Marine"]
[44,null,null,null,"",null,31.239828365949499,33.432731097800598,65.614237275076405,34.191111769905497,37.136025005027498,66.353590042897807,null,"Marine"]
[45,null,null,null,"",null,31.239828365949499,33.432731097800598,65.614237275076405,34.191111769905497,37.136025005027498,66.353590042897807,null,"Marine"]
[46,null,null,null,"",null,31.239828365949499,33.432731097800598,65.614237275076405,34.191111769905497,37.136025005027498,66.353590042897807,null,"Marine"]
[47,null,null,null,"",null,31.239828365949499,33.432731097800598,65.614237275076405,34.191111769905497,37.136025005027498,66.353590042897807,null,"Marine"]
[48,null,null,null,"",null,31.239828365949499,33.432731097800598,65.614237275076405,34.191111769905497,37.136025005027498,66.353590042897807,null,"Marine"]
[49,null,null,null,"",null,31.239828365949499,33.432731097800598,65.614237275076405,34.191111769905497,37.136025005027498,66.353590042897807,null,"Marine"]
[50,null,null,null,"",null,31.239828365949499,33.432731097800598,65.614237275076405,34.191111769905497,37.136025005027498,66.353590042897807,null,"Marine"]
[51,null,null,null,"",null,31.239828365949499,33.432731097800598,65.614237275076405,34.191111769905497,37.136025005027498,66.353590042897807,null,"Marine"]
[52,null,null,null,"",null,31.239828365949499,33.432731097800598,65.614237275076405,34.191111769905497,37.136025005027498,66.353590042897807,null,"Marine"]
[53,null,null,null,"",null,31.239828365949499,33.432731097800598,65.614237275076405,34.191111769905497,37.136025005027498,66.353590042897807,null,"Marine"]
[54,null,null,null,"",null,31.239828365949499,33.432731097800598,65.614237275076405,34.191111769905497,37.136025005027498,66.353590042897807,null,"Marine"]
[55,null,null,null,"",null,31.239828365949499,33.432731097800598,65.614237275076405,34.191111769905497,37.136025005027498,66.353590042897807,null,"Marine"]
[56,null,null,null,"",null,31.239828365949499,33.432731097800598,65.614237275076405,34.191111769905497,37.136025005027498,66.353590042897807,null,"Marine"]
[57,null,null,null,"",null,31.239828365949499,33.432731097800598,65.614237275076405,34.191111769905497,37.136025005027498,66.353590042897807,null,"Marine"]
[58,null,null,null,"",null,31.239828365949499,33.432731097800598,65.614237275076405,34.191111769905497,37.136025005027498,66.353590042897807,null,"Marine"]
[59,null,null,null,"",null,31.239828365949499,33.432731097800598,65.614237275076405,34.191111769905497,37.136025005027498,66.353590042897807,null,"Marine"]
[60,null,null,null,"",null,31.239828365949499,33.432731097800598,65.614237275076405,34.191111769905497,37.136025005027498,66.353590042897807,null,"Marine"]
[61,null,null,null,"",null,31.239828365949499,33.432731097800598,65.614237275076405,34.191111769905497,37.136025005027498,66.353590042897807,null,"Marine"]
[62,null,null,null,"",null,31.239828365949499,33.432731097800598,65.614237275076405,34.191111769905497,37.136025005027498,66.353590042897807,null,"Marine"]
[63,null,null,null,"",null,31.239828365949499,33.432731097800598,65.614237275076405,34.191111769905497,37.136025005027498,66.353590042897807,null,"Marine"]
[64,null,null,null,"",null,31.239828365949499,33.432731097800598,65.614237275076405,34.191111769905497,37.136025005027498,66.353590042897807,null,"Marine"]
[65,null,null,null,"",null,31.239828365949499,33.432731097800598,65.614237275076405,{"$f":"1.45776613020539E-13*(HOUR($D71)*60+MINUTE($D71))^5-5.56072270585461E-10*(HOUR($D71)*60+MINUTE($D71))^4+7.06833400255548E-07*(HOUR($D71)*60+MINUTE($D71))^3-0.000318788465226261*(HOUR($D71)*60+MINUTE($D71))^2+0.0281711711660364*(HOUR($D71)*60+MINUTE($D71))+34.1911117699055","v":34.191111769905497},37.136025005027498,66.353590042897807,null,"Marine"]
[66,null,null,null,"",null,{"$f":"1.18443700433286E-13*(HOUR($D72)*60+MINUTE($D72))^5 - 4.14323598958596E-10*(HOUR($D72)*60+MINUTE($D72))^4 + 4.77287727122539E-07*(HOUR($D72)*60+MINUTE($D72))^3 - 0.000196917585728373*(HOUR($D72)*60+MINUTE($D72))^2 + 0.0231405627601475*(HOUR($D72)*60+MINUTE($D72)) + 31.2398283659495","v":31.239828365949499},{"$f":"1.98879987167155E-13*(HOUR($D72)*60+MINUTE($D72))^5 - 6.89410992615642E-10*(HOUR($D72)*60+MINUTE($D72))^4 + 7.83730333422071E-07*(HOUR($D72)*60+MINUTE($D72))^3 - 0.00031597890334556*(HOUR($D72)*60+MINUTE($D72))^2 + 0.0355135105918976*(HOUR($D72)*60+MINUTE($D72)) + 33.4327310978006","v":33.432731097800598},{"$f":"9.08511511657608E-14*(HOUR($D72)*60+MINUTE($D72))^5 - 2.99407211249053E-10*(HOUR($D72)*60+MINUTE($D72))^4 + 3.1560253348998E-07*(HOUR($D72)*60+MINUTE($D72))^3 - 0.000108510891323021*(HOUR($D72)*60+MINUTE($D72))^2 + 0.00628484730145829*(HOUR($D72)*60+MINUTE($D72)) + 65.6142372750764","v":65.614237275076405},34.191111769905497,{"$f":"1.37090283182826E-13*(HOUR($D72)*60+MINUTE($D72))^5 - 5.04960255463897E-10*(HOUR($D72)*60+MINUTE($D72))^4 + 6.13524315934422E-07*(HOUR($D72)*60+MINUTE($D72))^3 - 0.00025817433468811*(HOUR($D72)*60+MINUTE($D72))^2 + 0.0195966892410979*(HOUR($D72)*60+MINUTE($D72)) + 37.1360250050275","v":37.136025005027498},{"$f":"7.11895278892582E-14*(HOUR($D72)*60+MINUTE($D72))^5-2.64195273421019E-10*(HOUR($D72)*60+MINUTE($D72))^4 + 3.22473039456213E-07*(HOUR($D72)*60+MINUTE($D72))^3 - 0.00013606873481109*(HOUR($D72)*60+MINUTE($D72))^2 + 0.0107100719720847*(HOUR($D72)*60+MINUTE($D72))+66.3535900428978","v":66.353590042897807},null,"Marine"]
[67,null,null,null,"",null,31.239828365949499,33.432731097800598,65.614237275076405,34.191111769905497,37.136025005027498,66.353590042897807,null,"Marine"]
[68,null,null,null,{"$f":"IF(OR(ISBLANK($B74),ISBLANK($C74),ISBLANK($D74)),\"\",IF($C74=\"Estuary/Marine\",\"Time of day Adjustment not appropriate for marine waters!\",IF(OR(CONCATENATE($B74,\"-\",$C74)=\"Peninsula-Lake/Wetland\",CONCATENATE($B74,\"-\",$C74)=\"Everglades-Lake/Wetland\"),K74,IF(OR(CONCATENATE($B74,\"-\",$C74)=\"Northeast-Lake/Wetland\",CONCATENATE($B74,\"-\",$C74)=\"Big Bend-Lake/Wetland\"),J74,IF(CONCATENATE($B74,\"-\",$C74)=\"Panhandle West-Lake/Wetland\",L74,IF(OR(CONCATENATE($B74,\"-\",$C74)=\"Peninsula-Stream/Canal\",CONCATENATE($B74,\"-\",$C74)=\"Everglades-Stream/Canal\"),H74,IF(OR(CONCATENATE($B74,\"-\",$C74)=\"Northeast-Stream/Canal\",CONCATENATE($B74,\"-\",$C74)=\"Big Bend-Stream/Canal\"),G74,IF(CONCATENATE($B74,\"-\",$C74)=\"Panhandle West-Stream/Canal\",I74,\"Error! Check Entries\"))))))))","v":""},null,31.239828365949499,33.432731097800598,65.614237275076405,34.191111769905497,37.136025005027498,66.353590042897807,null,"Marine"]
[69,null,null,null,"",null,31.239828365949499,33.432731097800598,65.614237275076405,34.191111769905497,37.136025005027498,66.353590042897807,null,"Marine"]
[70,null,null,null,"",null,31.239828365949499,33.432731097800598,65.614237275076405,34.191111769905497,37.136025005027498,66.353590042897807,null,"Marine"]
[71,null,null,null,"",null,31.239828365949499,33.432731097800598,65.614237275076405,34.191111769905497,37.136025005027498,66.353590042897807,null,"Marine"]
[72,null,null,null,"",null,31.239828365949499,33.432731097800598,65.614237275076405,34.191111769905497,37.136025005027498,66.353590042897807,null,"Marine"]
[73,null,null,null,"",null,31.239828365949499,33.432731097800598,65.614237275076405,34.191111769905497,37.136025005027498,66.353590042897807,null,"Marine"]
[74,null,null,null,"",null,31.239828365949499,33.432731097800598,65.614237275076405,34.191111769905497,37.136025005027498,66.353590042897807,null,"Marine"]
[75,null,null,null,"",null,31.239828365949499,33.432731097800598,65.614237275076405,34.191111769905497,37.136025005027498,66.353590042897807,null,"Marine"]
[76,null,null,null,"",null,31.239828365949499,33.432731097800598,65.614237275076405,34.191111769905497,37.136025005027498,66.353590042897807,null,"Marine"]
[77,null,null,null,"",null,31.239828365949499,33.432731097800598,65.614237275076405,34.191111769905497,37.136025005027498,66.353590042897807,null,"Marine"]
[78,null,null,null,"",null,31.239828365949499,33.432731097800598,65.614237275076405,34.191111769905497,37.136025005027498,66.353590042897807,null,"Marine"]
[79,null,null,null,"",null,31.239828365949499,33.432731097800598,65.614237275076405,34.191111769905497,37.136025005027498,66.353590042897807,null,"Marine"]
[80,null,null,null,"",null,31.239828365949499,33.432731097800598,65.614237275076405,34.191111769905497,37.136025005027498,66.353590042897807,null,"Marine"]
[81,null,null,null,"",null,31.239828365949499,33.432731097800598,65.614237275076405,34.191111769905497,37.136025005027498,66.353590042897807,null,"Marine"]
[82,null,null,null,"",null,31.239828365949499,33.432731097800598,65.614237275076405,34.191111769905497,37.136025005027498,66.353590042897807,null,"Marine"]
[83,null,null,null,"",null,31.239828365949499,33.432731097800598,65.614237275076405,34.191111769905497,37.136025005027498,66.353590042897807,null,"Marine"]
[84,null,null,null,"",null,31.239828365949499,33.432731097800598,65.614237275076405,34.191111769905497,37.136025005027498,66.353590042897807,null,"Marine"]
[85,null,null,null,"",null,31.239828365949499,33.432731097800598,65.614237275076405,34.191111769905497,37.136025005027498,66.353590042897807,null,"Marine"]
[86,null,null,null,"",null,31.239828365949499,33.432731097800598,65.614237275076405,34.191111769905497,37.136025005027498,66.353590042897807,null,"Marine"]
[87,null,null,null,"",null,31.239828365949499,33.432731097800598,65.614237275076405,34.191111769905497,37.136025005027498,66.353590042897807,null,"Marine"]
[88,null,null,null,"",null,31.239828365949499,33.432731097800598,65.614237275076405,34.191111769905497,37.136025005027498,66.353590042897807,null,"Marine"]
[89,null,null,null,"",null,31.239828365949499,33.432731097800598,65.614237275076405,34.191111769905497,37.136025005027498,66.353590042897807,null,"Marine"]
[90,null,null,null,"",null,31.239828365949499,33.432731097800598,65.614237275076405,34.191111769905497,37.136025005027498,66.353590042897807,null,"Marine"]
[91,null,null,null,"",null,31.239828365949499,33.432731097800598,65.614237275076405,34.191111769905497,37.136025005027498,66.353590042897807,null,"Marine"]
[92,null,null,null,"",null,31.239828365949499,33.432731097800598,65.614237275076405,34.191111769905497,37.136025005027498,66.353590042897807,null,"Marine"]
[93,null,null,null,"",null,31.239828365949499,33.432731097800598,65.614237275076405,34.191111769905497,37.136025005027498,66.353590042897807,null,"Marine"]
[94,null,null,null,"",null,31.239828365949499,33.432731097800598,65.614237275076405,34.191111769905497,37.136025005027498,66.353590042897807,null,"Marine"]
[95,null,null,null,"",null,31.239828365949499,33.432731097800598,65.614237275076405,34.191111769905497,37.136025005027498,66.353590042897807,null,"Marine"]
[96,null,null,null,"",null,31.239828365949499,33.432731097800598,65.614237275076405,34.191111769905497,37.136025005027498,66.353590042897807,null,"Marine"]
[97,null,null,null,"",null,31.239828365949499,33.432731097800598,65.614237275076405,34.191111769905497,37.136025005027498,66.353590042897807,null,"Marine"]
[98,null,null,null,"",null,31.239828365949499,33.432731097800598,65.614237275076405,34.191111769905497,37.136025005027498,66.353590042897807,null,"Marine"]
[99,null,null,null,"",null,31.239828365949499,33.432731097800598,65.614237275076405,34.191111769905497,37.136025005027498,66.353590042897807,null,"Marine"]
[100,null,null,null,"",null,31.239828365949499,33.432731097800598,65.614237275076405,34.191111769905497,37.136025005027498,66.353590042897807,null,"Marine"]
[101,null,null,null,"",null,31.239828365949499,33.432731097800598,65.614237275076405,34.191111769905497,37.136025005027498,66.353590042897807,null,"Marine"]
[102,null,null,null,"",null,31.239828365949499,33.432731097800598,65.614237275076405,34.191111769905497,37.136025005027498,66.353590042897807,null,"Marine"]
[103,null,null,null,"",null,31.239828365949499,33.432731097800598,65.614237275076405,34.191111769905497,37.136025005027498,66.353590042897807,null,"Marine"]
[104,null,null,null,"",null,31.239828365949499,33.432731097800598,65.614237275076405,34.191111769905497,37.136025005027498,66.353590042897807,null,"Marine"]
[105,null,null,null,"",null,31.239828365949499,33.432731097800598,65.614237275076405,34.191111769905497,37.136025005027498,66.353590042897807,null,"Marine"]
[106,null,null,null,"",null,31.239828365949499,33.432731097800598,65.614237275076405,34.191111769905497,37.136025005027498,66.353590042897807,null,"Marine"]
[107,null,null,null,"",null,31.239828365949499,33.432731097800598,65.614237275076405,34.191111769905497,37.136025005027498,66.353590042897807,null,"Marine"]
[108,null,null,null,"",null,31.239828365949499,33.432731097800598,65.614237275076405,34.191111769905497,37.136025005027498,66.353590042897807,null,"Marine"]
[109,null,null,null,"",null,31.239828365949499,33.432731097800598,65.614237275076405,34.191111769905497,37.136025005027498,66.353590042897807,null,"Marine"]
[110,null,null,null,"",null,31.239828365949499,33.432731097800598,65.614237275076405,34.191111769905497,37.136025005027498,66.353590042897807,null,"Marine"]
[111,null,null,null,"",null,31.239828365949499,33.432731097800598,65.614237275076405,34.191111769905497,37.136025005027498,66.353590042897807,null,"Marine"]
[112,null,null,null,"",null,31.239828365949499,33.432731097800598,65.614237275076405,34.191111769905497,37.136025005027498,66.353590042897807,null,"Marine"]
[113,null,null,null,"",null,31.239828365949499,33.432731097800598,65.614237275076405,34.191111769905497,37.136025005027498,66.353590042897807,null,"Marine"]
[114,null,null,null,"",null,31.239828365949499,33.432731097800598,65.614237275076405,34.191111769905497,37.136025005027498,66.353590042897807,null,"Marine"]
[115,null,null,null,"",null,31.239828365949499,33.432731097800598,65.614237275076405,34.191111769905497,37.136025005027498,66.353590042897807,null,"Marine"]
[116,null,null,null,"",null,31.239828365949499,33.432731097800598,65.614237275076405,34.191111769905497,37.136025005027498,66.353590042897807,null,"Marine"]
[117,null,null,null,"",null,31.239828365949499,33.432731097800598,65.614237275076405,34.191111769905497,37.136025005027498,66.353590042897807,null,"Marine"]
[118,null,null,null,"",null,31.239828365949499,33.432731097800598,65.614237275076405,34.191111769905497,37.136025005027498,66.353590042897807,null,"Marine"]
[119,null,null,null,"",null,31.239828365949499,33.432731097800598,65.614237275076405,34.191111769905497,37.136025005027498,66.353590042897807,null,"Marine"]
[120,null,null,null,"",null,31.239828365949499,33.432731097800598,65.614237275076405,34.191111769905497,37.136025005027498,66.353590042897807,null,"Marine"]
[121,null,null,null,"",null,31.239828365949499,33.432731097800598,65.614237275076405,34.191111769905497,37.136025005027498,66.353590042897807,null,"Marine"]
[122,null,null,null,"",null,31.239828365949499,33.432731097800598,65.614237275076405,34.191111769905497,37.136025005027498,66.353590042897807,null,"Marine"]
[123,null,null,null,"",null,31.239828365949499,33.432731097800598,65.614237275076405,34.191111769905497,37.136025005027498,66.353590042897807,null,"Marine"]
[124,null,null,null,"",null,31.239828365949499,33.432731097800598,65.614237275076405,34.191111769905497,37.136025005027498,66.353590042897807,null,"Marine"]
[125,null,null,null,"",null,31.239828365949499,33.432731097800598,65.614237275076405,34.191111769905497,37.136025005027498,66.353590042897807,null,"Marine"]
[126,null,null,null,"",null,31.239828365949499,33.432731097800598,65.614237275076405,34.191111769905497,37.136025005027498,66.353590042897807,null,"Marine"]
[127,null,null,null,"",null,31.239828365949499,33.432731097800598,65.614237275076405,34.191111769905497,37.136025005027498,66.353590042897807,null,"Marine"]
[128,null,null,null,"",null,31.239828365949499,33.432731097800598,65.614237275076405,34.191111769905497,37.136025005027498,66.353590042897807,null,"Marine"]
[129,null,null,null,"",null,31.239828365949499,33.432731097800598,65.614237275076405,{"$f":"1.45776613020539E-13*(HOUR($D135)*60+MINUTE($D135))^5-5.56072270585461E-10*(HOUR($D135)*60+MINUTE($D135))^4+7.06833400255548E-07*(HOUR($D135)*60+MINUTE($D135))^3-0.000318788465226261*(HOUR($D135)*60+MINUTE($D135))^2+0.0281711711660364*(HOUR($D135)*60+MINUTE($D135))+34.1911117699055","v":34.191111769905497},37.136025005027498,66.353590042897807,null,"Marine"]
[130,null,null,null,"",null,{"$f":"1.18443700433286E-13*(HOUR($D136)*60+MINUTE($D136))^5 - 4.14323598958596E-10*(HOUR($D136)*60+MINUTE($D136))^4 + 4.77287727122539E-07*(HOUR($D136)*60+MINUTE($D136))^3 - 0.000196917585728373*(HOUR($D136)*60+MINUTE($D136))^2 + 0.0231405627601475*(HOUR($D136)*60+MINUTE($D136)) + 31.2398283659495","v":31.239828365949499},{"$f":"1.98879987167155E-13*(HOUR($D136)*60+MINUTE($D136))^5 - 6.89410992615642E-10*(HOUR($D136)*60+MINUTE($D136))^4 + 7.83730333422071E-07*(HOUR($D136)*60+MINUTE($D136))^3 - 0.00031597890334556*(HOUR($D136)*60+MINUTE($D136))^2 + 0.0355135105918976*(HOUR($D136)*60+MINUTE($D136)) + 33.4327310978006","v":33.432731097800598},{"$f":"9.08511511657608E-14*(HOUR($D136)*60+MINUTE($D136))^5 - 2.99407211249053E-10*(HOUR($D136)*60+MINUTE($D136))^4 + 3.1560253348998E-07*(HOUR($D136)*60+MINUTE($D136))^3 - 0.000108510891323021*(HOUR($D136)*60+MINUTE($D136))^2 + 0.00628484730145829*(HOUR($D136)*60+MINUTE($D136)) + 65.6142372750764","v":65.614237275076405},34.191111769905497,{"$f":"1.37090283182826E-13*(HOUR($D136)*60+MINUTE($D136))^5 - 5.04960255463897E-10*(HOUR($D136)*60+MINUTE($D136))^4 + 6.13524315934422E-07*(HOUR($D136)*60+MINUTE($D136))^3 - 0.00025817433468811*(HOUR($D136)*60+MINUTE($D136))^2 + 0.0195966892410979*(HOUR($D136)*60+MINUTE($D136)) + 37.1360250050275","v":37.136025005027498},{"$f":"7.11895278892582E-14*(HOUR($D136)*60+MINUTE($D136))^5-2.64195273421019E-10*(HOUR($D136)*60+MINUTE($D136))^4 + 3.22473039456213E-07*(HOUR($D136)*60+MINUTE($D136))^3 - 0.00013606873481109*(HOUR($D136)*60+MINUTE($D136))^2 + 0.0107100719720847*(HOUR($D136)*60+MINUTE($D136))+66.3535900428978","v":66.353590042897807},null,"Marine"]
[131,null,null,null,"",null,31.239828365949499,33.432731097800598,65.614237275076405,34.191111769905497,37.136025005027498,66.353590042897807,null,"Marine"]
[132,null,null,null,{"$f":"IF(OR(ISBLANK($B138),ISBLANK($C138),ISBLANK($D138)),\"\",IF($C138=\"Estuary/Marine\",\"Time of day Adjustment not appropriate for marine waters!\",IF(OR(CONCATENATE($B138,\"-\",$C138)=\"Peninsula-Lake/Wetland\",CONCATENATE($B138,\"-\",$C138)=\"Everglades-Lake/Wetland\"),K138,IF(OR(CONCATENATE($B138,\"-\",$C138)=\"Northeast-Lake/Wetland\",CONCATENATE($B138,\"-\",$C138)=\"Big Bend-Lake/Wetland\"),J138,IF(CONCATENATE($B138,\"-\",$C138)=\"Panhandle West-Lake/Wetland\",L138,IF(OR(CONCATENATE($B138,\"-\",$C138)=\"Peninsula-Stream/Canal\",CONCATENATE($B138,\"-\",$C138)=\"Everglades-Stream/Canal\"),H138,IF(OR(CONCATENATE($B138,\"-\",$C138)=\"Northeast-Stream/Canal\",CONCATENATE($B138,\"-\",$C138)=\"Big Bend-Stream/Canal\"),G138,IF(CONCATENATE($B138,\"-\",$C138)=\"Panhandle West-Stream/Canal\",I138,\"Error! Check Entries\"))))))))","v":""},null,31.239828365949499,33.432731097800598,65.614237275076405,34.191111769905497,37.136025005027498,66.353590042897807,null,"Marine"]
[133,null,null,null,"",null,31.239828365949499,33.432731097800598,65.614237275076405,34.191111769905497,37.136025005027498,66.353590042897807,null,"Marine"]
[134,null,null,null,"",null,31.239828365949499,33.432731097800598,65.614237275076405,34.191111769905497,37.136025005027498,66.353590042897807,null,"Marine"]
[135,null,null,null,"",null,31.239828365949499,33.432731097800598,65.614237275076405,34.191111769905497,37.136025005027498,66.353590042897807,null,"Marine"]
[136,null,null,null,"",null,31.239828365949499,33.432731097800598,65.614237275076405,34.191111769905497,37.136025005027498,66.353590042897807,null,"Marine"]
[137,null,null,null,"",null,31.239828365949499,33.432731097800598,65.614237275076405,34.191111769905497,37.136025005027498,66.353590042897807,null,"Marine"]
[138,null,null,null,"",null,31.239828365949499,33.432731097800598,65.614237275076405,34.191111769905497,37.136025005027498,66.353590042897807,null,"Marine"]
[139,null,null,null,"",null,31.239828365949499,33.432731097800598,65.614237275076405,34.191111769905497,37.136025005027498,66.353590042897807,null,"Marine"]
[140,null,null,null,"",null,31.239828365949499,33.432731097800598,65.614237275076405,34.191111769905497,37.136025005027498,66.353590042897807,null,"Marine"]
[141,null,null,null,"",null,31.239828365949499,33.432731097800598,65.614237275076405,34.191111769905497,37.136025005027498,66.353590042897807,null,"Marine"]
[142,null,null,null,"",null,31.239828365949499,33.432731097800598,65.614237275076405,34.191111769905497,37.136025005027498,66.353590042897807,null,"Marine"]
[143,null,null,null,"",null,31.239828365949499,33.432731097800598,65.614237275076405,34.191111769905497,37.136025005027498,66.353590042897807,null,"Marine"]
[144,null,null,null,"",null,31.239828365949499,33.432731097800598,65.614237275076405,34.191111769905497,37.136025005027498,66.353590042897807,null,"Marine"]
[145,null,null,null,"",null,31.239828365949499,33.432731097800598,65.614237275076405,34.191111769905497,37.136025005027498,66.353590042897807,null,"Marine"]
[146,null,null,null,"",null,31.239828365949499,33.432731097800598,65.614237275076405,34.191111769905497,37.136025005027498,66.353590042897807,null,"Marine"]
[147,null,null,null,"",null,31.239828365949499,33.432731097800598,65.614237275076405,34.191111769905497,37.136025005027498,66.353590042897807,null,"Marine"]
[148,null,null,null,"",null,31.239828365949499,33.432731097800598,65.614237275076405,34.191111769905497,37.136025005027498,66.353590042897807,null,"Marine"]
[149,null,null,null,"",null,31.239828365949499,33.432731097800598,65.614237275076405,34.191111769905497,37.136025005027498,66.353590042897807,null,"Marine"]
[150,null,null,null,"",null,31.239828365949499,33.432731097800598,65.614237275076405,34.191111769905497,37.136025005027498,66.353590042897807,null,"Marine"]
[151,null,null,null,"",null,31.239828365949499,33.432731097800598,65.614237275076405,34.191111769905497,37.136025005027498,66.353590042897807,null,"Marine"]
[152,null,null,null,"",null,31.239828365949499,33.432731097800598,65.614237275076405,34.191111769905497,37.136025005027498,66.353590042897807,null,"Marine"]
[153,null,null,null,"",null,31.239828365949499,33.432731097800598,65.614237275076405,34.191111769905497,37.136025005027498,66.353590042897807,null,"Marine"]
[154,null,null,null,"",null,31.239828365949499,33.432731097800598,65.614237275076405,34.191111769905497,37.136025005027498,66.353590042897807,null,"Marine"]
[155,null,null,null,"",null,31.239828365949499,33.432731097800598,65.614237275076405,34.191111769905497,37.136025005027498,66.353590042897807,null,"Marine"]
[156,null,null,null,"",null,31.239828365949499,33.432731097800598,65.614237275076405,34.191111769905497,37.136025005027498,66.353590042897807,null,"Marine"]
[157,null,null,null,"",null,31.239828365949499,33.432731097800598,65.614237275076405,34.191111769905497,37.136025005027498,66.353590042897807,null,"Marine"]
[158,null,null,null,"",null,31.239828365949499,33.432731097800598,65.614237275076405,34.191111769905497,37.136025005027498,66.353590042897807,null,"Marine"]
[159,null,null,null,"",null,31.239828365949499,33.432731097800598,65.614237275076405,34.191111769905497,37.136025005027498,66.353590042897807,null,"Marine"]
[160,null,null,null,"",null,31.239828365949499,33.432731097800598,65.614237275076405,34.191111769905497,37.136025005027498,66.353590042897807,null,"Marine"]
[161,null,null,null,"",null,31.239828365949499,33.432731097800598,65.614237275076405,34.191111769905497,37.136025005027498,66.353590042897807,null,"Marine"]
[162,null,null,null,"",null,31.239828365949499,33.432731097800598,65.614237275076405,34.191111769905497,37.136025005027498,66.353590042897807,null,"Marine"]
[163,null,null,null,"",null,31.239828365949499,33.432731097800598,65.614237275076405,34.191111769905497,37.136025005027498,66.353590042897807,null,"Marine"]
[164,null,null,null,"",null,31.239828365949499,33.432731097800598,65.614237275076405,34.191111769905497,37.136025005027498,66.353590042897807,null,"Marine"]
[165,null,null,null,"",null,31.239828365949499,33.432731097800598,65.614237275076405,34.191111769905497,37.136025005027498,66.353590042897807,null,"Marine"]
[166,null,null,null,"",null,31.239828365949499,33.432731097800598,65.614237275076405,34.191111769905497,37.136025005027498,66.353590042897807,null,"Marine"]
[167,null,null,null,"",null,31.239828365949499,33.432731097800598,65.614237275076405,34.191111769905497,37.136025005027498,66.353590042897807,null,"Marine"]
[168,null,null,null,"",null,31.239828365949499,33.432731097800598,65.614237275076405,34.191111769905497,37.136025005027498,66.353590042897807,null,"Marine"]
[169,null,null,null,"",null,31.239828365949499,33.432731097800598,65.614237275076405,34.191111769905497,37.136025005027498,66.353590042897807,null,"Marine"]
[170,null,null,null,"",null,31.239828365949499,33.432731097800598,65.614237275076405,34.191111769905497,37.136025005027498,66.353590042897807,null,"Marine"]
[171,null,null,null,"",null,31.239828365949499,33.432731097800598,65.614237275076405,34.191111769905497,37.136025005027498,66.353590042897807,null,"Marine"]
[172,null,null,null,"",null,31.239828365949499,33.432731097800598,65.614237275076405,34.191111769905497,37.136025005027498,66.353590042897807,null,"Marine"]
[173,null,null,null,"",null,31.239828365949499,33.432731097800598,65.614237275076405,34.191111769905497,37.136025005027498,66.353590042897807,null,"Marine"]
[174,null,null,null,"",null,31.239828365949499,33.432731097800598,65.614237275076405,34.191111769905497,37.136025005027498,66.353590042897807,null,"Marine"]
[175,null,null,null,"",null,31.239828365949499,33.432731097800598,65.614237275076405,34.191111769905497,37.136025005027498,66.353590042897807,null,"Marine"]
[176,null,null,null,"",null,31.239828365949499,33.432731097800598,65.614237275076405,34.191111769905497,37.136025005027498,66.353590042897807,null,"Marine"]
[177,null,null,null,"",null,31.239828365949499,33.432731097800598,65.614237275076405,34.191111769905497,37.136025005027498,66.353590042897807,null,"Marine"]
[178,null,null,null,"",null,31.239828365949499,33.432731097800598,65.614237275076405,34.191111769905497,37.136025005027498,66.353590042897807,null,"Marine"]
[179,null,null,null,"",null,31.239828365949499,33.432731097800598,65.614237275076405,34.191111769905497,37.136025005027498,66.353590042897807,null,"Marine"]
[180,null,null,null,"",null,31.239828365949499,33.432731097800598,65.614237275076405,34.191111769905497,37.136025005027498,66.353590042897807,null,"Marine"]
[181,null,null,null,"",null,31.239828365949499,33.432731097800598,65.614237275076405,34.191111769905497,37.136025005027498,66.353590042897807,null,"Marine"]
[182,null,null,null,"",null,31.239828365949499,33.432731097800598,65.614237275076405,34.191111769905497,37.136025005027498,66.353590042897807,null,"Marine"]
[183,null,null,null,"",null,31.239828365949499,33.432731097800598,65.614237275076405,34.191111769905497,37.136025005027498,66.353590042897807,null,"Marine"]
[184,null,null,null,"",null,31.239828365949499,33.432731097800598,65.614237275076405,34.191111769905497,37.136025005027498,66.353590042897807,null,"Marine"]
[185,null,null,null,"",null,31.239828365949499,33.432731097800598,65.614237275076405,34.191111769905497,37.136025005027498,66.353590042897807,null,"Marine"]
[186,null,null,null,"",null,31.239828365949499,33.432731097800598,65.614237275076405,34.191111769905497,37.136025005027498,66.353590042897807,null,"Marine"]
[187,null,null,null,"",null,31.239828365949499,33.432731097800598,65.614237275076405,34.191111769905497,37.136025005027498,66.353590042897807,null,"Marine"]
[188,null,null,null,"",null,31.239828365949499,33.432731097800598,65.614237275076405,34.191111769905497,37.136025005027498,66.353590042897807,null,"Marine"]
[189,null,null,null,"",null,31.239828365949499,33.432731097800598,65.614237275076405,34.191111769905497,37.136025005027498,66.353590042897807,null,"Marine"]
[190,null,null,null,"",null,31.239828365949499,33.432731097800598,65.614237275076405,34.191111769905497,37.136025005027498,66.353590042897807,null,"Marine"]
[191,null,null,null,"",null,31.239828365949499,33.432731097800598,65.614237275076405,34.191111769905497,37.136025005027498,66.353590042897807,null,"Marine"]
[192,null,null,null,"",null,31.239828365949499,33.432731097800598,65.614237275076405,34.191111769905497,37.136025005027498,66.353590042897807,null,"Marine"]
[193,null,null,null,"",null,31.239828365949499,33.432731097800598,65.614237275076405,{"$f":"1.45776613020539E-13*(HOUR($D199)*60+MINUTE($D199))^5-5.56072270585461E-10*(HOUR($D199)*60+MINUTE($D199))^4+7.06833400255548E-07*(HOUR($D199)*60+MINUTE($D199))^3-0.000318788465226261*(HOUR($D199)*60+MINUTE($D199))^2+0.0281711711660364*(HOUR($D199)*60+MINUTE($D199))+34.1911117699055","v":34.191111769905497},37.136025005027498,66.353590042897807,null,"Marine"]
[194,null,null,null,"",null,{"$f":"1.18443700433286E-13*(HOUR($D200)*60+MINUTE($D200))^5 - 4.14323598958596E-10*(HOUR($D200)*60+MINUTE($D200))^4 + 4.77287727122539E-07*(HOUR($D200)*60+MINUTE($D200))^3 - 0.000196917585728373*(HOUR($D200)*60+MINUTE($D200))^2 + 0.0231405627601475*(HOUR($D200)*60+MINUTE($D200)) + 31.2398283659495","v":31.239828365949499},{"$f":"1.98879987167155E-13*(HOUR($D200)*60+MINUTE($D200))^5 - 6.89410992615642E-10*(HOUR($D200)*60+MINUTE($D200))^4 + 7.83730333422071E-07*(HOUR($D200)*60+MINUTE($D200))^3 - 0.00031597890334556*(HOUR($D200)*60+MINUTE($D200))^2 + 0.0355135105918976*(HOUR($D200)*60+MINUTE($D200)) + 33.4327310978006","v":33.432731097800598},{"$f":"9.08511511657608E-14*(HOUR($D200)*60+MINUTE($D200))^5 - 2.99407211249053E-10*(HOUR($D200)*60+MINUTE($D200))^4 + 3.1560253348998E-07*(HOUR($D200)*60+MINUTE($D200))^3 - 0.000108510891323021*(HOUR($D200)*60+MINUTE($D200))^2 + 0.00628484730145829*(HOUR($D200)*60+MINUTE($D200)) + 65.6142372750764","v":65.614237275076405},34.191111769905497,{"$f":"1.37090283182826E-13*(HOUR($D200)*60+MINUTE($D200))^5 - 5.04960255463897E-10*(HOUR($D200)*60+MINUTE($D200))^4 + 6.13524315934422E-07*(HOUR($D200)*60+MINUTE($D200))^3 - 0.00025817433468811*(HOUR($D200)*60+MINUTE($D200))^2 + 0.0195966892410979*(HOUR($D200)*60+MINUTE($D200)) + 37.1360250050275","v":37.136025005027498},{"$f":"7.11895278892582E-14*(HOUR($D200)*60+MINUTE($D200))^5-2.64195273421019E-10*(HOUR($D200)*60+MINUTE($D200))^4 + 3.22473039456213E-07*(HOUR($D200)*60+MINUTE($D200))^3 - 0.00013606873481109*(HOUR($D200)*60+MINUTE($D200))^2 + 0.0107100719720847*(HOUR($D200)*60+MINUTE($D200))+66.3535900428978","v":66.353590042897807},null,"Marine"]
[195,null,null,null,"",null,31.239828365949499,33.432731097800598,65.614237275076405,34.191111769905497,37.136025005027498,66.353590042897807,null,"Marine"]
[196,null,null,null,{"$f":"IF(OR(ISBLANK($B202),ISBLANK($C202),ISBLANK($D202)),\"\",IF($C202=\"Estuary/Marine\",\"Time of day Adjustment not appropriate for marine waters!\",IF(OR(CONCATENATE($B202,\"-\",$C202)=\"Peninsula-Lake/Wetland\",CONCATENATE($B202,\"-\",$C202)=\"Everglades-Lake/Wetland\"),K202,IF(OR(CONCATENATE($B202,\"-\",$C202)=\"Northeast-Lake/Wetland\",CONCATENATE($B202,\"-\",$C202)=\"Big Bend-Lake/Wetland\"),J202,IF(CONCATENATE($B202,\"-\",$C202)=\"Panhandle West-Lake/Wetland\",L202,IF(OR(CONCATENATE($B202,\"-\",$C202)=\"Peninsula-Stream/Canal\",CONCATENATE($B202,\"-\",$C202)=\"Everglades-Stream/Canal\"),H202,IF(OR(CONCATENATE($B202,\"-\",$C202)=\"Northeast-Stream/Canal\",CONCATENATE($B202,\"-\",$C202)=\"Big Bend-Stream/Canal\"),G202,IF(CONCATENATE($B202,\"-\",$C202)=\"Panhandle West-Stream/Canal\",I202,\"Error! Check Entries\"))))))))","v":""},null,31.239828365949499,33.432731097800598,65.614237275076405,34.191111769905497,37.136025005027498,66.353590042897807,null,"Marine"]
[197,null,null,null,"",null,31.239828365949499,33.432731097800598,65.614237275076405,34.191111769905497,37.136025005027498,66.353590042897807,null,"Marine"]
[198,null,null,null,"",null,31.239828365949499,33.432731097800598,65.614237275076405,34.191111769905497,37.136025005027498,66.353590042897807,null,"Marine"]
[199,null,null,null,"",null,31.239828365949499,33.432731097800598,65.614237275076405,34.191111769905497,37.136025005027498,66.353590042897807,null,"Marine"]
[200,null,null,null,"",null,31.239828365949499,33.432731097800598,65.614237275076405,34.191111769905497,37.136025005027498,66.353590042897807,null,"Marine"]
[201,null,null,null,"",null,31.239828365949499,33.432731097800598,65.614237275076405,34.191111769905497,37.136025005027498,66.353590042897807,null,"Marine"]
[202,null,null,null,"",null,31.239828365949499,33.432731097800598,65.614237275076405,34.191111769905497,37.136025005027498,66.353590042897807,null,"Marine"]
[203,null,null,null,"",null,31.239828365949499,33.432731097800598,65.614237275076405,34.191111769905497,37.136025005027498,66.353590042897807,null,"Marine"]
[204,null,null,null,"",null,31.239828365949499,33.432731097800598,65.614237275076405,34.191111769905497,37.136025005027498,66.353590042897807,null,"Marine"]
[205,null,null,null,"",null,31.239828365949499,33.432731097800598,65.614237275076405,34.191111769905497,37.136025005027498,66.353590042897807,null,"Marine"]
[206,null,null,null,"",null,31.239828365949499,33.432731097800598,65.614237275076405,34.191111769905497,37.136025005027498,66.353590042897807,null,"Marine"]
[207,null,null,null,"",null,31.239828365949499,33.432731097800598,65.614237275076405,34.191111769905497,37.136025005027498,66.353590042897807,null,"Marine"]
[208,null,null,null,"",null,31.239828365949499,33.432731097800598,65.614237275076405,34.191111769905497,37.136025005027498,66.353590042897807,null,"Marine"]
[209,null,null,null,"",null,31.239828365949499,33.432731097800598,65.614237275076405,34.191111769905497,37.136025005027498,66.353590042897807,null,"Marine"]
[210,null,null,null,"",null,31.239828365949499,33.432731097800598,65.614237275076405,34.191111769905497,37.136025005027498,66.353590042897807,null,"Marine"]
[211,null,null,null,"",null,31.239828365949499,33.432731097800598,65.614237275076405,34.191111769905497,37.136025005027498,66.353590042897807,null,"Marine"]
[212,null,null,null,"",null,31.239828365949499,33.432731097800598,65.614237275076405,34.191111769905497,37.136025005027498,66.353590042897807,null,"Marine"]
[213,null,null,null,"",null,31.239828365949499,33.432731097800598,65.614237275076405,34.191111769905497,37.136025005027498,66.353590042897807,null,"Marine"]
[214,null,null,null,"",null,31.239828365949499,33.432731097800598,65.614237275076405,34.191111769905497,37.136025005027498,66.353590042897807,null,"Marine"]
[215,null,null,null,"",null,31.239828365949499,33.432731097800598,65.614237275076405,34.191111769905497,37.136025005027498,66.353590042897807,null,"Marine"]
[216,null,null,null,"",null,31.239828365949499,33.432731097800598,65.614237275076405,34.191111769905497,37.136025005027498,66.353590042897807,null,"Marine"]
[217,null,null,null,"",null,31.239828365949499,33.432731097800598,65.614237275076405,34.191111769905497,37.136025005027498,66.353590042897807,null,"Marine"]
[218,null,null,null,"",null,31.239828365949499,33.432731097800598,65.614237275076405,34.191111769905497,37.136025005027498,66.353590042897807,null,"Marine"]
[219,null,null,null,"",null,31.239828365949499,33.432731097800598,65.614237275076405,34.191111769905497,37.136025005027498,66.353590042897807,null,"Marine"]
[220,null,null,null,"",null,31.239828365949499,33.432731097800598,65.614237275076405,34.191111769905497,37.136025005027498,66.353590042897807,null,"Marine"]
[221,null,null,null,"",null,31.239828365949499,33.432731097800598,65.614237275076405,34.191111769905497,37.136025005027498,66.353590042897807,null,"Marine"]
[222,null,null,null,"",null,31.239828365949499,33.432731097800598,65.614237275076405,34.191111769905497,37.136025005027498,66.353590042897807,null,"Marine"]
[223,null,null,null,"",null,31.239828365949499,33.432731097800598,65.614237275076405,34.191111769905497,37.136025005027498,66.353590042897807,null,"Marine"]
[224,null,null,null,"",null,31.239828365949499,33.432731097800598,65.614237275076405,34.191111769905497,37.136025005027498,66.353590042897807,null,"Marine"]
[225,null,null,null,"",null,31.239828365949499,33.432731097800598,65.614237275076405,34.191111769905497,37.136025005027498,66.353590042897807,null,"Marine"]
[226,null,null,null,"",null,31.239828365949499,33.432731097800598,65.614237275076405,34.191111769905497,37.136025005027498,66.353590042897807,null,"Marine"]
[227,null,null,null,"",null,31.239828365949499,33.432731097800598,65.614237275076405,34.191111769905497,37.136025005027498,66.353590042897807,null,"Marine"]
[228,null,null,null,"",null,31.239828365949499,33.432731097800598,65.614237275076405,34.191111769905497,37.136025005027498,66.353590042897807,null,"Marine"]
[229,null,null,null,"",null,31.239828365949499,33.432731097800598,65.614237275076405,34.191111769905497,37.136025005027498,66.353590042897807,null,"Marine"]
[230,null,null,null,"",null,31.239828365949499,33.432731097800598,65.614237275076405,34.191111769905497,37.136025005027498,66.353590042897807,null,"Marine"]
[231,null,null,null,"",null,31.239828365949499,33.432731097800598,65.614237275076405,34.191111769905497,37.136025005027498,66.353590042897807,null,"Marine"]
[232,null,null,null,"",null,31.239828365949499,33.432731097800598,65.614237275076405,34.191111769905497,37.136025005027498,66.353590042897807,null,"Marine"]
[233,null,null,null,"",null,31.239828365949499,33.432731097800598,65.614237275076405,34.191111769905497,37.136025005027498,66.353590042897807,null,"Marine"]
[234,null,null,null,"",null,31.239828365949499,33.432731097800598,65.614237275076405,34.191111769905497,37.136025005027498,66.353590042897807,null,"Marine"]
[235,null,null,null,"",null,31.239828365949499,33.432731097800598,65.614237275076405,34.191111769905497,37.136025005027498,66.353590042897807,null,"Marine"]
[236,null,null,null,"",null,31.239828365949499,33.432731097800598,65.614237275076405,34.191111769905497,37.136025005027498,66.353590042897807,null,"Marine"]
[237,null,null,null,"",null,31.239828365949499,33.432731097800598,65.614237275076405,34.191111769905497,37.136025005027498,66.353590042897807,null,"Marine"]
[238,null,null,null,"",null,31.239828365949499,33.432731097800598,65.614237275076405,34.191111769905497,37.136025005027498,66.353590042897807,null,"Marine"]
[239,null,null,null,"",null,31.239828365949499,33.432731097800598,65.614237275076405,34.191111769905497,37.136025005027498,66.353590042897807,null,"Marine"]
[240,null,null,null,"",null,31.239828365949499,33.432731097800598,65.614237275076405,34.191111769905497,37.136025005027498,66.353590042897807,null,"Marine"]
[241,null,null,null,"",null,31.239828365949499,33.432731097800598,65.614237275076405,34.191111769905497,37.136025005027498,66.353590042897807,null,"Marine"]
[242,null,null,null,"",null,31.239828365949499,33.432731097800598,65.614237275076405,34.191111769905497,37.136025005027498,66.353590042897807,null,"Marine"]
[243,null,null,null,"",null,31.239828365949499,33.432731097800598,65.614237275076405,34.191111769905497,37.136025005027498,66.353590042897807,null,"Marine"]
[244,null,null,null,"",null,31.239828365949499,33.432731097800598,65.614237275076405,34.191111769905497,37.136025005027498,66.353590042897807,null,"Marine"]
[245,null,null,null,"",null,31.239828365949499,33.432731097800598,65.614237275076405,34.191111769905497,37.136025005027498,66.353590042897807,null,"Marine"]
[246,null,null,null,"",null,31.239828365949499,33.432731097800598,65.614237275076405,34.191111769905497,37.136025005027498,66.353590042897807,null,"Marine"]
[247,null,null,null,"",null,31.239828365949499,33.432731097800598,65.614237275076405,34.191111769905497,37.136025005027498,66.353590042897807,null,"Marine"]
[248,null,null,null,"",null,31.239828365949499,33.432731097800598,65.614237275076405,34.191111769905497,37.136025005027498,66.353590042897807,null,"Marine"]
[249,null,null,null,"",null,31.239828365949499,33.432731097800598,65.614237275076405,34.191111769905497,37.136025005027498,66.353590042897807,null,"Marine"]
[250,null,null,null,"",null,31.239828365949499,33.432731097800598,65.614237275076405,34.191111769905497,37.136025005027498,66.353590042897807,null,"Marine"]
[251,null,null,null,"",null,31.239828365949499,33.432731097800598,65.614237275076405,34.191111769905497,37.136025005027498,66.353590042897807,null,"Marine"]
[252,null,null,null,"",null,31.239828365949499,33.432731097800598,65.614237275076405,34.191111769905497,37.136025005027498,66.353590042897807,null,"Marine"]
[253,null,null,null,"",null,31.239828365949499,33.432731097800598,65.614237275076405,34.191111769905497,37.136025005027498,66.353590042897807,null,"Marine"]
[254,null,null,null,"",null,31.239828365949499,33.432731097800598,65.614237275076405,34.191111769905497,37.136025005027498,66.353590042897807,null,"Marine"]
[255,null,null,null,"",null,31.239828365949499,33.432731097800598,65.614237275076405,34.191111769905497,37.136025005027498,66.353590042897807,null,"Marine"]
[256,null,null,null,"",null,31.239828365949499,33.432731097800598,65.614237275076405,34.191111769905497,37.136025005027498,66.353590042897807,null,"Marine"]
[257,null,null,null,"",null,31.239828365949499,33.432731097800598,65.614237275076405,{"$f":"1.45776613020539E-13*(HOUR($D263)*60+MINUTE($D263))^5-5.56072270585461E-10*(HOUR($D263)*60+MINUTE($D263))^4+7.06833400255548E-07*(HOUR($D263)*60+MINUTE($D263))^3-0.000318788465226261*(HOUR($D263)*60+MINUTE($D263))^2+0.0281711711660364*(HOUR($D263)*60+MINUTE($D263))+34.1911117699055","v":34.191111769905497},37.136025005027498,66.353590042897807,null,"Marine"]
[258,null,null,null,"",null,{"$f":"1.18443700433286E-13*(HOUR($D264)*60+MINUTE($D264))^5 - 4.14323598958596E-10*(HOUR($D264)*60+MINUTE($D264))^4 + 4.77287727122539E-07*(HOUR($D264)*60+MINUTE($D264))^3 - 0.000196917585728373*(HOUR($D264)*60+MINUTE($D264))^2 + 0.0231405627601475*(HOUR($D264)*60+MINUTE($D264)) + 31.2398283659495","v":31.239828365949499},{"$f":"1.98879987167155E-13*(HOUR($D264)*60+MINUTE($D264))^5 - 6.89410992615642E-10*(HOUR($D264)*60+MINUTE($D264))^4 + 7.83730333422071E-07*(HOUR($D264)*60+MINUTE($D264))^3 - 0.00031597890334556*(HOUR($D264)*60+MINUTE($D264))^2 + 0.0355135105918976*(HOUR($D264)*60+MINUTE($D264)) + 33.4327310978006","v":33.432731097800598},{"$f":"9.08511511657608E-14*(HOUR($D264)*60+MINUTE($D264))^5 - 2.99407211249053E-10*(HOUR($D264)*60+MINUTE($D264))^4 + 3.1560253348998E-07*(HOUR($D264)*60+MINUTE($D264))^3 - 0.000108510891323021*(HOUR($D264)*60+MINUTE($D264))^2 + 0.00628484730145829*(HOUR($D264)*60+MINUTE($D264)) + 65.6142372750764","v":65.614237275076405},34.191111769905497,{"$f":"1.37090283182826E-13*(HOUR($D264)*60+MINUTE($D264))^5 - 5.04960255463897E-10*(HOUR($D264)*60+MINUTE($D264))^4 + 6.13524315934422E-07*(HOUR($D264)*60+MINUTE($D264))^3 - 0.00025817433468811*(HOUR($D264)*60+MINUTE($D264))^2 + 0.0195966892410979*(HOUR($D264)*60+MINUTE($D264)) + 37.1360250050275","v":37.136025005027498},{"$f":"7.11895278892582E-14*(HOUR($D264)*60+MINUTE($D264))^5-2.64195273421019E-10*(HOUR($D264)*60+MINUTE($D264))^4 + 3.22473039456213E-07*(HOUR($D264)*60+MINUTE($D264))^3 - 0.00013606873481109*(HOUR($D264)*60+MINUTE($D264))^2 + 0.0107100719720847*(HOUR($D264)*60+MINUTE($D264))+66.3535900428978","v":66.353590042897807},null,"Marine"]
[259,null,null,null,"",null,31.239828365949499,33.432731097800598,65.614237275076405,34.191111769905497,37.136025005027498,66.353590042897807,null,"Marine"]
[260,null,null,null,{"$f":"IF(OR(ISBLANK($B266),ISBLANK($C266),ISBLANK($D266)),\"\",IF($C266=\"Estuary/Marine\",\"Time of day Adjustment not appropriate for marine waters!\",IF(OR(CONCATENATE($B266,\"-\",$C266)=\"Peninsula-Lake/Wetland\",CONCATENATE($B266,\"-\",$C266)=\"Everglades-Lake/Wetland\"),K266,IF(OR(CONCATENATE($B266,\"-\",$C266)=\"Northeast-Lake/Wetland\",CONCATENATE($B266,\"-\",$C266)=\"Big Bend-Lake/Wetland\"),J266,IF(CONCATENATE($B266,\"-\",$C266)=\"Panhandle West-Lake/Wetland\",L266,IF(OR(CONCATENATE($B266,\"-\",$C266)=\"Peninsula-Stream/Canal\",CONCATENATE($B266,\"-\",$C266)=\"Everglades-Stream/Canal\"),H266,IF(OR(CONCATENATE($B266,\"-\",$C266)=\"Northeast-Stream/Canal\",CONCATENATE($B266,\"-\",$C266)=\"Big Bend-Stream/Canal\"),G266,IF(CONCATENATE($B266,\"-\",$C266)=\"Panhandle West-Stream/Canal\",I266,\"Error! Check Entries\"))))))))","v":""},null,31.239828365949499,33.432731097800598,65.614237275076405,34.191111769905497,37.136025005027498,66.353590042897807,null,"Marine"]
[261,null,null,null,"",null,31.239828365949499,33.432731097800598,65.614237275076405,34.191111769905497,37.136025005027498,66.353590042897807,null,"Marine"]
[262,null,null,null,"",null,31.239828365949499,33.432731097800598,65.614237275076405,34.191111769905497,37.136025005027498,66.353590042897807,null,"Marine"]
[263,null,null,null,"",null,31.239828365949499,33.432731097800598,65.614237275076405,34.191111769905497,37.136025005027498,66.353590042897807,null,"Marine"]
[264,null,null,null,"",null,31.239828365949499,33.432731097800598,65.614237275076405,34.191111769905497,37.136025005027498,66.353590042897807,null,"Marine"]
[265,null,null,null,"",null,31.239828365949499,33.432731097800598,65.614237275076405,34.191111769905497,37.136025005027498,66.353590042897807,null,"Marine"]
[266,null,null,null,"",null,31.239828365949499,33.432731097800598,65.614237275076405,34.191111769905497,37.136025005027498,66.353590042897807,null,"Marine"]
[267,null,null,null,"",null,31.239828365949499,33.432731097800598,65.614237275076405,34.191111769905497,37.136025005027498,66.353590042897807,null,"Marine"]
[268,null,null,null,"",null,31.239828365949499,33.432731097800598,65.614237275076405,34.191111769905497,37.136025005027498,66.353590042897807,null,"Marine"]
[269,null,null,null,"",null,31.239828365949499,33.432731097800598,65.614237275076405,34.191111769905497,37.136025005027498,66.353590042897807,null,"Marine"]
[270,null,null,null,"",null,31.239828365949499,33.432731097800598,65.614237275076405,34.191111769905497,37.136025005027498,66.353590042897807,null,"Marine"]
[271,null,null,null,"",null,31.239828365949499,33.432731097800598,65.614237275076405,34.191111769905497,37.136025005027498,66.353590042897807,null,"Marine"]
[272,null,null,null,"",null,31.239828365949499,33.432731097800598,65.614237275076405,34.191111769905497,37.136025005027498,66.353590042897807,null,"Marine"]
[273,null,null,null,"",null,31.239828365949499,33.432731097800598,65.614237275076405,34.191111769905497,37.136025005027498,66.353590042897807,null,"Marine"]
[274,null,null,null,"",null,31.239828365949499,33.432731097800598,65.614237275076405,34.191111769905497,37.136025005027498,66.353590042897807,null,"Marine"]
[275,null,null,null,"",null,31.239828365949499,33.432731097800598,65.614237275076405,34.191111769905497,37.136025005027498,66.353590042897807,null,"Marine"]
[276,null,null,null,"",null,31.239828365949499,33.432731097800598,65.614237275076405,34.191111769905497,37.136025005027498,66.353590042897807,null,"Marine"]
[277,null,null,null,"",null,31.239828365949499,33.432731097800598,65.614237275076405,34.191111769905497,37.136025005027498,66.353590042897807,null,"Marine"]
[278,null,null,null,"",null,31.239828365949499,33.432731097800598,65.614237275076405,34.191111769905497,37.136025005027498,66.353590042897807,null,"Marine"]
[279,null,null,null,"",null,31.239828365949499,33.432731097800598,65.614237275076405,34.191111769905497,37.136025005027498,66.353590042897807,null,"Marine"]
[280,null,null,null,"",null,31.239828365949499,33.432731097800598,65.614237275076405,34.191111769905497,37.136025005027498,66.353590042897807,null,"Marine"]
[281,null,null,null,"",null,31.239828365949499,33.432731097800598,65.614237275076405,34.191111769905497,37.136025005027498,66.353590042897807,null,"Marine"]
[282,null,null,null,"",null,31.239828365949499,33.432731097800598,65.614237275076405,34.191111769905497,37.136025005027498,66.353590042897807,null,"Marine"]
[283,null,null,null,"",null,31.239828365949499,33.432731097800598,65.614237275076405,34.191111769905497,37.136025005027498,66.353590042897807,null,"Marine"]
[284,null,null,null,"",null,31.239828365949499,33.432731097800598,65.614237275076405,34.191111769905497,37.136025005027498,66.353590042897807,null,"Marine"]
[285,null,null,null,"",null,31.239828365949499,33.432731097800598,65.614237275076405,34.191111769905497,37.136025005027498,66.353590042897807,null,"Marine"]
[286,null,null,null,"",null,31.239828365949499,33.432731097800598,65.614237275076405,34.191111769905497,37.136025005027498,66.353590042897807,null,"Marine"]
[287,null,null,null,"",null,31.239828365949499,33.432731097800598,65.614237275076405,34.191111769905497,37.136025005027498,66.353590042897807,null,"Marine"]
[288,null,null,null,"",null,31.239828365949499,33.432731097800598,65.614237275076405,34.191111769905497,37.136025005027498,66.353590042897807,null,"Marine"]
[289,null,null,null,"",null,31.239828365949499,33.432731097800598,65.614237275076405,34.191111769905497,37.136025005027498,66.353590042897807,null,"Marine"]
[290,null,null,null,"",null,31.239828365949499,33.432731097800598,65.614237275076405,34.191111769905497,37.136025005027498,66.353590042897807,null,"Marine"]
[291,null,null,null,"",null,31.239828365949499,33.432731097800598,65.614237275076405,34.191111769905497,37.136025005027498,66.353590042897807,null,"Marine"]
[292,null,null,null,"",null,31.239828365949499,33.432731097800598,65.614237275076405,34.191111769905497,37.136025005027498,66.353590042897807,null,"Marine"]
[293,null,null,null,"",null,31.239828365949499,33.432731097800598,65.614237275076405,34.191111769905497,37.136025005027498,66.353590042897807,null,"Marine"]
[294,null,null,null,"",null,31.239828365949499,33.432731097800598,65.614237275076405,34.191111769905497,37.136025005027498,66.353590042897807,null,"Marine"]
[295,null,null,null,"",null,31.239828365949499,33.432731097800598,65.614237275076405,34.191111769905497,37.136025005027498,66.353590042897807,null,"Marine"]
[296,null,null,null,"",null,31.239828365949499,33.432731097800598,65.614237275076405,34.191111769905497,37.136025005027498,66.353590042897807,null,"Marine"]
[297,null,null,null,"",null,31.239828365949499,33.432731097800598,65.614237275076405,34.191111769905497,37.136025005027498,66.353590042897807,null,"Marine"]
[298,null,null,null,"",null,31.239828365949499,33.432731097800598,65.614237275076405,34.191111769905497,37.136025005027498,66.353590042897807,null,"Marine"]
[299,null,null,null,"",null,31.239828365949499,33.432731097800598,65.614237275076405,34.191111769905497,37.136025005027498,66.353590042897807,null,"Marine"]
[300,null,null,null,"",null,31.239828365949499,33.432731097800598,65.614237275076405,34.191111769905497,37.136025005027498,66.353590042897807,null,"Marine"]
[301,null,null,null,"",null,31.239828365949499,33.432731097800598,65.614237275076405,34.191111769905497,37.136025005027498,66.353590042897807,null,"Marine"]
[302,null,null,null,"",null,31.239828365949499,33.432731097800598,65.614237275076405,34.191111769905497,37.136025005027498,66.353590042897807,null,"Marine"]
[303,null,null,null,"",null,31.239828365949499,33.432731097800598,65.614237275076405,34.191111769905497,37.136025005027498,66.353590042897807,null,"Marine"]
[304,null,null,null,"",null,31.239828365949499,33.432731097800598,65.614237275076405,34.191111769905497,37.136025005027498,66.353590042897807,null,"Marine"]
[305,null,null,null,"",null,31.239828365949499,33.432731097800598,65.614237275076405,34.191111769905497,37.136025005027498,66.353590042897807,null,"Marine"]
[306,null,null,null,"",null,31.239828365949499,33.432731097800598,65.614237275076405,34.191111769905497,37.136025005027498,66.353590042897807,null,"Marine"]
[307,null,null,null,"",null,31.239828365949499,33.432731097800598,65.614237275076405,34.191111769905497,37.136025005027498,66.353590042897807,null,"Marine"]
[308,null,null,null,"",null,31.239828365949499,33.432731097800598,65.614237275076405,34.191111769905497,37.136025005027498,66.353590042897807,null,"Marine"]
[309,null,null,null,"",null,31.239828365949499,33.432731097800598,65.614237275076405,34.191111769905497,37.136025005027498,66.353590042897807,null,"Marine"]
[310,null,null,null,"",null,31.239828365949499,33.432731097800598,65.614237275076405,34.191111769905497,37.136025005027498,66.353590042897807,null,"Marine"]
[311,null,null,null,"",null,31.239828365949499,33.432731097800598,65.614237275076405,34.191111769905497,37.136025005027498,66.353590042897807,null,"Marine"]
[312,null,null,null,"",null,31.239828365949499,33.432731097800598,65.614237275076405,34.191111769905497,37.136025005027498,66.353590042897807,null,"Marine"]
[313,null,null,null,"",null,31.239828365949499,33.432731097800598,65.614237275076405,34.191111769905497,37.136025005027498,66.353590042897807,null,"Marine"]
[314,null,null,null,"",null,31.239828365949499,33.432731097800598,65.614237275076405,34.191111769905497,37.136025005027498,66.353590042897807,null,"Marine"]
[315,null,null,null,"",null,31.239828365949499,33.432731097800598,65.614237275076405,34.191111769905497,37.136025005027498,66.353590042897807,null,"Marine"]
[316,null,null,null,"",null,31.239828365949499,33.432731097800598,65.614237275076405,34.191111769905497,37.136025005027498,66.353590042897807,null,"Marine"]
[317,null,null,null,"",null,31.239828365949499,33.432731097800598,65.614237275076405,34.191111769905497,37.136025005027498,66.353590042897807,null,"Marine"]
[318,null,null,null,"",null,31.239828365949499,33.432731097800598,65.614237275076405,34.191111769905497,37.136025005027498,66.353590042897807,null,"Marine"]
[319,null,null,null,"",null,31.239828365949499,33.432731097800598,65.614237275076405,34.191111769905497,37.136025005027498,66.353590042897807,null,"Marine"]
[320,null,null,null,"",null,31.239828365949499,33.432731097800598,65.614237275076405,34.191111769905497,37.136025005027498,66.353590042897807,null,"Marine"]
[321,null,null,null,"",null,31.239828365949499,33.432731097800598,65.614237275076405,{"$f":"1.45776613020539E-13*(HOUR($D327)*60+MINUTE($D327))^5-5.56072270585461E-10*(HOUR($D327)*60+MINUTE($D327))^4+7.06833400255548E-07*(HOUR($D327)*60+MINUTE($D327))^3-0.000318788465226261*(HOUR($D327)*60+MINUTE($D327))^2+0.0281711711660364*(HOUR($D327)*60+MINUTE($D327))+34.1911117699055","v":34.191111769905497},37.136025005027498,66.353590042897807,null,"Marine"]
[322,null,null,null,"",null,{"$f":"1.18443700433286E-13*(HOUR($D328)*60+MINUTE($D328))^5 - 4.14323598958596E-10*(HOUR($D328)*60+MINUTE($D328))^4 + 4.77287727122539E-07*(HOUR($D328)*60+MINUTE($D328))^3 - 0.000196917585728373*(HOUR($D328)*60+MINUTE($D328))^2 + 0.0231405627601475*(HOUR($D328)*60+MINUTE($D328)) + 31.2398283659495","v":31.239828365949499},{"$f":"1.98879987167155E-13*(HOUR($D328)*60+MINUTE($D328))^5 - 6.89410992615642E-10*(HOUR($D328)*60+MINUTE($D328))^4 + 7.83730333422071E-07*(HOUR($D328)*60+MINUTE($D328))^3 - 0.00031597890334556*(HOUR($D328)*60+MINUTE($D328))^2 + 0.0355135105918976*(HOUR($D328)*60+MINUTE($D328)) + 33.4327310978006","v":33.432731097800598},{"$f":"9.08511511657608E-14*(HOUR($D328)*60+MINUTE($D328))^5 - 2.99407211249053E-10*(HOUR($D328)*60+MINUTE($D328))^4 + 3.1560253348998E-07*(HOUR($D328)*60+MINUTE($D328))^3 - 0.000108510891323021*(HOUR($D328)*60+MINUTE($D328))^2 + 0.00628484730145829*(HOUR($D328)*60+MINUTE($D328)) + 65.6142372750764","v":65.614237275076405},34.191111769905497,{"$f":"1.37090283182826E-13*(HOUR($D328)*60+MINUTE($D328))^5 - 5.04960255463897E-10*(HOUR($D328)*60+MINUTE($D328))^4 + 6.13524315934422E-07*(HOUR($D328)*60+MINUTE($D328))^3 - 0.00025817433468811*(HOUR($D328)*60+MINUTE($D328))^2 + 0.0195966892410979*(HOUR($D328)*60+MINUTE($D328)) + 37.1360250050275","v":37.136025005027498},{"$f":"7.11895278892582E-14*(HOUR($D328)*60+MINUTE($D328))^5-2.64195273421019E-10*(HOUR($D328)*60+MINUTE($D328))^4 + 3.22473039456213E-07*(HOUR($D328)*60+MINUTE($D328))^3 - 0.00013606873481109*(HOUR($D328)*60+MINUTE($D328))^2 + 0.0107100719720847*(HOUR($D328)*60+MINUTE($D328))+66.3535900428978","v":66.353590042897807},null,"Marine"]
[323,null,null,null,"",null,31.239828365949499,33.432731097800598,65.614237275076405,34.191111769905497,37.136025005027498,66.353590042897807,null,"Marine"]
[324,null,null,null,{"$f":"IF(OR(ISBLANK($B330),ISBLANK($C330),ISBLANK($D330)),\"\",IF($C330=\"Estuary/Marine\",\"Time of day Adjustment not appropriate for marine waters!\",IF(OR(CONCATENATE($B330,\"-\",$C330)=\"Peninsula-Lake/Wetland\",CONCATENATE($B330,\"-\",$C330)=\"Everglades-Lake/Wetland\"),K330,IF(OR(CONCATENATE($B330,\"-\",$C330)=\"Northeast-Lake/Wetland\",CONCATENATE($B330,\"-\",$C330)=\"Big Bend-Lake/Wetland\"),J330,IF(CONCATENATE($B330,\"-\",$C330)=\"Panhandle West-Lake/Wetland\",L330,IF(OR(CONCATENATE($B330,\"-\",$C330)=\"Peninsula-Stream/Canal\",CONCATENATE($B330,\"-\",$C330)=\"Everglades-Stream/Canal\"),H330,IF(OR(CONCATENATE($B330,\"-\",$C330)=\"Northeast-Stream/Canal\",CONCATENATE($B330,\"-\",$C330)=\"Big Bend-Stream/Canal\"),G330,IF(CONCATENATE($B330,\"-\",$C330)=\"Panhandle West-Stream/Canal\",I330,\"Error! Check Entries\"))))))))","v":""},null,31.239828365949499,33.432731097800598,65.614237275076405,34.191111769905497,37.136025005027498,66.353590042897807,null,"Marine"]
[325,null,null,null,"",null,31.239828365949499,33.432731097800598,65.614237275076405,34.191111769905497,37.136025005027498,66.353590042897807,null,"Marine"]
[326,null,null,null,"",null,31.239828365949499,33.432731097800598,65.614237275076405,34.191111769905497,37.136025005027498,66.353590042897807,null,"Marine"]
[327,null,null,null,"",null,31.239828365949499,33.432731097800598,65.614237275076405,34.191111769905497,37.136025005027498,66.353590042897807,null,"Marine"]
[328,null,null,null,"",null,31.239828365949499,33.432731097800598,65.614237275076405,34.191111769905497,37.136025005027498,66.353590042897807,null,"Marine"]
[329,null,null,null,"",null,31.239828365949499,33.432731097800598,65.614237275076405,34.191111769905497,37.136025005027498,66.353590042897807,null,"Marine"]
[330,null,null,null,"",null,31.239828365949499,33.432731097800598,65.614237275076405,34.191111769905497,37.136025005027498,66.353590042897807,null,"Marine"]
[331,null,null,null,"",null,31.239828365949499,33.432731097800598,65.614237275076405,34.191111769905497,37.136025005027498,66.353590042897807,null,"Marine"]
[332,null,null,null,"",null,31.239828365949499,33.432731097800598,65.614237275076405,34.191111769905497,37.136025005027498,66.353590042897807,null,"Marine"]
[333,null,null,null,"",null,31.239828365949499,33.432731097800598,65.614237275076405,34.191111769905497,37.136025005027498,66.353590042897807,null,"Marine"]
[334,null,null,null,"",null,31.239828365949499,33.432731097800598,65.614237275076405,34.191111769905497,37.136025005027498,66.353590042897807,null,"Marine"]
[335,null,null,null,"",null,31.239828365949499,33.432731097800598,65.614237275076405,34.191111769905497,37.136025005027498,66.353590042897807,null,"Marine"]
[336,null,null,null,"",null,31.239828365949499,33.432731097800598,65.614237275076405,34.191111769905497,37.136025005027498,66.353590042897807,null,"Marine"]
[337,null,null,null,"",null,31.239828365949499,33.432731097800598,65.614237275076405,34.191111769905497,37.136025005027498,66.353590042897807,null,"Marine"]
[338,null,null,null,"",null,31.239828365949499,33.432731097800598,65.614237275076405,34.191111769905497,37.136025005027498,66.353590042897807,null,"Marine"]
[339,null,null,null,"",null,31.239828365949499,33.432731097800598,65.614237275076405,34.191111769905497,37.136025005027498,66.353590042897807,null,"Marine"]
[340,null,null,null,"",null,31.239828365949499,33.432731097800598,65.614237275076405,34.191111769905497,37.136025005027498,66.353590042897807,null,"Marine"]
[341,null,null,null,"",null,31.239828365949499,33.432731097800598,65.614237275076405,34.191111769905497,37.136025005027498,66.353590042897807,null,"Marine"]
[342,null,null,null,"",null,31.239828365949499,33.432731097800598,65.614237275076405,34.191111769905497,37.136025005027498,66.353590042897807,null,"Marine"]
[343,null,null,null,"",null,31.239828365949499,33.432731097800598,65.614237275076405,34.191111769905497,37.136025005027498,66.353590042897807,null,"Marine"]
[344,null,null,null,"",null,31.239828365949499,33.432731097800598,65.614237275076405,34.191111769905497,37.136025005027498,66.353590042897807,null,"Marine"]
[345,null,null,null,"",null,31.239828365949499,33.432731097800598,65.614237275076405,34.191111769905497,37.136025005027498,66.353590042897807,null,"Marine"]
[346,null,null,null,"",null,31.239828365949499,33.432731097800598,65.614237275076405,34.191111769905497,37.136025005027498,66.353590042897807,null,"Marine"]
[347,null,null,null,"",null,31.239828365949499,33.432731097800598,65.614237275076405,34.191111769905497,37.136025005027498,66.353590042897807,null,"Marine"]
[348,null,null,null,"",null,31.239828365949499,33.432731097800598,65.614237275076405,34.191111769905497,37.136025005027498,66.353590042897807,null,"Marine"]
[349,null,null,null,"",null,31.239828365949499,33.432731097800598,65.614237275076405,34.191111769905497,37.136025005027498,66.353590042897807,null,"Marine"]
[350,null,null,null,"",null,31.239828365949499,33.432731097800598,65.614237275076405,34.191111769905497,37.136025005027498,66.353590042897807,null,"Marine"]
[351,null,null,null,"",null,31.239828365949499,33.432731097800598,65.614237275076405,34.191111769905497,37.136025005027498,66.353590042897807,null,"Marine"]
[352,null,null,null,"",null,31.239828365949499,33.432731097800598,65.614237275076405,34.191111769905497,37.136025005027498,66.353590042897807,null,"Marine"]
[353,null,null,null,"",null,31.239828365949499,33.432731097800598,65.614237275076405,34.191111769905497,37.136025005027498,66.353590042897807,null,"Marine"]
[354,null,null,null,"",null,31.239828365949499,33.432731097800598,65.614237275076405,34.191111769905497,37.136025005027498,66.353590042897807,null,"Marine"]
[355,null,null,null,"",null,31.239828365949499,33.432731097800598,65.614237275076405,34.191111769905497,37.136025005027498,66.353590042897807,null,"Marine"]
[356,null,null,null,"",null,31.239828365949499,33.432731097800598,65.614237275076405,34.191111769905497,37.136025005027498,66.353590042897807,null,"Marine"]
[357,null,null,null,"",null,31.239828365949499,33.432731097800598,65.614237275076405,34.191111769905497,37.136025005027498,66.353590042897807,null,"Marine"]
[358,null,null,null,"",null,31.239828365949499,33.432731097800598,65.614237275076405,34.191111769905497,37.136025005027498,66.353590042897807,null,"Marine"]
[359,null,null,null,"",null,31.239828365949499,33.432731097800598,65.614237275076405,34.191111769905497,37.136025005027498,66.353590042897807,null,"Marine"]
[360,null,null,null,"",null,31.239828365949499,33.432731097800598,65.614237275076405,34.191111769905497,37.136025005027498,66.353590042897807,null,"Marine"]
[361,null,null,null,"",null,31.239828365949499,33.432731097800598,65.614237275076405,34.191111769905497,37.136025005027498,66.353590042897807,null,"Marine"]
[362,null,null,null,"",null,31.239828365949499,33.432731097800598,65.614237275076405,34.191111769905497,37.136025005027498,66.353590042897807,null,"Marine"]
[363,null,null,null,"",null,31.239828365949499,33.432731097800598,65.614237275076405,34.191111769905497,37.136025005027498,66.353590042897807,null,"Marine"]
[364,null,null,null,"",null,31.239828365949499,33.432731097800598,65.614237275076405,34.191111769905497,37.136025005027498,66.353590042897807,null,"Marine"]
[365,null,null,null,"",null,31.239828365949499,33.432731097800598,65.614237275076405,34.191111769905497,37.136025005027498,66.353590042897807,null,"Marine"]
[366,null,null,null,"",null,31.239828365949499,33.432731097800598,65.614237275076405,34.191111769905497,37.136025005027498,66.353590042897807,null,"Marine"]
[367,null,null,null,"",null,31.239828365949499,33.432731097800598,65.614237275076405,34.191111769905497,37.136025005027498,66.353590042897807,null,"Marine"]
[368,null,null,null,"",null,31.239828365949499,33.432731097800598,65.614237275076405,34.191111769905497,37.136025005027498,66.353590042897807,null,"Marine"]
[369,null,null,null,"",null,31.239828365949499,33.432731097800598,65.614237275076405,34.191111769905497,37.136025005027498,66.353590042897807,null,"Marine"]
[370,null,null,null,"",null,31.239828365949499,33.432731097800598,65.614237275076405,34.191111769905497,37.136025005027498,66.353590042897807,null,"Marine"]
[371,null,null,null,"",null,31.239828365949499,33.432731097800598,65.614237275076405,34.191111769905497,37.136025005027498,66.353590042897807,null,"Marine"]
[372,null,null,null,"",null,31.239828365949499,33.432731097800598,65.614237275076405,34.191111769905497,37.136025005027498,66.353590042897807,null,"Marine"]
[373,null,null,null,"",null,31.239828365949499,33.432731097800598,65.614237275076405,34.191111769905497,37.136025005027498,66.353590042897807,null,"Marine"]
[374,null,null,null,"",null,31.239828365949499,33.432731097800598,65.614237275076405,34.191111769905497,37.136025005027498,66.353590042897807,null,"Marine"]
[375,null,null,null,"",null,31.239828365949499,33.432731097800598,65.614237275076405,34.191111769905497,37.136025005027498,66.353590042897807,null,"Marine"]
[376,null,null,null,"",null,31.239828365949499,33.432731097800598,65.614237275076405,34.191111769905497,37.136025005027498,66.353590042897807,null,"Marine"]
[377,null,null,null,"",null,31.239828365949499,33.432731097800598,65.614237275076405,34.191111769905497,37.136025005027498,66.353590042897807,null,"Marine"]
[378,null,null,null,"",null,31.239828365949499,33.432731097800598,65.614237275076405,34.191111769905497,37.136025005027498,66.353590042897807,null,"Marine"]
[379,null,null,null,"",null,31.239828365949499,33.432731097800598,65.614237275076405,34.191111769905497,37.136025005027498,66.353590042897807,null,"Marine"]
[380,null,null,null,"",null,31.239828365949499,33.432731097800598,65.614237275076405,34.191111769905497,37.136025005027498,66.353590042897807,null,"Marine"]
[381,null,null,null,"",null,31.239828365949499,33.432731097800598,65.614237275076405,34.191111769905497,37.136025005027498,66.353590042897807,null,"Marine"]
[382,null,null,null,"",null,31.239828365949499,33.432731097800598,65.614237275076405,34.191111769905497,37.136025005027498,66.353590042897807,null,"Marine"]
[383,null,null,null,"",null,31.239828365949499,33.432731097800598,65.614237275076405,34.191111769905497,37.136025005027498,66.353590042897807,null,"Marine"]
[384,null,null,null,"",null,31.239828365949499,33.432731097800598,65.614237275076405,34.191111769905497,37.136025005027498,66.353590042897807,null,"Marine"]
[385,null,null,null,"",null,31.239828365949499,33.432731097800598,65.614237275076405,{"$f":"1.45776613020539E-13*(HOUR($D391)*60+MINUTE($D391))^5-5.56072270585461E-10*(HOUR($D391)*60+MINUTE($D391))^4+7.06833400255548E-07*(HOUR($D391)*60+MINUTE($D391))^3-0.000318788465226261*(HOUR($D391)*60+MINUTE($D391))^2+0.0281711711660364*(HOUR($D391)*60+MINUTE($D391))+34.1911117699055","v":34.191111769905497},37.136025005027498,66.353590042897807,null,"Marine"]
[386,null,null,null,"",null,{"$f":"1.18443700433286E-13*(HOUR($D392)*60+MINUTE($D392))^5 - 4.14323598958596E-10*(HOUR($D392)*60+MINUTE($D392))^4 + 4.77287727122539E-07*(HOUR($D392)*60+MINUTE($D392))^3 - 0.000196917585728373*(HOUR($D392)*60+MINUTE($D392))^2 + 0.0231405627601475*(HOUR($D392)*60+MINUTE($D392)) + 31.2398283659495","v":31.239828365949499},{"$f":"1.98879987167155E-13*(HOUR($D392)*60+MINUTE($D392))^5 - 6.89410992615642E-10*(HOUR($D392)*60+MINUTE($D392))^4 + 7.83730333422071E-07*(HOUR($D392)*60+MINUTE($D392))^3 - 0.00031597890334556*(HOUR($D392)*60+MINUTE($D392))^2 + 0.0355135105918976*(HOUR($D392)*60+MINUTE($D392)) + 33.4327310978006","v":33.432731097800598},{"$f":"9.08511511657608E-14*(HOUR($D392)*60+MINUTE($D392))^5 - 2.99407211249053E-10*(HOUR($D392)*60+MINUTE($D392))^4 + 3.1560253348998E-07*(HOUR($D392)*60+MINUTE($D392))^3 - 0.000108510891323021*(HOUR($D392)*60+MINUTE($D392))^2 + 0.00628484730145829*(HOUR($D392)*60+MINUTE($D392)) + 65.6142372750764","v":65.614237275076405},34.191111769905497,{"$f":"1.37090283182826E-13*(HOUR($D392)*60+MINUTE($D392))^5 - 5.04960255463897E-10*(HOUR($D392)*60+MINUTE($D392))^4 + 6.13524315934422E-07*(HOUR($D392)*60+MINUTE($D392))^3 - 0.00025817433468811*(HOUR($D392)*60+MINUTE($D392))^2 + 0.0195966892410979*(HOUR($D392)*60+MINUTE($D392)) + 37.1360250050275","v":37.136025005027498},{"$f":"7.11895278892582E-14*(HOUR($D392)*60+MINUTE($D392))^5-2.64195273421019E-10*(HOUR($D392)*60+MINUTE($D392))^4 + 3.22473039456213E-07*(HOUR($D392)*60+MINUTE($D392))^3 - 0.00013606873481109*(HOUR($D392)*60+MINUTE($D392))^2 + 0.0107100719720847*(HOUR($D392)*60+MINUTE($D392))+66.3535900428978","v":66.353590042897807},null,"Marine"]
[387,null,null,null,"",null,31.239828365949499,33.432731097800598,65.614237275076405,34.191111769905497,37.136025005027498,66.353590042897807,null,"Marine"]
[388,null,null,null,{"$f":"IF(OR(ISBLANK($B394),ISBLANK($C394),ISBLANK($D394)),\"\",IF($C394=\"Estuary/Marine\",\"Time of day Adjustment not appropriate for marine waters!\",IF(OR(CONCATENATE($B394,\"-\",$C394)=\"Peninsula-Lake/Wetland\",CONCATENATE($B394,\"-\",$C394)=\"Everglades-Lake/Wetland\"),K394,IF(OR(CONCATENATE($B394,\"-\",$C394)=\"Northeast-Lake/Wetland\",CONCATENATE($B394,\"-\",$C394)=\"Big Bend-Lake/Wetland\"),J394,IF(CONCATENATE($B394,\"-\",$C394)=\"Panhandle West-Lake/Wetland\",L394,IF(OR(CONCATENATE($B394,\"-\",$C394)=\"Peninsula-Stream/Canal\",CONCATENATE($B394,\"-\",$C394)=\"Everglades-Stream/Canal\"),H394,IF(OR(CONCATENATE($B394,\"-\",$C394)=\"Northeast-Stream/Canal\",CONCATENATE($B394,\"-\",$C394)=\"Big Bend-Stream/Canal\"),G394,IF(CONCATENATE($B394,\"-\",$C394)=\"Panhandle West-Stream/Canal\",I394,\"Error! Check Entries\"))))))))","v":""},null,31.239828365949499,33.432731097800598,65.614237275076405,34.191111769905497,37.136025005027498,66.353590042897807,null,"Marine"]
[389,null,null,null,"",null,31.239828365949499,33.432731097800598,65.614237275076405,34.191111769905497,37.136025005027498,66.353590042897807,null,"Marine"]
[390,null,null,null,"",null,31.239828365949499,33.432731097800598,65.614237275076405,34.191111769905497,37.136025005027498,66.353590042897807,null,"Marine"]
[391,null,null,null,"",null,31.239828365949499,33.432731097800598,65.614237275076405,34.191111769905497,37.136025005027498,66.353590042897807,null,"Marine"]
[392,null,null,null,"",null,31.239828365949499,33.432731097800598,65.614237275076405,34.191111769905497,37.136025005027498,66.353590042897807,null,"Marine"]
[393,null,null,null,"",null,31.239828365949499,33.432731097800598,65.614237275076405,34.191111769905497,37.136025005027498,66.353590042897807,null,"Marine"]
[394,null,null,null,"",null,31.239828365949499,33.432731097800598,65.614237275076405,34.191111769905497,37.136025005027498,66.353590042897807,null,"Marine"]
[395,null,null,null,"",null,31.239828365949499,33.432731097800598,65.614237275076405,34.191111769905497,37.136025005027498,66.353590042897807,null,"Marine"]
[396,null,null,null,"",null,31.239828365949499,33.432731097800598,65.614237275076405,34.191111769905497,37.136025005027498,66.353590042897807,null,"Marine"]
[397,null,null,null,"",null,31.239828365949499,33.432731097800598,65.614237275076405,34.191111769905497,37.136025005027498,66.353590042897807,null,"Marine"]
[398,null,null,null,"",null,31.239828365949499,33.432731097800598,65.614237275076405,34.191111769905497,37.136025005027498,66.353590042897807,null,"Marine"]
[399,null,null,null,"",null,31.239828365949499,33.432731097800598,65.614237275076405,34.191111769905497,37.136025005027498,66.353590042897807,null,"Marine"]
[400,null,null,null,"",null,31.239828365949499,33.432731097800598,65.614237275076405,34.191111769905497,37.136025005027498,66.353590042897807,null,"Marine"]
[401,null,null,null,"",null,31.239828365949499,33.432731097800598,65.614237275076405,34.191111769905497,37.136025005027498,66.353590042897807,null,"Marine"]
[402,null,null,null,"",null,31.239828365949499,33.432731097800598,65.614237275076405,34.191111769905497,37.136025005027498,66.353590042897807,null,"Marine"]
[403,null,null,null,"",null,31.239828365949499,33.432731097800598,65.614237275076405,34.191111769905497,37.136025005027498,66.353590042897807,null,"Marine"]
[404,null,null,null,"",null,31.239828365949499,33.432731097800598,65.614237275076405,34.191111769905497,37.136025005027498,66.353590042897807,null,"Marine"]
[405,null,null,null,"",null,31.239828365949499,33.432731097800598,65.614237275076405,34.191111769905497,37.136025005027498,66.353590042897807,null,"Marine"]
[406,null,null,null,"",null,31.239828365949499,33.432731097800598,65.614237275076405,34.191111769905497,37.136025005027498,66.353590042897807,null,"Marine"]
[407,null,null,null,"",null,31.239828365949499,33.432731097800598,65.614237275076405,34.191111769905497,37.136025005027498,66.353590042897807,null,"Marine"]
[408,null,null,null,"",null,31.239828365949499,33.432731097800598,65.614237275076405,34.191111769905497,37.136025005027498,66.353590042897807,null,"Marine"]
[409,null,null,null,"",null,31.239828365949499,33.432731097800598,65.614237275076405,34.191111769905497,37.136025005027498,66.353590042897807,null,"Marine"]
[410,null,null,null,"",null,31.239828365949499,33.432731097800598,65.614237275076405,34.191111769905497,37.136025005027498,66.353590042897807,null,"Marine"]
[411,null,null,null,"",null,31.239828365949499,33.432731097800598,65.614237275076405,34.191111769905497,37.136025005027498,66.353590042897807,null,"Marine"]
[412,null,null,null,"",null,31.239828365949499,33.432731097800598,65.614237275076405,34.191111769905497,37.136025005027498,66.353590042897807,null,"Marine"]
[413,null,null,null,"",null,31.239828365949499,33.432731097800598,65.614237275076405,34.191111769905497,37.136025005027498,66.353590042897807,null,"Marine"]
[414,null,null,null,"",null,31.239828365949499,33.432731097800598,65.614237275076405,34.191111769905497,37.136025005027498,66.353590042897807,null,"Marine"]
[415,null,null,null,"",null,31.239828365949499,33.432731097800598,65.614237275076405,34.191111769905497,37.136025005027498,66.353590042897807,null,"Marine"]
[416,null,null,null,"",null,31.239828365949499,33.432731097800598,65.614237275076405,34.191111769905497,37.136025005027498,66.353590042897807,null,"Marine"]
[417,null,null,null,"",null,31.239828365949499,33.432731097800598,65.614237275076405,34.191111769905497,37.136025005027498,66.353590042897807,null,"Marine"]
[418,null,null,null,"",null,31.239828365949499,33.432731097800598,65.614237275076405,34.191111769905497,37.136025005027498,66.353590042897807,null,"Marine"]
[419,null,null,null,"",null,31.239828365949499,33.432731097800598,65.614237275076405,34.191111769905497,37.136025005027498,66.353590042897807,null,"Marine"]
[420,null,null,null,"",null,31.239828365949499,33.432731097800598,65.614237275076405,34.191111769905497,37.136025005027498,66.353590042897807,null,"Marine"]
[421,null,null,null,"",null,31.239828365949499,33.432731097800598,65.614237275076405,34.191111769905497,37.136025005027498,66.353590042897807,null,"Marine"]
[422,null,null,null,"",null,31.239828365949499,33.432731097800598,65.614237275076405,34.191111769905497,37.136025005027498,66.353590042897807,null,"Marine"]
[423,null,null,null,"",null,31.239828365949499,33.432731097800598,65.614237275076405,34.191111769905497,37.136025005027498,66.353590042897807,null,"Marine"]
[424,null,null,null,"",null,31.239828365949499,33.432731097800598,65.614237275076405,34.191111769905497,37.136025005027498,66.353590042897807,null,"Marine"]
[425,null,null,null,"",null,31.239828365949499,33.432731097800598,65.614237275076405,34.191111769905497,37.136025005027498,66.353590042897807,null,"Marine"]
[426,null,null,null,"",null,31.239828365949499,33.432731097800598,65.614237275076405,34.191111769905497,37.136025005027498,66.353590042897807,null,"Marine"]
[427,null,null,null,"",null,31.239828365949499,33.432731097800598,65.614237275076405,34.191111769905497,37.136025005027498,66.353590042897807,null,"Marine"]
[428,null,null,null,"",null,31.239828365949499,33.432731097800598,65.614237275076405,34.191111769905497,37.136025005027498,66.353590042897807,null,"Marine"]
[429,null,null,null,"",null,31.239828365949499,33.432731097800598,65.614237275076405,34.191111769905497,37.136025005027498,66.353590042897807,null,"Marine"]
[430,null,null,null,"",null,31.239828365949499,33.432731097800598,65.614237275076405,34.191111769905497,37.136025005027498,66.353590042897807,null,"Marine"]
[431,null,null,null,"",null,31.239828365949499,33.432731097800598,65.614237275076405,34.191111769905497,37.136025005027498,66.353590042897807,null,"Marine"]
[432,null,null,null,"",null,31.239828365949499,33.432731097800598,65.614237275076405,34.191111769905497,37.136025005027498,66.353590042897807,null,"Marine"]
[433,null,null,null,"",null,31.239828365949499,33.432731097800598,65.614237275076405,34.191111769905497,37.136025005027498,66.353590042897807,null,"Marine"]
[434,null,null,null,"",null,31.239828365949499,33.432731097800598,65.614237275076405,34.191111769905497,37.136025005027498,66.353590042897807,null,"Marine"]
[435,null,null,null,"",null,31.239828365949499,33.432731097800598,65.614237275076405,34.191111769905497,37.136025005027498,66.353590042897807,null,"Marine"]
[436,null,null,null,"",null,31.239828365949499,33.432731097800598,65.614237275076405,34.191111769905497,37.136025005027498,66.353590042897807,null,"Marine"]
[437,null,null,null,"",null,31.239828365949499,33.432731097800598,65.614237275076405,34.191111769905497,37.136025005027498,66.353590042897807,null,"Marine"]
[438,null,null,null,"",null,31.239828365949499,33.432731097800598,65.614237275076405,34.191111769905497,37.136025005027498,66.353590042897807,null,"Marine"]
[439,null,null,null,"",null,31.239828365949499,33.432731097800598,65.614237275076405,34.191111769905497,37.136025005027498,66.353590042897807,null,"Marine"]
[440,null,null,null,"",null,31.239828365949499,33.432731097800598,65.614237275076405,34.191111769905497,37.136025005027498,66.353590042897807,null,"Marine"]
[441,null,null,null,"",null,31.239828365949499,33.432731097800598,65.614237275076405,34.191111769905497,37.136025005027498,66.353590042897807,null,"Marine"]
[442,null,null,null,"",null,31.239828365949499,33.432731097800598,65.614237275076405,34.191111769905497,37.136025005027498,66.353590042897807,null,"Marine"]
[443,null,null,null,"",null,31.239828365949499,33.432731097800598,65.614237275076405,34.191111769905497,37.136025005027498,66.353590042897807,null,"Marine"]
[444,null,null,null,"",null,31.239828365949499,33.432731097800598,65.614237275076405,34.191111769905497,37.136025005027498,66.353590042897807,null,"Marine"]
[445,null,null,null,"",null,31.239828365949499,33.432731097800598,65.614237275076405,34.191111769905497,37.136025005027498,66.353590042897807,null,"Marine"]
[446,null,null,null,"",null,31.239828365949499,33.432731097800598,65.614237275076405,34.191111769905497,37.136025005027498,66.353590042897807,null,"Marine"]
[447,null,null,null,"",null,31.239828365949499,33.432731097800598,65.614237275076405,34.191111769905497,37.136025005027498,66.353590042897807,null,"Marine"]
[448,null,null,null,"",null,31.239828365949499,33.432731097800598,65.614237275076405,34.191111769905497,37.136025005027498,66.353590042897807,null,"Marine"]
[449,null,null,null,"",null,31.239828365949499,33.432731097800598,65.614237275076405,{"$f":"1.45776613020539E-13*(HOUR($D455)*60+MINUTE($D455))^5-5.56072270585461E-10*(HOUR($D455)*60+MINUTE($D455))^4+7.06833400255548E-07*(HOUR($D455)*60+MINUTE($D455))^3-0.000318788465226261*(HOUR($D455)*60+MINUTE($D455))^2+0.0281711711660364*(HOUR($D455)*60+MINUTE($D455))+34.1911117699055","v":34.191111769905497},37.136025005027498,66.353590042897807,null,"Marine"]
[450,null,null,null,"",null,{"$f":"1.18443700433286E-13*(HOUR($D456)*60+MINUTE($D456))^5 - 4.14323598958596E-10*(HOUR($D456)*60+MINUTE($D456))^4 + 4.77287727122539E-07*(HOUR($D456)*60+MINUTE($D456))^3 - 0.000196917585728373*(HOUR($D456)*60+MINUTE($D456))^2 + 0.0231405627601475*(HOUR($D456)*60+MINUTE($D456)) + 31.2398283659495","v":31.239828365949499},{"$f":"1.98879987167155E-13*(HOUR($D456)*60+MINUTE($D456))^5 - 6.89410992615642E-10*(HOUR($D456)*60+MINUTE($D456))^4 + 7.83730333422071E-07*(HOUR($D456)*60+MINUTE($D456))^3 - 0.00031597890334556*(HOUR($D456)*60+MINUTE($D456))^2 + 0.0355135105918976*(HOUR($D456)*60+MINUTE($D456)) + 33.4327310978006","v":33.432731097800598},{"$f":"9.08511511657608E-14*(HOUR($D456)*60+MINUTE($D456))^5 - 2.99407211249053E-10*(HOUR($D456)*60+MINUTE($D456))^4 + 3.1560253348998E-07*(HOUR($D456)*60+MINUTE($D456))^3 - 0.000108510891323021*(HOUR($D456)*60+MINUTE($D456))^2 + 0.00628484730145829*(HOUR($D456)*60+MINUTE($D456)) + 65.6142372750764","v":65.614237275076405},34.191111769905497,{"$f":"1.37090283182826E-13*(HOUR($D456)*60+MINUTE($D456))^5 - 5.04960255463897E-10*(HOUR($D456)*60+MINUTE($D456))^4 + 6.13524315934422E-07*(HOUR($D456)*60+MINUTE($D456))^3 - 0.00025817433468811*(HOUR($D456)*60+MINUTE($D456))^2 + 0.0195966892410979*(HOUR($D456)*60+MINUTE($D456)) + 37.1360250050275","v":37.136025005027498},{"$f":"7.11895278892582E-14*(HOUR($D456)*60+MINUTE($D456))^5-2.64195273421019E-10*(HOUR($D456)*60+MINUTE($D456))^4 + 3.22473039456213E-07*(HOUR($D456)*60+MINUTE($D456))^3 - 0.00013606873481109*(HOUR($D456)*60+MINUTE($D456))^2 + 0.0107100719720847*(HOUR($D456)*60+MINUTE($D456))+66.3535900428978","v":66.353590042897807},null,"Marine"]
[451,null,null,null,"",null,31.239828365949499,33.432731097800598,65.614237275076405,34.191111769905497,37.136025005027498,66.353590042897807,null,"Marine"]
[452,null,null,null,{"$f":"IF(OR(ISBLANK($B458),ISBLANK($C458),ISBLANK($D458)),\"\",IF($C458=\"Estuary/Marine\",\"Time of day Adjustment not appropriate for marine waters!\",IF(OR(CONCATENATE($B458,\"-\",$C458)=\"Peninsula-Lake/Wetland\",CONCATENATE($B458,\"-\",$C458)=\"Everglades-Lake/Wetland\"),K458,IF(OR(CONCATENATE($B458,\"-\",$C458)=\"Northeast-Lake/Wetland\",CONCATENATE($B458,\"-\",$C458)=\"Big Bend-Lake/Wetland\"),J458,IF(CONCATENATE($B458,\"-\",$C458)=\"Panhandle West-Lake/Wetland\",L458,IF(OR(CONCATENATE($B458,\"-\",$C458)=\"Peninsula-Stream/Canal\",CONCATENATE($B458,\"-\",$C458)=\"Everglades-Stream/Canal\"),H458,IF(OR(CONCATENATE($B458,\"-\",$C458)=\"Northeast-Stream/Canal\",CONCATENATE($B458,\"-\",$C458)=\"Big Bend-Stream/Canal\"),G458,IF(CONCATENATE($B458,\"-\",$C458)=\"Panhandle West-Stream/Canal\",I458,\"Error! Check Entries\"))))))))","v":""},null,31.239828365949499,33.432731097800598,65.614237275076405,34.191111769905497,37.136025005027498,66.353590042897807,null,"Marine"]
[453,null,null,null,"",null,31.239828365949499,33.432731097800598,65.614237275076405,34.191111769905497,37.136025005027498,66.353590042897807,null,"Marine"]
[454,null,null,null,"",null,31.239828365949499,33.432731097800598,65.614237275076405,34.191111769905497,37.136025005027498,66.353590042897807,null,"Marine"]
[455,null,null,null,"",null,31.239828365949499,33.432731097800598,65.614237275076405,34.191111769905497,37.136025005027498,66.353590042897807,null,"Marine"]
[456,null,null,null,"",null,31.239828365949499,33.432731097800598,65.614237275076405,34.191111769905497,37.136025005027498,66.353590042897807,null,"Marine"]
[457,null,null,null,"",null,31.239828365949499,33.432731097800598,65.614237275076405,34.191111769905497,37.136025005027498,66.353590042897807,null,"Marine"]
[458,null,null,null,"",null,31.239828365949499,33.432731097800598,65.614237275076405,34.191111769905497,37.136025005027498,66.353590042897807,null,"Marine"]
[459,null,null,null,"",null,31.239828365949499,33.432731097800598,65.614237275076405,34.191111769905497,37.136025005027498,66.353590042897807,null,"Marine"]
[460,null,null,null,"",null,31.239828365949499,33.432731097800598,65.614237275076405,34.191111769905497,37.136025005027498,66.353590042897807,null,"Marine"]
[461,null,null,null,"",null,31.239828365949499,33.432731097800598,65.614237275076405,34.191111769905497,37.136025005027498,66.353590042897807,null,"Marine"]
[462,null,null,null,"",null,31.239828365949499,33.432731097800598,65.614237275076405,34.191111769905497,37.136025005027498,66.353590042897807,null,"Marine"]
[463,null,null,null,"",null,31.239828365949499,33.432731097800598,65.614237275076405,34.191111769905497,37.136025005027498,66.353590042897807,null,"Marine"]
[464,null,null,null,"",null,31.239828365949499,33.432731097800598,65.614237275076405,34.191111769905497,37.136025005027498,66.353590042897807,null,"Marine"]
[465,null,null,null,"",null,31.239828365949499,33.432731097800598,65.614237275076405,34.191111769905497,37.136025005027498,66.353590042897807,null,"Marine"]
[466,null,null,null,"",null,31.239828365949499,33.432731097800598,65.614237275076405,34.191111769905497,37.136025005027498,66.353590042897807,null,"Marine"]
[467,null,null,null,"",null,31.239828365949499,33.432731097800598,65.614237275076405,34.191111769905497,37.136025005027498,66.353590042897807,null,"Marine"]
[468,null,null,null,"",null,31.239828365949499,33.432731097800598,65.614237275076405,34.191111769905497,37.136025005027498,66.353590042897807,null,"Marine"]
[469,null,null,null,"",null,31.239828365949499,33.432731097800598,65.614237275076405,34.191111769905497,37.136025005027498,66.353590042897807,null,"Marine"]
[470,null,null,null,"",null,31.239828365949499,33.432731097800598,65.614237275076405,34.191111769905497,37.136025005027498,66.353590042897807,null,"Marine"]
[471,null,null,null,"",null,31.239828365949499,33.432731097800598,65.614237275076405,34.191111769905497,37.136025005027498,66.353590042897807,null,"Marine"]
[472,null,null,null,"",null,31.239828365949499,33.432731097800598,65.614237275076405,34.191111769905497,37.136025005027498,66.353590042897807,null,"Marine"]
[473,null,null,null,"",null,31.239828365949499,33.432731097800598,65.614237275076405,34.191111769905497,37.136025005027498,66.353590042897807,null,"Marine"]
[474,null,null,null,"",null,31.239828365949499,33.432731097800598,65.614237275076405,34.191111769905497,37.136025005027498,66.353590042897807,null,"Marine"]
[475,null,null,null,"",null,31.239828365949499,33.432731097800598,65.614237275076405,34.191111769905497,37.136025005027498,66.353590042897807,null,"Marine"]
[476,null,null,null,"",null,31.239828365949499,33.432731097800598,65.614237275076405,34.191111769905497,37.136025005027498,66.353590042897807,null,"Marine"]
[477,null,null,null,"",null,31.239828365949499,33.432731097800598,65.614237275076405,34.191111769905497,37.136025005027498,66.353590042897807,null,"Marine"]
[478,null,null,null,"",null,31.239828365949499,33.432731097800598,65.614237275076405,34.191111769905497,37.136025005027498,66.353590042897807,null,"Marine"]
[479,null,null,null,"",null,31.239828365949499,33.432731097800598,65.614237275076405,34.191111769905497,37.136025005027498,66.353590042897807,null,"Marine"]
[480,null,null,null,"",null,31.239828365949499,33.432731097800598,65.614237275076405,34.191111769905497,37.136025005027498,66.353590042897807,null,"Marine"]
[481,null,null,null,"",null,31.239828365949499,33.432731097800598,65.614237275076405,34.191111769905497,37.136025005027498,66.353590042897807,null,"Marine"]
[482,null,null,null,"",null,31.239828365949499,33.432731097800598,65.614237275076405,34.191111769905497,37.136025005027498,66.353590042897807,null,"Marine"]
[483,null,null,null,"",null,31.239828365949499,33.432731097800598,65.614237275076405,34.191111769905497,37.136025005027498,66.353590042897807,null,"Marine"]
[484,null,null,null,"",null,31.239828365949499,33.432731097800598,65.614237275076405,34.191111769905497,37.136025005027498,66.353590042897807,null,"Marine"]
[485,null,null,null,"",null,31.239828365949499,33.432731097800598,65.614237275076405,34.191111769905497,37.136025005027498,66.353590042897807,null,"Marine"]
[486,null,null,null,"",null,31.239828365949499,33.432731097800598,65.614237275076405,34.191111769905497,37.136025005027498,66.353590042897807,null,"Marine"]
[487,null,null,null,"",null,31.239828365949499,33.432731097800598,65.614237275076405,34.191111769905497,37.136025005027498,66.353590042897807,null,"Marine"]
[488,null,null,null,"",null,31.239828365949499,33.432731097800598,65.614237275076405,34.191111769905497,37.136025005027498,66.353590042897807,null,"Marine"]
[489,null,null,null,"",null,31.239828365949499,33.432731097800598,65.614237275076405,34.191111769905497,37.136025005027498,66.353590042897807,null,"Marine"]
[490,null,null,null,"",null,31.239828365949499,33.432731097800598,65.614237275076405,34.191111769905497,37.136025005027498,66.353590042897807,null,"Marine"]
[491,null,null,null,"",null,31.239828365949499,33.432731097800598,65.614237275076405,34.191111769905497,37.136025005027498,66.353590042897807,null,"Marine"]
[492,null,null,null,"",null,31.239828365949499,33.432731097800598,65.614237275076405,34.191111769905497,37.136025005027498,66.353590042897807,null,"Marine"]
[493,null,null,null,"",null,31.239828365949499,33.432731097800598,65.614237275076405,34.191111769905497,37.136025005027498,66.353590042897807,null,"Marine"]
[494,null,null,null,"",null,31.239828365949499,33.432731097800598,65.614237275076405,34.191111769905497,37.136025005027498,66.353590042897807,null,"Marine"]
[495,null,null,null,"",null,31.239828365949499,33.432731097800598,65.614237275076405,34.191111769905497,37.136025005027498,66.353590042897807,null,"Marine"]
[496,null,null,null,"",null,31.239828365949499,33.432731097800598,65.614237275076405,34.191111769905497,37.136025005027498,66.353590042897807,null,"Marine"]
[497,null,null,null,"",null,31.239828365949499,33.432731097800598,65.614237275076405,34.191111769905497,37.136025005027498,66.353590042897807,null,"Marine"]
[498,null,null,null,"",null,31.239828365949499,33.432731097800598,65.614237275076405,34.191111769905497,37.136025005027498,66.353590042897807,null,"Marine"]
[499,null,null,null,"",null,31.239828365949499,33.432731097800598,65.614237275076405,34.191111769905497,37.136025005027498,66.353590042897807,null,"Marine"]
[500,null,null,null,"",null,31.239828365949499,33.432731097800598,65.614237275076405,34.191111769905497,37.136025005027498,66.353590042897807,null,"Marine"]
[501,null,null,null,"",null,31.239828365949499,33.432731097800598,65.614237275076405,34.191111769905497,37.136025005027498,66.353590042897807,null,"Marine"]
[502,null,null,null,"",null,31.239828365949499,33.432731097800598,65.614237275076405,34.191111769905497,37.136025005027498,66.353590042897807,null,"Marine"]
[503,null,null,null,"",null,31.239828365949499,33.432731097800598,65.614237275076405,34.191111769905497,37.136025005027498,66.353590042897807,null,"Marine"]
[504,null,null,null,"",null,31.239828365949499,33.432731097800598,65.614237275076405,34.191111769905497,37.136025005027498,66.353590042897807,null,"Marine"]
[505,null,null,null,"",null,31.239828365949499,33.432731097800598,65.614237275076405,34.191111769905497,37.136025005027498,66.353590042897807,null,"Marine"]
[506,null,null,null,"",null,31.239828365949499,33.432731097800598,65.614237275076405,34.191111769905497,37.136025005027498,66.353590042897807,null,"Marine"]
[507,null,null,null,"",null,31.239828365949499,33.432731097800598,65.614237275076405,34.191111769905497,37.136025005027498,66.353590042897807,null,"Marine"]
[508,null,null,null,"",null,31.239828365949499,33.432731097800598,65.614237275076405,34.191111769905497,37.136025005027498,66.353590042897807,null,"Marine"]
[509,null,null,null,"",null,31.239828365949499,33.432731097800598,65.614237275076405,34.191111769905497,37.136025005027498,66.353590042897807,null,"Marine"]
[510,null,null,null,"",null,31.239828365949499,33.432731097800598,65.614237275076405,34.191111769905497,37.136025005027498,66.353590042897807,null,"Marine"]
[511,null,null,null,"",null,31.239828365949499,33.432731097800598,65.614237275076405,34.191111769905497,37.136025005027498,66.353590042897807,null,"Marine"]
[512,null,null,null,"",null,31.239828365949499,33.432731097800598,65.614237275076405,34.191111769905497,37.136025005027498,66.353590042897807,null,"Marine"]
[513,null,null,null,"",null,31.239828365949499,33.432731097800598,65.614237275076405,{"$f":"1.45776613020539E-13*(HOUR($D519)*60+MINUTE($D519))^5-5.56072270585461E-10*(HOUR($D519)*60+MINUTE($D519))^4+7.06833400255548E-07*(HOUR($D519)*60+MINUTE($D519))^3-0.000318788465226261*(HOUR($D519)*60+MINUTE($D519))^2+0.0281711711660364*(HOUR($D519)*60+MINUTE($D519))+34.1911117699055","v":34.191111769905497},37.136025005027498,66.353590042897807,null,"Marine"]
[514,null,null,null,"",null,{"$f":"1.18443700433286E-13*(HOUR($D520)*60+MINUTE($D520))^5 - 4.14323598958596E-10*(HOUR($D520)*60+MINUTE($D520))^4 + 4.77287727122539E-07*(HOUR($D520)*60+MINUTE($D520))^3 - 0.000196917585728373*(HOUR($D520)*60+MINUTE($D520))^2 + 0.0231405627601475*(HOUR($D520)*60+MINUTE($D520)) + 31.2398283659495","v":31.239828365949499},{"$f":"1.98879987167155E-13*(HOUR($D520)*60+MINUTE($D520))^5 - 6.89410992615642E-10*(HOUR($D520)*60+MINUTE($D520))^4 + 7.83730333422071E-07*(HOUR($D520)*60+MINUTE($D520))^3 - 0.00031597890334556*(HOUR($D520)*60+MINUTE($D520))^2 + 0.0355135105918976*(HOUR($D520)*60+MINUTE($D520)) + 33.4327310978006","v":33.432731097800598},{"$f":"9.08511511657608E-14*(HOUR($D520)*60+MINUTE($D520))^5 - 2.99407211249053E-10*(HOUR($D520)*60+MINUTE($D520))^4 + 3.1560253348998E-07*(HOUR($D520)*60+MINUTE($D520))^3 - 0.000108510891323021*(HOUR($D520)*60+MINUTE($D520))^2 + 0.00628484730145829*(HOUR($D520)*60+MINUTE($D520)) + 65.6142372750764","v":65.614237275076405},34.191111769905497,{"$f":"1.37090283182826E-13*(HOUR($D520)*60+MINUTE($D520))^5 - 5.04960255463897E-10*(HOUR($D520)*60+MINUTE($D520))^4 + 6.13524315934422E-07*(HOUR($D520)*60+MINUTE($D520))^3 - 0.00025817433468811*(HOUR($D520)*60+MINUTE($D520))^2 + 0.0195966892410979*(HOUR($D520)*60+MINUTE($D520)) + 37.1360250050275","v":37.136025005027498},{"$f":"7.11895278892582E-14*(HOUR($D520)*60+MINUTE($D520))^5-2.64195273421019E-10*(HOUR($D520)*60+MINUTE($D520))^4 + 3.22473039456213E-07*(HOUR($D520)*60+MINUTE($D520))^3 - 0.00013606873481109*(HOUR($D520)*60+MINUTE($D520))^2 + 0.0107100719720847*(HOUR($D520)*60+MINUTE($D520))+66.3535900428978","v":66.353590042897807},null,"Marine"]
[515,null,null,null,"",null,31.239828365949499,33.432731097800598,65.614237275076405,34.191111769905497,37.136025005027498,66.353590042897807,null,"Marine"]
[516,null,null,null,{"$f":"IF(OR(ISBLANK($B522),ISBLANK($C522),ISBLANK($D522)),\"\",IF($C522=\"Estuary/Marine\",\"Time of day Adjustment not appropriate for marine waters!\",IF(OR(CONCATENATE($B522,\"-\",$C522)=\"Peninsula-Lake/Wetland\",CONCATENATE($B522,\"-\",$C522)=\"Everglades-Lake/Wetland\"),K522,IF(OR(CONCATENATE($B522,\"-\",$C522)=\"Northeast-Lake/Wetland\",CONCATENATE($B522,\"-\",$C522)=\"Big Bend-Lake/Wetland\"),J522,IF(CONCATENATE($B522,\"-\",$C522)=\"Panhandle West-Lake/Wetland\",L522,IF(OR(CONCATENATE($B522,\"-\",$C522)=\"Peninsula-Stream/Canal\",CONCATENATE($B522,\"-\",$C522)=\"Everglades-Stream/Canal\"),H522,IF(OR(CONCATENATE($B522,\"-\",$C522)=\"Northeast-Stream/Canal\",CONCATENATE($B522,\"-\",$C522)=\"Big Bend-Stream/Canal\"),G522,IF(CONCATENATE($B522,\"-\",$C522)=\"Panhandle West-Stream/Canal\",I522,\"Error! Check Entries\"))))))))","v":""},null,31.239828365949499,33.432731097800598,65.614237275076405,34.191111769905497,37.136025005027498,66.353590042897807,null,"Marine"]
[517,null,null,null,"",null,31.239828365949499,33.432731097800598,65.614237275076405,34.191111769905497,37.136025005027498,66.353590042897807,null,"Marine"]
[518,null,null,null,"",null,31.239828365949499,33.432731097800598,65.614237275076405,34.191111769905497,37.136025005027498,66.353590042897807,null,"Marine"]
[519,null,null,null,"",null,31.239828365949499,33.432731097800598,65.614237275076405,34.191111769905497,37.136025005027498,66.353590042897807,null,"Marine"]
[520,null,null,null,"",null,31.239828365949499,33.432731097800598,65.614237275076405,34.191111769905497,37.136025005027498,66.353590042897807,null,"Marine"]
[521,null,null,null,"",null,31.239828365949499,33.432731097800598,65.614237275076405,34.191111769905497,37.136025005027498,66.353590042897807,null,"Marine"]
[522,null,null,null,"",null,31.239828365949499,33.432731097800598,65.614237275076405,34.191111769905497,37.136025005027498,66.353590042897807,null,"Marine"]
[523,null,null,null,"",null,31.239828365949499,33.432731097800598,65.614237275076405,34.191111769905497,37.136025005027498,66.353590042897807,null,"Marine"]
[524,null,null,null,"",null,31.239828365949499,33.432731097800598,65.614237275076405,34.191111769905497,37.136025005027498,66.353590042897807,null,"Marine"]
[525,null,null,null,"",null,31.239828365949499,33.432731097800598,65.614237275076405,34.191111769905497,37.136025005027498,66.353590042897807,null,"Marine"]
[526,null,null,null,"",null,31.239828365949499,33.432731097800598,65.614237275076405,34.191111769905497,37.136025005027498,66.353590042897807,null,"Marine"]
[527,null,null,null,"",null,31.239828365949499,33.432731097800598,65.614237275076405,34.191111769905497,37.136025005027498,66.353590042897807,null,"Marine"]
[528,null,null,null,"",null,31.239828365949499,33.432731097800598,65.614237275076405,34.191111769905497,37.136025005027498,66.353590042897807,null,"Marine"]
[529,null,null,null,"",null,31.239828365949499,33.432731097800598,65.614237275076405,34.191111769905497,37.136025005027498,66.353590042897807,null,"Marine"]
[530,null,null,null,"",null,31.239828365949499,33.432731097800598,65.614237275076405,34.191111769905497,37.136025005027498,66.353590042897807,null,"Marine"]
[531,null,null,null,"",null,31.239828365949499,33.432731097800598,65.614237275076405,34.191111769905497,37.136025005027498,66.353590042897807,null,"Marine"]
[532,null,null,null,"",null,31.239828365949499,33.432731097800598,65.614237275076405,34.191111769905497,37.136025005027498,66.353590042897807,null,"Marine"]
[533,null,null,null,"",null,31.239828365949499,33.432731097800598,65.614237275076405,34.191111769905497,37.136025005027498,66.353590042897807,null,"Marine"]
[534,null,null,null,"",null,31.239828365949499,33.432731097800598,65.614237275076405,34.191111769905497,37.136025005027498,66.353590042897807,null,"Marine"]
[535,null,null,null,"",null,31.239828365949499,33.432731097800598,65.614237275076405,34.191111769905497,37.136025005027498,66.353590042897807,null,"Marine"]
[536,null,null,null,"",null,31.239828365949499,33.432731097800598,65.614237275076405,34.191111769905497,37.136025005027498,66.353590042897807,null,"Marine"]
[537,null,null,null,"",null,31.239828365949499,33.432731097800598,65.614237275076405,34.191111769905497,37.136025005027498,66.353590042897807,null,"Marine"]
[538,null,null,null,"",null,31.239828365949499,33.432731097800598,65.614237275076405,34.191111769905497,37.136025005027498,66.353590042897807,null,"Marine"]
[539,null,null,null,"",null,31.239828365949499,33.432731097800598,65.614237275076405,34.191111769905497,37.136025005027498,66.353590042897807,null,"Marine"]
[540,null,null,null,"",null,31.239828365949499,33.432731097800598,65.614237275076405,34.191111769905497,37.136025005027498,66.353590042897807,null,"Marine"]
[541,null,null,null,"",null,31.239828365949499,33.432731097800598,65.614237275076405,34.191111769905497,37.136025005027498,66.353590042897807,null,"Marine"]
[542,null,null,null,"",null,31.239828365949499,33.432731097800598,65.614237275076405,34.191111769905497,37.136025005027498,66.353590042897807,null,"Marine"]
[543,null,null,null,"",null,31.239828365949499,33.432731097800598,65.614237275076405,34.191111769905497,37.136025005027498,66.353590042897807,null,"Marine"]
[544,null,null,null,"",null,31.239828365949499,33.432731097800598,65.614237275076405,34.191111769905497,37.136025005027498,66.353590042897807,null,"Marine"]
[545,null,null,null,"",null,31.239828365949499,33.432731097800598,65.614237275076405,34.191111769905497,37.136025005027498,66.353590042897807,null,"Marine"]
[546,null,null,null,"",null,31.239828365949499,33.432731097800598,65.614237275076405,34.191111769905497,37.136025005027498,66.353590042897807,null,"Marine"]
[547,null,null,null,"",null,31.239828365949499,33.432731097800598,65.614237275076405,34.191111769905497,37.136025005027498,66.353590042897807,null,"Marine"]
[548,null,null,null,"",null,31.239828365949499,33.432731097800598,65.614237275076405,34.191111769905497,37.136025005027498,66.353590042897807,null,"Marine"]
[549,null,null,null,"",null,31.239828365949499,33.432731097800598,65.614237275076405,34.191111769905497,37.136025005027498,66.353590042897807,null,"Marine"]
[550,null,null,null,"",null,31.239828365949499,33.432731097800598,65.614237275076405,34.191111769905497,37.136025005027498,66.353590042897807,null,"Marine"]
[551,null,null,null,"",null,31.239828365949499,33.432731097800598,65.614237275076405,34.191111769905497,37.136025005027498,66.353590042897807,null,"Marine"]
[552,null,null,null,"",null,31.239828365949499,33.432731097800598,65.614237275076405,34.191111769905497,37.136025005027498,66.353590042897807,null,"Marine"]
[553,null,null,null,"",null,31.239828365949499,33.432731097800598,65.614237275076405,34.191111769905497,37.136025005027498,66.353590042897807,null,"Marine"]
[554,null,null,null,"",null,31.239828365949499,33.432731097800598,65.614237275076405,34.191111769905497,37.136025005027498,66.353590042897807,null,"Marine"]
[555,null,null,null,"",null,31.239828365949499,33.432731097800598,65.614237275076405,34.191111769905497,37.136025005027498,66.353590042897807,null,"Marine"]
[556,null,null,null,"",null,31.239828365949499,33.432731097800598,65.614237275076405,34.191111769905497,37.136025005027498,66.353590042897807,null,"Marine"]
[557,null,null,null,"",null,31.239828365949499,33.432731097800598,65.614237275076405,34.191111769905497,37.136025005027498,66.353590042897807,null,"Marine"]
[558,null,null,null,"",null,31.239828365949499,33.432731097800598,65.614237275076405,34.191111769905497,37.136025005027498,66.353590042897807,null,"Marine"]
[559,null,null,null,"",null,31.239828365949499,33.432731097800598,65.614237275076405,34.191111769905497,37.136025005027498,66.353590042897807,null,"Marine"]
[560,null,null,null,"",null,31.239828365949499,33.432731097800598,65.614237275076405,34.191111769905497,37.136025005027498,66.353590042897807,null,"Marine"]
[561,null,null,null,"",null,31.239828365949499,33.432731097800598,65.614237275076405,34.191111769905497,37.136025005027498,66.353590042897807,null,"Marine"]
[562,null,null,null,"",null,31.239828365949499,33.432731097800598,65.614237275076405,34.191111769905497,37.136025005027498,66.353590042897807,null,"Marine"]
[563,null,null,null,"",null,31.239828365949499,33.432731097800598,65.614237275076405,34.191111769905497,37.136025005027498,66.353590042897807,null,"Marine"]
[564,null,null,null,"",null,31.239828365949499,33.432731097800598,65.614237275076405,34.191111769905497,37.136025005027498,66.353590042897807,null,"Marine"]
[565,null,null,null,"",null,31.239828365949499,33.432731097800598,65.614237275076405,34.191111769905497,37.136025005027498,66.353590042897807,null,"Marine"]
[566,null,null,null,"",null,31.239828365949499,33.432731097800598,65.614237275076405,34.191111769905497,37.136025005027498,66.353590042897807,null,"Marine"]
[567,null,null,null,"",null,31.239828365949499,33.432731097800598,65.614237275076405,34.191111769905497,37.136025005027498,66.353590042897807,null,"Marine"]
[568,null,null,null,"",null,31.239828365949499,33.432731097800598,65.614237275076405,34.191111769905497,37.136025005027498,66.353590042897807,null,"Marine"]
[569,null,null,null,"",null,31.239828365949499,33.432731097800598,65.614237275076405,34.191111769905497,37.136025005027498,66.353590042897807,null,"Marine"]
[570,null,null,null,"",null,31.239828365949499,33.432731097800598,65.614237275076405,34.191111769905497,37.136025005027498,66.353590042897807,null,"Marine"]
[571,null,null,null,"",null,31.239828365949499,33.432731097800598,65.614237275076405,34.191111769905497,37.136025005027498,66.353590042897807,null,"Marine"]
[572,null,null,null,"",null,31.239828365949499,33.432731097800598,65.614237275076405,34.191111769905497,37.136025005027498,66.353590042897807,null,"Marine"]
[573,null,null,null,"",null,31.239828365949499,33.432731097800598,65.614237275076405,34.191111769905497,37.136025005027498,66.353590042897807,null,"Marine"]
[574,null,null,null,"",null,31.239828365949499,33.432731097800598,65.614237275076405,34.191111769905497,37.136025005027498,66.353590042897807,null,"Marine"]
[575,null,null,null,"",null,31.239828365949499,33.432731097800598,65.614237275076405,34.191111769905497,37.136025005027498,66.353590042897807,null,"Marine"]
[576,null,null,null,"",null,31.239828365949499,33.432731097800598,65.614237275076405,34.191111769905497,37.136025005027498,66.353590042897807,null,"Marine"]
[577,null,null,null,"",null,31.239828365949499,33.432731097800598,65.614237275076405,{"$f":"1.45776613020539E-13*(HOUR($D583)*60+MINUTE($D583))^5-5.56072270585461E-10*(HOUR($D583)*60+MINUTE($D583))^4+7.06833400255548E-07*(HOUR($D583)*60+MINUTE($D583))^3-0.000318788465226261*(HOUR($D583)*60+MINUTE($D583))^2+0.0281711711660364*(HOUR($D583)*60+MINUTE($D583))+34.1911117699055","v":34.191111769905497},37.136025005027498,66.353590042897807,null,"Marine"]
[578,null,null,null,"",null,{"$f":"1.18443700433286E-13*(HOUR($D584)*60+MINUTE($D584))^5 - 4.14323598958596E-10*(HOUR($D584)*60+MINUTE($D584))^4 + 4.77287727122539E-07*(HOUR($D584)*60+MINUTE($D584))^3 - 0.000196917585728373*(HOUR($D584)*60+MINUTE($D584))^2 + 0.0231405627601475*(HOUR($D584)*60+MINUTE($D584)) + 31.2398283659495","v":31.239828365949499},{"$f":"1.98879987167155E-13*(HOUR($D584)*60+MINUTE($D584))^5 - 6.89410992615642E-10*(HOUR($D584)*60+MINUTE($D584))^4 + 7.83730333422071E-07*(HOUR($D584)*60+MINUTE($D584))^3 - 0.00031597890334556*(HOUR($D584)*60+MINUTE($D584))^2 + 0.0355135105918976*(HOUR($D584)*60+MINUTE($D584)) + 33.4327310978006","v":33.432731097800598},{"$f":"9.08511511657608E-14*(HOUR($D584)*60+MINUTE($D584))^5 - 2.99407211249053E-10*(HOUR($D584)*60+MINUTE($D584))^4 + 3.1560253348998E-07*(HOUR($D584)*60+MINUTE($D584))^3 - 0.000108510891323021*(HOUR($D584)*60+MINUTE($D584))^2 + 0.00628484730145829*(HOUR($D584)*60+MINUTE($D584)) + 65.6142372750764","v":65.614237275076405},34.191111769905497,{"$f":"1.37090283182826E-13*(HOUR($D584)*60+MINUTE($D584))^5 - 5.04960255463897E-10*(HOUR($D584)*60+MINUTE($D584))^4 + 6.13524315934422E-07*(HOUR($D584)*60+MINUTE($D584))^3 - 0.00025817433468811*(HOUR($D584)*60+MINUTE($D584))^2 + 0.0195966892410979*(HOUR($D584)*60+MINUTE($D584)) + 37.1360250050275","v":37.136025005027498},{"$f":"7.11895278892582E-14*(HOUR($D584)*60+MINUTE($D584))^5-2.64195273421019E-10*(HOUR($D584)*60+MINUTE($D584))^4 + 3.22473039456213E-07*(HOUR($D584)*60+MINUTE($D584))^3 - 0.00013606873481109*(HOUR($D584)*60+MINUTE($D584))^2 + 0.0107100719720847*(HOUR($D584)*60+MINUTE($D584))+66.3535900428978","v":66.353590042897807},null,"Marine"]
[579,null,null,null,"",null,31.239828365949499,33.432731097800598,65.614237275076405,34.191111769905497,37.136025005027498,66.353590042897807,null,"Marine"]
[580,null,null,null,{"$f":"IF(OR(ISBLANK($B586),ISBLANK($C586),ISBLANK($D586)),\"\",IF($C586=\"Estuary/Marine\",\"Time of day Adjustment not appropriate for marine waters!\",IF(OR(CONCATENATE($B586,\"-\",$C586)=\"Peninsula-Lake/Wetland\",CONCATENATE($B586,\"-\",$C586)=\"Everglades-Lake/Wetland\"),K586,IF(OR(CONCATENATE($B586,\"-\",$C586)=\"Northeast-Lake/Wetland\",CONCATENATE($B586,\"-\",$C586)=\"Big Bend-Lake/Wetland\"),J586,IF(CONCATENATE($B586,\"-\",$C586)=\"Panhandle West-Lake/Wetland\",L586,IF(OR(CONCATENATE($B586,\"-\",$C586)=\"Peninsula-Stream/Canal\",CONCATENATE($B586,\"-\",$C586)=\"Everglades-Stream/Canal\"),H586,IF(OR(CONCATENATE($B586,\"-\",$C586)=\"Northeast-Stream/Canal\",CONCATENATE($B586,\"-\",$C586)=\"Big Bend-Stream/Canal\"),G586,IF(CONCATENATE($B586,\"-\",$C586)=\"Panhandle West-Stream/Canal\",I586,\"Error! Check Entries\"))))))))","v":""},null,31.239828365949499,33.432731097800598,65.614237275076405,34.191111769905497,37.136025005027498,66.353590042897807,null,"Marine"]
[581,null,null,null,"",null,31.239828365949499,33.432731097800598,65.614237275076405,34.191111769905497,37.136025005027498,66.353590042897807,null,"Marine"]
[582,null,null,null,"",null,31.239828365949499,33.432731097800598,65.614237275076405,34.191111769905497,37.136025005027498,66.353590042897807,null,"Marine"]
[583,null,null,null,"",null,31.239828365949499,33.432731097800598,65.614237275076405,34.191111769905497,37.136025005027498,66.353590042897807,null,"Marine"]
[584,null,null,null,"",null,31.239828365949499,33.432731097800598,65.614237275076405,34.191111769905497,37.136025005027498,66.353590042897807,null,"Marine"]
[585,null,null,null,"",null,31.239828365949499,33.432731097800598,65.614237275076405,34.191111769905497,37.136025005027498,66.353590042897807,null,"Marine"]
[586,null,null,null,"",null,31.239828365949499,33.432731097800598,65.614237275076405,34.191111769905497,37.136025005027498,66.353590042897807,null,"Marine"]
[587,null,null,null,"",null,31.239828365949499,33.432731097800598,65.614237275076405,34.191111769905497,37.136025005027498,66.353590042897807,null,"Marine"]
[588,null,null,null,"",null,31.239828365949499,33.432731097800598,65.614237275076405,34.191111769905497,37.136025005027498,66.353590042897807,null,"Marine"]
[589,null,null,null,"",null,31.239828365949499,33.432731097800598,65.614237275076405,34.191111769905497,37.136025005027498,66.353590042897807,null,"Marine"]
[590,null,null,null,"",null,31.239828365949499,33.432731097800598,65.614237275076405,34.191111769905497,37.136025005027498,66.353590042897807,null,"Marine"]
[591,null,null,null,"",null,31.239828365949499,33.432731097800598,65.614237275076405,34.191111769905497,37.136025005027498,66.353590042897807,null,"Marine"]
[592,null,null,null,"",null,31.239828365949499,33.432731097800598,65.614237275076405,34.191111769905497,37.136025005027498,66.353590042897807,null,"Marine"]
[593,null,null,null,"",null,31.239828365949499,33.432731097800598,65.614237275076405,34.191111769905497,37.136025005027498,66.353590042897807,null,"Marine"]
[594,null,null,null,"",null,31.239828365949499,33.432731097800598,65.614237275076405,34.191111769905497,37.136025005027498,66.353590042897807,null,"Marine"]
[595,null,null,null,"",null,31.239828365949499,33.432731097800598,65.614237275076405,34.191111769905497,37.136025005027498,66.353590042897807,null,"Marine"]
[596,null,null,null,"",null,31.239828365949499,33.432731097800598,65.614237275076405,34.191111769905497,37.136025005027498,66.353590042897807,null,"Marine"]
[597,null,null,null,"",null,31.239828365949499,33.432731097800598,65.614237275076405,34.191111769905497,37.136025005027498,66.353590042897807,null,"Marine"]
[598,null,null,null,"",null,31.239828365949499,33.432731097800598,65.614237275076405,34.191111769905497,37.136025005027498,66.353590042897807,null,"Marine"]
[599,null,null,null,"",null,31.239828365949499,33.432731097800598,65.614237275076405,34.191111769905497,37.136025005027498,66.353590042897807,null,"Marine"]
[600,null,null,null,"",null,31.239828365949499,33.432731097800598,65.614237275076405,34.191111769905497,37.136025005027498,66.353590042897807,null,"Marine"]
[601,null,null,null,"",null,31.239828365949499,33.432731097800598,65.614237275076405,34.191111769905497,37.136025005027498,66.353590042897807,null,"Marine"]
[602,null,null,null,"",null,31.239828365949499,33.432731097800598,65.614237275076405,34.191111769905497,37.136025005027498,66.353590042897807,null,"Marine"]
[603,null,null,null,"",null,31.239828365949499,33.432731097800598,65.614237275076405,34.191111769905497,37.136025005027498,66.353590042897807,null,"Marine"]
[604,null,null,null,"",null,31.239828365949499,33.432731097800598,65.614237275076405,34.191111769905497,37.136025005027498,66.353590042897807,null,"Marine"]
[605,null,null,null,"",null,31.239828365949499,33.432731097800598,65.614237275076405,34.191111769905497,37.136025005027498,66.353590042897807,null,"Marine"]
[606,null,null,null,"",null,31.239828365949499,33.432731097800598,65.614237275076405,34.191111769905497,37.136025005027498,66.353590042897807,null,"Marine"]
[607,null,null,null,"",null,31.239828365949499,33.432731097800598,65.614237275076405,34.191111769905497,37.136025005027498,66.353590042897807,null,"Marine"]
[608,null,null,null,"",null,31.239828365949499,33.432731097800598,65.614237275076405,34.191111769905497,37.136025005027498,66.353590042897807,null,"Marine"]
[609,null,null,null,"",null,31.239828365949499,33.432731097800598,65.614237275076405,34.191111769905497,37.136025005027498,66.353590042897807,null,"Marine"]
[610,null,null,null,"",null,31.239828365949499,33.432731097800598,65.614237275076405,34.191111769905497,37.136025005027498,66.353590042897807,null,"Marine"]
[611,null,null,null,"",null,31.239828365949499,33.432731097800598,65.614237275076405,34.191111769905497,37.136025005027498,66.353590042897807,null,"Marine"]
[612,null,null,null,"",null,31.239828365949499,33.432731097800598,65.614237275076405,34.191111769905497,37.136025005027498,66.353590042897807,null,"Marine"]
[613,null,null,null,"",null,31.239828365949499,33.432731097800598,65.614237275076405,34.191111769905497,37.136025005027498,66.353590042897807,null,"Marine"]
[614,null,null,null,"",null,31.239828365949499,33.432731097800598,65.614237275076405,34.191111769905497,37.136025005027498,66.353590042897807,null,"Marine"]
[615,null,null,null,"",null,31.239828365949499,33.432731097800598,65.614237275076405,34.191111769905497,37.136025005027498,66.353590042897807,null,"Marine"]
[616,null,null,null,"",null,31.239828365949499,33.432731097800598,65.614237275076405,34.191111769905497,37.136025005027498,66.353590042897807,null,"Marine"]
[617,null,null,null,"",null,31.239828365949499,33.432731097800598,65.614237275076405,34.191111769905497,37.136025005027498,66.353590042897807,null,"Marine"]
[618,null,null,null,"",null,31.239828365949499,33.432731097800598,65.614237275076405,34.191111769905497,37.136025005027498,66.353590042897807,null,"Marine"]
[619,null,null,null,"",null,31.239828365949499,33.432731097800598,65.614237275076405,34.191111769905497,37.136025005027498,66.353590042897807,null,"Marine"]
[620,null,null,null,"",null,31.239828365949499,33.432731097800598,65.614237275076405,34.191111769905497,37.136025005027498,66.353590042897807,null,"Marine"]
[621,null,null,null,"",null,31.239828365949499,33.432731097800598,65.614237275076405,34.191111769905497,37.136025005027498,66.353590042897807,null,"Marine"]
[622,null,null,null,"",null,31.239828365949499,33.432731097800598,65.614237275076405,34.191111769905497,37.136025005027498,66.353590042897807,null,"Marine"]
[623,null,null,null,"",null,31.239828365949499,33.432731097800598,65.614237275076405,34.191111769905497,37.136025005027498,66.353590042897807,null,"Marine"]
[624,null,null,null,"",null,31.239828365949499,33.432731097800598,65.614237275076405,34.191111769905497,37.136025005027498,66.353590042897807,null,"Marine"]
[625,null,null,null,"",null,31.239828365949499,33.432731097800598,65.614237275076405,34.191111769905497,37.136025005027498,66.353590042897807,null,"Marine"]
[626,null,null,null,"",null,31.239828365949499,33.432731097800598,65.614237275076405,34.191111769905497,37.136025005027498,66.353590042897807,null,"Marine"]
[627,null,null,null,"",null,31.239828365949499,33.432731097800598,65.614237275076405,34.191111769905497,37.136025005027498,66.353590042897807,null,"Marine"]
[628,null,null,null,"",null,31.239828365949499,33.432731097800598,65.614237275076405,34.191111769905497,37.136025005027498,66.353590042897807,null,"Marine"]
[629,null,null,null,"",null,31.239828365949499,33.432731097800598,65.614237275076405,34.191111769905497,37.136025005027498,66.353590042897807,null,"Marine"]
[630,null,null,null,"",null,31.239828365949499,33.432731097800598,65.614237275076405,34.191111769905497,37.136025005027498,66.353590042897807,null,"Marine"]
[631,null,null,null,"",null,31.239828365949499,33.432731097800598,65.614237275076405,34.191111769905497,37.136025005027498,66.353590042897807,null,"Marine"]
[632,null,null,null,"",null,31.239828365949499,33.432731097800598,65.614237275076405,34.191111769905497,37.136025005027498,66.353590042897807,null,"Marine"]
[633,null,null,null,"",null,31.239828365949499,33.432731097800598,65.614237275076405,34.191111769905497,37.136025005027498,66.353590042897807,null,"Marine"]
[634,null,null,null,"",null,31.239828365949499,33.432731097800598,65.614237275076405,34.191111769905497,37.136025005027498,66.353590042897807,null,"Marine"]
[635,null,null,null,"",null,31.239828365949499,33.432731097800598,65.614237275076405,34.191111769905497,37.136025005027498,66.353590042897807,null,"Marine"]
[636,null,null,null,"",null,31.239828365949499,33.432731097800598,65.614237275076405,34.191111769905497,37.136025005027498,66.353590042897807,null,"Marine"]
[637,null,null,null,"",null,31.239828365949499,33.432731097800598,65.614237275076405,34.191111769905497,37.136025005027498,66.353590042897807,null,"Marine"]
[638,null,null,null,"",null,31.239828365949499,33.432731097800598,65.614237275076405,34.191111769905497,37.136025005027498,66.353590042897807,null,"Marine"]
[639,null,null,null,"",null,31.239828365949499,33.432731097800598,65.614237275076405,34.191111769905497,37.136025005027498,66.353590042897807,null,"Marine"]
[640,null,null,null,"",null,31.239828365949499,33.432731097800598,65.614237275076405,34.191111769905497,37.136025005027498,66.353590042897807,null,"Marine"]
[641,null,null,null,"",null,31.239828365949499,33.432731097800598,65.614237275076405,{"$f":"1.45776613020539E-13*(HOUR($D647)*60+MINUTE($D647))^5-5.56072270585461E-10*(HOUR($D647)*60+MINUTE($D647))^4+7.06833400255548E-07*(HOUR($D647)*60+MINUTE($D647))^3-0.000318788465226261*(HOUR($D647)*60+MINUTE($D647))^2+0.0281711711660364*(HOUR($D647)*60+MINUTE($D647))+34.1911117699055","v":34.191111769905497},37.136025005027498,66.353590042897807,null,"Marine"]
[642,null,null,null,"",null,{"$f":"1.18443700433286E-13*(HOUR($D648)*60+MINUTE($D648))^5 - 4.14323598958596E-10*(HOUR($D648)*60+MINUTE($D648))^4 + 4.77287727122539E-07*(HOUR($D648)*60+MINUTE($D648))^3 - 0.000196917585728373*(HOUR($D648)*60+MINUTE($D648))^2 + 0.0231405627601475*(HOUR($D648)*60+MINUTE($D648)) + 31.2398283659495","v":31.239828365949499},{"$f":"1.98879987167155E-13*(HOUR($D648)*60+MINUTE($D648))^5 - 6.89410992615642E-10*(HOUR($D648)*60+MINUTE($D648))^4 + 7.83730333422071E-07*(HOUR($D648)*60+MINUTE($D648))^3 - 0.00031597890334556*(HOUR($D648)*60+MINUTE($D648))^2 + 0.0355135105918976*(HOUR($D648)*60+MINUTE($D648)) + 33.4327310978006","v":33.432731097800598},{"$f":"9.08511511657608E-14*(HOUR($D648)*60+MINUTE($D648))^5 - 2.99407211249053E-10*(HOUR($D648)*60+MINUTE($D648))^4 + 3.1560253348998E-07*(HOUR($D648)*60+MINUTE($D648))^3 - 0.000108510891323021*(HOUR($D648)*60+MINUTE($D648))^2 + 0.00628484730145829*(HOUR($D648)*60+MINUTE($D648)) + 65.6142372750764","v":65.614237275076405},34.191111769905497,{"$f":"1.37090283182826E-13*(HOUR($D648)*60+MINUTE($D648))^5 - 5.04960255463897E-10*(HOUR($D648)*60+MINUTE($D648))^4 + 6.13524315934422E-07*(HOUR($D648)*60+MINUTE($D648))^3 - 0.00025817433468811*(HOUR($D648)*60+MINUTE($D648))^2 + 0.0195966892410979*(HOUR($D648)*60+MINUTE($D648)) + 37.1360250050275","v":37.136025005027498},{"$f":"7.11895278892582E-14*(HOUR($D648)*60+MINUTE($D648))^5-2.64195273421019E-10*(HOUR($D648)*60+MINUTE($D648))^4 + 3.22473039456213E-07*(HOUR($D648)*60+MINUTE($D648))^3 - 0.00013606873481109*(HOUR($D648)*60+MINUTE($D648))^2 + 0.0107100719720847*(HOUR($D648)*60+MINUTE($D648))+66.3535900428978","v":66.353590042897807},null,"Marine"]
[643,null,null,null,"",null,31.239828365949499,33.432731097800598,65.614237275076405,34.191111769905497,37.136025005027498,66.353590042897807,null,"Marine"]
[644,null,null,null,{"$f":"IF(OR(ISBLANK($B650),ISBLANK($C650),ISBLANK($D650)),\"\",IF($C650=\"Estuary/Marine\",\"Time of day Adjustment not appropriate for marine waters!\",IF(OR(CONCATENATE($B650,\"-\",$C650)=\"Peninsula-Lake/Wetland\",CONCATENATE($B650,\"-\",$C650)=\"Everglades-Lake/Wetland\"),K650,IF(OR(CONCATENATE($B650,\"-\",$C650)=\"Northeast-Lake/Wetland\",CONCATENATE($B650,\"-\",$C650)=\"Big Bend-Lake/Wetland\"),J650,IF(CONCATENATE($B650,\"-\",$C650)=\"Panhandle West-Lake/Wetland\",L650,IF(OR(CONCATENATE($B650,\"-\",$C650)=\"Peninsula-Stream/Canal\",CONCATENATE($B650,\"-\",$C650)=\"Everglades-Stream/Canal\"),H650,IF(OR(CONCATENATE($B650,\"-\",$C650)=\"Northeast-Stream/Canal\",CONCATENATE($B650,\"-\",$C650)=\"Big Bend-Stream/Canal\"),G650,IF(CONCATENATE($B650,\"-\",$C650)=\"Panhandle West-Stream/Canal\",I650,\"Error! Check Entries\"))))))))","v":""},null,31.239828365949499,33.432731097800598,65.614237275076405,34.191111769905497,37.136025005027498,66.353590042897807,null,"Marine"]
[645,null,null,null,"",null,31.239828365949499,33.432731097800598,65.614237275076405,34.191111769905497,37.136025005027498,66.353590042897807,null,"Marine"]
[646,null,null,null,"",null,31.239828365949499,33.432731097800598,65.614237275076405,34.191111769905497,37.136025005027498,66.353590042897807,null,"Marine"]
[647,null,null,null,"",null,31.239828365949499,33.432731097800598,65.614237275076405,34.191111769905497,37.136025005027498,66.353590042897807,null,"Marine"]
[648,null,null,null,"",null,31.239828365949499,33.432731097800598,65.614237275076405,34.191111769905497,37.136025005027498,66.353590042897807,null,"Marine"]
[649,null,null,null,"",null,31.239828365949499,33.432731097800598,65.614237275076405,34.191111769905497,37.136025005027498,66.353590042897807,null,"Marine"]
[650,null,null,null,"",null,31.239828365949499,33.432731097800598,65.614237275076405,34.191111769905497,37.136025005027498,66.353590042897807,null,"Marine"]
[651,null,null,null,"",null,31.239828365949499,33.432731097800598,65.614237275076405,34.191111769905497,37.136025005027498,66.353590042897807,null,"Marine"]
[652,null,null,null,"",null,31.239828365949499,33.432731097800598,65.614237275076405,34.191111769905497,37.136025005027498,66.353590042897807,null,"Marine"]
[653,null,null,null,"",null,31.239828365949499,33.432731097800598,65.614237275076405,34.191111769905497,37.136025005027498,66.353590042897807,null,"Marine"]
[654,null,null,null,"",null,31.239828365949499,33.432731097800598,65.614237275076405,34.191111769905497,37.136025005027498,66.353590042897807,null,"Marine"]
[655,null,null,null,"",null,31.239828365949499,33.432731097800598,65.614237275076405,34.191111769905497,37.136025005027498,66.353590042897807,null,"Marine"]
[656,null,null,null,"",null,31.239828365949499,33.432731097800598,65.614237275076405,34.191111769905497,37.136025005027498,66.353590042897807,null,"Marine"]
[657,null,null,null,"",null,31.239828365949499,33.432731097800598,65.614237275076405,34.191111769905497,37.136025005027498,66.353590042897807,null,"Marine"]
[658,null,null,null,"",null,31.239828365949499,33.432731097800598,65.614237275076405,34.191111769905497,37.136025005027498,66.353590042897807,null,"Marine"]
[659,null,null,null,"",null,31.239828365949499,33.432731097800598,65.614237275076405,34.191111769905497,37.136025005027498,66.353590042897807,null,"Marine"]
[660,null,null,null,"",null,31.239828365949499,33.432731097800598,65.614237275076405,34.191111769905497,37.136025005027498,66.353590042897807,null,"Marine"]
[661,null,null,null,"",null,31.239828365949499,33.432731097800598,65.614237275076405,34.191111769905497,37.136025005027498,66.353590042897807,null,"Marine"]
[662,null,null,null,"",null,31.239828365949499,33.432731097800598,65.614237275076405,34.191111769905497,37.136025005027498,66.353590042897807,null,"Marine"]
[663,null,null,null,"",null,31.239828365949499,33.432731097800598,65.614237275076405,34.191111769905497,37.136025005027498,66.353590042897807,null,"Marine"]
[664,null,null,null,"",null,31.239828365949499,33.432731097800598,65.614237275076405,34.191111769905497,37.136025005027498,66.353590042897807,null,"Marine"]
[665,null,null,null,"",null,31.239828365949499,33.432731097800598,65.614237275076405,34.191111769905497,37.136025005027498,66.353590042897807,null,"Marine"]
[666,null,null,null,"",null,31.239828365949499,33.432731097800598,65.614237275076405,34.191111769905497,37.136025005027498,66.353590042897807,null,"Marine"]
[667,null,null,null,"",null,31.239828365949499,33.432731097800598,65.614237275076405,34.191111769905497,37.136025005027498,66.353590042897807,null,"Marine"]
[668,null,null,null,"",null,31.239828365949499,33.432731097800598,65.614237275076405,34.191111769905497,37.136025005027498,66.353590042897807,null,"Marine"]
[669,null,null,null,"",null,31.239828365949499,33.432731097800598,65.614237275076405,34.191111769905497,37.136025005027498,66.353590042897807,null,"Marine"]
[670,null,null,null,"",null,31.239828365949499,33.432731097800598,65.614237275076405,34.191111769905497,37.136025005027498,66.353590042897807,null,"Marine"]
[671,null,null,null,"",null,31.239828365949499,33.432731097800598,65.614237275076405,34.191111769905497,37.136025005027498,66.353590042897807,null,"Marine"]
[672,null,null,null,"",null,31.239828365949499,33.432731097800598,65.614237275076405,34.191111769905497,37.136025005027498,66.353590042897807,null,"Marine"]
[673,null,null,null,"",null,31.239828365949499,33.432731097800598,65.614237275076405,34.191111769905497,37.136025005027498,66.353590042897807,null,"Marine"]
[674,null,null,null,"",null,31.239828365949499,33.432731097800598,65.614237275076405,34.191111769905497,37.136025005027498,66.353590042897807,null,"Marine"]
[675,null,null,null,"",null,31.239828365949499,33.432731097800598,65.614237275076405,34.191111769905497,37.136025005027498,66.353590042897807,null,"Marine"]
[676,null,null,null,"",null,31.239828365949499,33.432731097800598,65.614237275076405,34.191111769905497,37.136025005027498,66.353590042897807,null,"Marine"]
[677,null,null,null,"",null,31.239828365949499,33.432731097800598,65.614237275076405,34.191111769905497,37.136025005027498,66.353590042897807,null,"Marine"]
[678,null,null,null,"",null,31.239828365949499,33.432731097800598,65.614237275076405,34.191111769905497,37.136025005027498,66.353590042897807,null,"Marine"]
[679,null,null,null,"",null,31.239828365949499,33.432731097800598,65.614237275076405,34.191111769905497,37.136025005027498,66.353590042897807,null,"Marine"]
[680,null,null,null,"",null,31.239828365949499,33.432731097800598,65.614237275076405,34.191111769905497,37.136025005027498,66.353590042897807,null,"Marine"]
[681,null,null,null,"",null,31.239828365949499,33.432731097800598,65.614237275076405,34.191111769905497,37.136025005027498,66.353590042897807,null,"Marine"]
[682,null,null,null,"",null,31.239828365949499,33.432731097800598,65.614237275076405,34.191111769905497,37.136025005027498,66.353590042897807,null,"Marine"]
[683,null,null,null,"",null,31.239828365949499,33.432731097800598,65.614237275076405,34.191111769905497,37.136025005027498,66.353590042897807,null,"Marine"]
[684,null,null,null,"",null,31.239828365949499,33.432731097800598,65.614237275076405,34.191111769905497,37.136025005027498,66.353590042897807,null,"Marine"]
[685,null,null,null,"",null,31.239828365949499,33.432731097800598,65.614237275076405,34.191111769905497,37.136025005027498,66.353590042897807,null,"Marine"]
[686,null,null,null,"",null,31.239828365949499,33.432731097800598,65.614237275076405,34.191111769905497,37.136025005027498,66.353590042897807,null,"Marine"]
[687,null,null,null,"",null,31.239828365949499,33.432731097800598,65.614237275076405,34.191111769905497,37.136025005027498,66.353590042897807,null,"Marine"]
[688,null,null,null,"",null,31.239828365949499,33.432731097800598,65.614237275076405,34.191111769905497,37.136025005027498,66.353590042897807,null,"Marine"]
[689,null,null,null,"",null,31.239828365949499,33.432731097800598,65.614237275076405,34.191111769905497,37.136025005027498,66.353590042897807,null,"Marine"]
[690,null,null,null,"",null,31.239828365949499,33.432731097800598,65.614237275076405,34.191111769905497,37.136025005027498,66.353590042897807,null,"Marine"]
[691,null,null,null,"",null,31.239828365949499,33.432731097800598,65.614237275076405,34.191111769905497,37.136025005027498,66.353590042897807,null,"Marine"]
[692,null,null,null,"",null,31.239828365949499,33.432731097800598,65.614237275076405,34.191111769905497,37.136025005027498,66.353590042897807,null,"Marine"]
[693,null,null,null,"",null,31.239828365949499,33.432731097800598,65.614237275076405,34.191111769905497,37.136025005027498,66.353590042897807,null,"Marine"]
[694,null,null,null,"",null,31.239828365949499,33.432731097800598,65.614237275076405,34.191111769905497,37.136025005027498,66.353590042897807,null,"Marine"]
[695,null,null,null,"",null,31.239828365949499,33.432731097800598,65.614237275076405,34.191111769905497,37.136025005027498,66.353590042897807,null,"Marine"]
[696,null,null,null,"",null,31.239828365949499,33.432731097800598,65.614237275076405,34.191111769905497,37.136025005027498,66.353590042897807,null,"Marine"]
[697,null,null,null,"",null,31.239828365949499,33.432731097800598,65.614237275076405,34.191111769905497,37.136025005027498,66.353590042897807,null,"Marine"]
[698,null,null,null,"",null,31.239828365949499,33.432731097800598,65.614237275076405,34.191111769905497,37.136025005027498,66.353590042897807,null,"Marine"]
[699,null,null,null,"",null,31.239828365949499,33.432731097800598,65.614237275076405,34.191111769905497,37.136025005027498,66.353590042897807,null,"Marine"]
[700,null,null,null,"",null,31.239828365949499,33.432731097800598,65.614237275076405,34.191111769905497,37.136025005027498,66.353590042897807,null,"Marine"]
[701,null,null,null,"",null,31.239828365949499,33.432731097800598,65.614237275076405,34.191111769905497,37.136025005027498,66.353590042897807,null,"Marine"]
[702,null,null,null,"",null,31.239828365949499,33.432731097800598,65.614237275076405,34.191111769905497,37.136025005027498,66.353590042897807,null,"Marine"]
[703,null,null,null,"",null,31.239828365949499,33.432731097800598,65.614237275076405,34.191111769905497,37.136025005027498,66.353590042897807,null,"Marine"]
[704,null,null,null,"",null,31.239828365949499,33.432731097800598,65.614237275076405,34.191111769905497,37.136025005027498,66.353590042897807,null,"Marine"]
[705,null,null,null,"",null,31.239828365949499,33.432731097800598,65.614237275076405,{"$f":"1.45776613020539E-13*(HOUR($D711)*60+MINUTE($D711))^5-5.56072270585461E-10*(HOUR($D711)*60+MINUTE($D711))^4+7.06833400255548E-07*(HOUR($D711)*60+MINUTE($D711))^3-0.000318788465226261*(HOUR($D711)*60+MINUTE($D711))^2+0.0281711711660364*(HOUR($D711)*60+MINUTE($D711))+34.1911117699055","v":34.191111769905497},37.136025005027498,66.353590042897807,null,"Marine"]
[706,null,null,null,"",null,{"$f":"1.18443700433286E-13*(HOUR($D712)*60+MINUTE($D712))^5 - 4.14323598958596E-10*(HOUR($D712)*60+MINUTE($D712))^4 + 4.77287727122539E-07*(HOUR($D712)*60+MINUTE($D712))^3 - 0.000196917585728373*(HOUR($D712)*60+MINUTE($D712))^2 + 0.0231405627601475*(HOUR($D712)*60+MINUTE($D712)) + 31.2398283659495","v":31.239828365949499},{"$f":"1.98879987167155E-13*(HOUR($D712)*60+MINUTE($D712))^5 - 6.89410992615642E-10*(HOUR($D712)*60+MINUTE($D712))^4 + 7.83730333422071E-07*(HOUR($D712)*60+MINUTE($D712))^3 - 0.00031597890334556*(HOUR($D712)*60+MINUTE($D712))^2 + 0.0355135105918976*(HOUR($D712)*60+MINUTE($D712)) + 33.4327310978006","v":33.432731097800598},{"$f":"9.08511511657608E-14*(HOUR($D712)*60+MINUTE($D712))^5 - 2.99407211249053E-10*(HOUR($D712)*60+MINUTE($D712))^4 + 3.1560253348998E-07*(HOUR($D712)*60+MINUTE($D712))^3 - 0.000108510891323021*(HOUR($D712)*60+MINUTE($D712))^2 + 0.00628484730145829*(HOUR($D712)*60+MINUTE($D712)) + 65.6142372750764","v":65.614237275076405},34.191111769905497,{"$f":"1.37090283182826E-13*(HOUR($D712)*60+MINUTE($D712))^5 - 5.04960255463897E-10*(HOUR($D712)*60+MINUTE($D712))^4 + 6.13524315934422E-07*(HOUR($D712)*60+MINUTE($D712))^3 - 0.00025817433468811*(HOUR($D712)*60+MINUTE($D712))^2 + 0.0195966892410979*(HOUR($D712)*60+MINUTE($D712)) + 37.1360250050275","v":37.136025005027498},{"$f":"7.11895278892582E-14*(HOUR($D712)*60+MINUTE($D712))^5-2.64195273421019E-10*(HOUR($D712)*60+MINUTE($D712))^4 + 3.22473039456213E-07*(HOUR($D712)*60+MINUTE($D712))^3 - 0.00013606873481109*(HOUR($D712)*60+MINUTE($D712))^2 + 0.0107100719720847*(HOUR($D712)*60+MINUTE($D712))+66.3535900428978","v":66.353590042897807},null,"Marine"]
[707,null,null,null,"",null,31.239828365949499,33.432731097800598,65.614237275076405,34.191111769905497,37.136025005027498,66.353590042897807,null,"Marine"]
[708,null,null,null,{"$f":"IF(OR(ISBLANK($B714),ISBLANK($C714),ISBLANK($D714)),\"\",IF($C714=\"Estuary/Marine\",\"Time of day Adjustment not appropriate for marine waters!\",IF(OR(CONCATENATE($B714,\"-\",$C714)=\"Peninsula-Lake/Wetland\",CONCATENATE($B714,\"-\",$C714)=\"Everglades-Lake/Wetland\"),K714,IF(OR(CONCATENATE($B714,\"-\",$C714)=\"Northeast-Lake/Wetland\",CONCATENATE($B714,\"-\",$C714)=\"Big Bend-Lake/Wetland\"),J714,IF(CONCATENATE($B714,\"-\",$C714)=\"Panhandle West-Lake/Wetland\",L714,IF(OR(CONCATENATE($B714,\"-\",$C714)=\"Peninsula-Stream/Canal\",CONCATENATE($B714,\"-\",$C714)=\"Everglades-Stream/Canal\"),H714,IF(OR(CONCATENATE($B714,\"-\",$C714)=\"Northeast-Stream/Canal\",CONCATENATE($B714,\"-\",$C714)=\"Big Bend-Stream/Canal\"),G714,IF(CONCATENATE($B714,\"-\",$C714)=\"Panhandle West-Stream/Canal\",I714,\"Error! Check Entries\"))))))))","v":""},null,31.239828365949499,33.432731097800598,65.614237275076405,34.191111769905497,37.136025005027498,66.353590042897807,null,"Marine"]
[709,null,null,null,"",null,31.239828365949499,33.432731097800598,65.614237275076405,34.191111769905497,37.136025005027498,66.353590042897807,null,"Marine"]
[710,null,null,null,"",null,31.239828365949499,33.432731097800598,65.614237275076405,34.191111769905497,37.136025005027498,66.353590042897807,null,"Marine"]
[711,null,null,null,"",null,31.239828365949499,33.432731097800598,65.614237275076405,34.191111769905497,37.136025005027498,66.353590042897807,null,"Marine"]
[712,null,null,null,"",null,31.239828365949499,33.432731097800598,65.614237275076405,34.191111769905497,37.136025005027498,66.353590042897807,null,"Marine"]
[713,null,null,null,"",null,31.239828365949499,33.432731097800598,65.614237275076405,34.191111769905497,37.136025005027498,66.353590042897807,null,"Marine"]
[714,null,null,null,"",null,31.239828365949499,33.432731097800598,65.614237275076405,34.191111769905497,37.136025005027498,66.353590042897807,null,"Marine"]
[715,null,null,null,"",null,31.239828365949499,33.432731097800598,65.614237275076405,34.191111769905497,37.136025005027498,66.353590042897807,null,"Marine"]
[716,null,null,null,"",null,31.239828365949499,33.432731097800598,65.614237275076405,34.191111769905497,37.136025005027498,66.353590042897807,null,"Marine"]
[717,null,null,null,"",null,31.239828365949499,33.432731097800598,65.614237275076405,34.191111769905497,37.136025005027498,66.353590042897807,null,"Marine"]
[718,null,null,null,"",null,31.239828365949499,33.432731097800598,65.614237275076405,34.191111769905497,37.136025005027498,66.353590042897807,null,"Marine"]
[719,null,null,null,"",null,31.239828365949499,33.432731097800598,65.614237275076405,34.191111769905497,37.136025005027498,66.353590042897807,null,"Marine"]
[720,null,null,null,"",null,31.239828365949499,33.432731097800598,65.614237275076405,34.191111769905497,37.136025005027498,66.353590042897807,null,"Marine"]
[721,null,null,null,"",null,31.239828365949499,33.432731097800598,65.614237275076405,34.191111769905497,37.136025005027498,66.353590042897807,null,"Marine"]
[722,null,null,null,"",null,31.239828365949499,33.432731097800598,65.614237275076405,34.191111769905497,37.136025005027498,66.353590042897807,null,"Marine"]
[723,null,null,null,"",null,31.239828365949499,33.432731097800598,65.614237275076405,34.191111769905497,37.136025005027498,66.353590042897807,null,"Marine"]
[724,null,null,null,"",null,31.239828365949499,33.432731097800598,65.614237275076405,34.191111769905497,37.136025005027498,66.353590042897807,null,"Marine"]
[725,null,null,null,"",null,31.239828365949499,33.432731097800598,65.614237275076405,34.191111769905497,37.136025005027498,66.353590042897807,null,"Marine"]
[726,null,null,null,"",null,31.239828365949499,33.432731097800598,65.614237275076405,34.191111769905497,37.136025005027498,66.353590042897807,null,"Marine"]
[727,null,null,null,"",null,31.239828365949499,33.432731097800598,65.614237275076405,34.191111769905497,37.136025005027498,66.353590042897807,null,"Marine"]
[728,null,null,null,"",null,31.239828365949499,33.432731097800598,65.614237275076405,34.191111769905497,37.136025005027498,66.353590042897807,null,"Marine"]
[729,null,null,null,"",null,31.239828365949499,33.432731097800598,65.614237275076405,34.191111769905497,37.136025005027498,66.353590042897807,null,"Marine"]
[730,null,null,null,"",null,31.239828365949499,33.432731097800598,65.614237275076405,34.191111769905497,37.136025005027498,66.353590042897807,null,"Marine"]
[731,null,null,null,"",null,31.239828365949499,33.432731097800598,65.614237275076405,34.191111769905497,37.136025005027498,66.353590042897807,null,"Marine"]
[732,null,null,null,"",null,31.239828365949499,33.432731097800598,65.614237275076405,34.191111769905497,37.136025005027498,66.353590042897807,null,"Marine"]
[733,null,null,null,"",null,31.239828365949499,33.432731097800598,65.614237275076405,34.191111769905497,37.136025005027498,66.353590042897807,null,"Marine"]
[734,null,null,null,"",null,31.239828365949499,33.432731097800598,65.614237275076405,34.191111769905497,37.136025005027498,66.353590042897807,null,"Marine"]
[735,null,null,null,"",null,31.239828365949499,33.432731097800598,65.614237275076405,34.191111769905497,37.136025005027498,66.353590042897807,null,"Marine"]
[736,null,null,null,"",null,31.239828365949499,33.432731097800598,65.614237275076405,34.191111769905497,37.136025005027498,66.353590042897807,null,"Marine"]
[737,null,null,null,"",null,31.239828365949499,33.432731097800598,65.614237275076405,34.191111769905497,37.136025005027498,66.353590042897807,null,"Marine"]
[738,null,null,null,"",null,31.239828365949499,33.432731097800598,65.614237275076405,34.191111769905497,37.136025005027498,66.353590042897807,null,"Marine"]
[739,null,null,null,"",null,31.239828365949499,33.432731097800598,65.614237275076405,34.191111769905497,37.136025005027498,66.353590042897807,null,"Marine"]
[740,null,null,null,"",null,31.239828365949499,33.432731097800598,65.614237275076405,34.191111769905497,37.136025005027498,66.353590042897807,null,"Marine"]
[741,null,null,null,"",null,31.239828365949499,33.432731097800598,65.614237275076405,34.191111769905497,37.136025005027498,66.353590042897807,null,"Marine"]
[742,null,null,null,"",null,31.239828365949499,33.432731097800598,65.614237275076405,34.191111769905497,37.136025005027498,66.353590042897807,null,"Marine"]
[743,null,null,null,"",null,31.239828365949499,33.432731097800598,65.614237275076405,34.191111769905497,37.136025005027498,66.353590042897807,null,"Marine"]
[744,null,null,null,"",null,31.239828365949499,33.432731097800598,65.614237275076405,34.191111769905497,37.136025005027498,66.353590042897807,null,"Marine"]
[745,null,null,null,"",null,31.239828365949499,33.432731097800598,65.614237275076405,34.191111769905497,37.136025005027498,66.353590042897807,null,"Marine"]
[746,null,null,null,"",null,31.239828365949499,33.432731097800598,65.614237275076405,34.191111769905497,37.136025005027498,66.353590042897807,null,"Marine"]
[747,null,null,null,"",null,31.239828365949499,33.432731097800598,65.614237275076405,34.191111769905497,37.136025005027498,66.353590042897807,null,"Marine"]
[748,null,null,null,"",null,31.239828365949499,33.432731097800598,65.614237275076405,34.191111769905497,37.136025005027498,66.353590042897807,null,"Marine"]
[749,null,null,null,"",null,31.239828365949499,33.432731097800598,65.614237275076405,34.191111769905497,37.136025005027498,66.353590042897807,null,"Marine"]
[750,null,null,null,"",null,31.239828365949499,33.432731097800598,65.614237275076405,34.191111769905497,37.136025005027498,66.353590042897807,null,"Marine"]
[751,null,null,null,"",null,31.239828365949499,33.432731097800598,65.614237275076405,34.191111769905497,37.136025005027498,66.353590042897807,null,"Marine"]
[752,null,null,null,"",null,31.239828365949499,33.432731097800598,65.614237275076405,34.191111769905497,37.136025005027498,66.353590042897807,null,"Marine"]
[753,null,null,null,"",null,31.239828365949499,33.432731097800598,65.614237275076405,34.191111769905497,37.136025005027498,66.353590042897807,null,"Marine"]
[754,null,null,null,"",null,31.239828365949499,33.432731097800598,65.614237275076405,34.191111769905497,37.136025005027498,66.353590042897807,null,"Marine"]
[755,null,null,null,"",null,31.239828365949499,33.432731097800598,65.614237275076405,34.191111769905497,37.136025005027498,66.353590042897807,null,"Marine"]
[756,null,null,null,"",null,31.239828365949499,33.432731097800598,65.614237275076405,34.191111769905497,37.136025005027498,66.353590042897807,null,"Marine"]
[757,null,null,null,"",null,31.239828365949499,33.432731097800598,65.614237275076405,34.191111769905497,37.136025005027498,66.353590042897807,null,"Marine"]
[758,null,null,null,"",null,31.239828365949499,33.432731097800598,65.614237275076405,34.191111769905497,37.136025005027498,66.353590042897807,null,"Marine"]
[759,null,null,null,"",null,31.239828365949499,33.432731097800598,65.614237275076405,34.191111769905497,37.136025005027498,66.353590042897807,null,"Marine"]
[760,null,null,null,"",null,31.239828365949499,33.432731097800598,65.614237275076405,34.191111769905497,37.136025005027498,66.353590042897807,null,"Marine"]
[761,null,null,null,"",null,31.239828365949499,33.432731097800598,65.614237275076405,34.191111769905497,37.136025005027498,66.353590042897807,null,"Marine"]
[762,null,null,null,"",null,31.239828365949499,33.432731097800598,65.614237275076405,34.191111769905497,37.136025005027498,66.353590042897807,null,"Marine"]
[763,null,null,null,"",null,31.239828365949499,33.432731097800598,65.614237275076405,34.191111769905497,37.136025005027498,66.353590042897807,null,"Marine"]
[764,null,null,null,"",null,31.239828365949499,33.432731097800598,65.614237275076405,34.191111769905497,37.136025005027498,66.353590042897807,null,"Marine"]
[765,null,null,null,"",null,31.239828365949499,33.432731097800598,65.614237275076405,34.191111769905497,37.136025005027498,66.353590042897807,null,"Marine"]
[766,null,null,null,"",null,31.239828365949499,33.432731097800598,65.614237275076405,34.191111769905497,37.136025005027498,66.353590042897807,null,"Marine"]
[767,null,null,null,"",null,31.239828365949499,33.432731097800598,65.614237275076405,34.191111769905497,37.136025005027498,66.353590042897807,null,"Marine"]
[768,null,null,null,"",null,31.239828365949499,33.432731097800598,65.614237275076405,34.191111769905497,37.136025005027498,66.353590042897807,null,"Marine"]
[769,null,null,null,"",null,31.239828365949499,33.432731097800598,65.614237275076405,{"$f":"1.45776613020539E-13*(HOUR($D775)*60+MINUTE($D775))^5-5.56072270585461E-10*(HOUR($D775)*60+MINUTE($D775))^4+7.06833400255548E-07*(HOUR($D775)*60+MINUTE($D775))^3-0.000318788465226261*(HOUR($D775)*60+MINUTE($D775))^2+0.0281711711660364*(HOUR($D775)*60+MINUTE($D775))+34.1911117699055","v":34.191111769905497},37.136025005027498,66.353590042897807,null,"Marine"]
[770,null,null,null,"",null,{"$f":"1.18443700433286E-13*(HOUR($D776)*60+MINUTE($D776))^5 - 4.14323598958596E-10*(HOUR($D776)*60+MINUTE($D776))^4 + 4.77287727122539E-07*(HOUR($D776)*60+MINUTE($D776))^3 - 0.000196917585728373*(HOUR($D776)*60+MINUTE($D776))^2 + 0.0231405627601475*(HOUR($D776)*60+MINUTE($D776)) + 31.2398283659495","v":31.239828365949499},{"$f":"1.98879987167155E-13*(HOUR($D776)*60+MINUTE($D776))^5 - 6.89410992615642E-10*(HOUR($D776)*60+MINUTE($D776))^4 + 7.83730333422071E-07*(HOUR($D776)*60+MINUTE($D776))^3 - 0.00031597890334556*(HOUR($D776)*60+MINUTE($D776))^2 + 0.0355135105918976*(HOUR($D776)*60+MINUTE($D776)) + 33.4327310978006","v":33.432731097800598},{"$f":"9.08511511657608E-14*(HOUR($D776)*60+MINUTE($D776))^5 - 2.99407211249053E-10*(HOUR($D776)*60+MINUTE($D776))^4 + 3.1560253348998E-07*(HOUR($D776)*60+MINUTE($D776))^3 - 0.000108510891323021*(HOUR($D776)*60+MINUTE($D776))^2 + 0.00628484730145829*(HOUR($D776)*60+MINUTE($D776)) + 65.6142372750764","v":65.614237275076405},34.191111769905497,{"$f":"1.37090283182826E-13*(HOUR($D776)*60+MINUTE($D776))^5 - 5.04960255463897E-10*(HOUR($D776)*60+MINUTE($D776))^4 + 6.13524315934422E-07*(HOUR($D776)*60+MINUTE($D776))^3 - 0.00025817433468811*(HOUR($D776)*60+MINUTE($D776))^2 + 0.0195966892410979*(HOUR($D776)*60+MINUTE($D776)) + 37.1360250050275","v":37.136025005027498},{"$f":"7.11895278892582E-14*(HOUR($D776)*60+MINUTE($D776))^5-2.64195273421019E-10*(HOUR($D776)*60+MINUTE($D776))^4 + 3.22473039456213E-07*(HOUR($D776)*60+MINUTE($D776))^3 - 0.00013606873481109*(HOUR($D776)*60+MINUTE($D776))^2 + 0.0107100719720847*(HOUR($D776)*60+MINUTE($D776))+66.3535900428978","v":66.353590042897807},null,"Marine"]
[771,null,null,null,"",null,31.239828365949499,33.432731097800598,65.614237275076405,34.191111769905497,37.136025005027498,66.353590042897807,null,"Marine"]
[772,null,null,null,{"$f":"IF(OR(ISBLANK($B778),ISBLANK($C778),ISBLANK($D778)),\"\",IF($C778=\"Estuary/Marine\",\"Time of day Adjustment not appropriate for marine waters!\",IF(OR(CONCATENATE($B778,\"-\",$C778)=\"Peninsula-Lake/Wetland\",CONCATENATE($B778,\"-\",$C778)=\"Everglades-Lake/Wetland\"),K778,IF(OR(CONCATENATE($B778,\"-\",$C778)=\"Northeast-Lake/Wetland\",CONCATENATE($B778,\"-\",$C778)=\"Big Bend-Lake/Wetland\"),J778,IF(CONCATENATE($B778,\"-\",$C778)=\"Panhandle West-Lake/Wetland\",L778,IF(OR(CONCATENATE($B778,\"-\",$C778)=\"Peninsula-Stream/Canal\",CONCATENATE($B778,\"-\",$C778)=\"Everglades-Stream/Canal\"),H778,IF(OR(CONCATENATE($B778,\"-\",$C778)=\"Northeast-Stream/Canal\",CONCATENATE($B778,\"-\",$C778)=\"Big Bend-Stream/Canal\"),G778,IF(CONCATENATE($B778,\"-\",$C778)=\"Panhandle West-Stream/Canal\",I778,\"Error! Check Entries\"))))))))","v":""},null,31.239828365949499,33.432731097800598,65.614237275076405,34.191111769905497,37.136025005027498,66.353590042897807,null,"Marine"]
[773,null,null,null,"",null,31.239828365949499,33.432731097800598,65.614237275076405,34.191111769905497,37.136025005027498,66.353590042897807,null,"Marine"]
[774,null,null,null,"",null,31.239828365949499,33.432731097800598,65.614237275076405,34.191111769905497,37.136025005027498,66.353590042897807,null,"Marine"]
[775,null,null,null,"",null,31.239828365949499,33.432731097800598,65.614237275076405,34.191111769905497,37.136025005027498,66.353590042897807,null,"Marine"]
[776,null,null,null,"",null,31.239828365949499,33.432731097800598,65.614237275076405,34.191111769905497,37.136025005027498,66.353590042897807,null,"Marine"]
[777,null,null,null,"",null,31.239828365949499,33.432731097800598,65.614237275076405,34.191111769905497,37.136025005027498,66.353590042897807,null,"Marine"]
[778,null,null,null,"",null,31.239828365949499,33.432731097800598,65.614237275076405,34.191111769905497,37.136025005027498,66.353590042897807,null,"Marine"]
[779,null,null,null,"",null,31.239828365949499,33.432731097800598,65.614237275076405,34.191111769905497,37.136025005027498,66.353590042897807,null,"Marine"]
[780,null,null,null,"",null,31.239828365949499,33.432731097800598,65.614237275076405,34.191111769905497,37.136025005027498,66.353590042897807,null,"Marine"]
[781,null,null,null,"",null,31.239828365949499,33.432731097800598,65.614237275076405,34.191111769905497,37.136025005027498,66.353590042897807,null,"Marine"]
[782,null,null,null,"",null,31.239828365949499,33.432731097800598,65.614237275076405,34.191111769905497,37.136025005027498,66.353590042897807,null,"Marine"]
[783,null,null,null,"",null,31.239828365949499,33.432731097800598,65.614237275076405,34.191111769905497,37.136025005027498,66.353590042897807,null,"Marine"]
[784,null,null,null,"",null,31.239828365949499,33.432731097800598,65.614237275076405,34.191111769905497,37.136025005027498,66.353590042897807,null,"Marine"]
[785,null,null,null,"",null,31.239828365949499,33.432731097800598,65.614237275076405,34.191111769905497,37.136025005027498,66.353590042897807,null,"Marine"]
[786,null,null,null,"",null,31.239828365949499,33.432731097800598,65.614237275076405,34.191111769905497,37.136025005027498,66.353590042897807,null,"Marine"]
[787,null,null,null,"",null,31.239828365949499,33.432731097800598,65.614237275076405,34.191111769905497,37.136025005027498,66.353590042897807,null,"Marine"]
[788,null,null,null,"",null,31.239828365949499,33.432731097800598,65.614237275076405,34.191111769905497,37.136025005027498,66.353590042897807,null,"Marine"]
[789,null,null,null,"",null,31.239828365949499,33.432731097800598,65.614237275076405,34.191111769905497,37.136025005027498,66.353590042897807,null,"Marine"]
[790,null,null,null,"",null,31.239828365949499,33.432731097800598,65.614237275076405,34.191111769905497,37.136025005027498,66.353590042897807,null,"Marine"]
[791,null,null,null,"",null,31.239828365949499,33.432731097800598,65.614237275076405,34.191111769905497,37.136025005027498,66.353590042897807,null,"Marine"]
[792,null,null,null,"",null,31.239828365949499,33.432731097800598,65.614237275076405,34.191111769905497,37.136025005027498,66.353590042897807,null,"Marine"]
[793,null,null,null,"",null,31.239828365949499,33.432731097800598,65.614237275076405,34.191111769905497,37.136025005027498,66.353590042897807,null,"Marine"]
[794,null,null,null,"",null,31.239828365949499,33.432731097800598,65.614237275076405,34.191111769905497,37.136025005027498,66.353590042897807,null,"Marine"]
[795,null,null,null,"",null,31.239828365949499,33.432731097800598,65.614237275076405,34.191111769905497,37.136025005027498,66.353590042897807,null,"Marine"]
[796,null,null,null,"",null,31.239828365949499,33.432731097800598,65.614237275076405,34.191111769905497,37.136025005027498,66.353590042897807,null,"Marine"]
[797,null,null,null,"",null,31.239828365949499,33.432731097800598,65.614237275076405,34.191111769905497,37.136025005027498,66.353590042897807,null,"Marine"]
[798,null,null,null,"",null,31.239828365949499,33.432731097800598,65.614237275076405,34.191111769905497,37.136025005027498,66.353590042897807,null,"Marine"]
[799,null,null,null,"",null,31.239828365949499,33.432731097800598,65.614237275076405,34.191111769905497,37.136025005027498,66.353590042897807,null,"Marine"]
[800,null,null,null,"",null,31.239828365949499,33.432731097800598,65.614237275076405,34.191111769905497,37.136025005027498,66.353590042897807,null,"Marine"]
[801,null,null,null,"",null,31.239828365949499,33.432731097800598,65.614237275076405,34.191111769905497,37.136025005027498,66.353590042897807,null,"Marine"]
[802,null,null,null,"",null,31.239828365949499,33.432731097800598,65.614237275076405,34.191111769905497,37.136025005027498,66.353590042897807,null,"Marine"]
[803,null,null,null,"",null,31.239828365949499,33.432731097800598,65.614237275076405,34.191111769905497,37.136025005027498,66.353590042897807,null,"Marine"]
[804,null,null,null,"",null,31.239828365949499,33.432731097800598,65.614237275076405,34.191111769905497,37.136025005027498,66.353590042897807,null,"Marine"]
[805,null,null,null,"",null,31.239828365949499,33.432731097800598,65.614237275076405,34.191111769905497,37.136025005027498,66.353590042897807,null,"Marine"]
[806,null,null,null,"",null,31.239828365949499,33.432731097800598,65.614237275076405,34.191111769905497,37.136025005027498,66.353590042897807,null,"Marine"]
[807,null,null,null,"",null,31.239828365949499,33.432731097800598,65.614237275076405,34.191111769905497,37.136025005027498,66.353590042897807,null,"Marine"]
[808,null,null,null,"",null,31.239828365949499,33.432731097800598,65.614237275076405,34.191111769905497,37.136025005027498,66.353590042897807,null,"Marine"]
[809,null,null,null,"",null,31.239828365949499,33.432731097800598,65.614237275076405,34.191111769905497,37.136025005027498,66.353590042897807,null,"Marine"]
[810,null,null,null,"",null,31.239828365949499,33.432731097800598,65.614237275076405,34.191111769905497,37.136025005027498,66.353590042897807,null,"Marine"]
[811,null,null,null,"",null,31.239828365949499,33.432731097800598,65.614237275076405,34.191111769905497,37.136025005027498,66.353590042897807,null,"Marine"]
[812,null,null,null,"",null,31.239828365949499,33.432731097800598,65.614237275076405,34.191111769905497,37.136025005027498,66.353590042897807,null,"Marine"]
[813,null,null,null,"",null,31.239828365949499,33.432731097800598,65.614237275076405,34.191111769905497,37.136025005027498,66.353590042897807,null,"Marine"]
[814,null,null,null,"",null,31.239828365949499,33.432731097800598,65.614237275076405,34.191111769905497,37.136025005027498,66.353590042897807,null,"Marine"]
[815,null,null,null,"",null,31.239828365949499,33.432731097800598,65.614237275076405,34.191111769905497,37.136025005027498,66.353590042897807,null,"Marine"]
[816,null,null,null,"",null,31.239828365949499,33.432731097800598,65.614237275076405,34.191111769905497,37.136025005027498,66.353590042897807,null,"Marine"]
[817,null,null,null,"",null,31.239828365949499,33.432731097800598,65.614237275076405,34.191111769905497,37.136025005027498,66.353590042897807,null,"Marine"]
[818,null,null,null,"",null,31.239828365949499,33.432731097800598,65.614237275076405,34.191111769905497,37.136025005027498,66.353590042897807,null,"Marine"]
[819,null,null,null,"",null,31.239828365949499,33.432731097800598,65.614237275076405,34.191111769905497,37.136025005027498,66.353590042897807,null,"Marine"]
[820,null,null,null,"",null,31.239828365949499,33.432731097800598,65.614237275076405,34.191111769905497,37.136025005027498,66.353590042897807,null,"Marine"]
[821,null,null,null,"",null,31.239828365949499,33.432731097800598,65.614237275076405,34.191111769905497,37.136025005027498,66.353590042897807,null,"Marine"]
[822,null,null,null,"",null,31.239828365949499,33.432731097800598,65.614237275076405,34.191111769905497,37.136025005027498,66.353590042897807,null,"Marine"]
[823,null,null,null,"",null,31.239828365949499,33.432731097800598,65.614237275076405,34.191111769905497,37.136025005027498,66.353590042897807,null,"Marine"]
[824,null,null,null,"",null,31.239828365949499,33.432731097800598,65.614237275076405,34.191111769905497,37.136025005027498,66.353590042897807,null,"Marine"]
[825,null,null,null,"",null,31.239828365949499,33.432731097800598,65.614237275076405,34.191111769905497,37.136025005027498,66.353590042897807,null,"Marine"]
[826,null,null,null,"",null,31.239828365949499,33.432731097800598,65.614237275076405,34.191111769905497,37.136025005027498,66.353590042897807,null,"Marine"]
[827,null,null,null,"",null,31.239828365949499,33.432731097800598,65.614237275076405,34.191111769905497,37.136025005027498,66.353590042897807,null,"Marine"]
[828,null,null,null,"",null,31.239828365949499,33.432731097800598,65.614237275076405,34.191111769905497,37.136025005027498,66.353590042897807,null,"Marine"]
[829,null,null,null,"",null,31.239828365949499,33.432731097800598,65.614237275076405,34.191111769905497,37.136025005027498,66.353590042897807,null,"Marine"]
[830,null,null,null,"",null,31.239828365949499,33.432731097800598,65.614237275076405,34.191111769905497,37.136025005027498,66.353590042897807,null,"Marine"]
[831,null,null,null,"",null,31.239828365949499,33.432731097800598,65.614237275076405,34.191111769905497,37.136025005027498,66.353590042897807,null,"Marine"]
[832,null,null,null,"",null,31.239828365949499,33.432731097800598,65.614237275076405,34.191111769905497,37.136025005027498,66.353590042897807,null,"Marine"]
[833,null,null,null,"",null,31.239828365949499,33.432731097800598,65.614237275076405,{"$f":"1.45776613020539E-13*(HOUR($D839)*60+MINUTE($D839))^5-5.56072270585461E-10*(HOUR($D839)*60+MINUTE($D839))^4+7.06833400255548E-07*(HOUR($D839)*60+MINUTE($D839))^3-0.000318788465226261*(HOUR($D839)*60+MINUTE($D839))^2+0.0281711711660364*(HOUR($D839)*60+MINUTE($D839))+34.1911117699055","v":34.191111769905497},37.136025005027498,66.353590042897807,null,"Marine"]
[834,null,null,null,"",null,{"$f":"1.18443700433286E-13*(HOUR($D840)*60+MINUTE($D840))^5 - 4.14323598958596E-10*(HOUR($D840)*60+MINUTE($D840))^4 + 4.77287727122539E-07*(HOUR($D840)*60+MINUTE($D840))^3 - 0.000196917585728373*(HOUR($D840)*60+MINUTE($D840))^2 + 0.0231405627601475*(HOUR($D840)*60+MINUTE($D840)) + 31.2398283659495","v":31.239828365949499},{"$f":"1.98879987167155E-13*(HOUR($D840)*60+MINUTE($D840))^5 - 6.89410992615642E-10*(HOUR($D840)*60+MINUTE($D840))^4 + 7.83730333422071E-07*(HOUR($D840)*60+MINUTE($D840))^3 - 0.00031597890334556*(HOUR($D840)*60+MINUTE($D840))^2 + 0.0355135105918976*(HOUR($D840)*60+MINUTE($D840)) + 33.4327310978006","v":33.432731097800598},{"$f":"9.08511511657608E-14*(HOUR($D840)*60+MINUTE($D840))^5 - 2.99407211249053E-10*(HOUR($D840)*60+MINUTE($D840))^4 + 3.1560253348998E-07*(HOUR($D840)*60+MINUTE($D840))^3 - 0.000108510891323021*(HOUR($D840)*60+MINUTE($D840))^2 + 0.00628484730145829*(HOUR($D840)*60+MINUTE($D840)) + 65.6142372750764","v":65.614237275076405},34.191111769905497,{"$f":"1.37090283182826E-13*(HOUR($D840)*60+MINUTE($D840))^5 - 5.04960255463897E-10*(HOUR($D840)*60+MINUTE($D840))^4 + 6.13524315934422E-07*(HOUR($D840)*60+MINUTE($D840))^3 - 0.00025817433468811*(HOUR($D840)*60+MINUTE($D840))^2 + 0.0195966892410979*(HOUR($D840)*60+MINUTE($D840)) + 37.1360250050275","v":37.136025005027498},{"$f":"7.11895278892582E-14*(HOUR($D840)*60+MINUTE($D840))^5-2.64195273421019E-10*(HOUR($D840)*60+MINUTE($D840))^4 + 3.22473039456213E-07*(HOUR($D840)*60+MINUTE($D840))^3 - 0.00013606873481109*(HOUR($D840)*60+MINUTE($D840))^2 + 0.0107100719720847*(HOUR($D840)*60+MINUTE($D840))+66.3535900428978","v":66.353590042897807},null,"Marine"]
[835,null,null,null,"",null,31.239828365949499,33.432731097800598,65.614237275076405,34.191111769905497,37.136025005027498,66.353590042897807,null,"Marine"]
[836,null,null,null,{"$f":"IF(OR(ISBLANK($B842),ISBLANK($C842),ISBLANK($D842)),\"\",IF($C842=\"Estuary/Marine\",\"Time of day Adjustment not appropriate for marine waters!\",IF(OR(CONCATENATE($B842,\"-\",$C842)=\"Peninsula-Lake/Wetland\",CONCATENATE($B842,\"-\",$C842)=\"Everglades-Lake/Wetland\"),K842,IF(OR(CONCATENATE($B842,\"-\",$C842)=\"Northeast-Lake/Wetland\",CONCATENATE($B842,\"-\",$C842)=\"Big Bend-Lake/Wetland\"),J842,IF(CONCATENATE($B842,\"-\",$C842)=\"Panhandle West-Lake/Wetland\",L842,IF(OR(CONCATENATE($B842,\"-\",$C842)=\"Peninsula-Stream/Canal\",CONCATENATE($B842,\"-\",$C842)=\"Everglades-Stream/Canal\"),H842,IF(OR(CONCATENATE($B842,\"-\",$C842)=\"Northeast-Stream/Canal\",CONCATENATE($B842,\"-\",$C842)=\"Big Bend-Stream/Canal\"),G842,IF(CONCATENATE($B842,\"-\",$C842)=\"Panhandle West-Stream/Canal\",I842,\"Error! Check Entries\"))))))))","v":""},null,31.239828365949499,33.432731097800598,65.614237275076405,34.191111769905497,37.136025005027498,66.353590042897807,null,"Marine"]
[837,null,null,null,"",null,31.239828365949499,33.432731097800598,65.614237275076405,34.191111769905497,37.136025005027498,66.353590042897807,null,"Marine"]
[838,null,null,null,"",null,31.239828365949499,33.432731097800598,65.614237275076405,34.191111769905497,37.136025005027498,66.353590042897807,null,"Marine"]
[839,null,null,null,"",null,31.239828365949499,33.432731097800598,65.614237275076405,34.191111769905497,37.136025005027498,66.353590042897807,null,"Marine"]
[840,null,null,null,"",null,31.239828365949499,33.432731097800598,65.614237275076405,34.191111769905497,37.136025005027498,66.353590042897807,null,"Marine"]
[841,null,null,null,"",null,31.239828365949499,33.432731097800598,65.614237275076405,34.191111769905497,37.136025005027498,66.353590042897807,null,"Marine"]
[842,null,null,null,"",null,31.239828365949499,33.432731097800598,65.614237275076405,34.191111769905497,37.136025005027498,66.353590042897807,null,"Marine"]
[843,null,null,null,"",null,31.239828365949499,33.432731097800598,65.614237275076405,34.191111769905497,37.136025005027498,66.353590042897807,null,"Marine"]
[844,null,null,null,"",null,31.239828365949499,33.432731097800598,65.614237275076405,34.191111769905497,37.136025005027498,66.353590042897807,null,"Marine"]
[845,null,null,null,"",null,31.239828365949499,33.432731097800598,65.614237275076405,34.191111769905497,37.136025005027498,66.353590042897807,null,"Marine"]
[846,null,null,null,"",null,31.239828365949499,33.432731097800598,65.614237275076405,34.191111769905497,37.136025005027498,66.353590042897807,null,"Marine"]
[847,null,null,null,"",null,31.239828365949499,33.432731097800598,65.614237275076405,34.191111769905497,37.136025005027498,66.353590042897807,null,"Marine"]
[848,null,null,null,"",null,31.239828365949499,33.432731097800598,65.614237275076405,34.191111769905497,37.136025005027498,66.353590042897807,null,"Marine"]
[849,null,null,null,"",null,31.239828365949499,33.432731097800598,65.614237275076405,34.191111769905497,37.136025005027498,66.353590042897807,null,"Marine"]
[850,null,null,null,"",null,31.239828365949499,33.432731097800598,65.614237275076405,34.191111769905497,37.136025005027498,66.353590042897807,null,"Marine"]
[851,null,null,null,"",null,31.239828365949499,33.432731097800598,65.614237275076405,34.191111769905497,37.136025005027498,66.353590042897807,null,"Marine"]
[852,null,null,null,"",null,31.239828365949499,33.432731097800598,65.614237275076405,34.191111769905497,37.136025005027498,66.353590042897807,null,"Marine"]
[853,null,null,null,"",null,31.239828365949499,33.432731097800598,65.614237275076405,34.191111769905497,37.136025005027498,66.353590042897807,null,"Marine"]
[854,null,null,null,"",null,31.239828365949499,33.432731097800598,65.614237275076405,34.191111769905497,37.136025005027498,66.353590042897807,null,"Marine"]
[855,null,null,null,"",null,31.239828365949499,33.432731097800598,65.614237275076405,34.191111769905497,37.136025005027498,66.353590042897807,null,"Marine"]
[856,null,null,null,"",null,31.239828365949499,33.432731097800598,65.614237275076405,34.191111769905497,37.136025005027498,66.353590042897807,null,"Marine"]
[857,null,null,null,"",null,31.239828365949499,33.432731097800598,65.614237275076405,34.191111769905497,37.136025005027498,66.353590042897807,null,"Marine"]
[858,null,null,null,"",null,31.239828365949499,33.432731097800598,65.614237275076405,34.191111769905497,37.136025005027498,66.353590042897807,null,"Marine"]
[859,null,null,null,"",null,31.239828365949499,33.432731097800598,65.614237275076405,34.191111769905497,37.136025005027498,66.353590042897807,null,"Marine"]
[860,null,null,null,"",null,31.239828365949499,33.432731097800598,65.614237275076405,34.191111769905497,37.136025005027498,66.353590042897807,null,"Marine"]
[861,null,null,null,"",null,31.239828365949499,33.432731097800598,65.614237275076405,34.191111769905497,37.136025005027498,66.353590042897807,null,"Marine"]
[862,null,null,null,"",null,31.239828365949499,33.432731097800598,65.614237275076405,34.191111769905497,37.136025005027498,66.353590042897807,null,"Marine"]
[863,null,null,null,"",null,31.239828365949499,33.432731097800598,65.614237275076405,34.191111769905497,37.136025005027498,66.353590042897807,null,"Marine"]
[864,null,null,null,"",null,31.239828365949499,33.432731097800598,65.614237275076405,34.191111769905497,37.136025005027498,66.353590042897807,null,"Marine"]
[865,null,null,null,"",null,31.239828365949499,33.432731097800598,65.614237275076405,34.191111769905497,37.136025005027498,66.353590042897807,null,"Marine"]
[866,null,null,null,"",null,31.239828365949499,33.432731097800598,65.614237275076405,34.191111769905497,37.136025005027498,66.353590042897807,null,"Marine"]
[867,null,null,null,"",null,31.239828365949499,33.432731097800598,65.614237275076405,34.191111769905497,37.136025005027498,66.353590042897807,null,"Marine"]
[868,null,null,null,"",null,31.239828365949499,33.432731097800598,65.614237275076405,34.191111769905497,37.136025005027498,66.353590042897807,null,"Marine"]
[869,null,null,null,"",null,31.239828365949499,33.432731097800598,65.614237275076405,34.191111769905497,37.136025005027498,66.353590042897807,null,"Marine"]
[870,null,null,null,"",null,31.239828365949499,33.432731097800598,65.614237275076405,34.191111769905497,37.136025005027498,66.353590042897807,null,"Marine"]
[871,null,null,null,"",null,31.239828365949499,33.432731097800598,65.614237275076405,34.191111769905497,37.136025005027498,66.353590042897807,null,"Marine"]
[872,null,null,null,"",null,31.239828365949499,33.432731097800598,65.614237275076405,34.191111769905497,37.136025005027498,66.353590042897807,null,"Marine"]
[873,null,null,null,"",null,31.239828365949499,33.432731097800598,65.614237275076405,34.191111769905497,37.136025005027498,66.353590042897807,null,"Marine"]
[874,null,null,null,"",null,31.239828365949499,33.432731097800598,65.614237275076405,34.191111769905497,37.136025005027498,66.353590042897807,null,"Marine"]
[875,null,null,null,"",null,31.239828365949499,33.432731097800598,65.614237275076405,34.191111769905497,37.136025005027498,66.353590042897807,null,"Marine"]
[876,null,null,null,"",null,31.239828365949499,33.432731097800598,65.614237275076405,34.191111769905497,37.136025005027498,66.353590042897807,null,"Marine"]
[877,null,null,null,"",null,31.239828365949499,33.432731097800598,65.614237275076405,34.191111769905497,37.136025005027498,66.353590042897807,null,"Marine"]
[878,null,null,null,"",null,31.239828365949499,33.432731097800598,65.614237275076405,34.191111769905497,37.136025005027498,66.353590042897807,null,"Marine"]
[879,null,null,null,"",null,31.239828365949499,33.432731097800598,65.614237275076405,34.191111769905497,37.136025005027498,66.353590042897807,null,"Marine"]
[880,null,null,null,"",null,31.239828365949499,33.432731097800598,65.614237275076405,34.191111769905497,37.136025005027498,66.353590042897807,null,"Marine"]
[881,null,null,null,"",null,31.239828365949499,33.432731097800598,65.614237275076405,34.191111769905497,37.136025005027498,66.353590042897807,null,"Marine"]
[882,null,null,null,"",null,31.239828365949499,33.432731097800598,65.614237275076405,34.191111769905497,37.136025005027498,66.353590042897807,null,"Marine"]
[883,null,null,null,"",null,31.239828365949499,33.432731097800598,65.614237275076405,34.191111769905497,37.136025005027498,66.353590042897807,null,"Marine"]
[884,null,null,null,"",null,31.239828365949499,33.432731097800598,65.614237275076405,34.191111769905497,37.136025005027498,66.353590042897807,null,"Marine"]
[885,null,null,null,"",null,31.239828365949499,33.432731097800598,65.614237275076405,34.191111769905497,37.136025005027498,66.353590042897807,null,"Marine"]
[886,null,null,null,"",null,31.239828365949499,33.432731097800598,65.614237275076405,34.191111769905497,37.136025005027498,66.353590042897807,null,"Marine"]
[887,null,null,null,"",null,31.239828365949499,33.432731097800598,65.614237275076405,34.191111769905497,37.136025005027498,66.353590042897807,null,"Marine"]
[888,null,null,null,"",null,31.239828365949499,33.432731097800598,65.614237275076405,34.191111769905497,37.136025005027498,66.353590042897807,null,"Marine"]
[889,null,null,null,"",null,31.239828365949499,33.432731097800598,65.614237275076405,34.191111769905497,37.136025005027498,66.353590042897807,null,"Marine"]
[890,null,null,null,"",null,31.239828365949499,33.432731097800598,65.614237275076405,34.191111769905497,37.136025005027498,66.353590042897807,null,"Marine"]
[891,null,null,null,"",null,31.239828365949499,33.432731097800598,65.614237275076405,34.191111769905497,37.136025005027498,66.353590042897807,null,"Marine"]
[892,null,null,null,"",null,31.239828365949499,33.432731097800598,65.614237275076405,34.191111769905497,37.136025005027498,66.353590042897807,null,"Marine"]
[893,null,null,null,"",null,31.239828365949499,33.432731097800598,65.614237275076405,34.191111769905497,37.136025005027498,66.353590042897807,null,"Marine"]
[894,null,null,null,"",null,31.239828365949499,33.432731097800598,65.614237275076405,34.191111769905497,37.136025005027498,66.353590042897807,null,"Marine"]
[895,null,null,null,"",null,31.239828365949499,33.432731097800598,65.614237275076405,34.191111769905497,37.136025005027498,66.353590042897807,null,"Marine"]
[896,null,null,null,"",null,31.239828365949499,33.432731097800598,65.614237275076405,34.191111769905497,37.136025005027498,66.353590042897807,null,"Marine"]
[897,null,null,null,"",null,31.239828365949499,33.432731097800598,65.614237275076405,{"$f":"1.45776613020539E-13*(HOUR($D903)*60+MINUTE($D903))^5-5.56072270585461E-10*(HOUR($D903)*60+MINUTE($D903))^4+7.06833400255548E-07*(HOUR($D903)*60+MINUTE($D903))^3-0.000318788465226261*(HOUR($D903)*60+MINUTE($D903))^2+0.0281711711660364*(HOUR($D903)*60+MINUTE($D903))+34.1911117699055","v":34.191111769905497},37.136025005027498,66.353590042897807,null,"Marine"]
[898,null,null,null,"",null,{"$f":"1.18443700433286E-13*(HOUR($D904)*60+MINUTE($D904))^5 - 4.14323598958596E-10*(HOUR($D904)*60+MINUTE($D904))^4 + 4.77287727122539E-07*(HOUR($D904)*60+MINUTE($D904))^3 - 0.000196917585728373*(HOUR($D904)*60+MINUTE($D904))^2 + 0.0231405627601475*(HOUR($D904)*60+MINUTE($D904)) + 31.2398283659495","v":31.239828365949499},{"$f":"1.98879987167155E-13*(HOUR($D904)*60+MINUTE($D904))^5 - 6.89410992615642E-10*(HOUR($D904)*60+MINUTE($D904))^4 + 7.83730333422071E-07*(HOUR($D904)*60+MINUTE($D904))^3 - 0.00031597890334556*(HOUR($D904)*60+MINUTE($D904))^2 + 0.0355135105918976*(HOUR($D904)*60+MINUTE($D904)) + 33.4327310978006","v":33.432731097800598},{"$f":"9.08511511657608E-14*(HOUR($D904)*60+MINUTE($D904))^5 - 2.99407211249053E-10*(HOUR($D904)*60+MINUTE($D904))^4 + 3.1560253348998E-07*(HOUR($D904)*60+MINUTE($D904))^3 - 0.000108510891323021*(HOUR($D904)*60+MINUTE($D904))^2 + 0.00628484730145829*(HOUR($D904)*60+MINUTE($D904)) + 65.6142372750764","v":65.614237275076405},34.191111769905497,{"$f":"1.37090283182826E-13*(HOUR($D904)*60+MINUTE($D904))^5 - 5.04960255463897E-10*(HOUR($D904)*60+MINUTE($D904))^4 + 6.13524315934422E-07*(HOUR($D904)*60+MINUTE($D904))^3 - 0.00025817433468811*(HOUR($D904)*60+MINUTE($D904))^2 + 0.0195966892410979*(HOUR($D904)*60+MINUTE($D904)) + 37.1360250050275","v":37.136025005027498},{"$f":"7.11895278892582E-14*(HOUR($D904)*60+MINUTE($D904))^5-2.64195273421019E-10*(HOUR($D904)*60+MINUTE($D904))^4 + 3.22473039456213E-07*(HOUR($D904)*60+MINUTE($D904))^3 - 0.00013606873481109*(HOUR($D904)*60+MINUTE($D904))^2 + 0.0107100719720847*(HOUR($D904)*60+MINUTE($D904))+66.3535900428978","v":66.353590042897807},null,"Marine"]
[899,null,null,null,"",null,31.239828365949499,33.432731097800598,65.614237275076405,34.191111769905497,37.136025005027498,66.353590042897807,null,"Marine"]
[900,null,null,null,{"$f":"IF(OR(ISBLANK($B906),ISBLANK($C906),ISBLANK($D906)),\"\",IF($C906=\"Estuary/Marine\",\"Time of day Adjustment not appropriate for marine waters!\",IF(OR(CONCATENATE($B906,\"-\",$C906)=\"Peninsula-Lake/Wetland\",CONCATENATE($B906,\"-\",$C906)=\"Everglades-Lake/Wetland\"),K906,IF(OR(CONCATENATE($B906,\"-\",$C906)=\"Northeast-Lake/Wetland\",CONCATENATE($B906,\"-\",$C906)=\"Big Bend-Lake/Wetland\"),J906,IF(CONCATENATE($B906,\"-\",$C906)=\"Panhandle West-Lake/Wetland\",L906,IF(OR(CONCATENATE($B906,\"-\",$C906)=\"Peninsula-Stream/Canal\",CONCATENATE($B906,\"-\",$C906)=\"Everglades-Stream/Canal\"),H906,IF(OR(CONCATENATE($B906,\"-\",$C906)=\"Northeast-Stream/Canal\",CONCATENATE($B906,\"-\",$C906)=\"Big Bend-Stream/Canal\"),G906,IF(CONCATENATE($B906,\"-\",$C906)=\"Panhandle West-Stream/Canal\",I906,\"Error! Check Entries\"))))))))","v":""},null,31.239828365949499,33.432731097800598,65.614237275076405,34.191111769905497,37.136025005027498,66.353590042897807,null,"Marine"]
[901,null,null,null,"",null,31.239828365949499,33.432731097800598,65.614237275076405,34.191111769905497,37.136025005027498,66.353590042897807,null,"Marine"]
[902,null,null,null,"",null,31.239828365949499,33.432731097800598,65.614237275076405,34.191111769905497,37.136025005027498,66.353590042897807,null,"Marine"]
[903,null,null,null,"",null,31.239828365949499,33.432731097800598,65.614237275076405,34.191111769905497,37.136025005027498,66.353590042897807,null,"Marine"]
[904,null,null,null,"",null,31.239828365949499,33.432731097800598,65.614237275076405,34.191111769905497,37.136025005027498,66.353590042897807,null,"Marine"]
[905,null,null,null,"",null,31.239828365949499,33.432731097800598,65.614237275076405,34.191111769905497,37.136025005027498,66.353590042897807,null,"Marine"]
[906,null,null,null,"",null,31.239828365949499,33.432731097800598,65.614237275076405,34.191111769905497,37.136025005027498,66.353590042897807,null,"Marine"]
[907,null,null,null,"",null,31.239828365949499,33.432731097800598,65.614237275076405,34.191111769905497,37.136025005027498,66.353590042897807,null,"Marine"]
[908,null,null,null,"",null,31.239828365949499,33.432731097800598,65.614237275076405,34.191111769905497,37.136025005027498,66.353590042897807,null,"Marine"]
[909,null,null,null,"",null,31.239828365949499,33.432731097800598,65.614237275076405,34.191111769905497,37.136025005027498,66.353590042897807,null,"Marine"]
[910,null,null,null,"",null,31.239828365949499,33.432731097800598,65.614237275076405,34.191111769905497,37.136025005027498,66.353590042897807,null,"Marine"]
[911,null,null,null,"",null,31.239828365949499,33.432731097800598,65.614237275076405,34.191111769905497,37.136025005027498,66.353590042897807,null,"Marine"]
[912,null,null,null,"",null,31.239828365949499,33.432731097800598,65.614237275076405,34.191111769905497,37.136025005027498,66.353590042897807,null,"Marine"]
[913,null,null,null,"",null,31.239828365949499,33.432731097800598,65.614237275076405,34.191111769905497,37.136025005027498,66.353590042897807,null,"Marine"]
[914,null,null,null,"",null,31.239828365949499,33.432731097800598,65.614237275076405,34.191111769905497,37.136025005027498,66.353590042897807,null,"Marine"]
[915,null,null,null,"",null,31.239828365949499,33.432731097800598,65.614237275076405,34.191111769905497,37.136025005027498,66.353590042897807,null,"Marine"]
[916,null,null,null,"",null,31.239828365949499,33.432731097800598,65.614237275076405,34.191111769905497,37.136025005027498,66.353590042897807,null,"Marine"]
[917,null,null,null,"",null,31.239828365949499,33.432731097800598,65.614237275076405,34.191111769905497,37.136025005027498,66.353590042897807,null,"Marine"]
[918,null,null,null,"",null,31.239828365949499,33.432731097800598,65.614237275076405,34.191111769905497,37.136025005027498,66.353590042897807,null,"Marine"]
[919,null,null,null,"",null,31.239828365949499,33.432731097800598,65.614237275076405,34.191111769905497,37.136025005027498,66.353590042897807,null,"Marine"]
[920,null,null,null,"",null,31.239828365949499,33.432731097800598,65.614237275076405,34.191111769905497,37.136025005027498,66.353590042897807,null,"Marine"]
[921,null,null,null,"",null,31.239828365949499,33.432731097800598,65.614237275076405,34.191111769905497,37.136025005027498,66.353590042897807,null,"Marine"]
[922,null,null,null,"",null,31.239828365949499,33.432731097800598,65.614237275076405,34.191111769905497,37.136025005027498,66.353590042897807,null,"Marine"]
[923,null,null,null,"",null,31.239828365949499,33.432731097800598,65.614237275076405,34.191111769905497,37.136025005027498,66.353590042897807,null,"Marine"]
[924,null,null,null,"",null,31.239828365949499,33.432731097800598,65.614237275076405,34.191111769905497,37.136025005027498,66.353590042897807,null,"Marine"]
[925,null,null,null,"",null,31.239828365949499,33.432731097800598,65.614237275076405,34.191111769905497,37.136025005027498,66.353590042897807,null,"Marine"]
[926,null,null,null,"",null,31.239828365949499,33.432731097800598,65.614237275076405,34.191111769905497,37.136025005027498,66.353590042897807,null,"Marine"]
[927,null,null,null,"",null,31.239828365949499,33.432731097800598,65.614237275076405,34.191111769905497,37.136025005027498,66.353590042897807,null,"Marine"]
[928,null,null,null,"",null,31.239828365949499,33.432731097800598,65.614237275076405,34.191111769905497,37.136025005027498,66.353590042897807,null,"Marine"]
[929,null,null,null,"",null,31.239828365949499,33.432731097800598,65.614237275076405,34.191111769905497,37.136025005027498,66.353590042897807,null,"Marine"]
[930,null,null,null,"",null,31.239828365949499,33.432731097800598,65.614237275076405,34.191111769905497,37.136025005027498,66.353590042897807,null,"Marine"]
[931,null,null,null,"",null,31.239828365949499,33.432731097800598,65.614237275076405,34.191111769905497,37.136025005027498,66.353590042897807,null,"Marine"]
[932,null,null,null,"",null,31.239828365949499,33.432731097800598,65.614237275076405,34.191111769905497,37.136025005027498,66.353590042897807,null,"Marine"]
[933,null,null,null,"",null,31.239828365949499,33.432731097800598,65.614237275076405,34.191111769905497,37.136025005027498,66.353590042897807,null,"Marine"]
[934,null,null,null,"",null,31.239828365949499,33.432731097800598,65.614237275076405,34.191111769905497,37.136025005027498,66.353590042897807,null,"Marine"]
[935,null,null,null,"",null,31.239828365949499,33.432731097800598,65.614237275076405,34.191111769905497,37.136025005027498,66.353590042897807,null,"Marine"]
[936,null,null,null,"",null,31.239828365949499,33.432731097800598,65.614237275076405,34.191111769905497,37.136025005027498,66.353590042897807,null,"Marine"]
[937,null,null,null,"",null,31.239828365949499,33.432731097800598,65.614237275076405,34.191111769905497,37.136025005027498,66.353590042897807,null,"Marine"]
[938,null,null,null,"",null,31.239828365949499,33.432731097800598,65.614237275076405,34.191111769905497,37.136025005027498,66.353590042897807,null,"Marine"]
[939,null,null,null,"",null,31.239828365949499,33.432731097800598,65.614237275076405,34.191111769905497,37.136025005027498,66.353590042897807,null,"Marine"]
[940,null,null,null,"",null,31.239828365949499,33.432731097800598,65.614237275076405,34.191111769905497,37.136025005027498,66.353590042897807,null,"Marine"]
[941,null,null,null,"",null,31.239828365949499,33.432731097800598,65.614237275076405,34.191111769905497,37.136025005027498,66.353590042897807,null,"Marine"]
[942,null,null,null,"",null,31.239828365949499,33.432731097800598,65.614237275076405,34.191111769905497,37.136025005027498,66.353590042897807,null,"Marine"]
[943,null,null,null,"",null,31.239828365949499,33.432731097800598,65.614237275076405,34.191111769905497,37.136025005027498,66.353590042897807,null,"Marine"]
[944,null,null,null,"",null,31.239828365949499,33.432731097800598,65.614237275076405,34.191111769905497,37.136025005027498,66.353590042897807,null,"Marine"]
[945,null,null,null,"",null,31.239828365949499,33.432731097800598,65.614237275076405,34.191111769905497,37.136025005027498,66.353590042897807,null,"Marine"]
[946,null,null,null,"",null,31.239828365949499,33.432731097800598,65.614237275076405,34.191111769905497,37.136025005027498,66.353590042897807,null,"Marine"]
[947,null,null,null,"",null,31.239828365949499,33.432731097800598,65.614237275076405,34.191111769905497,37.136025005027498,66.353590042897807,null,"Marine"]
[948,null,null,null,"",null,31.239828365949499,33.432731097800598,65.614237275076405,34.191111769905497,37.136025005027498,66.353590042897807,null,"Marine"]
[949,null,null,null,"",null,31.239828365949499,33.432731097800598,65.614237275076405,34.191111769905497,37.136025005027498,66.353590042897807,null,"Marine"]
[950,null,null,null,"",null,31.239828365949499,33.432731097800598,65.614237275076405,34.191111769905497,37.136025005027498,66.353590042897807,null,"Marine"]
[951,null,null,null,"",null,31.239828365949499,33.432731097800598,65.614237275076405,34.191111769905497,37.136025005027498,66.353590042897807,null,"Marine"]
[952,null,null,null,"",null,31.239828365949499,33.432731097800598,65.614237275076405,34.191111769905497,37.136025005027498,66.353590042897807,null,"Marine"]
[953,null,null,null,"",null,31.239828365949499,33.432731097800598,65.614237275076405,34.191111769905497,37.136025005027498,66.353590042897807,null,"Marine"]
[954,null,null,null,"",null,31.239828365949499,33.432731097800598,65.614237275076405,34.191111769905497,37.136025005027498,66.353590042897807,null,"Marine"]
[955,null,null,null,"",null,31.239828365949499,33.432731097800598,65.614237275076405,34.191111769905497,37.136025005027498,66.353590042897807,null,"Marine"]
[956,null,null,null,"",null,31.239828365949499,33.432731097800598,65.614237275076405,34.191111769905497,37.136025005027498,66.353590042897807,null,"Marine"]
[957,null,null,null,"",null,31.239828365949499,33.432731097800598,65.614237275076405,34.191111769905497,37.136025005027498,66.353590042897807,null,"Marine"]
[958,null,null,null,"",null,31.239828365949499,33.432731097800598,65.614237275076405,34.191111769905497,37.136025005027498,66.353590042897807,null,"Marine"]
[959,null,null,null,"",null,31.239828365949499,33.432731097800598,65.614237275076405,34.191111769905497,37.136025005027498,66.353590042897807,null,"Marine"]
[960,null,null,null,"",null,31.239828365949499,33.432731097800598,65.614237275076405,34.191111769905497,37.136025005027498,66.353590042897807,null,"Marine"]
[961,null,null,null,"",null,31.239828365949499,33.432731097800598,65.614237275076405,{"$f":"1.45776613020539E-13*(HOUR($D967)*60+MINUTE($D967))^5-5.56072270585461E-10*(HOUR($D967)*60+MINUTE($D967))^4+7.06833400255548E-07*(HOUR($D967)*60+MINUTE($D967))^3-0.000318788465226261*(HOUR($D967)*60+MINUTE($D967))^2+0.0281711711660364*(HOUR($D967)*60+MINUTE($D967))+34.1911117699055","v":34.191111769905497},37.136025005027498,66.353590042897807,null,"Marine"]
[962,null,null,null,"",null,{"$f":"1.18443700433286E-13*(HOUR($D968)*60+MINUTE($D968))^5 - 4.14323598958596E-10*(HOUR($D968)*60+MINUTE($D968))^4 + 4.77287727122539E-07*(HOUR($D968)*60+MINUTE($D968))^3 - 0.000196917585728373*(HOUR($D968)*60+MINUTE($D968))^2 + 0.0231405627601475*(HOUR($D968)*60+MINUTE($D968)) + 31.2398283659495","v":31.239828365949499},{"$f":"1.98879987167155E-13*(HOUR($D968)*60+MINUTE($D968))^5 - 6.89410992615642E-10*(HOUR($D968)*60+MINUTE($D968))^4 + 7.83730333422071E-07*(HOUR($D968)*60+MINUTE($D968))^3 - 0.00031597890334556*(HOUR($D968)*60+MINUTE($D968))^2 + 0.0355135105918976*(HOUR($D968)*60+MINUTE($D968)) + 33.4327310978006","v":33.432731097800598},{"$f":"9.08511511657608E-14*(HOUR($D968)*60+MINUTE($D968))^5 - 2.99407211249053E-10*(HOUR($D968)*60+MINUTE($D968))^4 + 3.1560253348998E-07*(HOUR($D968)*60+MINUTE($D968))^3 - 0.000108510891323021*(HOUR($D968)*60+MINUTE($D968))^2 + 0.00628484730145829*(HOUR($D968)*60+MINUTE($D968)) + 65.6142372750764","v":65.614237275076405},34.191111769905497,{"$f":"1.37090283182826E-13*(HOUR($D968)*60+MINUTE($D968))^5 - 5.04960255463897E-10*(HOUR($D968)*60+MINUTE($D968))^4 + 6.13524315934422E-07*(HOUR($D968)*60+MINUTE($D968))^3 - 0.00025817433468811*(HOUR($D968)*60+MINUTE($D968))^2 + 0.0195966892410979*(HOUR($D968)*60+MINUTE($D968)) + 37.1360250050275","v":37.136025005027498},{"$f":"7.11895278892582E-14*(HOUR($D968)*60+MINUTE($D968))^5-2.64195273421019E-10*(HOUR($D968)*60+MINUTE($D968))^4 + 3.22473039456213E-07*(HOUR($D968)*60+MINUTE($D968))^3 - 0.00013606873481109*(HOUR($D968)*60+MINUTE($D968))^2 + 0.0107100719720847*(HOUR($D968)*60+MINUTE($D968))+66.3535900428978","v":66.353590042897807},null,"Marine"]
[963,null,null,null,"",null,31.239828365949499,33.432731097800598,65.614237275076405,34.191111769905497,37.136025005027498,66.353590042897807,null,"Marine"]
[964,null,null,null,{"$f":"IF(OR(ISBLANK($B970),ISBLANK($C970),ISBLANK($D970)),\"\",IF($C970=\"Estuary/Marine\",\"Time of day Adjustment not appropriate for marine waters!\",IF(OR(CONCATENATE($B970,\"-\",$C970)=\"Peninsula-Lake/Wetland\",CONCATENATE($B970,\"-\",$C970)=\"Everglades-Lake/Wetland\"),K970,IF(OR(CONCATENATE($B970,\"-\",$C970)=\"Northeast-Lake/Wetland\",CONCATENATE($B970,\"-\",$C970)=\"Big Bend-Lake/Wetland\"),J970,IF(CONCATENATE($B970,\"-\",$C970)=\"Panhandle West-Lake/Wetland\",L970,IF(OR(CONCATENATE($B970,\"-\",$C970)=\"Peninsula-Stream/Canal\",CONCATENATE($B970,\"-\",$C970)=\"Everglades-Stream/Canal\"),H970,IF(OR(CONCATENATE($B970,\"-\",$C970)=\"Northeast-Stream/Canal\",CONCATENATE($B970,\"-\",$C970)=\"Big Bend-Stream/Canal\"),G970,IF(CONCATENATE($B970,\"-\",$C970)=\"Panhandle West-Stream/Canal\",I970,\"Error! Check Entries\"))))))))","v":""},null,31.239828365949499,33.432731097800598,65.614237275076405,34.191111769905497,37.136025005027498,66.353590042897807,null,"Marine"]
[965,null,null,null,"",null,31.239828365949499,33.432731097800598,65.614237275076405,34.191111769905497,37.136025005027498,66.353590042897807,null,"Marine"]
[966,null,null,null,"",null,31.239828365949499,33.432731097800598,65.614237275076405,34.191111769905497,37.136025005027498,66.353590042897807,null,"Marine"]
[967,null,null,null,"",null,31.239828365949499,33.432731097800598,65.614237275076405,34.191111769905497,37.136025005027498,66.353590042897807,null,"Marine"]
[968,null,null,null,"",null,31.239828365949499,33.432731097800598,65.614237275076405,34.191111769905497,37.136025005027498,66.353590042897807,null,"Marine"]
[969,null,null,null,"",null,31.239828365949499,33.432731097800598,65.614237275076405,34.191111769905497,37.136025005027498,66.353590042897807,null,"Marine"]
[970,null,null,null,"",null,31.239828365949499,33.432731097800598,65.614237275076405,34.191111769905497,37.136025005027498,66.353590042897807,null,"Marine"]
[971,null,null,null,"",null,31.239828365949499,33.432731097800598,65.614237275076405,34.191111769905497,37.136025005027498,66.353590042897807,null,"Marine"]
[972,null,null,null,"",null,31.239828365949499,33.432731097800598,65.614237275076405,34.191111769905497,37.136025005027498,66.353590042897807,null,"Marine"]
[973,null,null,null,"",null,31.239828365949499,33.432731097800598,65.614237275076405,34.191111769905497,37.136025005027498,66.353590042897807,null,"Marine"]
[974,null,null,null,"",null,31.239828365949499,33.432731097800598,65.614237275076405,34.191111769905497,37.136025005027498,66.353590042897807,null,"Marine"]
[975,null,null,null,"",null,31.239828365949499,33.432731097800598,65.614237275076405,34.191111769905497,37.136025005027498,66.353590042897807,null,"Marine"]
[976,null,null,null,"",null,31.239828365949499,33.432731097800598,65.614237275076405,34.191111769905497,37.136025005027498,66.353590042897807,null,"Marine"]
[977,null,null,null,"",null,31.239828365949499,33.432731097800598,65.614237275076405,34.191111769905497,37.136025005027498,66.353590042897807,null,"Marine"]
[978,null,null,null,"",null,31.239828365949499,33.432731097800598,65.614237275076405,34.191111769905497,37.136025005027498,66.353590042897807,null,"Marine"]
[979,null,null,null,"",null,31.239828365949499,33.432731097800598,65.614237275076405,34.191111769905497,37.136025005027498,66.353590042897807,null,"Marine"]
[980,null,null,null,"",null,31.239828365949499,33.432731097800598,65.614237275076405,34.191111769905497,37.136025005027498,66.353590042897807,null,"Marine"]
[981,null,null,null,"",null,31.239828365949499,33.432731097800598,65.614237275076405,34.191111769905497,37.136025005027498,66.353590042897807,null,"Marine"]
[982,null,null,null,"",null,31.239828365949499,33.432731097800598,65.614237275076405,34.191111769905497,37.136025005027498,66.353590042897807,null,"Marine"]
[983,null,null,null,"",null,31.239828365949499,33.432731097800598,65.614237275076405,34.191111769905497,37.136025005027498,66.353590042897807,null,"Marine"]
[984,null,null,null,"",null,31.239828365949499,33.432731097800598,65.614237275076405,34.191111769905497,37.136025005027498,66.353590042897807,null,"Marine"]
[985,null,null,null,"",null,31.239828365949499,33.432731097800598,65.614237275076405,34.191111769905497,37.136025005027498,66.353590042897807,null,"Marine"]
[986,null,null,null,"",null,31.239828365949499,33.432731097800598,65.614237275076405,34.191111769905497,37.136025005027498,66.353590042897807,null,"Marine"]
[987,null,null,null,"",null,31.239828365949499,33.432731097800598,65.614237275076405,34.191111769905497,37.136025005027498,66.353590042897807,null,"Marine"]
[988,null,null,null,"",null,31.239828365949499,33.432731097800598,65.614237275076405,34.191111769905497,37.136025005027498,66.353590042897807,null,"Marine"]
[989,null,null,null,"",null,31.239828365949499,33.432731097800598,65.614237275076405,34.191111769905497,37.136025005027498,66.353590042897807,null,"Marine"]
[990,null,null,null,"",null,31.239828365949499,33.432731097800598,65.614237275076405,34.191111769905497,37.136025005027498,66.353590042897807,null,"Marine"]
[991,null,null,null,"",null,31.239828365949499,33.432731097800598,65.614237275076405,34.191111769905497,37.136025005027498,66.353590042897807,null,"Marine"]
[992,null,null,null,"",null,31.239828365949499,33.432731097800598,65.614237275076405,34.191111769905497,37.136025005027498,66.353590042897807,null,"Marine"]
[993,null,null,null,"",null,31.239828365949499,33.432731097800598,65.614237275076405,34.191111769905497,37.136025005027498,66.353590042897807,null,"Marine"]
[994,null,null,null,"",null,31.239828365949499,33.432731097800598,65.614237275076405,34.191111769905497,37.136025005027498,66.353590042897807,null,"Marine"]
[995,null,null,null,"",null,31.239828365949499,33.432731097800598,65.614237275076405,34.191111769905497,37.136025005027498,66.353590042897807,null,"Marine"]
[996,null,null,null,"",null,31.239828365949499,33.432731097800598,65.614237275076405,34.191111769905497,37.136025005027498,66.353590042897807,null,"Marine"]
[997,null,null,null,"",null,31.239828365949499,33.432731097800598,65.614237275076405,34.191111769905497,37.136025005027498,66.353590042897807,null,"Marine"]
[998,null,null,null,"",null,31.239828365949499,33.432731097800598,65.614237275076405,34.191111769905497,37.136025005027498,66.353590042897807,null,"Marine"]
[999,null,null,null,"",null,31.239828365949499,33.432731097800598,65.614237275076405,34.191111769905497,37.136025005027498,66.353590042897807,null,"Marine"]
[1000,null,null,null,"",null,31.239828365949499,33.432731097800598,65.614237275076405,34.191111769905497,37.136025005027498,66.353590042897807,null,"Marine"]
[1001,null,null,null,"",null,31.239828365949499,33.432731097800598,65.614237275076405,34.191111769905497,37.136025005027498,66.353590042897807,null,"Marine"]
[1002,null,null,null,"",null,31.239828365949499,33.432731097800598,65.614237275076405,34.191111769905497,37.136025005027498,66.353590042897807,null,"Marine"]
[1003,null,null,null,"",null,31.239828365949499,33.432731097800598,65.614237275076405,34.191111769905497,37.136025005027498,66.353590042897807,null,"Marine"]
[1004,null,null,null,"",null,31.239828365949499,33.432731097800598,65.614237275076405,34.191111769905497,37.136025005027498,66.353590042897807,null,"Marine"]
[1005,null,null,null,"",null,31.239828365949499,33.432731097800598,65.614237275076405,34.191111769905497,37.136025005027498,66.353590042897807,null,"Marine"]
[1006,null,null,null,"",null,31.239828365949499,33.432731097800598,65.614237275076405,34.191111769905497,37.136025005027498,66.353590042897807,null,"Marine"]
[1007,null,null,null,"",null,31.239828365949499,33.432731097800598,65.614237275076405,34.191111769905497,37.136025005027498,66.353590042897807,null,"Marine"]
[1008,null,null,null,"",null,31.239828365949499,33.432731097800598,65.614237275076405,34.191111769905497,37.136025005027498,66.353590042897807,null,"Marine"]
[1009,null,null,null,"",null,31.239828365949499,33.432731097800598,65.614237275076405,34.191111769905497,37.136025005027498,66.353590042897807,null,"Marine"]
[1010,null,null,null,"",null,31.239828365949499,33.432731097800598,65.614237275076405,34.191111769905497,37.136025005027498,66.353590042897807,null,"Marine"]
[1011,null,null,null,"",null,31.239828365949499,33.432731097800598,65.614237275076405,34.191111769905497,37.136025005027498,66.353590042897807,null,"Marine"]
[1012,null,null,null,"",null,31.239828365949499,33.432731097800598,65.614237275076405,34.191111769905497,37.136025005027498,66.353590042897807,null,"Marine"]
[1013,null,null,null,"",null,31.239828365949499,33.432731097800598,65.614237275076405,34.191111769905497,37.136025005027498,66.353590042897807,null,"Marine"]
[1014,null,null,null,"",null,31.239828365949499,33.432731097800598,65.614237275076405,34.191111769905497,37.136025005027498,66.353590042897807,null,"Marine"]
[1015,null,null,null,"",null,31.239828365949499,33.432731097800598,65.614237275076405,34.191111769905497,37.136025005027498,66.353590042897807,null,"Marine"]
[1016,null,null,null,"",null,31.239828365949499,33.432731097800598,65.614237275076405,34.191111769905497,37.136025005027498,66.353590042897807,null,"Marine"]
[1017,null,null,null,"",null,31.239828365949499,33.432731097800598,65.614237275076405,34.191111769905497,37.136025005027498,66.353590042897807,null,"Marine"]
[1018,null,null,null,"",null,31.239828365949499,33.432731097800598,65.614237275076405,34.191111769905497,37.136025005027498,66.353590042897807,null,"Marine"]
[1019,null,null,null,"",null,31.239828365949499,33.432731097800598,65.614237275076405,34.191111769905497,37.136025005027498,66.353590042897807,null,"Marine"]
[1020,null,null,null,"",null,31.239828365949499,33.432731097800598,65.614237275076405,34.191111769905497,37.136025005027498,66.353590042897807,null,"Marine"]
[1021,null,null,null,"",null,31.239828365949499,33.432731097800598,65.614237275076405,34.191111769905497,37.136025005027498,66.353590042897807,null,"Marine"]
[1022,null,null,null,"",null,31.239828365949499,33.432731097800598,65.614237275076405,34.191111769905497,37.136025005027498,66.353590042897807,null,"Marine"]
[1023,null,null,null,"",null,31.239828365949499,33.432731097800598,65.614237275076405,34.191111769905497,37.136025005027498,66.353590042897807,null,"Marine"]
[1024,null,null,null,"",null,31.239828365949499,33.432731097800598,65.614237275076405,34.191111769905497,37.136025005027498,66.353590042897807,null,"Marine"]
[1025,null,null,null,"",null,31.239828365949499,33.432731097800598,65.614237275076405,{"$f":"1.45776613020539E-13*(HOUR($D1031)*60+MINUTE($D1031))^5-5.56072270585461E-10*(HOUR($D1031)*60+MINUTE($D1031))^4+7.06833400255548E-07*(HOUR($D1031)*60+MINUTE($D1031))^3-0.000318788465226261*(HOUR($D1031)*60+MINUTE($D1031))^2+0.0281711711660364*(HOUR($D1031)*60+MINUTE($D1031))+34.1911117699055","v":34.191111769905497},37.136025005027498,66.353590042897807,null,"Marine"]
[1026,null,null,null,"",null,{"$f":"1.18443700433286E-13*(HOUR($D1032)*60+MINUTE($D1032))^5 - 4.14323598958596E-10*(HOUR($D1032)*60+MINUTE($D1032))^4 + 4.77287727122539E-07*(HOUR($D1032)*60+MINUTE($D1032))^3 - 0.000196917585728373*(HOUR($D1032)*60+MINUTE($D1032))^2 + 0.0231405627601475*(HOUR($D1032)*60+MINUTE($D1032)) + 31.2398283659495","v":31.239828365949499},{"$f":"1.98879987167155E-13*(HOUR($D1032)*60+MINUTE($D1032))^5 - 6.89410992615642E-10*(HOUR($D1032)*60+MINUTE($D1032))^4 + 7.83730333422071E-07*(HOUR($D1032)*60+MINUTE($D1032))^3 - 0.00031597890334556*(HOUR($D1032)*60+MINUTE($D1032))^2 + 0.0355135105918976*(HOUR($D1032)*60+MINUTE($D1032)) + 33.4327310978006","v":33.432731097800598},{"$f":"9.08511511657608E-14*(HOUR($D1032)*60+MINUTE($D1032))^5 - 2.99407211249053E-10*(HOUR($D1032)*60+MINUTE($D1032))^4 + 3.1560253348998E-07*(HOUR($D1032)*60+MINUTE($D1032))^3 - 0.000108510891323021*(HOUR($D1032)*60+MINUTE($D1032))^2 + 0.00628484730145829*(HOUR($D1032)*60+MINUTE($D1032)) + 65.6142372750764","v":65.614237275076405},34.191111769905497,{"$f":"1.37090283182826E-13*(HOUR($D1032)*60+MINUTE($D1032))^5 - 5.04960255463897E-10*(HOUR($D1032)*60+MINUTE($D1032))^4 + 6.13524315934422E-07*(HOUR($D1032)*60+MINUTE($D1032))^3 - 0.00025817433468811*(HOUR($D1032)*60+MINUTE($D1032))^2 + 0.0195966892410979*(HOUR($D1032)*60+MINUTE($D1032)) + 37.1360250050275","v":37.136025005027498},{"$f":"7.11895278892582E-14*(HOUR($D1032)*60+MINUTE($D1032))^5-2.64195273421019E-10*(HOUR($D1032)*60+MINUTE($D1032))^4 + 3.22473039456213E-07*(HOUR($D1032)*60+MINUTE($D1032))^3 - 0.00013606873481109*(HOUR($D1032)*60+MINUTE($D1032))^2 + 0.0107100719720847*(HOUR($D1032)*60+MINUTE($D1032))+66.3535900428978","v":66.353590042897807},null,"Marine"]
[1027,null,null,null,"",null,31.239828365949499,33.432731097800598,65.614237275076405,34.191111769905497,37.136025005027498,66.353590042897807,null,"Marine"]
[1028,null,null,null,{"$f":"IF(OR(ISBLANK($B1034),ISBLANK($C1034),ISBLANK($D1034)),\"\",IF($C1034=\"Estuary/Marine\",\"Time of day Adjustment not appropriate for marine waters!\",IF(OR(CONCATENATE($B1034,\"-\",$C1034)=\"Peninsula-Lake/Wetland\",CONCATENATE($B1034,\"-\",$C1034)=\"Everglades-Lake/Wetland\"),K1034,IF(OR(CONCATENATE($B1034,\"-\",$C1034)=\"Northeast-Lake/Wetland\",CONCATENATE($B1034,\"-\",$C1034)=\"Big Bend-Lake/Wetland\"),J1034,IF(CONCATENATE($B1034,\"-\",$C1034)=\"Panhandle West-Lake/Wetland\",L1034,IF(OR(CONCATENATE($B1034,\"-\",$C1034)=\"Peninsula-Stream/Canal\",CONCATENATE($B1034,\"-\",$C1034)=\"Everglades-Stream/Canal\"),H1034,IF(OR(CONCATENATE($B1034,\"-\",$C1034)=\"Northeast-Stream/Canal\",CONCATENATE($B1034,\"-\",$C1034)=\"Big Bend-Stream/Canal\"),G1034,IF(CONCATENATE($B1034,\"-\",$C1034)=\"Panhandle West-Stream/Canal\",I1034,\"Error! Check Entries\"))))))))","v":""},null,31.239828365949499,33.432731097800598,65.614237275076405,34.191111769905497,37.136025005027498,66.353590042897807,null,"Marine"]
[1029,null,null,null,"",null,31.239828365949499,33.432731097800598,65.614237275076405,34.191111769905497,37.136025005027498,66.353590042897807,null,"Marine"]
[1030,null,null,null,"",null,31.239828365949499,33.432731097800598,65.614237275076405,34.191111769905497,37.136025005027498,66.353590042897807,null,"Marine"]
[1031,null,null,null,"",null,31.239828365949499,33.432731097800598,65.614237275076405,34.191111769905497,37.136025005027498,66.353590042897807,null,"Marine"]
[1032,null,null,null,"",null,31.239828365949499,33.432731097800598,65.614237275076405,34.191111769905497,37.136025005027498,66.353590042897807,null,"Marine"]
[1033,null,null,null,"",null,31.239828365949499,33.432731097800598,65.614237275076405,34.191111769905497,37.136025005027498,66.353590042897807,null,"Marine"]
[1034,null,null,null,"",null,31.239828365949499,33.432731097800598,65.614237275076405,34.191111769905497,37.136025005027498,66.353590042897807,null,"Marine"]
[1035,null,null,null,"",null,31.239828365949499,33.432731097800598,65.614237275076405,34.191111769905497,37.136025005027498,66.353590042897807,null,"Marine"]
[1036,null,null,null,"",null,31.239828365949499,33.432731097800598,65.614237275076405,34.191111769905497,37.136025005027498,66.353590042897807,null,"Marine"]
[1037,null,null,null,"",null,31.239828365949499,33.432731097800598,65.614237275076405,34.191111769905497,37.136025005027498,66.353590042897807,null,"Marine"]
[1038,null,null,null,"",null,31.239828365949499,33.432731097800598,65.614237275076405,34.191111769905497,37.136025005027498,66.353590042897807,null,"Marine"]
[1039,null,null,null,"",null,31.239828365949499,33.432731097800598,65.614237275076405,34.191111769905497,37.136025005027498,66.353590042897807,null,"Marine"]
[1040,null,null,null,"",null,31.239828365949499,33.432731097800598,65.614237275076405,34.191111769905497,37.136025005027498,66.353590042897807,null,"Marine"]
[1041,null,null,null,"",null,31.239828365949499,33.432731097800598,65.614237275076405,34.191111769905497,37.136025005027498,66.353590042897807,null,"Marine"]
[1042,null,null,null,"",null,31.239828365949499,33.432731097800598,65.614237275076405,34.191111769905497,37.136025005027498,66.353590042897807,null,"Marine"]
[1043,null,null,null,"",null,31.239828365949499,33.432731097800598,65.614237275076405,34.191111769905497,37.136025005027498,66.353590042897807,null,"Marine"]
[1044,null,null,null,"",null,31.239828365949499,33.432731097800598,65.614237275076405,34.191111769905497,37.136025005027498,66.353590042897807,null,"Marine"]
[1045,null,null,null,"",null,31.239828365949499,33.432731097800598,65.614237275076405,34.191111769905497,37.136025005027498,66.353590042897807,null,"Marine"]
[1046,null,null,null,"",null,31.239828365949499,33.432731097800598,65.614237275076405,34.191111769905497,37.136025005027498,66.353590042897807,null,"Marine"]
[1047,null,null,null,"",null,31.239828365949499,33.432731097800598,65.614237275076405,34.191111769905497,37.136025005027498,66.353590042897807,null,"Marine"]
[1048,null,null,null,"",null,31.239828365949499,33.432731097800598,65.614237275076405,34.191111769905497,37.136025005027498,66.353590042897807,null,"Marine"]
[1049,null,null,null,"",null,31.239828365949499,33.432731097800598,65.614237275076405,34.191111769905497,37.136025005027498,66.353590042897807,null,"Marine"]
[1050,null,null,null,"",null,31.239828365949499,33.432731097800598,65.614237275076405,34.191111769905497,37.136025005027498,66.353590042897807,null,"Marine"]
[1051,null,null,null,"",null,31.239828365949499,33.432731097800598,65.614237275076405,34.191111769905497,37.136025005027498,66.353590042897807,null,"Marine"]
[1052,null,null,null,"",null,31.239828365949499,33.432731097800598,65.614237275076405,34.191111769905497,37.136025005027498,66.353590042897807,null,"Marine"]
[1053,null,null,null,"",null,31.239828365949499,33.432731097800598,65.614237275076405,34.191111769905497,37.136025005027498,66.353590042897807,null,"Marine"]
[1054,null,null,null,"",null,31.239828365949499,33.432731097800598,65.614237275076405,34.191111769905497,37.136025005027498,66.353590042897807,null,"Marine"]
[1055,null,null,null,"",null,31.239828365949499,33.432731097800598,65.614237275076405,34.191111769905497,37.136025005027498,66.353590042897807,null,"Marine"]
[1056,null,null,null,"",null,31.239828365949499,33.432731097800598,65.614237275076405,34.191111769905497,37.136025005027498,66.353590042897807,null,"Marine"]
[1057,null,null,null,"",null,31.239828365949499,33.432731097800598,65.614237275076405,34.191111769905497,37.136025005027498,66.353590042897807,null,"Marine"]
[1058,null,null,null,"",null,31.239828365949499,33.432731097800598,65.614237275076405,34.191111769905497,37.136025005027498,66.353590042897807,null,"Marine"]
[1059,null,null,null,"",null,31.239828365949499,33.432731097800598,65.614237275076405,34.191111769905497,37.136025005027498,66.353590042897807,null,"Marine"]
[1060,null,null,null,"",null,31.239828365949499,33.432731097800598,65.614237275076405,34.191111769905497,37.136025005027498,66.353590042897807,null,"Marine"]
[1061,null,null,null,"",null,31.239828365949499,33.432731097800598,65.614237275076405,34.191111769905497,37.136025005027498,66.353590042897807,null,"Marine"]
[1062,null,null,null,"",null,31.239828365949499,33.432731097800598,65.614237275076405,34.191111769905497,37.136025005027498,66.353590042897807,null,"Marine"]
[1063,null,null,null,"",null,31.239828365949499,33.432731097800598,65.614237275076405,34.191111769905497,37.136025005027498,66.353590042897807,null,"Marine"]
[1064,null,null,null,"",null,31.239828365949499,33.432731097800598,65.614237275076405,34.191111769905497,37.136025005027498,66.353590042897807,null,"Marine"]
[1065,null,null,null,"",null,31.239828365949499,33.432731097800598,65.614237275076405,34.191111769905497,37.136025005027498,66.353590042897807,null,"Marine"]
[1066,null,null,null,"",null,31.239828365949499,33.432731097800598,65.614237275076405,34.191111769905497,37.136025005027498,66.353590042897807,null,"Marine"]
[1067,null,null,null,"",null,31.239828365949499,33.432731097800598,65.614237275076405,34.191111769905497,37.136025005027498,66.353590042897807,null,"Marine"]
[1068,null,null,null,"",null,31.239828365949499,33.432731097800598,65.614237275076405,34.191111769905497,37.136025005027498,66.353590042897807,null,"Marine"]
[1069,null,null,null,"",null,31.239828365949499,33.432731097800598,65.614237275076405,34.191111769905497,37.136025005027498,66.353590042897807,null,"Marine"]
[1070,null,null,null,"",null,31.239828365949499,33.432731097800598,65.614237275076405,34.191111769905497,37.136025005027498,66.353590042897807,null,"Marine"]
[1071,null,null,null,"",null,31.239828365949499,33.432731097800598,65.614237275076405,34.191111769905497,37.136025005027498,66.353590042897807,null,"Marine"]
[1072,null,null,null,"",null,31.239828365949499,33.432731097800598,65.614237275076405,34.191111769905497,37.136025005027498,66.353590042897807,null,"Marine"]
[1073,null,null,null,"",null,31.239828365949499,33.432731097800598,65.614237275076405,34.191111769905497,37.136025005027498,66.353590042897807,null,"Marine"]
[1074,null,null,null,"",null,31.239828365949499,33.432731097800598,65.614237275076405,34.191111769905497,37.136025005027498,66.353590042897807,null,"Marine"]
[1075,null,null,null,"",null,31.239828365949499,33.432731097800598,65.614237275076405,34.191111769905497,37.136025005027498,66.353590042897807,null,"Marine"]
[1076,null,null,null,"",null,31.239828365949499,33.432731097800598,65.614237275076405,34.191111769905497,37.136025005027498,66.353590042897807,null,"Marine"]
[1077,null,null,null,"",null,31.239828365949499,33.432731097800598,65.614237275076405,34.191111769905497,37.136025005027498,66.353590042897807,null,"Marine"]
[1078,null,null,null,"",null,31.239828365949499,33.432731097800598,65.614237275076405,34.191111769905497,37.136025005027498,66.353590042897807,null,"Marine"]
[1079,null,null,null,"",null,31.239828365949499,33.432731097800598,65.614237275076405,34.191111769905497,37.136025005027498,66.353590042897807,null,"Marine"]
[1080,null,null,null,"",null,31.239828365949499,33.432731097800598,65.614237275076405,34.191111769905497,37.136025005027498,66.353590042897807,null,"Marine"]
[1081,null,null,null,"",null,31.239828365949499,33.432731097800598,65.614237275076405,34.191111769905497,37.136025005027498,66.353590042897807,null,"Marine"]
[1082,null,null,null,"",null,31.239828365949499,33.432731097800598,65.614237275076405,34.191111769905497,37.136025005027498,66.353590042897807,null,"Marine"]
[1083,null,null,null,"",null,31.239828365949499,33.432731097800598,65.614237275076405,34.191111769905497,37.136025005027498,66.353590042897807,null,"Marine"]
[1084,null,null,null,"",null,31.239828365949499,33.432731097800598,65.614237275076405,34.191111769905497,37.136025005027498,66.353590042897807,null,"Marine"]
[1085,null,null,null,"",null,31.239828365949499,33.432731097800598,65.614237275076405,34.191111769905497,37.136025005027498,66.353590042897807,null,"Marine"]
[1086,null,null,null,"",null,31.239828365949499,33.432731097800598,65.614237275076405,34.191111769905497,37.136025005027498,66.353590042897807,null,"Marine"]
[1087,null,null,null,"",null,31.239828365949499,33.432731097800598,65.614237275076405,34.191111769905497,37.136025005027498,66.353590042897807,null,"Marine"]
[1088,null,null,null,"",null,31.239828365949499,33.432731097800598,65.614237275076405,34.191111769905497,37.136025005027498,66.353590042897807,null,"Marine"]
[1089,null,null,null,"",null,31.239828365949499,33.432731097800598,65.614237275076405,{"$f":"1.45776613020539E-13*(HOUR($D1095)*60+MINUTE($D1095))^5-5.56072270585461E-10*(HOUR($D1095)*60+MINUTE($D1095))^4+7.06833400255548E-07*(HOUR($D1095)*60+MINUTE($D1095))^3-0.000318788465226261*(HOUR($D1095)*60+MINUTE($D1095))^2+0.0281711711660364*(HOUR($D1095)*60+MINUTE($D1095))+34.1911117699055","v":34.191111769905497},37.136025005027498,66.353590042897807,null,"Marine"]
[1090,null,null,null,"",null,{"$f":"1.18443700433286E-13*(HOUR($D1096)*60+MINUTE($D1096))^5 - 4.14323598958596E-10*(HOUR($D1096)*60+MINUTE($D1096))^4 + 4.77287727122539E-07*(HOUR($D1096)*60+MINUTE($D1096))^3 - 0.000196917585728373*(HOUR($D1096)*60+MINUTE($D1096))^2 + 0.0231405627601475*(HOUR($D1096)*60+MINUTE($D1096)) + 31.2398283659495","v":31.239828365949499},{"$f":"1.98879987167155E-13*(HOUR($D1096)*60+MINUTE($D1096))^5 - 6.89410992615642E-10*(HOUR($D1096)*60+MINUTE($D1096))^4 + 7.83730333422071E-07*(HOUR($D1096)*60+MINUTE($D1096))^3 - 0.00031597890334556*(HOUR($D1096)*60+MINUTE($D1096))^2 + 0.0355135105918976*(HOUR($D1096)*60+MINUTE($D1096)) + 33.4327310978006","v":33.432731097800598},{"$f":"9.08511511657608E-14*(HOUR($D1096)*60+MINUTE($D1096))^5 - 2.99407211249053E-10*(HOUR($D1096)*60+MINUTE($D1096))^4 + 3.1560253348998E-07*(HOUR($D1096)*60+MINUTE($D1096))^3 - 0.000108510891323021*(HOUR($D1096)*60+MINUTE($D1096))^2 + 0.00628484730145829*(HOUR($D1096)*60+MINUTE($D1096)) + 65.6142372750764","v":65.614237275076405},34.191111769905497,{"$f":"1.37090283182826E-13*(HOUR($D1096)*60+MINUTE($D1096))^5 - 5.04960255463897E-10*(HOUR($D1096)*60+MINUTE($D1096))^4 + 6.13524315934422E-07*(HOUR($D1096)*60+MINUTE($D1096))^3 - 0.00025817433468811*(HOUR($D1096)*60+MINUTE($D1096))^2 + 0.0195966892410979*(HOUR($D1096)*60+MINUTE($D1096)) + 37.1360250050275","v":37.136025005027498},{"$f":"7.11895278892582E-14*(HOUR($D1096)*60+MINUTE($D1096))^5-2.64195273421019E-10*(HOUR($D1096)*60+MINUTE($D1096))^4 + 3.22473039456213E-07*(HOUR($D1096)*60+MINUTE($D1096))^3 - 0.00013606873481109*(HOUR($D1096)*60+MINUTE($D1096))^2 + 0.0107100719720847*(HOUR($D1096)*60+MINUTE($D1096))+66.3535900428978","v":66.353590042897807},null,"Marine"]
[1091,null,null,null,"",null,31.239828365949499,33.432731097800598,65.614237275076405,34.191111769905497,37.136025005027498,66.353590042897807,null,"Marine"]
[1092,null,null,null,{"$f":"IF(OR(ISBLANK($B1098),ISBLANK($C1098),ISBLANK($D1098)),\"\",IF($C1098=\"Estuary/Marine\",\"Time of day Adjustment not appropriate for marine waters!\",IF(OR(CONCATENATE($B1098,\"-\",$C1098)=\"Peninsula-Lake/Wetland\",CONCATENATE($B1098,\"-\",$C1098)=\"Everglades-Lake/Wetland\"),K1098,IF(OR(CONCATENATE($B1098,\"-\",$C1098)=\"Northeast-Lake/Wetland\",CONCATENATE($B1098,\"-\",$C1098)=\"Big Bend-Lake/Wetland\"),J1098,IF(CONCATENATE($B1098,\"-\",$C1098)=\"Panhandle West-Lake/Wetland\",L1098,IF(OR(CONCATENATE($B1098,\"-\",$C1098)=\"Peninsula-Stream/Canal\",CONCATENATE($B1098,\"-\",$C1098)=\"Everglades-Stream/Canal\"),H1098,IF(OR(CONCATENATE($B1098,\"-\",$C1098)=\"Northeast-Stream/Canal\",CONCATENATE($B1098,\"-\",$C1098)=\"Big Bend-Stream/Canal\"),G1098,IF(CONCATENATE($B1098,\"-\",$C1098)=\"Panhandle West-Stream/Canal\",I1098,\"Error! Check Entries\"))))))))","v":""},null,31.239828365949499,33.432731097800598,65.614237275076405,34.191111769905497,37.136025005027498,66.353590042897807,null,"Marine"]
[1093,null,null,null,"",null,31.239828365949499,33.432731097800598,65.614237275076405,34.191111769905497,37.136025005027498,66.353590042897807,null,"Marine"]
[1094,null,null,null,"",null,31.239828365949499,33.432731097800598,65.614237275076405,34.191111769905497,37.136025005027498,66.353590042897807,null,"Marine"]
[1095,null,null,null,"",null,31.239828365949499,33.432731097800598,65.614237275076405,34.191111769905497,37.136025005027498,66.353590042897807,null,"Marine"]
[1096,null,null,null,"",null,31.239828365949499,33.432731097800598,65.614237275076405,34.191111769905497,37.136025005027498,66.353590042897807,null,"Marine"]
[1097,null,null,null,"",null,31.239828365949499,33.432731097800598,65.614237275076405,34.191111769905497,37.136025005027498,66.353590042897807,null,"Marine"]
[1098,null,null,null,"",null,31.239828365949499,33.432731097800598,65.614237275076405,34.191111769905497,37.136025005027498,66.353590042897807,null,"Marine"]
[1099,null,null,null,"",null,31.239828365949499,33.432731097800598,65.614237275076405,34.191111769905497,37.136025005027498,66.353590042897807,null,"Marine"]
[1100,null,null,null,"",null,31.239828365949499,33.432731097800598,65.614237275076405,34.191111769905497,37.136025005027498,66.353590042897807,null,"Marine"]
[1101,null,null,null,"",null,31.239828365949499,33.432731097800598,65.614237275076405,34.191111769905497,37.136025005027498,66.353590042897807,null,"Marine"]
[1102,null,null,null,"",null,31.239828365949499,33.432731097800598,65.614237275076405,34.191111769905497,37.136025005027498,66.353590042897807,null,"Marine"]
[1103,null,null,null,"",null,31.239828365949499,33.432731097800598,65.614237275076405,34.191111769905497,37.136025005027498,66.353590042897807,null,"Marine"]
[1104,null,null,null,"",null,31.239828365949499,33.432731097800598,65.614237275076405,34.191111769905497,37.136025005027498,66.353590042897807,null,"Marine"]
[1105,null,null,null,"",null,31.239828365949499,33.432731097800598,65.614237275076405,34.191111769905497,37.136025005027498,66.353590042897807,null,"Marine"]
[1106,null,null,null,"",null,31.239828365949499,33.432731097800598,65.614237275076405,34.191111769905497,37.136025005027498,66.353590042897807,null,"Marine"]
[1107,null,null,null,"",null,31.239828365949499,33.432731097800598,65.614237275076405,34.191111769905497,37.136025005027498,66.353590042897807,null,"Marine"]
[1108,null,null,null,"",null,31.239828365949499,33.432731097800598,65.614237275076405,34.191111769905497,37.136025005027498,66.353590042897807,null,"Marine"]
[1109,null,null,null,"",null,31.239828365949499,33.432731097800598,65.614237275076405,34.191111769905497,37.136025005027498,66.353590042897807,null,"Marine"]
[1110,null,null,null,"",null,31.239828365949499,33.432731097800598,65.614237275076405,34.191111769905497,37.136025005027498,66.353590042897807,null,"Marine"]
[1111,null,null,null,"",null,31.239828365949499,33.432731097800598,65.614237275076405,34.191111769905497,37.136025005027498,66.353590042897807,null,"Marine"]
[1112,null,null,null,"",null,31.239828365949499,33.432731097800598,65.614237275076405,34.191111769905497,37.136025005027498,66.353590042897807,null,"Marine"]
[1113,null,null,null,"",null,31.239828365949499,33.432731097800598,65.614237275076405,34.191111769905497,37.136025005027498,66.353590042897807,null,"Marine"]
[1114,null,null,null,"",null,31.239828365949499,33.432731097800598,65.614237275076405,34.191111769905497,37.136025005027498,66.353590042897807,null,"Marine"]
[1115,null,null,null,"",null,31.239828365949499,33.432731097800598,65.614237275076405,34.191111769905497,37.136025005027498,66.353590042897807,null,"Marine"]
[1116,null,null,null,"",null,31.239828365949499,33.432731097800598,65.614237275076405,34.191111769905497,37.136025005027498,66.353590042897807,null,"Marine"]
[1117,null,null,null,"",null,31.239828365949499,33.432731097800598,65.614237275076405,34.191111769905497,37.136025005027498,66.353590042897807,null,"Marine"]
[1118,null,null,null,"",null,31.239828365949499,33.432731097800598,65.614237275076405,34.191111769905497,37.136025005027498,66.353590042897807,null,"Marine"]
[1119,null,null,null,"",null,31.239828365949499,33.432731097800598,65.614237275076405,34.191111769905497,37.136025005027498,66.353590042897807,null,"Marine"]
[1120,null,null,null,"",null,31.239828365949499,33.432731097800598,65.614237275076405,34.191111769905497,37.136025005027498,66.353590042897807,null,"Marine"]
[1121,null,null,null,"",null,31.239828365949499,33.432731097800598,65.614237275076405,34.191111769905497,37.136025005027498,66.353590042897807,null,"Marine"]
[1122,null,null,null,"",null,31.239828365949499,33.432731097800598,65.614237275076405,34.191111769905497,37.136025005027498,66.353590042897807,null,"Marine"]
[1123,null,null,null,"",null,31.239828365949499,33.432731097800598,65.614237275076405,34.191111769905497,37.136025005027498,66.353590042897807,null,"Marine"]
[1124,null,null,null,"",null,31.239828365949499,33.432731097800598,65.614237275076405,34.191111769905497,37.136025005027498,66.353590042897807,null,"Marine"]
[1125,null,null,null,"",null,31.239828365949499,33.432731097800598,65.614237275076405,34.191111769905497,37.136025005027498,66.353590042897807,null,"Marine"]
[1126,null,null,null,"",null,31.239828365949499,33.432731097800598,65.614237275076405,34.191111769905497,37.136025005027498,66.353590042897807,null,"Marine"]
[1127,null,null,null,"",null,31.239828365949499,33.432731097800598,65.614237275076405,34.191111769905497,37.136025005027498,66.353590042897807,null,"Marine"]
[1128,null,null,null,"",null,31.239828365949499,33.432731097800598,65.614237275076405,34.191111769905497,37.136025005027498,66.353590042897807,null,"Marine"]
[1129,null,null,null,"",null,31.239828365949499,33.432731097800598,65.614237275076405,34.191111769905497,37.136025005027498,66.353590042897807,null,"Marine"]
[1130,null,null,null,"",null,31.239828365949499,33.432731097800598,65.614237275076405,34.191111769905497,37.136025005027498,66.353590042897807,null,"Marine"]
[1131,null,null,null,"",null,31.239828365949499,33.432731097800598,65.614237275076405,34.191111769905497,37.136025005027498,66.353590042897807,null,"Marine"]
[1132,null,null,null,"",null,31.239828365949499,33.432731097800598,65.614237275076405,34.191111769905497,37.136025005027498,66.353590042897807,null,"Marine"]
[1133,null,null,null,"",null,31.239828365949499,33.432731097800598,65.614237275076405,34.191111769905497,37.136025005027498,66.353590042897807,null,"Marine"]
[1134,null,null,null,"",null,31.239828365949499,33.432731097800598,65.614237275076405,34.191111769905497,37.136025005027498,66.353590042897807,null,"Marine"]
[1135,null,null,null,"",null,31.239828365949499,33.432731097800598,65.614237275076405,34.191111769905497,37.136025005027498,66.353590042897807,null,"Marine"]
[1136,null,null,null,"",null,31.239828365949499,33.432731097800598,65.614237275076405,34.191111769905497,37.136025005027498,66.353590042897807,null,"Marine"]
[1137,null,null,null,"",null,31.239828365949499,33.432731097800598,65.614237275076405,34.191111769905497,37.136025005027498,66.353590042897807,null,"Marine"]
[1138,null,null,null,"",null,31.239828365949499,33.432731097800598,65.614237275076405,34.191111769905497,37.136025005027498,66.353590042897807,null,"Marine"]
[1139,null,null,null,"",null,31.239828365949499,33.432731097800598,65.614237275076405,34.191111769905497,37.136025005027498,66.353590042897807,null,"Marine"]
[1140,null,null,null,"",null,31.239828365949499,33.432731097800598,65.614237275076405,34.191111769905497,37.136025005027498,66.353590042897807,null,"Marine"]
[1141,null,null,null,"",null,31.239828365949499,33.432731097800598,65.614237275076405,34.191111769905497,37.136025005027498,66.353590042897807,null,"Marine"]
[1142,null,null,null,"",null,31.239828365949499,33.432731097800598,65.614237275076405,34.191111769905497,37.136025005027498,66.353590042897807,null,"Marine"]
[1143,null,null,null,"",null,31.239828365949499,33.432731097800598,65.614237275076405,34.191111769905497,37.136025005027498,66.353590042897807,null,"Marine"]
[1144,null,null,null,"",null,31.239828365949499,33.432731097800598,65.614237275076405,34.191111769905497,37.136025005027498,66.353590042897807,null,"Marine"]
[1145,null,null,null,"",null,31.239828365949499,33.432731097800598,65.614237275076405,34.191111769905497,37.136025005027498,66.353590042897807,null,"Marine"]
[1146,null,null,null,"",null,31.239828365949499,33.432731097800598,65.614237275076405,34.191111769905497,37.136025005027498,66.353590042897807,null,"Marine"]
[1147,null,null,null,"",null,31.239828365949499,33.432731097800598,65.614237275076405,34.191111769905497,37.136025005027498,66.353590042897807,null,"Marine"]
[1148,null,null,null,"",null,31.239828365949499,33.432731097800598,65.614237275076405,34.191111769905497,37.136025005027498,66.353590042897807,null,"Marine"]
[1149,null,null,null,"",null,31.239828365949499,33.432731097800598,65.614237275076405,34.191111769905497,37.136025005027498,66.353590042897807,null,"Marine"]
[1150,null,null,null,"",null,31.239828365949499,33.432731097800598,65.614237275076405,34.191111769905497,37.136025005027498,66.353590042897807,null,"Marine"]
[1151,null,null,null,"",null,31.239828365949499,33.432731097800598,65.614237275076405,34.191111769905497,37.136025005027498,66.353590042897807,null,"Marine"]
[1152,null,null,null,"",null,31.239828365949499,33.432731097800598,65.614237275076405,34.191111769905497,37.136025005027498,66.353590042897807,null,"Marine"]
[1153,null,null,null,"",null,31.239828365949499,33.432731097800598,65.614237275076405,{"$f":"1.45776613020539E-13*(HOUR($D1159)*60+MINUTE($D1159))^5-5.56072270585461E-10*(HOUR($D1159)*60+MINUTE($D1159))^4+7.06833400255548E-07*(HOUR($D1159)*60+MINUTE($D1159))^3-0.000318788465226261*(HOUR($D1159)*60+MINUTE($D1159))^2+0.0281711711660364*(HOUR($D1159)*60+MINUTE($D1159))+34.1911117699055","v":34.191111769905497},37.136025005027498,66.353590042897807,null,"Marine"]
[1154,null,null,null,"",null,{"$f":"1.18443700433286E-13*(HOUR($D1160)*60+MINUTE($D1160))^5 - 4.14323598958596E-10*(HOUR($D1160)*60+MINUTE($D1160))^4 + 4.77287727122539E-07*(HOUR($D1160)*60+MINUTE($D1160))^3 - 0.000196917585728373*(HOUR($D1160)*60+MINUTE($D1160))^2 + 0.0231405627601475*(HOUR($D1160)*60+MINUTE($D1160)) + 31.2398283659495","v":31.239828365949499},{"$f":"1.98879987167155E-13*(HOUR($D1160)*60+MINUTE($D1160))^5 - 6.89410992615642E-10*(HOUR($D1160)*60+MINUTE($D1160))^4 + 7.83730333422071E-07*(HOUR($D1160)*60+MINUTE($D1160))^3 - 0.00031597890334556*(HOUR($D1160)*60+MINUTE($D1160))^2 + 0.0355135105918976*(HOUR($D1160)*60+MINUTE($D1160)) + 33.4327310978006","v":33.432731097800598},{"$f":"9.08511511657608E-14*(HOUR($D1160)*60+MINUTE($D1160))^5 - 2.99407211249053E-10*(HOUR($D1160)*60+MINUTE($D1160))^4 + 3.1560253348998E-07*(HOUR($D1160)*60+MINUTE($D1160))^3 - 0.000108510891323021*(HOUR($D1160)*60+MINUTE($D1160))^2 + 0.00628484730145829*(HOUR($D1160)*60+MINUTE($D1160)) + 65.6142372750764","v":65.614237275076405},34.191111769905497,{"$f":"1.37090283182826E-13*(HOUR($D1160)*60+MINUTE($D1160))^5 - 5.04960255463897E-10*(HOUR($D1160)*60+MINUTE($D1160))^4 + 6.13524315934422E-07*(HOUR($D1160)*60+MINUTE($D1160))^3 - 0.00025817433468811*(HOUR($D1160)*60+MINUTE($D1160))^2 + 0.0195966892410979*(HOUR($D1160)*60+MINUTE($D1160)) + 37.1360250050275","v":37.136025005027498},{"$f":"7.11895278892582E-14*(HOUR($D1160)*60+MINUTE($D1160))^5-2.64195273421019E-10*(HOUR($D1160)*60+MINUTE($D1160))^4 + 3.22473039456213E-07*(HOUR($D1160)*60+MINUTE($D1160))^3 - 0.00013606873481109*(HOUR($D1160)*60+MINUTE($D1160))^2 + 0.0107100719720847*(HOUR($D1160)*60+MINUTE($D1160))+66.3535900428978","v":66.353590042897807},null,"Marine"]
[1155,null,null,null,"",null,31.239828365949499,33.432731097800598,65.614237275076405,34.191111769905497,37.136025005027498,66.353590042897807,null,"Marine"]
[1156,null,null,null,{"$f":"IF(OR(ISBLANK($B1162),ISBLANK($C1162),ISBLANK($D1162)),\"\",IF($C1162=\"Estuary/Marine\",\"Time of day Adjustment not appropriate for marine waters!\",IF(OR(CONCATENATE($B1162,\"-\",$C1162)=\"Peninsula-Lake/Wetland\",CONCATENATE($B1162,\"-\",$C1162)=\"Everglades-Lake/Wetland\"),K1162,IF(OR(CONCATENATE($B1162,\"-\",$C1162)=\"Northeast-Lake/Wetland\",CONCATENATE($B1162,\"-\",$C1162)=\"Big Bend-Lake/Wetland\"),J1162,IF(CONCATENATE($B1162,\"-\",$C1162)=\"Panhandle West-Lake/Wetland\",L1162,IF(OR(CONCATENATE($B1162,\"-\",$C1162)=\"Peninsula-Stream/Canal\",CONCATENATE($B1162,\"-\",$C1162)=\"Everglades-Stream/Canal\"),H1162,IF(OR(CONCATENATE($B1162,\"-\",$C1162)=\"Northeast-Stream/Canal\",CONCATENATE($B1162,\"-\",$C1162)=\"Big Bend-Stream/Canal\"),G1162,IF(CONCATENATE($B1162,\"-\",$C1162)=\"Panhandle West-Stream/Canal\",I1162,\"Error! Check Entries\"))))))))","v":""},null,31.239828365949499,33.432731097800598,65.614237275076405,34.191111769905497,37.136025005027498,66.353590042897807,null,"Marine"]
[1157,null,null,null,"",null,31.239828365949499,33.432731097800598,65.614237275076405,34.191111769905497,37.136025005027498,66.353590042897807,null,"Marine"]
[1158,null,null,null,"",null,31.239828365949499,33.432731097800598,65.614237275076405,34.191111769905497,37.136025005027498,66.353590042897807,null,"Marine"]
[1159,null,null,null,"",null,31.239828365949499,33.432731097800598,65.614237275076405,34.191111769905497,37.136025005027498,66.353590042897807,null,"Marine"]
[1160,null,null,null,"",null,31.239828365949499,33.432731097800598,65.614237275076405,34.191111769905497,37.136025005027498,66.353590042897807,null,"Marine"]
[1161,null,null,null,"",null,31.239828365949499,33.432731097800598,65.614237275076405,34.191111769905497,37.136025005027498,66.353590042897807,null,"Marine"]
[1162,null,null,null,"",null,31.239828365949499,33.432731097800598,65.614237275076405,34.191111769905497,37.136025005027498,66.353590042897807,null,"Marine"]
[1163,null,null,null,"",null,31.239828365949499,33.432731097800598,65.614237275076405,34.191111769905497,37.136025005027498,66.353590042897807,null,"Marine"]
[1164,null,null,null,"",null,31.239828365949499,33.432731097800598,65.614237275076405,34.191111769905497,37.136025005027498,66.353590042897807,null,"Marine"]
[1165,null,null,null,"",null,31.239828365949499,33.432731097800598,65.614237275076405,34.191111769905497,37.136025005027498,66.353590042897807,null,"Marine"]
[1166,null,null,null,"",null,31.239828365949499,33.432731097800598,65.614237275076405,34.191111769905497,37.136025005027498,66.353590042897807,null,"Marine"]
[1167,null,null,null,"",null,31.239828365949499,33.432731097800598,65.614237275076405,34.191111769905497,37.136025005027498,66.353590042897807,null,"Marine"]
[1168,null,null,null,"",null,31.239828365949499,33.432731097800598,65.614237275076405,34.191111769905497,37.136025005027498,66.353590042897807,null,"Marine"]
[1169,null,null,null,"",null,31.239828365949499,33.432731097800598,65.614237275076405,34.191111769905497,37.136025005027498,66.353590042897807,null,"Marine"]
[1170,null,null,null,"",null,31.239828365949499,33.432731097800598,65.614237275076405,34.191111769905497,37.136025005027498,66.353590042897807,null,"Marine"]
[1171,null,null,null,"",null,31.239828365949499,33.432731097800598,65.614237275076405,34.191111769905497,37.136025005027498,66.353590042897807,null,"Marine"]
[1172,null,null,null,"",null,31.239828365949499,33.432731097800598,65.614237275076405,34.191111769905497,37.136025005027498,66.353590042897807,null,"Marine"]
[1173,null,null,null,"",null,31.239828365949499,33.432731097800598,65.614237275076405,34.191111769905497,37.136025005027498,66.353590042897807,null,"Marine"]
[1174,null,null,null,"",null,31.239828365949499,33.432731097800598,65.614237275076405,34.191111769905497,37.136025005027498,66.353590042897807,null,"Marine"]
[1175,null,null,null,"",null,31.239828365949499,33.432731097800598,65.614237275076405,34.191111769905497,37.136025005027498,66.353590042897807,null,"Marine"]
[1176,null,null,null,"",null,31.239828365949499,33.432731097800598,65.614237275076405,34.191111769905497,37.136025005027498,66.353590042897807,null,"Marine"]
[1177,null,null,null,"",null,31.239828365949499,33.432731097800598,65.614237275076405,34.191111769905497,37.136025005027498,66.353590042897807,null,"Marine"]
[1178,null,null,null,"",null,31.239828365949499,33.432731097800598,65.614237275076405,34.191111769905497,37.136025005027498,66.353590042897807,null,"Marine"]
[1179,null,null,null,"",null,31.239828365949499,33.432731097800598,65.614237275076405,34.191111769905497,37.136025005027498,66.353590042897807,null,"Marine"]
[1180,null,null,null,"",null,31.239828365949499,33.432731097800598,65.614237275076405,34.191111769905497,37.136025005027498,66.353590042897807,null,"Marine"]
[1181,null,null,null,"",null,31.239828365949499,33.432731097800598,65.614237275076405,34.191111769905497,37.136025005027498,66.353590042897807,null,"Marine"]
[1182,null,null,null,"",null,31.239828365949499,33.432731097800598,65.614237275076405,34.191111769905497,37.136025005027498,66.353590042897807,null,"Marine"]
[1183,null,null,null,"",null,31.239828365949499,33.432731097800598,65.614237275076405,34.191111769905497,37.136025005027498,66.353590042897807,null,"Marine"]
[1184,null,null,null,"",null,31.239828365949499,33.432731097800598,65.614237275076405,34.191111769905497,37.136025005027498,66.353590042897807,null,"Marine"]
[1185,null,null,null,"",null,31.239828365949499,33.432731097800598,65.614237275076405,34.191111769905497,37.136025005027498,66.353590042897807,null,"Marine"]
[1186,null,null,null,"",null,31.239828365949499,33.432731097800598,65.614237275076405,34.191111769905497,37.136025005027498,66.353590042897807,null,"Marine"]
[1187,null,null,null,"",null,31.239828365949499,33.432731097800598,65.614237275076405,34.191111769905497,37.136025005027498,66.353590042897807,null,"Marine"]
[1188,null,null,null,"",null,31.239828365949499,33.432731097800598,65.614237275076405,34.191111769905497,37.136025005027498,66.353590042897807,null,"Marine"]
[1189,null,null,null,"",null,31.239828365949499,33.432731097800598,65.614237275076405,34.191111769905497,37.136025005027498,66.353590042897807,null,"Marine"]
[1190,null,null,null,"",null,31.239828365949499,33.432731097800598,65.614237275076405,34.191111769905497,37.136025005027498,66.353590042897807,null,"Marine"]
[1191,null,null,null,"",null,31.239828365949499,33.432731097800598,65.614237275076405,34.191111769905497,37.136025005027498,66.353590042897807,null,"Marine"]
[1192,null,null,null,"",null,31.239828365949499,33.432731097800598,65.614237275076405,34.191111769905497,37.136025005027498,66.353590042897807,null,"Marine"]
[1193,null,null,null,"",null,31.239828365949499,33.432731097800598,65.614237275076405,34.191111769905497,37.136025005027498,66.353590042897807,null,"Marine"]
[1194,null,null,null,"",null,31.239828365949499,33.432731097800598,65.614237275076405,34.191111769905497,37.136025005027498,66.353590042897807,null,"Marine"]
[1195,null,null,null,"",null,31.239828365949499,33.432731097800598,65.614237275076405,34.191111769905497,37.136025005027498,66.353590042897807,null,"Marine"]
[1196,null,null,null,"",null,31.239828365949499,33.432731097800598,65.614237275076405,34.191111769905497,37.136025005027498,66.353590042897807,null,"Marine"]
[1197,null,null,null,"",null,31.239828365949499,33.432731097800598,65.614237275076405,34.191111769905497,37.136025005027498,66.353590042897807,null,"Marine"]
[1198,null,null,null,"",null,31.239828365949499,33.432731097800598,65.614237275076405,34.191111769905497,37.136025005027498,66.353590042897807,null,"Marine"]
[1199,null,null,null,"",null,31.239828365949499,33.432731097800598,65.614237275076405,34.191111769905497,37.136025005027498,66.353590042897807,null,"Marine"]
[1200,null,null,null,"",null,31.239828365949499,33.432731097800598,65.614237275076405,34.191111769905497,37.136025005027498,66.353590042897807,null,"Marine"]
[1201,null,null,null,"",null,31.239828365949499,33.432731097800598,65.614237275076405,34.191111769905497,37.136025005027498,66.353590042897807,null,"Marine"]
[1202,null,null,null,"",null,31.239828365949499,33.432731097800598,65.614237275076405,34.191111769905497,37.136025005027498,66.353590042897807,null,"Marine"]
[1203,null,null,null,"",null,31.239828365949499,33.432731097800598,65.614237275076405,34.191111769905497,37.136025005027498,66.353590042897807,null,"Marine"]
[1204,null,null,null,"",null,31.239828365949499,33.432731097800598,65.614237275076405,34.191111769905497,37.136025005027498,66.353590042897807,null,"Marine"]
[1205,null,null,null,"",null,31.239828365949499,33.432731097800598,65.614237275076405,34.191111769905497,37.136025005027498,66.353590042897807,null,"Marine"]
[1206,null,null,null,"",null,31.239828365949499,33.432731097800598,65.614237275076405,34.191111769905497,37.136025005027498,66.353590042897807,null,"Marine"]
[1207,null,null,null,"",null,31.239828365949499,33.432731097800598,65.614237275076405,34.191111769905497,37.136025005027498,66.353590042897807,null,"Marine"]
[1208,null,null,null,"",null,31.239828365949499,33.432731097800598,65.614237275076405,34.191111769905497,37.136025005027498,66.353590042897807,null,"Marine"]
[1209,null,null,null,"",null,31.239828365949499,33.432731097800598,65.614237275076405,34.191111769905497,37.136025005027498,66.353590042897807,null,"Marine"]
[1210,null,null,null,"",null,31.239828365949499,33.432731097800598,65.614237275076405,34.191111769905497,37.136025005027498,66.353590042897807,null,"Marine"]
[1211,null,null,null,"",null,31.239828365949499,33.432731097800598,65.614237275076405,34.191111769905497,37.136025005027498,66.353590042897807,null,"Marine"]
[1212,null,null,null,"",null,31.239828365949499,33.432731097800598,65.614237275076405,34.191111769905497,37.136025005027498,66.353590042897807,null,"Marine"]
[1213,null,null,null,"",null,31.239828365949499,33.432731097800598,65.614237275076405,34.191111769905497,37.136025005027498,66.353590042897807,null,"Marine"]
[1214,null,null,null,"",null,31.239828365949499,33.432731097800598,65.614237275076405,34.191111769905497,37.136025005027498,66.353590042897807,null,"Marine"]
[1215,null,null,null,"",null,31.239828365949499,33.432731097800598,65.614237275076405,34.191111769905497,37.136025005027498,66.353590042897807,null,"Marine"]
[1216,null,null,null,"",null,31.239828365949499,33.432731097800598,65.614237275076405,34.191111769905497,37.136025005027498,66.353590042897807,null,"Marine"]
[1217,null,null,null,"",null,31.239828365949499,33.432731097800598,65.614237275076405,{"$f":"1.45776613020539E-13*(HOUR($D1223)*60+MINUTE($D1223))^5-5.56072270585461E-10*(HOUR($D1223)*60+MINUTE($D1223))^4+7.06833400255548E-07*(HOUR($D1223)*60+MINUTE($D1223))^3-0.000318788465226261*(HOUR($D1223)*60+MINUTE($D1223))^2+0.0281711711660364*(HOUR($D1223)*60+MINUTE($D1223))+34.1911117699055","v":34.191111769905497},37.136025005027498,66.353590042897807,null,"Marine"]
[1218,null,null,null,"",null,{"$f":"1.18443700433286E-13*(HOUR($D1224)*60+MINUTE($D1224))^5 - 4.14323598958596E-10*(HOUR($D1224)*60+MINUTE($D1224))^4 + 4.77287727122539E-07*(HOUR($D1224)*60+MINUTE($D1224))^3 - 0.000196917585728373*(HOUR($D1224)*60+MINUTE($D1224))^2 + 0.0231405627601475*(HOUR($D1224)*60+MINUTE($D1224)) + 31.2398283659495","v":31.239828365949499},{"$f":"1.98879987167155E-13*(HOUR($D1224)*60+MINUTE($D1224))^5 - 6.89410992615642E-10*(HOUR($D1224)*60+MINUTE($D1224))^4 + 7.83730333422071E-07*(HOUR($D1224)*60+MINUTE($D1224))^3 - 0.00031597890334556*(HOUR($D1224)*60+MINUTE($D1224))^2 + 0.0355135105918976*(HOUR($D1224)*60+MINUTE($D1224)) + 33.4327310978006","v":33.432731097800598},{"$f":"9.08511511657608E-14*(HOUR($D1224)*60+MINUTE($D1224))^5 - 2.99407211249053E-10*(HOUR($D1224)*60+MINUTE($D1224))^4 + 3.1560253348998E-07*(HOUR($D1224)*60+MINUTE($D1224))^3 - 0.000108510891323021*(HOUR($D1224)*60+MINUTE($D1224))^2 + 0.00628484730145829*(HOUR($D1224)*60+MINUTE($D1224)) + 65.6142372750764","v":65.614237275076405},34.191111769905497,{"$f":"1.37090283182826E-13*(HOUR($D1224)*60+MINUTE($D1224))^5 - 5.04960255463897E-10*(HOUR($D1224)*60+MINUTE($D1224))^4 + 6.13524315934422E-07*(HOUR($D1224)*60+MINUTE($D1224))^3 - 0.00025817433468811*(HOUR($D1224)*60+MINUTE($D1224))^2 + 0.0195966892410979*(HOUR($D1224)*60+MINUTE($D1224)) + 37.1360250050275","v":37.136025005027498},{"$f":"7.11895278892582E-14*(HOUR($D1224)*60+MINUTE($D1224))^5-2.64195273421019E-10*(HOUR($D1224)*60+MINUTE($D1224))^4 + 3.22473039456213E-07*(HOUR($D1224)*60+MINUTE($D1224))^3 - 0.00013606873481109*(HOUR($D1224)*60+MINUTE($D1224))^2 + 0.0107100719720847*(HOUR($D1224)*60+MINUTE($D1224))+66.3535900428978","v":66.353590042897807},null,"Marine"]
[1219,null,null,null,"",null,31.239828365949499,33.432731097800598,65.614237275076405,34.191111769905497,37.136025005027498,66.353590042897807,null,"Marine"]
[1220,null,null,null,{"$f":"IF(OR(ISBLANK($B1226),ISBLANK($C1226),ISBLANK($D1226)),\"\",IF($C1226=\"Estuary/Marine\",\"Time of day Adjustment not appropriate for marine waters!\",IF(OR(CONCATENATE($B1226,\"-\",$C1226)=\"Peninsula-Lake/Wetland\",CONCATENATE($B1226,\"-\",$C1226)=\"Everglades-Lake/Wetland\"),K1226,IF(OR(CONCATENATE($B1226,\"-\",$C1226)=\"Northeast-Lake/Wetland\",CONCATENATE($B1226,\"-\",$C1226)=\"Big Bend-Lake/Wetland\"),J1226,IF(CONCATENATE($B1226,\"-\",$C1226)=\"Panhandle West-Lake/Wetland\",L1226,IF(OR(CONCATENATE($B1226,\"-\",$C1226)=\"Peninsula-Stream/Canal\",CONCATENATE($B1226,\"-\",$C1226)=\"Everglades-Stream/Canal\"),H1226,IF(OR(CONCATENATE($B1226,\"-\",$C1226)=\"Northeast-Stream/Canal\",CONCATENATE($B1226,\"-\",$C1226)=\"Big Bend-Stream/Canal\"),G1226,IF(CONCATENATE($B1226,\"-\",$C1226)=\"Panhandle West-Stream/Canal\",I1226,\"Error! Check Entries\"))))))))","v":""},null,31.239828365949499,33.432731097800598,65.614237275076405,34.191111769905497,37.136025005027498,66.353590042897807,null,"Marine"]
[1221,null,null,null,"",null,31.239828365949499,33.432731097800598,65.614237275076405,34.191111769905497,37.136025005027498,66.353590042897807,null,"Marine"]
[1222,null,null,null,"",null,31.239828365949499,33.432731097800598,65.614237275076405,34.191111769905497,37.136025005027498,66.353590042897807,null,"Marine"]
[1223,null,null,null,"",null,31.239828365949499,33.432731097800598,65.614237275076405,34.191111769905497,37.136025005027498,66.353590042897807,null,"Marine"]
[1224,null,null,null,"",null,31.239828365949499,33.432731097800598,65.614237275076405,34.191111769905497,37.136025005027498,66.353590042897807,null,"Marine"]
[1225,null,null,null,"",null,31.239828365949499,33.432731097800598,65.614237275076405,34.191111769905497,37.136025005027498,66.353590042897807,null,"Marine"]
[1226,null,null,null,"",null,31.239828365949499,33.432731097800598,65.614237275076405,34.191111769905497,37.136025005027498,66.353590042897807,null,"Marine"]
[1227,null,null,null,"",null,31.239828365949499,33.432731097800598,65.614237275076405,34.191111769905497,37.136025005027498,66.353590042897807,null,"Marine"]
[1228,null,null,null,"",null,31.239828365949499,33.432731097800598,65.614237275076405,34.191111769905497,37.136025005027498,66.353590042897807,null,"Marine"]
[1229,null,null,null,"",null,31.239828365949499,33.432731097800598,65.614237275076405,34.191111769905497,37.136025005027498,66.353590042897807,null,"Marine"]
[1230,null,null,null,"",null,31.239828365949499,33.432731097800598,65.614237275076405,34.191111769905497,37.136025005027498,66.353590042897807,null,"Marine"]
[1231,null,null,null,"",null,31.239828365949499,33.432731097800598,65.614237275076405,34.191111769905497,37.136025005027498,66.353590042897807,null,"Marine"]
[1232,null,null,null,"",null,31.239828365949499,33.432731097800598,65.614237275076405,34.191111769905497,37.136025005027498,66.353590042897807,null,"Marine"]
[1233,null,null,null,"",null,31.239828365949499,33.432731097800598,65.614237275076405,34.191111769905497,37.136025005027498,66.353590042897807,null,"Marine"]
[1234,null,null,null,"",null,31.239828365949499,33.432731097800598,65.614237275076405,34.191111769905497,37.136025005027498,66.353590042897807,null,"Marine"]
[1235,null,null,null,"",null,31.239828365949499,33.432731097800598,65.614237275076405,34.191111769905497,37.136025005027498,66.353590042897807,null,"Marine"]
[1236,null,null,null,"",null,31.239828365949499,33.432731097800598,65.614237275076405,34.191111769905497,37.136025005027498,66.353590042897807,null,"Marine"]
[1237,null,null,null,"",null,31.239828365949499,33.432731097800598,65.614237275076405,34.191111769905497,37.136025005027498,66.353590042897807,null,"Marine"]
[1238,null,null,null,"",null,31.239828365949499,33.432731097800598,65.614237275076405,34.191111769905497,37.136025005027498,66.353590042897807,null,"Marine"]
[1239,null,null,null,"",null,31.239828365949499,33.432731097800598,65.614237275076405,34.191111769905497,37.136025005027498,66.353590042897807,null,"Marine"]
[1240,null,null,null,"",null,31.239828365949499,33.432731097800598,65.614237275076405,34.191111769905497,37.136025005027498,66.353590042897807,null,"Marine"]
[1241,null,null,null,"",null,31.239828365949499,33.432731097800598,65.614237275076405,34.191111769905497,37.136025005027498,66.353590042897807,null,"Marine"]
[1242,null,null,null,"",null,31.239828365949499,33.432731097800598,65.614237275076405,34.191111769905497,37.136025005027498,66.353590042897807,null,"Marine"]
[1243,null,null,null,"",null,31.239828365949499,33.432731097800598,65.614237275076405,34.191111769905497,37.136025005027498,66.353590042897807,null,"Marine"]
[1244,null,null,null,"",null,31.239828365949499,33.432731097800598,65.614237275076405,34.191111769905497,37.136025005027498,66.353590042897807,null,"Marine"]
[1245,null,null,null,"",null,31.239828365949499,33.432731097800598,65.614237275076405,34.191111769905497,37.136025005027498,66.353590042897807,null,"Marine"]
[1246,null,null,null,"",null,31.239828365949499,33.432731097800598,65.614237275076405,34.191111769905497,37.136025005027498,66.353590042897807,null,"Marine"]
[1247,null,null,null,"",null,31.239828365949499,33.432731097800598,65.614237275076405,34.191111769905497,37.136025005027498,66.353590042897807,null,"Marine"]
[1248,null,null,null,"",null,31.239828365949499,33.432731097800598,65.614237275076405,34.191111769905497,37.136025005027498,66.353590042897807,null,"Marine"]
[1249,null,null,null,"",null,31.239828365949499,33.432731097800598,65.614237275076405,34.191111769905497,37.136025005027498,66.353590042897807,null,"Marine"]
[1250,null,null,null,"",null,31.239828365949499,33.432731097800598,65.614237275076405,34.191111769905497,37.136025005027498,66.353590042897807,null,"Marine"]
[1251,null,null,null,"",null,31.239828365949499,33.432731097800598,65.614237275076405,34.191111769905497,37.136025005027498,66.353590042897807,null,"Marine"]
[1252,null,null,null,"",null,31.239828365949499,33.432731097800598,65.614237275076405,34.191111769905497,37.136025005027498,66.353590042897807,null,"Marine"]
[1253,null,null,null,"",null,31.239828365949499,33.432731097800598,65.614237275076405,34.191111769905497,37.136025005027498,66.353590042897807,null,"Marine"]
[1254,null,null,null,"",null,31.239828365949499,33.432731097800598,65.614237275076405,34.191111769905497,37.136025005027498,66.353590042897807,null,"Marine"]
[1255,null,null,null,"",null,31.239828365949499,33.432731097800598,65.614237275076405,34.191111769905497,37.136025005027498,66.353590042897807,null,"Marine"]
[1256,null,null,null,"",null,31.239828365949499,33.432731097800598,65.614237275076405,34.191111769905497,37.136025005027498,66.353590042897807,null,"Marine"]
[1257,null,null,null,"",null,31.239828365949499,33.432731097800598,65.614237275076405,34.191111769905497,37.136025005027498,66.353590042897807,null,"Marine"]
[1258,null,null,null,"",null,31.239828365949499,33.432731097800598,65.614237275076405,34.191111769905497,37.136025005027498,66.353590042897807,null,"Marine"]
[1259,null,null,null,"",null,31.239828365949499,33.432731097800598,65.614237275076405,34.191111769905497,37.136025005027498,66.353590042897807,null,"Marine"]
[1260,null,null,null,"",null,31.239828365949499,33.432731097800598,65.614237275076405,34.191111769905497,37.136025005027498,66.353590042897807,null,"Marine"]
[1261,null,null,null,"",null,31.239828365949499,33.432731097800598,65.614237275076405,34.191111769905497,37.136025005027498,66.353590042897807,null,"Marine"]
[1262,null,null,null,"",null,31.239828365949499,33.432731097800598,65.614237275076405,34.191111769905497,37.136025005027498,66.353590042897807,null,"Marine"]
[1263,null,null,null,"",null,31.239828365949499,33.432731097800598,65.614237275076405,34.191111769905497,37.136025005027498,66.353590042897807,null,"Marine"]
[1264,null,null,null,"",null,31.239828365949499,33.432731097800598,65.614237275076405,34.191111769905497,37.136025005027498,66.353590042897807,null,"Marine"]
[1265,null,null,null,"",null,31.239828365949499,33.432731097800598,65.614237275076405,34.191111769905497,37.136025005027498,66.353590042897807,null,"Marine"]
[1266,null,null,null,"",null,31.239828365949499,33.432731097800598,65.614237275076405,34.191111769905497,37.136025005027498,66.353590042897807,null,"Marine"]
[1267,null,null,null,"",null,31.239828365949499,33.432731097800598,65.614237275076405,34.191111769905497,37.136025005027498,66.353590042897807,null,"Marine"]
[1268,null,null,null,"",null,31.239828365949499,33.432731097800598,65.614237275076405,34.191111769905497,37.136025005027498,66.353590042897807,null,"Marine"]
[1269,null,null,null,"",null,31.239828365949499,33.432731097800598,65.614237275076405,34.191111769905497,37.136025005027498,66.353590042897807,null,"Marine"]
[1270,null,null,null,"",null,31.239828365949499,33.432731097800598,65.614237275076405,34.191111769905497,37.136025005027498,66.353590042897807,null,"Marine"]
[1271,null,null,null,"",null,31.239828365949499,33.432731097800598,65.614237275076405,34.191111769905497,37.136025005027498,66.353590042897807,null,"Marine"]
[1272,null,null,null,"",null,31.239828365949499,33.432731097800598,65.614237275076405,34.191111769905497,37.136025005027498,66.353590042897807,null,"Marine"]
[1273,null,null,null,"",null,31.239828365949499,33.432731097800598,65.614237275076405,34.191111769905497,37.136025005027498,66.353590042897807,null,"Marine"]
[1274,null,null,null,"",null,31.239828365949499,33.432731097800598,65.614237275076405,34.191111769905497,37.136025005027498,66.353590042897807,null,"Marine"]
[1275,null,null,null,"",null,31.239828365949499,33.432731097800598,65.614237275076405,34.191111769905497,37.136025005027498,66.353590042897807,null,"Marine"]
[1276,null,null,null,"",null,31.239828365949499,33.432731097800598,65.614237275076405,34.191111769905497,37.136025005027498,66.353590042897807,null,"Marine"]
[1277,null,null,null,"",null,31.239828365949499,33.432731097800598,65.614237275076405,34.191111769905497,37.136025005027498,66.353590042897807,null,"Marine"]
[1278,null,null,null,"",null,31.239828365949499,33.432731097800598,65.614237275076405,34.191111769905497,37.136025005027498,66.353590042897807,null,"Marine"]
[1279,null,null,null,"",null,31.239828365949499,33.432731097800598,65.614237275076405,34.191111769905497,37.136025005027498,66.353590042897807,null,"Marine"]
[1280,null,null,null,"",null,31.239828365949499,33.432731097800598,65.614237275076405,34.191111769905497,37.136025005027498,66.353590042897807,null,"Marine"]
[1281,null,null,null,"",null,31.239828365949499,33.432731097800598,65.614237275076405,{"$f":"1.45776613020539E-13*(HOUR($D1287)*60+MINUTE($D1287))^5-5.56072270585461E-10*(HOUR($D1287)*60+MINUTE($D1287))^4+7.06833400255548E-07*(HOUR($D1287)*60+MINUTE($D1287))^3-0.000318788465226261*(HOUR($D1287)*60+MINUTE($D1287))^2+0.0281711711660364*(HOUR($D1287)*60+MINUTE($D1287))+34.1911117699055","v":34.191111769905497},37.136025005027498,66.353590042897807,null,"Marine"]
[1282,null,null,null,"",null,{"$f":"1.18443700433286E-13*(HOUR($D1288)*60+MINUTE($D1288))^5 - 4.14323598958596E-10*(HOUR($D1288)*60+MINUTE($D1288))^4 + 4.77287727122539E-07*(HOUR($D1288)*60+MINUTE($D1288))^3 - 0.000196917585728373*(HOUR($D1288)*60+MINUTE($D1288))^2 + 0.0231405627601475*(HOUR($D1288)*60+MINUTE($D1288)) + 31.2398283659495","v":31.239828365949499},{"$f":"1.98879987167155E-13*(HOUR($D1288)*60+MINUTE($D1288))^5 - 6.89410992615642E-10*(HOUR($D1288)*60+MINUTE($D1288))^4 + 7.83730333422071E-07*(HOUR($D1288)*60+MINUTE($D1288))^3 - 0.00031597890334556*(HOUR($D1288)*60+MINUTE($D1288))^2 + 0.0355135105918976*(HOUR($D1288)*60+MINUTE($D1288)) + 33.4327310978006","v":33.432731097800598},{"$f":"9.08511511657608E-14*(HOUR($D1288)*60+MINUTE($D1288))^5 - 2.99407211249053E-10*(HOUR($D1288)*60+MINUTE($D1288))^4 + 3.1560253348998E-07*(HOUR($D1288)*60+MINUTE($D1288))^3 - 0.000108510891323021*(HOUR($D1288)*60+MINUTE($D1288))^2 + 0.00628484730145829*(HOUR($D1288)*60+MINUTE($D1288)) + 65.6142372750764","v":65.614237275076405},34.191111769905497,{"$f":"1.37090283182826E-13*(HOUR($D1288)*60+MINUTE($D1288))^5 - 5.04960255463897E-10*(HOUR($D1288)*60+MINUTE($D1288))^4 + 6.13524315934422E-07*(HOUR($D1288)*60+MINUTE($D1288))^3 - 0.00025817433468811*(HOUR($D1288)*60+MINUTE($D1288))^2 + 0.0195966892410979*(HOUR($D1288)*60+MINUTE($D1288)) + 37.1360250050275","v":37.136025005027498},{"$f":"7.11895278892582E-14*(HOUR($D1288)*60+MINUTE($D1288))^5-2.64195273421019E-10*(HOUR($D1288)*60+MINUTE($D1288))^4 + 3.22473039456213E-07*(HOUR($D1288)*60+MINUTE($D1288))^3 - 0.00013606873481109*(HOUR($D1288)*60+MINUTE($D1288))^2 + 0.0107100719720847*(HOUR($D1288)*60+MINUTE($D1288))+66.3535900428978","v":66.353590042897807},null,"Marine"]
[1283,null,null,null,"",null,31.239828365949499,33.432731097800598,65.614237275076405,34.191111769905497,37.136025005027498,66.353590042897807,null,"Marine"]
[1284,null,null,null,{"$f":"IF(OR(ISBLANK($B1290),ISBLANK($C1290),ISBLANK($D1290)),\"\",IF($C1290=\"Estuary/Marine\",\"Time of day Adjustment not appropriate for marine waters!\",IF(OR(CONCATENATE($B1290,\"-\",$C1290)=\"Peninsula-Lake/Wetland\",CONCATENATE($B1290,\"-\",$C1290)=\"Everglades-Lake/Wetland\"),K1290,IF(OR(CONCATENATE($B1290,\"-\",$C1290)=\"Northeast-Lake/Wetland\",CONCATENATE($B1290,\"-\",$C1290)=\"Big Bend-Lake/Wetland\"),J1290,IF(CONCATENATE($B1290,\"-\",$C1290)=\"Panhandle West-Lake/Wetland\",L1290,IF(OR(CONCATENATE($B1290,\"-\",$C1290)=\"Peninsula-Stream/Canal\",CONCATENATE($B1290,\"-\",$C1290)=\"Everglades-Stream/Canal\"),H1290,IF(OR(CONCATENATE($B1290,\"-\",$C1290)=\"Northeast-Stream/Canal\",CONCATENATE($B1290,\"-\",$C1290)=\"Big Bend-Stream/Canal\"),G1290,IF(CONCATENATE($B1290,\"-\",$C1290)=\"Panhandle West-Stream/Canal\",I1290,\"Error! Check Entries\"))))))))","v":""},null,31.239828365949499,33.432731097800598,65.614237275076405,34.191111769905497,37.136025005027498,66.353590042897807,null,"Marine"]
[1285,null,null,null,"",null,31.239828365949499,33.432731097800598,65.614237275076405,34.191111769905497,37.136025005027498,66.353590042897807,null,"Marine"]
[1286,null,null,null,"",null,31.239828365949499,33.432731097800598,65.614237275076405,34.191111769905497,37.136025005027498,66.353590042897807,null,"Marine"]
[1287,null,null,null,"",null,31.239828365949499,33.432731097800598,65.614237275076405,34.191111769905497,37.136025005027498,66.353590042897807,null,"Marine"]
[1288,null,null,null,"",null,31.239828365949499,33.432731097800598,65.614237275076405,34.191111769905497,37.136025005027498,66.353590042897807,null,"Marine"]
[1289,null,null,null,"",null,31.239828365949499,33.432731097800598,65.614237275076405,34.191111769905497,37.136025005027498,66.353590042897807,null,"Marine"]
[1290,null,null,null,"",null,31.239828365949499,33.432731097800598,65.614237275076405,34.191111769905497,37.136025005027498,66.353590042897807,null,"Marine"]
[1291,null,null,null,"",null,31.239828365949499,33.432731097800598,65.614237275076405,34.191111769905497,37.136025005027498,66.353590042897807,null,"Marine"]
[1292,null,null,null,"",null,31.239828365949499,33.432731097800598,65.614237275076405,34.191111769905497,37.136025005027498,66.353590042897807,null,"Marine"]
[1293,null,null,null,"",null,31.239828365949499,33.432731097800598,65.614237275076405,34.191111769905497,37.136025005027498,66.353590042897807,null,"Marine"]
[1294,null,null,null,"",null,31.239828365949499,33.432731097800598,65.614237275076405,34.191111769905497,37.136025005027498,66.353590042897807,null,"Marine"]
[1295,null,null,null,"",null,31.239828365949499,33.432731097800598,65.614237275076405,34.191111769905497,37.136025005027498,66.353590042897807,null,"Marine"]
[1296,null,null,null,"",null,31.239828365949499,33.432731097800598,65.614237275076405,34.191111769905497,37.136025005027498,66.353590042897807,null,"Marine"]
[1297,null,null,null,"",null,31.239828365949499,33.432731097800598,65.614237275076405,34.191111769905497,37.136025005027498,66.353590042897807,null,"Marine"]
[1298,null,null,null,"",null,31.239828365949499,33.432731097800598,65.614237275076405,34.191111769905497,37.136025005027498,66.353590042897807,null,"Marine"]
[1299,null,null,null,"",null,31.239828365949499,33.432731097800598,65.614237275076405,34.191111769905497,37.136025005027498,66.353590042897807,null,"Marine"]
[1300,null,null,null,"",null,31.239828365949499,33.432731097800598,65.614237275076405,34.191111769905497,37.136025005027498,66.353590042897807,null,"Marine"]
[1301,null,null,null,"",null,31.239828365949499,33.432731097800598,65.614237275076405,34.191111769905497,37.136025005027498,66.353590042897807,null,"Marine"]
[1302,null,null,null,"",null,31.239828365949499,33.432731097800598,65.614237275076405,34.191111769905497,37.136025005027498,66.353590042897807,null,"Marine"]
[1303,null,null,null,"",null,31.239828365949499,33.432731097800598,65.614237275076405,34.191111769905497,37.136025005027498,66.353590042897807,null,"Marine"]
[1304,null,null,null,"",null,31.239828365949499,33.432731097800598,65.614237275076405,34.191111769905497,37.136025005027498,66.353590042897807,null,"Marine"]
[1305,null,null,null,"",null,31.239828365949499,33.432731097800598,65.614237275076405,34.191111769905497,37.136025005027498,66.353590042897807,null,"Marine"]
[1306,null,null,null,"",null,31.239828365949499,33.432731097800598,65.614237275076405,34.191111769905497,37.136025005027498,66.353590042897807,null,"Marine"]
[1307,null,null,null,"",null,31.239828365949499,33.432731097800598,65.614237275076405,34.191111769905497,37.136025005027498,66.353590042897807,null,"Marine"]
[1308,null,null,null,"",null,31.239828365949499,33.432731097800598,65.614237275076405,34.191111769905497,37.136025005027498,66.353590042897807,null,"Marine"]
[1309,null,null,null,"",null,31.239828365949499,33.432731097800598,65.614237275076405,34.191111769905497,37.136025005027498,66.353590042897807,null,"Marine"]
[1310,null,null,null,"",null,31.239828365949499,33.432731097800598,65.614237275076405,34.191111769905497,37.136025005027498,66.353590042897807,null,"Marine"]
[1311,null,null,null,"",null,31.239828365949499,33.432731097800598,65.614237275076405,34.191111769905497,37.136025005027498,66.353590042897807,null,"Marine"]
[1312,null,null,null,"",null,31.239828365949499,33.432731097800598,65.614237275076405,34.191111769905497,37.136025005027498,66.353590042897807,null,"Marine"]
[1313,null,null,null,"",null,31.239828365949499,33.432731097800598,65.614237275076405,34.191111769905497,37.136025005027498,66.353590042897807,null,"Marine"]
[1314,null,null,null,"",null,31.239828365949499,33.432731097800598,65.614237275076405,34.191111769905497,37.136025005027498,66.353590042897807,null,"Marine"]
[1315,null,null,null,"",null,31.239828365949499,33.432731097800598,65.614237275076405,34.191111769905497,37.136025005027498,66.353590042897807,null,"Marine"]
[1316,null,null,null,"",null,31.239828365949499,33.432731097800598,65.614237275076405,34.191111769905497,37.136025005027498,66.353590042897807,null,"Marine"]
[1317,null,null,null,"",null,31.239828365949499,33.432731097800598,65.614237275076405,34.191111769905497,37.136025005027498,66.353590042897807,null,"Marine"]
[1318,null,null,null,"",null,31.239828365949499,33.432731097800598,65.614237275076405,34.191111769905497,37.136025005027498,66.353590042897807,null,"Marine"]
[1319,null,null,null,"",null,31.239828365949499,33.432731097800598,65.614237275076405,34.191111769905497,37.136025005027498,66.353590042897807,null,"Marine"]
[1320,null,null,null,"",null,31.239828365949499,33.432731097800598,65.614237275076405,34.191111769905497,37.136025005027498,66.353590042897807,null,"Marine"]
[1321,null,null,null,"",null,31.239828365949499,33.432731097800598,65.614237275076405,34.191111769905497,37.136025005027498,66.353590042897807,null,"Marine"]
[1322,null,null,null,"",null,31.239828365949499,33.432731097800598,65.614237275076405,34.191111769905497,37.136025005027498,66.353590042897807,null,"Marine"]
[1323,null,null,null,"",null,31.239828365949499,33.432731097800598,65.614237275076405,34.191111769905497,37.136025005027498,66.353590042897807,null,"Marine"]
[1324,null,null,null,"",null,31.239828365949499,33.432731097800598,65.614237275076405,34.191111769905497,37.136025005027498,66.353590042897807,null,"Marine"]
[1325,null,null,null,"",null,31.239828365949499,33.432731097800598,65.614237275076405,34.191111769905497,37.136025005027498,66.353590042897807,null,"Marine"]
[1326,null,null,null,"",null,31.239828365949499,33.432731097800598,65.614237275076405,34.191111769905497,37.136025005027498,66.353590042897807,null,"Marine"]
[1327,null,null,null,"",null,31.239828365949499,33.432731097800598,65.614237275076405,34.191111769905497,37.136025005027498,66.353590042897807,null,"Marine"]
[1328,null,null,null,"",null,31.239828365949499,33.432731097800598,65.614237275076405,34.191111769905497,37.136025005027498,66.353590042897807,null,"Marine"]
[1329,null,null,null,"",null,31.239828365949499,33.432731097800598,65.614237275076405,34.191111769905497,37.136025005027498,66.353590042897807,null,"Marine"]
[1330,null,null,null,"",null,31.239828365949499,33.432731097800598,65.614237275076405,34.191111769905497,37.136025005027498,66.353590042897807,null,"Marine"]
[1331,null,null,null,"",null,31.239828365949499,33.432731097800598,65.614237275076405,34.191111769905497,37.136025005027498,66.353590042897807,null,"Marine"]
[1332,null,null,null,"",null,31.239828365949499,33.432731097800598,65.614237275076405,34.191111769905497,37.136025005027498,66.353590042897807,null,"Marine"]
[1333,null,null,null,"",null,31.239828365949499,33.432731097800598,65.614237275076405,34.191111769905497,37.136025005027498,66.353590042897807,null,"Marine"]
[1334,null,null,null,"",null,31.239828365949499,33.432731097800598,65.614237275076405,34.191111769905497,37.136025005027498,66.353590042897807,null,"Marine"]
[1335,null,null,null,"",null,31.239828365949499,33.432731097800598,65.614237275076405,34.191111769905497,37.136025005027498,66.353590042897807,null,"Marine"]
[1336,null,null,null,"",null,31.239828365949499,33.432731097800598,65.614237275076405,34.191111769905497,37.136025005027498,66.353590042897807,null,"Marine"]
[1337,null,null,null,"",null,31.239828365949499,33.432731097800598,65.614237275076405,34.191111769905497,37.136025005027498,66.353590042897807,null,"Marine"]
[1338,null,null,null,"",null,31.239828365949499,33.432731097800598,65.614237275076405,34.191111769905497,37.136025005027498,66.353590042897807,null,"Marine"]
[1339,null,null,null,"",null,31.239828365949499,33.432731097800598,65.614237275076405,34.191111769905497,37.136025005027498,66.353590042897807,null,"Marine"]
[1340,null,null,null,"",null,31.239828365949499,33.432731097800598,65.614237275076405,34.191111769905497,37.136025005027498,66.353590042897807,null,"Marine"]
[1341,null,null,null,"",null,31.239828365949499,33.432731097800598,65.614237275076405,34.191111769905497,37.136025005027498,66.353590042897807,null,"Marine"]
[1342,null,null,null,"",null,31.239828365949499,33.432731097800598,65.614237275076405,34.191111769905497,37.136025005027498,66.353590042897807,null,"Marine"]
[1343,null,null,null,"",null,31.239828365949499,33.432731097800598,65.614237275076405,34.191111769905497,37.136025005027498,66.353590042897807,null,"Marine"]
[1344,null,null,null,"",null,31.239828365949499,33.432731097800598,65.614237275076405,34.191111769905497,37.136025005027498,66.353590042897807,null,"Marine"]
[1345,null,null,null,"",null,31.239828365949499,33.432731097800598,65.614237275076405,{"$f":"1.45776613020539E-13*(HOUR($D1351)*60+MINUTE($D1351))^5-5.56072270585461E-10*(HOUR($D1351)*60+MINUTE($D1351))^4+7.06833400255548E-07*(HOUR($D1351)*60+MINUTE($D1351))^3-0.000318788465226261*(HOUR($D1351)*60+MINUTE($D1351))^2+0.0281711711660364*(HOUR($D1351)*60+MINUTE($D1351))+34.1911117699055","v":34.191111769905497},37.136025005027498,66.353590042897807,null,"Marine"]
[1346,null,null,null,"",null,{"$f":"1.18443700433286E-13*(HOUR($D1352)*60+MINUTE($D1352))^5 - 4.14323598958596E-10*(HOUR($D1352)*60+MINUTE($D1352))^4 + 4.77287727122539E-07*(HOUR($D1352)*60+MINUTE($D1352))^3 - 0.000196917585728373*(HOUR($D1352)*60+MINUTE($D1352))^2 + 0.0231405627601475*(HOUR($D1352)*60+MINUTE($D1352)) + 31.2398283659495","v":31.239828365949499},{"$f":"1.98879987167155E-13*(HOUR($D1352)*60+MINUTE($D1352))^5 - 6.89410992615642E-10*(HOUR($D1352)*60+MINUTE($D1352))^4 + 7.83730333422071E-07*(HOUR($D1352)*60+MINUTE($D1352))^3 - 0.00031597890334556*(HOUR($D1352)*60+MINUTE($D1352))^2 + 0.0355135105918976*(HOUR($D1352)*60+MINUTE($D1352)) + 33.4327310978006","v":33.432731097800598},{"$f":"9.08511511657608E-14*(HOUR($D1352)*60+MINUTE($D1352))^5 - 2.99407211249053E-10*(HOUR($D1352)*60+MINUTE($D1352))^4 + 3.1560253348998E-07*(HOUR($D1352)*60+MINUTE($D1352))^3 - 0.000108510891323021*(HOUR($D1352)*60+MINUTE($D1352))^2 + 0.00628484730145829*(HOUR($D1352)*60+MINUTE($D1352)) + 65.6142372750764","v":65.614237275076405},34.191111769905497,{"$f":"1.37090283182826E-13*(HOUR($D1352)*60+MINUTE($D1352))^5 - 5.04960255463897E-10*(HOUR($D1352)*60+MINUTE($D1352))^4 + 6.13524315934422E-07*(HOUR($D1352)*60+MINUTE($D1352))^3 - 0.00025817433468811*(HOUR($D1352)*60+MINUTE($D1352))^2 + 0.0195966892410979*(HOUR($D1352)*60+MINUTE($D1352)) + 37.1360250050275","v":37.136025005027498},{"$f":"7.11895278892582E-14*(HOUR($D1352)*60+MINUTE($D1352))^5-2.64195273421019E-10*(HOUR($D1352)*60+MINUTE($D1352))^4 + 3.22473039456213E-07*(HOUR($D1352)*60+MINUTE($D1352))^3 - 0.00013606873481109*(HOUR($D1352)*60+MINUTE($D1352))^2 + 0.0107100719720847*(HOUR($D1352)*60+MINUTE($D1352))+66.3535900428978","v":66.353590042897807},null,"Marine"]
[1347,null,null,null,"",null,31.239828365949499,33.432731097800598,65.614237275076405,34.191111769905497,37.136025005027498,66.353590042897807,null,"Marine"]
[1348,null,null,null,{"$f":"IF(OR(ISBLANK($B1354),ISBLANK($C1354),ISBLANK($D1354)),\"\",IF($C1354=\"Estuary/Marine\",\"Time of day Adjustment not appropriate for marine waters!\",IF(OR(CONCATENATE($B1354,\"-\",$C1354)=\"Peninsula-Lake/Wetland\",CONCATENATE($B1354,\"-\",$C1354)=\"Everglades-Lake/Wetland\"),K1354,IF(OR(CONCATENATE($B1354,\"-\",$C1354)=\"Northeast-Lake/Wetland\",CONCATENATE($B1354,\"-\",$C1354)=\"Big Bend-Lake/Wetland\"),J1354,IF(CONCATENATE($B1354,\"-\",$C1354)=\"Panhandle West-Lake/Wetland\",L1354,IF(OR(CONCATENATE($B1354,\"-\",$C1354)=\"Peninsula-Stream/Canal\",CONCATENATE($B1354,\"-\",$C1354)=\"Everglades-Stream/Canal\"),H1354,IF(OR(CONCATENATE($B1354,\"-\",$C1354)=\"Northeast-Stream/Canal\",CONCATENATE($B1354,\"-\",$C1354)=\"Big Bend-Stream/Canal\"),G1354,IF(CONCATENATE($B1354,\"-\",$C1354)=\"Panhandle West-Stream/Canal\",I1354,\"Error! Check Entries\"))))))))","v":""},null,31.239828365949499,33.432731097800598,65.614237275076405,34.191111769905497,37.136025005027498,66.353590042897807,null,"Marine"]
[1349,null,null,null,"",null,31.239828365949499,33.432731097800598,65.614237275076405,34.191111769905497,37.136025005027498,66.353590042897807,null,"Marine"]
[1350,null,null,null,"",null,31.239828365949499,33.432731097800598,65.614237275076405,34.191111769905497,37.136025005027498,66.353590042897807,null,"Marine"]
[1351,null,null,null,"",null,31.239828365949499,33.432731097800598,65.614237275076405,34.191111769905497,37.136025005027498,66.353590042897807,null,"Marine"]
[1352,null,null,null,"",null,31.239828365949499,33.432731097800598,65.614237275076405,34.191111769905497,37.136025005027498,66.353590042897807,null,"Marine"]
[1353,null,null,null,"",null,31.239828365949499,33.432731097800598,65.614237275076405,34.191111769905497,37.136025005027498,66.353590042897807,null,"Marine"]
[1354,null,null,null,"",null,31.239828365949499,33.432731097800598,65.614237275076405,34.191111769905497,37.136025005027498,66.353590042897807,null,"Marine"]
[1355,null,null,null,"",null,31.239828365949499,33.432731097800598,65.614237275076405,34.191111769905497,37.136025005027498,66.353590042897807,null,"Marine"]
[1356,null,null,null,"",null,31.239828365949499,33.432731097800598,65.614237275076405,34.191111769905497,37.136025005027498,66.353590042897807,null,"Marine"]
[1357,null,null,null,"",null,31.239828365949499,33.432731097800598,65.614237275076405,34.191111769905497,37.136025005027498,66.353590042897807,null,"Marine"]
[1358,null,null,null,"",null,31.239828365949499,33.432731097800598,65.614237275076405,34.191111769905497,37.136025005027498,66.353590042897807,null,"Marine"]
[1359,null,null,null,"",null,31.239828365949499,33.432731097800598,65.614237275076405,34.191111769905497,37.136025005027498,66.353590042897807,null,"Marine"]
[1360,null,null,null,"",null,31.239828365949499,33.432731097800598,65.614237275076405,34.191111769905497,37.136025005027498,66.353590042897807,null,"Marine"]
[1361,null,null,null,"",null,31.239828365949499,33.432731097800598,65.614237275076405,34.191111769905497,37.136025005027498,66.353590042897807,null,"Marine"]
[1362,null,null,null,"",null,31.239828365949499,33.432731097800598,65.614237275076405,34.191111769905497,37.136025005027498,66.353590042897807,null,"Marine"]
[1363,null,null,null,"",null,31.239828365949499,33.432731097800598,65.614237275076405,34.191111769905497,37.136025005027498,66.353590042897807,null,"Marine"]
[1364,null,null,null,"",null,31.239828365949499,33.432731097800598,65.614237275076405,34.191111769905497,37.136025005027498,66.353590042897807,null,"Marine"]
[1365,null,null,null,"",null,31.239828365949499,33.432731097800598,65.614237275076405,34.191111769905497,37.136025005027498,66.353590042897807,null,"Marine"]
[1366,null,null,null,"",null,31.239828365949499,33.432731097800598,65.614237275076405,34.191111769905497,37.136025005027498,66.353590042897807,null,"Marine"]
[1367,null,null,null,"",null,31.239828365949499,33.432731097800598,65.614237275076405,34.191111769905497,37.136025005027498,66.353590042897807,null,"Marine"]
[1368,null,null,null,"",null,31.239828365949499,33.432731097800598,65.614237275076405,34.191111769905497,37.136025005027498,66.353590042897807,null,"Marine"]
[1369,null,null,null,"",null,31.239828365949499,33.432731097800598,65.614237275076405,34.191111769905497,37.136025005027498,66.353590042897807,null,"Marine"]
[1370,null,null,null,"",null,31.239828365949499,33.432731097800598,65.614237275076405,34.191111769905497,37.136025005027498,66.353590042897807,null,"Marine"]
[1371,null,null,null,"",null,31.239828365949499,33.432731097800598,65.614237275076405,34.191111769905497,37.136025005027498,66.353590042897807,null,"Marine"]
[1372,null,null,null,"",null,31.239828365949499,33.432731097800598,65.614237275076405,34.191111769905497,37.136025005027498,66.353590042897807,null,"Marine"]
[1373,null,null,null,"",null,31.239828365949499,33.432731097800598,65.614237275076405,34.191111769905497,37.136025005027498,66.353590042897807,null,"Marine"]
[1374,null,null,null,"",null,31.239828365949499,33.432731097800598,65.614237275076405,34.191111769905497,37.136025005027498,66.353590042897807,null,"Marine"]
[1375,null,null,null,"",null,31.239828365949499,33.432731097800598,65.614237275076405,34.191111769905497,37.136025005027498,66.353590042897807,null,"Marine"]
[1376,null,null,null,"",null,31.239828365949499,33.432731097800598,65.614237275076405,34.191111769905497,37.136025005027498,66.353590042897807,null,"Marine"]
[1377,null,null,null,"",null,31.239828365949499,33.432731097800598,65.614237275076405,34.191111769905497,37.136025005027498,66.353590042897807,null,"Marine"]
[1378,null,null,null,"",null,31.239828365949499,33.432731097800598,65.614237275076405,34.191111769905497,37.136025005027498,66.353590042897807,null,"Marine"]
[1379,null,null,null,"",null,31.239828365949499,33.432731097800598,65.614237275076405,34.191111769905497,37.136025005027498,66.353590042897807,null,"Marine"]
[1380,null,null,null,"",null,31.239828365949499,33.432731097800598,65.614237275076405,34.191111769905497,37.136025005027498,66.353590042897807,null,"Marine"]
[1381,null,null,null,"",null,31.239828365949499,33.432731097800598,65.614237275076405,34.191111769905497,37.136025005027498,66.353590042897807,null,"Marine"]
[1382,null,null,null,"",null,31.239828365949499,33.432731097800598,65.614237275076405,34.191111769905497,37.136025005027498,66.353590042897807,null,"Marine"]
[1383,null,null,null,"",null,31.239828365949499,33.432731097800598,65.614237275076405,34.191111769905497,37.136025005027498,66.353590042897807,null,"Marine"]
[1384,null,null,null,"",null,31.239828365949499,33.432731097800598,65.614237275076405,34.191111769905497,37.136025005027498,66.353590042897807,null,"Marine"]
[1385,null,null,null,"",null,31.239828365949499,33.432731097800598,65.614237275076405,34.191111769905497,37.136025005027498,66.353590042897807,null,"Marine"]
[1386,null,null,null,"",null,31.239828365949499,33.432731097800598,65.614237275076405,34.191111769905497,37.136025005027498,66.353590042897807,null,"Marine"]
[1387,null,null,null,"",null,31.239828365949499,33.432731097800598,65.614237275076405,34.191111769905497,37.136025005027498,66.353590042897807,null,"Marine"]
[1388,null,null,null,"",null,31.239828365949499,33.432731097800598,65.614237275076405,34.191111769905497,37.136025005027498,66.353590042897807,null,"Marine"]
[1389,null,null,null,"",null,31.239828365949499,33.432731097800598,65.614237275076405,34.191111769905497,37.136025005027498,66.353590042897807,null,"Marine"]
[1390,null,null,null,"",null,31.239828365949499,33.432731097800598,65.614237275076405,34.191111769905497,37.136025005027498,66.353590042897807,null,"Marine"]
[1391,null,null,null,"",null,31.239828365949499,33.432731097800598,65.614237275076405,34.191111769905497,37.136025005027498,66.353590042897807,null,"Marine"]
[1392,null,null,null,"",null,31.239828365949499,33.432731097800598,65.614237275076405,34.191111769905497,37.136025005027498,66.353590042897807,null,"Marine"]
[1393,null,null,null,"",null,31.239828365949499,33.432731097800598,65.614237275076405,34.191111769905497,37.136025005027498,66.353590042897807,null,"Marine"]
[1394,null,null,null,"",null,31.239828365949499,33.432731097800598,65.614237275076405,34.191111769905497,37.136025005027498,66.353590042897807,null,"Marine"]
[1395,null,null,null,"",null,31.239828365949499,33.432731097800598,65.614237275076405,34.191111769905497,37.136025005027498,66.353590042897807,null,"Marine"]
[1396,null,null,null,"",null,31.239828365949499,33.432731097800598,65.614237275076405,34.191111769905497,37.136025005027498,66.353590042897807,null,"Marine"]
[1397,null,null,null,"",null,31.239828365949499,33.432731097800598,65.614237275076405,34.191111769905497,37.136025005027498,66.353590042897807,null,"Marine"]
[1398,null,null,null,"",null,31.239828365949499,33.432731097800598,65.614237275076405,34.191111769905497,37.136025005027498,66.353590042897807,null,"Marine"]
[1399,null,null,null,"",null,31.239828365949499,33.432731097800598,65.614237275076405,34.191111769905497,37.136025005027498,66.353590042897807,null,"Marine"]
[1400,null,null,null,"",null,31.239828365949499,33.432731097800598,65.614237275076405,34.191111769905497,37.136025005027498,66.353590042897807,null,"Marine"]
[1401,null,null,null,"",null,31.239828365949499,33.432731097800598,65.614237275076405,34.191111769905497,37.136025005027498,66.353590042897807,null,"Marine"]
[1402,null,null,null,"",null,31.239828365949499,33.432731097800598,65.614237275076405,34.191111769905497,37.136025005027498,66.353590042897807,null,"Marine"]
[1403,null,null,null,"",null,31.239828365949499,33.432731097800598,65.614237275076405,34.191111769905497,37.136025005027498,66.353590042897807,null,"Marine"]
[1404,null,null,null,"",null,31.239828365949499,33.432731097800598,65.614237275076405,34.191111769905497,37.136025005027498,66.353590042897807,null,"Marine"]
[1405,null,null,null,"",null,31.239828365949499,33.432731097800598,65.614237275076405,34.191111769905497,37.136025005027498,66.353590042897807,null,"Marine"]
[1406,null,null,null,"",null,31.239828365949499,33.432731097800598,65.614237275076405,34.191111769905497,37.136025005027498,66.353590042897807,null,"Marine"]
[1407,null,null,null,"",null,31.239828365949499,33.432731097800598,65.614237275076405,34.191111769905497,37.136025005027498,66.353590042897807,null,"Marine"]
[1408,null,null,null,"",null,31.239828365949499,33.432731097800598,65.614237275076405,34.191111769905497,37.136025005027498,66.353590042897807,null,"Marine"]
[1409,null,null,null,"",null,31.239828365949499,33.432731097800598,65.614237275076405,{"$f":"1.45776613020539E-13*(HOUR($D1415)*60+MINUTE($D1415))^5-5.56072270585461E-10*(HOUR($D1415)*60+MINUTE($D1415))^4+7.06833400255548E-07*(HOUR($D1415)*60+MINUTE($D1415))^3-0.000318788465226261*(HOUR($D1415)*60+MINUTE($D1415))^2+0.0281711711660364*(HOUR($D1415)*60+MINUTE($D1415))+34.1911117699055","v":34.191111769905497},37.136025005027498,66.353590042897807,null,"Marine"]
[1410,null,null,null,"",null,{"$f":"1.18443700433286E-13*(HOUR($D1416)*60+MINUTE($D1416))^5 - 4.14323598958596E-10*(HOUR($D1416)*60+MINUTE($D1416))^4 + 4.77287727122539E-07*(HOUR($D1416)*60+MINUTE($D1416))^3 - 0.000196917585728373*(HOUR($D1416)*60+MINUTE($D1416))^2 + 0.0231405627601475*(HOUR($D1416)*60+MINUTE($D1416)) + 31.2398283659495","v":31.239828365949499},{"$f":"1.98879987167155E-13*(HOUR($D1416)*60+MINUTE($D1416))^5 - 6.89410992615642E-10*(HOUR($D1416)*60+MINUTE($D1416))^4 + 7.83730333422071E-07*(HOUR($D1416)*60+MINUTE($D1416))^3 - 0.00031597890334556*(HOUR($D1416)*60+MINUTE($D1416))^2 + 0.0355135105918976*(HOUR($D1416)*60+MINUTE($D1416)) + 33.4327310978006","v":33.432731097800598},{"$f":"9.08511511657608E-14*(HOUR($D1416)*60+MINUTE($D1416))^5 - 2.99407211249053E-10*(HOUR($D1416)*60+MINUTE($D1416))^4 + 3.1560253348998E-07*(HOUR($D1416)*60+MINUTE($D1416))^3 - 0.000108510891323021*(HOUR($D1416)*60+MINUTE($D1416))^2 + 0.00628484730145829*(HOUR($D1416)*60+MINUTE($D1416)) + 65.6142372750764","v":65.614237275076405},34.191111769905497,{"$f":"1.37090283182826E-13*(HOUR($D1416)*60+MINUTE($D1416))^5 - 5.04960255463897E-10*(HOUR($D1416)*60+MINUTE($D1416))^4 + 6.13524315934422E-07*(HOUR($D1416)*60+MINUTE($D1416))^3 - 0.00025817433468811*(HOUR($D1416)*60+MINUTE($D1416))^2 + 0.0195966892410979*(HOUR($D1416)*60+MINUTE($D1416)) + 37.1360250050275","v":37.136025005027498},{"$f":"7.11895278892582E-14*(HOUR($D1416)*60+MINUTE($D1416))^5-2.64195273421019E-10*(HOUR($D1416)*60+MINUTE($D1416))^4 + 3.22473039456213E-07*(HOUR($D1416)*60+MINUTE($D1416))^3 - 0.00013606873481109*(HOUR($D1416)*60+MINUTE($D1416))^2 + 0.0107100719720847*(HOUR($D1416)*60+MINUTE($D1416))+66.3535900428978","v":66.353590042897807},null,"Marine"]
[1411,null,null,null,"",null,31.239828365949499,33.432731097800598,65.614237275076405,34.191111769905497,37.136025005027498,66.353590042897807,null,"Marine"]
[1412,null,null,null,{"$f":"IF(OR(ISBLANK($B1418),ISBLANK($C1418),ISBLANK($D1418)),\"\",IF($C1418=\"Estuary/Marine\",\"Time of day Adjustment not appropriate for marine waters!\",IF(OR(CONCATENATE($B1418,\"-\",$C1418)=\"Peninsula-Lake/Wetland\",CONCATENATE($B1418,\"-\",$C1418)=\"Everglades-Lake/Wetland\"),K1418,IF(OR(CONCATENATE($B1418,\"-\",$C1418)=\"Northeast-Lake/Wetland\",CONCATENATE($B1418,\"-\",$C1418)=\"Big Bend-Lake/Wetland\"),J1418,IF(CONCATENATE($B1418,\"-\",$C1418)=\"Panhandle West-Lake/Wetland\",L1418,IF(OR(CONCATENATE($B1418,\"-\",$C1418)=\"Peninsula-Stream/Canal\",CONCATENATE($B1418,\"-\",$C1418)=\"Everglades-Stream/Canal\"),H1418,IF(OR(CONCATENATE($B1418,\"-\",$C1418)=\"Northeast-Stream/Canal\",CONCATENATE($B1418,\"-\",$C1418)=\"Big Bend-Stream/Canal\"),G1418,IF(CONCATENATE($B1418,\"-\",$C1418)=\"Panhandle West-Stream/Canal\",I1418,\"Error! Check Entries\"))))))))","v":""},null,31.239828365949499,33.432731097800598,65.614237275076405,34.191111769905497,37.136025005027498,66.353590042897807,null,"Marine"]
[1413,null,null,null,"",null,31.239828365949499,33.432731097800598,65.614237275076405,34.191111769905497,37.136025005027498,66.353590042897807,null,"Marine"]
[1414,null,null,null,"",null,31.239828365949499,33.432731097800598,65.614237275076405,34.191111769905497,37.136025005027498,66.353590042897807,null,"Marine"]
[1415,null,null,null,"",null,31.239828365949499,33.432731097800598,65.614237275076405,34.191111769905497,37.136025005027498,66.353590042897807,null,"Marine"]
[1416,null,null,null,"",null,31.239828365949499,33.432731097800598,65.614237275076405,34.191111769905497,37.136025005027498,66.353590042897807,null,"Marine"]
[1417,null,null,null,"",null,31.239828365949499,33.432731097800598,65.614237275076405,34.191111769905497,37.136025005027498,66.353590042897807,null,"Marine"]
[1418,null,null,null,"",null,31.239828365949499,33.432731097800598,65.614237275076405,34.191111769905497,37.136025005027498,66.353590042897807,null,"Marine"]
[1419,null,null,null,"",null,31.239828365949499,33.432731097800598,65.614237275076405,34.191111769905497,37.136025005027498,66.353590042897807,null,"Marine"]
[1420,null,null,null,"",null,31.239828365949499,33.432731097800598,65.614237275076405,34.191111769905497,37.136025005027498,66.353590042897807,null,"Marine"]
[1421,null,null,null,"",null,31.239828365949499,33.432731097800598,65.614237275076405,34.191111769905497,37.136025005027498,66.353590042897807,null,"Marine"]
[1422,null,null,null,"",null,31.239828365949499,33.432731097800598,65.614237275076405,34.191111769905497,37.136025005027498,66.353590042897807,null,"Marine"]
[1423,null,null,null,"",null,31.239828365949499,33.432731097800598,65.614237275076405,34.191111769905497,37.136025005027498,66.353590042897807,null,"Marine"]
[1424,null,null,null,"",null,31.239828365949499,33.432731097800598,65.614237275076405,34.191111769905497,37.136025005027498,66.353590042897807,null,"Marine"]
[1425,null,null,null,"",null,31.239828365949499,33.432731097800598,65.614237275076405,34.191111769905497,37.136025005027498,66.353590042897807,null,"Marine"]
[1426,null,null,null,"",null,31.239828365949499,33.432731097800598,65.614237275076405,34.191111769905497,37.136025005027498,66.353590042897807,null,"Marine"]
[1427,null,null,null,"",null,31.239828365949499,33.432731097800598,65.614237275076405,34.191111769905497,37.136025005027498,66.353590042897807,null,"Marine"]
[1428,null,null,null,"",null,31.239828365949499,33.432731097800598,65.614237275076405,34.191111769905497,37.136025005027498,66.353590042897807,null,"Marine"]
[1429,null,null,null,"",null,31.239828365949499,33.432731097800598,65.614237275076405,34.191111769905497,37.136025005027498,66.353590042897807,null,"Marine"]
[1430,null,null,null,"",null,31.239828365949499,33.432731097800598,65.614237275076405,34.191111769905497,37.136025005027498,66.353590042897807,null,"Marine"]
[1431,null,null,null,"",null,31.239828365949499,33.432731097800598,65.614237275076405,34.191111769905497,37.136025005027498,66.353590042897807,null,"Marine"]
[1432,null,null,null,"",null,31.239828365949499,33.432731097800598,65.614237275076405,34.191111769905497,37.136025005027498,66.353590042897807,null,"Marine"]
[1433,null,null,null,"",null,31.239828365949499,33.432731097800598,65.614237275076405,34.191111769905497,37.136025005027498,66.353590042897807,null,"Marine"]
[1434,null,null,null,"",null,31.239828365949499,33.432731097800598,65.614237275076405,34.191111769905497,37.136025005027498,66.353590042897807,null,"Marine"]
[1435,null,null,null,"",null,31.239828365949499,33.432731097800598,65.614237275076405,34.191111769905497,37.136025005027498,66.353590042897807,null,"Marine"]
[1436,null,null,null,"",null,31.239828365949499,33.432731097800598,65.614237275076405,34.191111769905497,37.136025005027498,66.353590042897807,null,"Marine"]
[1437,null,null,null,"",null,31.239828365949499,33.432731097800598,65.614237275076405,34.191111769905497,37.136025005027498,66.353590042897807,null,"Marine"]
[1438,null,null,null,"",null,31.239828365949499,33.432731097800598,65.614237275076405,34.191111769905497,37.136025005027498,66.353590042897807,null,"Marine"]
[1439,null,null,null,"",null,31.239828365949499,33.432731097800598,65.614237275076405,34.191111769905497,37.136025005027498,66.353590042897807,null,"Marine"]
[1440,null,null,null,"",null,31.239828365949499,33.432731097800598,65.614237275076405,34.191111769905497,37.136025005027498,66.353590042897807,null,"Marine"]
[1441,null,null,null,"",null,31.239828365949499,33.432731097800598,65.614237275076405,34.191111769905497,37.136025005027498,66.353590042897807,null,"Marine"]
[1442,null,null,null,"",null,31.239828365949499,33.432731097800598,65.614237275076405,34.191111769905497,37.136025005027498,66.353590042897807,null,"Marine"]
[1443,null,null,null,"",null,31.239828365949499,33.432731097800598,65.614237275076405,34.191111769905497,37.136025005027498,66.353590042897807,null,"Marine"]
[1444,null,null,null,"",null,31.239828365949499,33.432731097800598,65.614237275076405,34.191111769905497,37.136025005027498,66.353590042897807,null,"Marine"]
[1445,null,null,null,"",null,31.239828365949499,33.432731097800598,65.614237275076405,34.191111769905497,37.136025005027498,66.353590042897807,null,"Marine"]
[1446,null,null,null,"",null,31.239828365949499,33.432731097800598,65.614237275076405,34.191111769905497,37.136025005027498,66.353590042897807,null,"Marine"]
[1447,null,null,null,"",null,31.239828365949499,33.432731097800598,65.614237275076405,34.191111769905497,37.136025005027498,66.353590042897807,null,"Marine"]
[1448,null,null,null,"",null,31.239828365949499,33.432731097800598,65.614237275076405,34.191111769905497,37.136025005027498,66.353590042897807,null,"Marine"]
[1449,null,null,null,"",null,31.239828365949499,33.432731097800598,65.614237275076405,34.191111769905497,37.136025005027498,66.353590042897807,null,"Marine"]
[1450,null,null,null,"",null,31.239828365949499,33.432731097800598,65.614237275076405,34.191111769905497,37.136025005027498,66.353590042897807,null,"Marine"]
[1451,null,null,null,"",null,31.239828365949499,33.432731097800598,65.614237275076405,34.191111769905497,37.136025005027498,66.353590042897807,null,"Marine"]
[1452,null,null,null,"",null,31.239828365949499,33.432731097800598,65.614237275076405,34.191111769905497,37.136025005027498,66.353590042897807,null,"Marine"]
[1453,null,null,null,"",null,31.239828365949499,33.432731097800598,65.614237275076405,34.191111769905497,37.136025005027498,66.353590042897807,null,"Marine"]
[1454,null,null,null,"",null,31.239828365949499,33.432731097800598,65.614237275076405,34.191111769905497,37.136025005027498,66.353590042897807,null,"Marine"]
[1455,null,null,null,"",null,31.239828365949499,33.432731097800598,65.614237275076405,34.191111769905497,37.136025005027498,66.353590042897807,null,"Marine"]
[1456,null,null,null,"",null,31.239828365949499,33.432731097800598,65.614237275076405,34.191111769905497,37.136025005027498,66.353590042897807,null,"Marine"]
[1457,null,null,null,"",null,31.239828365949499,33.432731097800598,65.614237275076405,34.191111769905497,37.136025005027498,66.353590042897807,null,"Marine"]
[1458,null,null,null,"",null,31.239828365949499,33.432731097800598,65.614237275076405,34.191111769905497,37.136025005027498,66.353590042897807,null,"Marine"]
[1459,null,null,null,"",null,31.239828365949499,33.432731097800598,65.614237275076405,34.191111769905497,37.136025005027498,66.353590042897807,null,"Marine"]
[1460,null,null,null,"",null,31.239828365949499,33.432731097800598,65.614237275076405,34.191111769905497,37.136025005027498,66.353590042897807,null,"Marine"]
[1461,null,null,null,"",null,31.239828365949499,33.432731097800598,65.614237275076405,34.191111769905497,37.136025005027498,66.353590042897807,null,"Marine"]
[1462,null,null,null,"",null,31.239828365949499,33.432731097800598,65.614237275076405,34.191111769905497,37.136025005027498,66.353590042897807,null,"Marine"]
[1463,null,null,null,"",null,31.239828365949499,33.432731097800598,65.614237275076405,34.191111769905497,37.136025005027498,66.353590042897807,null,"Marine"]
[1464,null,null,null,"",null,31.239828365949499,33.432731097800598,65.614237275076405,34.191111769905497,37.136025005027498,66.353590042897807,null,"Marine"]
[1465,null,null,null,"",null,31.239828365949499,33.432731097800598,65.614237275076405,34.191111769905497,37.136025005027498,66.353590042897807,null,"Marine"]
[1466,null,null,null,"",null,31.239828365949499,33.432731097800598,65.614237275076405,34.191111769905497,37.136025005027498,66.353590042897807,null,"Marine"]
[1467,null,null,null,"",null,31.239828365949499,33.432731097800598,65.614237275076405,34.191111769905497,37.136025005027498,66.353590042897807,null,"Marine"]
[1468,null,null,null,"",null,31.239828365949499,33.432731097800598,65.614237275076405,34.191111769905497,37.136025005027498,66.353590042897807,null,"Marine"]
[1469,null,null,null,"",null,31.239828365949499,33.432731097800598,65.614237275076405,34.191111769905497,37.136025005027498,66.353590042897807,null,"Marine"]
[1470,null,null,null,"",null,31.239828365949499,33.432731097800598,65.614237275076405,34.191111769905497,37.136025005027498,66.353590042897807,null,"Marine"]
[1471,null,null,null,"",null,31.239828365949499,33.432731097800598,65.614237275076405,34.191111769905497,37.136025005027498,66.353590042897807,null,"Marine"]
[1472,null,null,null,"",null,31.239828365949499,33.432731097800598,65.614237275076405,34.191111769905497,37.136025005027498,66.353590042897807,null,"Marine"]
[1473,null,null,null,"",null,31.239828365949499,33.432731097800598,65.614237275076405,{"$f":"1.45776613020539E-13*(HOUR($D1479)*60+MINUTE($D1479))^5-5.56072270585461E-10*(HOUR($D1479)*60+MINUTE($D1479))^4+7.06833400255548E-07*(HOUR($D1479)*60+MINUTE($D1479))^3-0.000318788465226261*(HOUR($D1479)*60+MINUTE($D1479))^2+0.0281711711660364*(HOUR($D1479)*60+MINUTE($D1479))+34.1911117699055","v":34.191111769905497},37.136025005027498,66.353590042897807,null,"Marine"]
[1474,null,null,null,"",null,{"$f":"1.18443700433286E-13*(HOUR($D1480)*60+MINUTE($D1480))^5 - 4.14323598958596E-10*(HOUR($D1480)*60+MINUTE($D1480))^4 + 4.77287727122539E-07*(HOUR($D1480)*60+MINUTE($D1480))^3 - 0.000196917585728373*(HOUR($D1480)*60+MINUTE($D1480))^2 + 0.0231405627601475*(HOUR($D1480)*60+MINUTE($D1480)) + 31.2398283659495","v":31.239828365949499},{"$f":"1.98879987167155E-13*(HOUR($D1480)*60+MINUTE($D1480))^5 - 6.89410992615642E-10*(HOUR($D1480)*60+MINUTE($D1480))^4 + 7.83730333422071E-07*(HOUR($D1480)*60+MINUTE($D1480))^3 - 0.00031597890334556*(HOUR($D1480)*60+MINUTE($D1480))^2 + 0.0355135105918976*(HOUR($D1480)*60+MINUTE($D1480)) + 33.4327310978006","v":33.432731097800598},{"$f":"9.08511511657608E-14*(HOUR($D1480)*60+MINUTE($D1480))^5 - 2.99407211249053E-10*(HOUR($D1480)*60+MINUTE($D1480))^4 + 3.1560253348998E-07*(HOUR($D1480)*60+MINUTE($D1480))^3 - 0.000108510891323021*(HOUR($D1480)*60+MINUTE($D1480))^2 + 0.00628484730145829*(HOUR($D1480)*60+MINUTE($D1480)) + 65.6142372750764","v":65.614237275076405},34.191111769905497,{"$f":"1.37090283182826E-13*(HOUR($D1480)*60+MINUTE($D1480))^5 - 5.04960255463897E-10*(HOUR($D1480)*60+MINUTE($D1480))^4 + 6.13524315934422E-07*(HOUR($D1480)*60+MINUTE($D1480))^3 - 0.00025817433468811*(HOUR($D1480)*60+MINUTE($D1480))^2 + 0.0195966892410979*(HOUR($D1480)*60+MINUTE($D1480)) + 37.1360250050275","v":37.136025005027498},{"$f":"7.11895278892582E-14*(HOUR($D1480)*60+MINUTE($D1480))^5-2.64195273421019E-10*(HOUR($D1480)*60+MINUTE($D1480))^4 + 3.22473039456213E-07*(HOUR($D1480)*60+MINUTE($D1480))^3 - 0.00013606873481109*(HOUR($D1480)*60+MINUTE($D1480))^2 + 0.0107100719720847*(HOUR($D1480)*60+MINUTE($D1480))+66.3535900428978","v":66.353590042897807},null,"Marine"]
[1475,null,null,null,"",null,31.239828365949499,33.432731097800598,65.614237275076405,34.191111769905497,37.136025005027498,66.353590042897807,null,"Marine"]
[1476,null,null,null,{"$f":"IF(OR(ISBLANK($B1482),ISBLANK($C1482),ISBLANK($D1482)),\"\",IF($C1482=\"Estuary/Marine\",\"Time of day Adjustment not appropriate for marine waters!\",IF(OR(CONCATENATE($B1482,\"-\",$C1482)=\"Peninsula-Lake/Wetland\",CONCATENATE($B1482,\"-\",$C1482)=\"Everglades-Lake/Wetland\"),K1482,IF(OR(CONCATENATE($B1482,\"-\",$C1482)=\"Northeast-Lake/Wetland\",CONCATENATE($B1482,\"-\",$C1482)=\"Big Bend-Lake/Wetland\"),J1482,IF(CONCATENATE($B1482,\"-\",$C1482)=\"Panhandle West-Lake/Wetland\",L1482,IF(OR(CONCATENATE($B1482,\"-\",$C1482)=\"Peninsula-Stream/Canal\",CONCATENATE($B1482,\"-\",$C1482)=\"Everglades-Stream/Canal\"),H1482,IF(OR(CONCATENATE($B1482,\"-\",$C1482)=\"Northeast-Stream/Canal\",CONCATENATE($B1482,\"-\",$C1482)=\"Big Bend-Stream/Canal\"),G1482,IF(CONCATENATE($B1482,\"-\",$C1482)=\"Panhandle West-Stream/Canal\",I1482,\"Error! Check Entries\"))))))))","v":""},null,31.239828365949499,33.432731097800598,65.614237275076405,34.191111769905497,37.136025005027498,66.353590042897807,null,"Marine"]
[1477,null,null,null,"",null,31.239828365949499,33.432731097800598,65.614237275076405,34.191111769905497,37.136025005027498,66.353590042897807,null,"Marine"]
[1478,null,null,null,"",null,31.239828365949499,33.432731097800598,65.614237275076405,34.191111769905497,37.136025005027498,66.353590042897807,null,"Marine"]
[1479,null,null,null,"",null,31.239828365949499,33.432731097800598,65.614237275076405,34.191111769905497,37.136025005027498,66.353590042897807,null,"Marine"]
[1480,null,null,null,"",null,31.239828365949499,33.432731097800598,65.614237275076405,34.191111769905497,37.136025005027498,66.353590042897807,null,"Marine"]
[1481,null,null,null,"",null,31.239828365949499,33.432731097800598,65.614237275076405,34.191111769905497,37.136025005027498,66.353590042897807,null,"Marine"]
[1482,null,null,null,"",null,31.239828365949499,33.432731097800598,65.614237275076405,34.191111769905497,37.136025005027498,66.353590042897807,null,"Marine"]
[1483,null,null,null,"",null,31.239828365949499,33.432731097800598,65.614237275076405,34.191111769905497,37.136025005027498,66.353590042897807,null,"Marine"]
[1484,null,null,null,"",null,31.239828365949499,33.432731097800598,65.614237275076405,34.191111769905497,37.136025005027498,66.353590042897807,null,"Marine"]
[1485,null,null,null,"",null,31.239828365949499,33.432731097800598,65.614237275076405,34.191111769905497,37.136025005027498,66.353590042897807,null,"Marine"]
[1486,null,null,null,"",null,31.239828365949499,33.432731097800598,65.614237275076405,34.191111769905497,37.136025005027498,66.353590042897807,null,"Marine"]
[1487,null,null,null,"",null,31.239828365949499,33.432731097800598,65.614237275076405,34.191111769905497,37.136025005027498,66.353590042897807,null,"Marine"]
[1488,null,null,null,"",null,31.239828365949499,33.432731097800598,65.614237275076405,34.191111769905497,37.136025005027498,66.353590042897807,null,"Marine"]
[1489,null,null,null,"",null,31.239828365949499,33.432731097800598,65.614237275076405,34.191111769905497,37.136025005027498,66.353590042897807,null,"Marine"]
[1490,null,null,null,"",null,31.239828365949499,33.432731097800598,65.614237275076405,34.191111769905497,37.136025005027498,66.353590042897807,null,"Marine"]
[1491,null,null,null,"",null,31.239828365949499,33.432731097800598,65.614237275076405,34.191111769905497,37.136025005027498,66.353590042897807,null,"Marine"]
[1492,null,null,null,"",null,31.239828365949499,33.432731097800598,65.614237275076405,34.191111769905497,37.136025005027498,66.353590042897807,null,"Marine"]
[1493,null,null,null,"",null,31.239828365949499,33.432731097800598,65.614237275076405,34.191111769905497,37.136025005027498,66.353590042897807,null,"Marine"]
[1494,null,null,null,"",null,31.239828365949499,33.432731097800598,65.614237275076405,34.191111769905497,37.136025005027498,66.353590042897807,null,"Marine"]
[1495,null,null,null,"",null,31.239828365949499,33.432731097800598,65.614237275076405,34.191111769905497,37.136025005027498,66.353590042897807,null,"Marine"]
[1496,null,null,null,"",null,31.239828365949499,33.432731097800598,65.614237275076405,34.191111769905497,37.136025005027498,66.353590042897807,null,"Marine"]
[1497,null,null,null,"",null,31.239828365949499,33.432731097800598,65.614237275076405,34.191111769905497,37.136025005027498,66.353590042897807,null,"Marine"]
[1498,null,null,null,"",null,31.239828365949499,33.432731097800598,65.614237275076405,34.191111769905497,37.136025005027498,66.353590042897807,null,"Marine"]
[1499,null,null,null,"",null,31.239828365949499,33.432731097800598,65.614237275076405,34.191111769905497,37.136025005027498,66.353590042897807,null,"Marine"]
[1500,null,null,null,"",null,31.239828365949499,33.432731097800598,65.614237275076405,34.191111769905497,37.136025005027498,66.353590042897807,null,"Marine"]
[1501,null,null,null,"",null,31.239828365949499,33.432731097800598,65.614237275076405,34.191111769905497,37.136025005027498,66.353590042897807,null,"Marine"]

{"sheet":"Time of Day Interpret & Assess","index":3,"n_rows":1507,"n_cols":17,"rows_kept":1507,"cut":false,"hidden":false,"merged":[[4,8,4,10],[4,11,4,13],[4,1,5,1],[4,6,5,6],[0,0,0,6],[1,0,1,6],[3,0,3,6],[4,0,5,0],[4,2,5,2],[4,5,5,5],[2,0,2,6]]}
["Time-of-Day Interpreter for Florida's Freshwater DO Criteria! "]
["To use: 1) Enter measured % DO Saturation (i.e., from instantaneous measurement, not daily average calculated from diel data)   2) Choose SCI Bioregion and Waterbody Type from Drop-down lists.  3) Then enter local time that the DO saturation measurement was taken in 24 hour format (e.g., 16:10). \nNote: The time-of-day interpretion is only applicable for freshwaters!",null,null,null,null,null,null,null,null,null,null,null,null,null,null,"Bioregions","Waterbody Type"]
["Unshaded (white) fields (Columns A - E) are for data entry.       Additional notes are embedded as comments in the heading for each column, please review!"]
["Yellow shaded cells (Columns F and G) are the result fields and are protected from change.                            Do Not Attempt to Change These Fields!",null,null,null,null,null,null,null,null,null,null,null,null,null,null,"Big Bend","Stream/Canal"]
["Sample","Measured DO Saturation, %","SCI-2012 Bioregion","Waterbody Type","Time-of-day Sample Collected (local time)","Time-of-day Interpretation of Criteria, %","DO Saturation Criteria Achieved",null,"Streams",null,null,"Lakes",null,null,null,"Everglades","Lake/Wetland"]
[null,null,null,"(e.g., Lake or Stream)","(24 hr format, 23:15)",null,null,null,"Northeast + Big Bend","Peninsula + Everglades","Panhandle West","Northeast + Big Bend","Peninsula + Everglades","Panhandle West",null,"Northeast","Estuary/Marine"]
[1,38.85,"Peninsula","Lake/Wetland","16:44:00",{"$f":"IF(AND(ISBLANK($B7),ISBLANK($C7),ISBLANK($D7),ISBLANK($E7)),\"\",IF(OR(ISBLANK($B7),ISBLANK($C7),ISBLANK($D7),ISBLANK($E7)),\"Enter all required values\",IF($D7=\"Estuary/Marine\",\"Time of day Adjustment not appropriate for marine waters!\",IF(OR(CONCATENATE($C7,\"-\",$D7)=\"Peninsula-Lake/Wetland\",CONCATENATE($C7,\"-\",$D7)=\"Everglades-Lake/Wetland\"),M7,IF(OR(CONCATENATE($C7,\"-\",$D7)=\"Northeast-Lake/Wetland\",CONCATENATE($C7,\"-\",$D7)=\"Big Bend-Lake/Wetland\"),L7,IF(CONCATENATE($C7,\"-\",$D7)=\"Panhandle West-Lake/Wetland\",N7,IF(OR(CONCATENATE($C7,\"-\",$D7)=\"Peninsula-Stream/Canal\",CONCATENATE($C7,\"-\",$D7)=\"Everglades-Stream/Canal\"),J7,IF(OR(CONCATENATE($C7,\"-\",$D7)=\"Northeast-Stream/Canal\",CONCATENATE($C7,\"-\",$D7)=\"Big Bend-Stream/Canal\"),I7,IF(CONCATENATE($C7,\"-\",$D7)=\"Panhandle West-Stream/Canal\",K7,\"Error! Check Entries\")))))))))","v":44.249223076725798},{"$f":"IF(AND(ISBLANK(B7),NOT(ISNUMBER(F7))),\"\",IF(ISBLANK(B7),\"Measured DO Saturation Not entered!\",IF(ISNUMBER(F7),IF(B7<F7,\"No\",\"Yes\"),\"Enter all required values!\")))","v":"No"},null,{"$f":"1.18443700433286E-13*(HOUR($E7)*60+MINUTE($E7))^5 - 4.14323598958596E-10*(HOUR($E7)*60+MINUTE($E7))^4 + 4.77287727122539E-07*(HOUR($E7)*60+MINUTE($E7))^3 - 0.000196917585728373*(HOUR($E7)*60+MINUTE($E7))^2 + 0.0231405627601475*(HOUR($E7)*60+MINUTE($E7)) + 31.2398283659495","v":38.853940096268715},{"$f":"1.98879987167155E-13*(HOUR($E7)*60+MINUTE($E7))^5 - 6.89410992615642E-10*(HOUR($E7)*60+MINUTE($E7))^4 + 7.83730333422071E-07*(HOUR($E7)*60+MINUTE($E7))^3 - 0.00031597890334556*(HOUR($E7)*60+MINUTE($E7))^2 + 0.0355135105918976*(HOUR($E7)*60+MINUTE($E7)) + 33.4327310978006","v":46.130878763089257},{"$f":"9.08511511657608E-14*(HOUR($E7)*60+MINUTE($E7))^5 - 2.99407211249053E-10*(HOUR($E7)*60+MINUTE($E7))^4 + 3.1560253348998E-07*(HOUR($E7)*60+MINUTE($E7))^3 - 0.000108510891323021*(HOUR($E7)*60+MINUTE($E7))^2 + 0.00628484730145829*(HOUR($E7)*60+MINUTE($E7)) + 65.6142372750764","v":70.404664538073305},{"$f":"1.45776613020539E-13*(HOUR($E7)*60+MINUTE($E7))^5-5.56072270585461E-10*(HOUR($E7)*60+MINUTE($E7))^4+7.06833400255548E-07*(HOUR($E7)*60+MINUTE($E7))^3-0.000318788465226261*(HOUR($E7)*60+MINUTE($E7))^2+0.0281711711660364*(HOUR($E7)*60+MINUTE($E7))+34.1911117699055","v":40.173079029404342},{"$f":"1.37090283182826E-13*(HOUR($E7)*60+MINUTE($E7))^5 - 5.04960255463897E-10*(HOUR($E7)*60+MINUTE($E7))^4 + 6.13524315934422E-07*(HOUR($E7)*60+MINUTE($E7))^3 - 0.00025817433468811*(HOUR($E7)*60+MINUTE($E7))^2 + 0.0195966892410979*(HOUR($E7)*60+MINUTE($E7)) + 37.1360250050275","v":44.249223076725798},{"$f":"7.11895278892582E-14*(HOUR($E7)*60+MINUTE($E7))^5-2.64195273421019E-10*(HOUR($E7)*60+MINUTE($E7))^4 + 3.22473039456213E-07*(HOUR($E7)*60+MINUTE($E7))^3 - 0.00013606873481109*(HOUR($E7)*60+MINUTE($E7))^2 + 0.0107100719720847*(HOUR($E7)*60+MINUTE($E7))+66.3535900428978","v":70.482181967762401},null,"Panhandle West"]
[2,44.2,"Northeast","Stream/Canal","11:11:00",{"$f":"IF(AND(ISBLANK($B8),ISBLANK($C8),ISBLANK($D8),ISBLANK($E8)),\"\",IF(OR(ISBLANK($B8),ISBLANK($C8),ISBLANK($D8),ISBLANK($E8)),\"Enter all required values\",IF($D8=\"Estuary/Marine\",\"Time of day Adjustment not appropriate for marine waters!\",IF(OR(CONCATENATE($C8,\"-\",$D8)=\"Peninsula-Lake/Wetland\",CONCATENATE($C8,\"-\",$D8)=\"Everglades-Lake/Wetland\"),M8,IF(OR(CONCATENATE($C8,\"-\",$D8)=\"Northeast-Lake/Wetland\",CONCATENATE($C8,\"-\",$D8)=\"Big Bend-Lake/Wetland\"),L8,IF(CONCATENATE($C8,\"-\",$D8)=\"Panhandle West-Lake/Wetland\",N8,IF(OR(CONCATENATE($C8,\"-\",$D8)=\"Peninsula-Stream/Canal\",CONCATENATE($C8,\"-\",$D8)=\"Everglades-Stream/Canal\"),J8,IF(OR(CONCATENATE($C8,\"-\",$D8)=\"Northeast-Stream/Canal\",CONCATENATE($C8,\"-\",$D8)=\"Big Bend-Stream/Canal\"),I8,IF(CONCATENATE($C8,\"-\",$D8)=\"Panhandle West-Stream/Canal\",K8,\"Error! Check Entries\")))))))))","v":34.421644306282673},{"$f":"IF(AND(ISBLANK(B8),NOT(ISNUMBER(F8))),\"\",IF(ISBLANK(B8),\"Measured DO Saturation Not entered!\",IF(ISNUMBER(F8),IF(B8<F8,\"No\",\"Yes\"),\"Enter all required values!\")))","v":"Yes"},null,{"$f":"1.18443700433286E-13*(HOUR($E8)*60+MINUTE($E8))^5 - 4.14323598958596E-10*(HOUR($E8)*60+MINUTE($E8))^4 + 4.77287727122539E-07*(HOUR($E8)*60+MINUTE($E8))^3 - 0.000196917585728373*(HOUR($E8)*60+MINUTE($E8))^2 + 0.0231405627601475*(HOUR($E8)*60+MINUTE($E8)) + 31.2398283659495","v":34.421644306282673},{"$f":"1.98879987167155E-13*(HOUR($E8)*60+MINUTE($E8))^5 - 6.89410992615642E-10*(HOUR($E8)*60+MINUTE($E8))^4 + 7.83730333422071E-07*(HOUR($E8)*60+MINUTE($E8))^3 - 0.00031597890334556*(HOUR($E8)*60+MINUTE($E8))^2 + 0.0355135105918976*(HOUR($E8)*60+MINUTE($E8)) + 33.4327310978006","v":39.066720166422357},{"$f":"9.08511511657608E-14*(HOUR($E8)*60+MINUTE($E8))^5 - 2.99407211249053E-10*(HOUR($E8)*60+MINUTE($E8))^4 + 3.1560253348998E-07*(HOUR($E8)*60+MINUTE($E8))^3 - 0.000108510891323021*(HOUR($E8)*60+MINUTE($E8))^2 + 0.00628484730145829*(HOUR($E8)*60+MINUTE($E8)) + 65.6142372750764","v":67.985473191520057},30.208682757887964,{"$f":"1.37090283182826E-13*(HOUR($E8)*60+MINUTE($E8))^5 - 5.04960255463897E-10*(HOUR($E8)*60+MINUTE($E8))^4 + 6.13524315934422E-07*(HOUR($E8)*60+MINUTE($E8))^3 - 0.00025817433468811*(HOUR($E8)*60+MINUTE($E8))^2 + 0.0195966892410979*(HOUR($E8)*60+MINUTE($E8)) + 37.1360250050275","v":35.681049151112255},{"$f":"7.11895278892582E-14*(HOUR($E8)*60+MINUTE($E8))^5-2.64195273421019E-10*(HOUR($E8)*60+MINUTE($E8))^4 + 3.22473039456213E-07*(HOUR($E8)*60+MINUTE($E8))^3 - 0.00013606873481109*(HOUR($E8)*60+MINUTE($E8))^2 + 0.0107100719720847*(HOUR($E8)*60+MINUTE($E8))+66.3535900428978","v":65.825763407252651},null,"Peninsula"]
[3,null,null,null,null,{"$f":"IF(AND(ISBLANK($B9),ISBLANK($C9),ISBLANK($D9),ISBLANK($E9)),\"\",IF(OR(ISBLANK($B9),ISBLANK($C9),ISBLANK($D9),ISBLANK($E9)),\"Enter all required values\",IF($D9=\"Estuary/Marine\",\"Time of day Adjustment not appropriate for marine waters!\",IF(OR(CONCATENATE($C9,\"-\",$D9)=\"Peninsula-Lake/Wetland\",CONCATENATE($C9,\"-\",$D9)=\"Everglades-Lake/Wetland\"),M9,IF(OR(CONCATENATE($C9,\"-\",$D9)=\"Northeast-Lake/Wetland\",CONCATENATE($C9,\"-\",$D9)=\"Big Bend-Lake/Wetland\"),L9,IF(CONCATENATE($C9,\"-\",$D9)=\"Panhandle West-Lake/Wetland\",N9,IF(OR(CONCATENATE($C9,\"-\",$D9)=\"Peninsula-Stream/Canal\",CONCATENATE($C9,\"-\",$D9)=\"Everglades-Stream/Canal\"),J9,IF(OR(CONCATENATE($C9,\"-\",$D9)=\"Northeast-Stream/Canal\",CONCATENATE($C9,\"-\",$D9)=\"Big Bend-Stream/Canal\"),I9,IF(CONCATENATE($C9,\"-\",$D9)=\"Panhandle West-Stream/Canal\",K9,\"Error! Check Entries\")))))))))","v":""},"",null,31.239828365949499,33.432731097800598,65.614237275076405,34.191111769905497,37.136025005027498,66.353590042897807,null,"Marine"]
[4,null,null,null,null,"","",null,31.239828365949499,33.432731097800598,65.614237275076405,34.191111769905497,37.136025005027498,66.353590042897807]
[5,null,null,null,null,"","",null,31.239828365949499,33.432731097800598,65.614237275076405,34.191111769905497,37.136025005027498,66.353590042897807]
[6,null,null,null,null,"","",null,31.239828365949499,33.432731097800598,65.614237275076405,34.191111769905497,37.136025005027498,66.353590042897807]
[7,null,null,null,null,"","",null,31.239828365949499,33.432731097800598,65.614237275076405,34.191111769905497,37.136025005027498,66.353590042897807]
[8,null,null,null,null,"","",null,31.239828365949499,33.432731097800598,65.614237275076405,34.191111769905497,37.136025005027498,66.353590042897807]
[9,null,null,null,null,"","",null,31.239828365949499,33.432731097800598,65.614237275076405,34.191111769905497,37.136025005027498,66.353590042897807]
[10,null,null,null,null,"","",null,31.239828365949499,33.432731097800598,65.614237275076405,34.191111769905497,37.136025005027498,66.353590042897807]
[11,null,null,null,null,"","",null,31.239828365949499,33.432731097800598,65.614237275076405,34.191111769905497,37.136025005027498,66.353590042897807]
[12,null,null,null,null,"","",null,31.239828365949499,33.432731097800598,65.614237275076405,34.191111769905497,37.136025005027498,66.353590042897807]
[13,null,null,null,null,"","",null,31.239828365949499,33.432731097800598,65.614237275076405,34.191111769905497,37.136025005027498,66.353590042897807]
[14,null,null,null,null,"","",null,31.239828365949499,33.432731097800598,65.614237275076405,34.191111769905497,37.136025005027498,66.353590042897807]
[15,null,null,null,null,"","",null,31.239828365949499,33.432731097800598,65.614237275076405,34.191111769905497,37.136025005027498,66.353590042897807]
[16,null,null,null,null,"","",null,31.239828365949499,33.432731097800598,65.614237275076405,34.191111769905497,37.136025005027498,66.353590042897807]
[17,null,null,null,null,"","",null,31.239828365949499,33.432731097800598,65.614237275076405,34.191111769905497,37.136025005027498,66.353590042897807]
[18,null,null,null,null,"","",null,31.239828365949499,33.432731097800598,65.614237275076405,34.191111769905497,37.136025005027498,66.353590042897807]
[19,null,null,null,null,"","",null,31.239828365949499,33.432731097800598,65.614237275076405,34.191111769905497,37.136025005027498,66.353590042897807]
[20,null,null,null,null,"","",null,31.239828365949499,33.432731097800598,65.614237275076405,34.191111769905497,37.136025005027498,66.353590042897807]
[21,null,null,null,null,"","",null,31.239828365949499,33.432731097800598,65.614237275076405,34.191111769905497,37.136025005027498,66.353590042897807]
[22,null,null,null,null,"","",null,31.239828365949499,33.432731097800598,65.614237275076405,34.191111769905497,37.136025005027498,66.353590042897807]
[23,null,null,null,null,"","",null,31.239828365949499,33.432731097800598,65.614237275076405,34.191111769905497,37.136025005027498,66.353590042897807]
[24,null,null,null,null,"","",null,31.239828365949499,33.432731097800598,65.614237275076405,34.191111769905497,37.136025005027498,66.353590042897807]
[25,null,null,null,null,"","",null,31.239828365949499,33.432731097800598,65.614237275076405,34.191111769905497,37.136025005027498,66.353590042897807]
[26,null,null,null,null,"","",null,31.239828365949499,33.432731097800598,65.614237275076405,34.191111769905497,37.136025005027498,66.353590042897807]
[27,null,null,null,null,"","",null,31.239828365949499,33.432731097800598,65.614237275076405,34.191111769905497,37.136025005027498,66.353590042897807]
[28,null,null,null,null,"","",null,31.239828365949499,33.432731097800598,65.614237275076405,34.191111769905497,37.136025005027498,66.353590042897807]
[29,null,null,null,null,"","",null,31.239828365949499,33.432731097800598,65.614237275076405,34.191111769905497,37.136025005027498,66.353590042897807]
[30,null,null,null,null,"","",null,31.239828365949499,33.432731097800598,65.614237275076405,34.191111769905497,37.136025005027498,66.353590042897807]
[31,null,null,null,null,"","",null,31.239828365949499,33.432731097800598,65.614237275076405,34.191111769905497,37.136025005027498,66.353590042897807]
[32,null,null,null,null,"","",null,31.239828365949499,33.432731097800598,65.614237275076405,34.191111769905497,37.136025005027498,66.353590042897807]
[33,null,null,null,null,"","",null,31.239828365949499,33.432731097800598,65.614237275076405,34.191111769905497,37.136025005027498,66.353590042897807]
[34,null,null,null,null,"","",null,31.239828365949499,33.432731097800598,65.614237275076405,34.191111769905497,37.136025005027498,66.353590042897807]
[35,null,null,null,null,"","",null,31.239828365949499,33.432731097800598,65.614237275076405,34.191111769905497,37.136025005027498,66.353590042897807]
[36,null,null,null,null,"","",null,31.239828365949499,33.432731097800598,65.614237275076405,34.191111769905497,37.136025005027498,66.353590042897807]
[37,null,null,null,null,"","",null,31.239828365949499,33.432731097800598,65.614237275076405,34.191111769905497,37.136025005027498,66.353590042897807]
[38,null,null,null,null,"","",null,31.239828365949499,33.432731097800598,65.614237275076405,34.191111769905497,37.136025005027498,66.353590042897807]
[39,null,null,null,null,"","",null,31.239828365949499,33.432731097800598,65.614237275076405,34.191111769905497,37.136025005027498,66.353590042897807]
[40,null,null,null,null,"","",null,31.239828365949499,33.432731097800598,65.614237275076405,34.191111769905497,37.136025005027498,66.353590042897807]
[41,null,null,null,null,"","",null,31.239828365949499,33.432731097800598,65.614237275076405,34.191111769905497,37.136025005027498,66.353590042897807]
[42,null,null,null,null,"","",null,31.239828365949499,33.432731097800598,65.614237275076405,34.191111769905497,37.136025005027498,66.353590042897807]
[43,null,null,null,null,"","",null,31.239828365949499,33.432731097800598,65.614237275076405,34.191111769905497,37.136025005027498,66.353590042897807]
[44,null,null,null,null,"","",null,31.239828365949499,33.432731097800598,65.614237275076405,34.191111769905497,37.136025005027498,66.353590042897807]
[45,null,null,null,null,"","",null,31.239828365949499,33.432731097800598,65.614237275076405,34.191111769905497,37.136025005027498,66.353590042897807]
[46,null,null,null,null,"","",null,31.239828365949499,33.432731097800598,65.614237275076405,34.191111769905497,37.136025005027498,66.353590042897807]
[47,null,null,null,null,"","",null,31.239828365949499,33.432731097800598,65.614237275076405,34.191111769905497,37.136025005027498,66.353590042897807]
[48,null,null,null,null,"","",null,31.239828365949499,33.432731097800598,65.614237275076405,34.191111769905497,37.136025005027498,66.353590042897807]
[49,null,null,null,null,"","",null,31.239828365949499,33.432731097800598,65.614237275076405,34.191111769905497,37.136025005027498,66.353590042897807]
[50,null,null,null,null,"","",null,31.239828365949499,33.432731097800598,65.614237275076405,34.191111769905497,37.136025005027498,66.353590042897807]
[51,null,null,null,null,"","",null,31.239828365949499,33.432731097800598,65.614237275076405,34.191111769905497,37.136025005027498,66.353590042897807]
[52,null,null,null,null,"","",null,31.239828365949499,33.432731097800598,65.614237275076405,34.191111769905497,37.136025005027498,66.353590042897807]
[53,null,null,null,null,"","",null,31.239828365949499,33.432731097800598,65.614237275076405,34.191111769905497,37.136025005027498,66.353590042897807]
[54,null,null,null,null,"","",null,31.239828365949499,33.432731097800598,65.614237275076405,34.191111769905497,37.136025005027498,66.353590042897807]
[55,null,null,null,null,"","",null,31.239828365949499,33.432731097800598,65.614237275076405,34.191111769905497,37.136025005027498,66.353590042897807]
[56,null,null,null,null,"","",null,31.239828365949499,33.432731097800598,65.614237275076405,34.191111769905497,37.136025005027498,66.353590042897807]
[57,null,null,null,null,"","",null,31.239828365949499,33.432731097800598,65.614237275076405,34.191111769905497,37.136025005027498,66.353590042897807]
[58,null,null,null,null,"","",null,31.239828365949499,33.432731097800598,65.614237275076405,34.191111769905497,37.136025005027498,66.353590042897807]
[59,null,null,null,null,"","",null,31.239828365949499,33.432731097800598,65.614237275076405,34.191111769905497,37.136025005027498,66.353590042897807]
[60,null,null,null,null,"","",null,31.239828365949499,33.432731097800598,65.614237275076405,34.191111769905497,37.136025005027498,66.353590042897807]
[61,null,null,null,null,"","",null,31.239828365949499,33.432731097800598,65.614237275076405,34.191111769905497,37.136025005027498,66.353590042897807]
[62,null,null,null,null,"","",null,31.239828365949499,33.432731097800598,65.614237275076405,34.191111769905497,37.136025005027498,66.353590042897807]
[63,null,null,null,null,"","",null,31.239828365949499,33.432731097800598,65.614237275076405,34.191111769905497,37.136025005027498,66.353590042897807]
[64,null,null,null,null,"","",null,31.239828365949499,33.432731097800598,65.614237275076405,34.191111769905497,37.136025005027498,66.353590042897807]
[65,null,null,null,null,"","",null,31.239828365949499,33.432731097800598,65.614237275076405,{"$f":"1.45776613020539E-13*(HOUR($E71)*60+MINUTE($E71))^5-5.56072270585461E-10*(HOUR($E71)*60+MINUTE($E71))^4+7.06833400255548E-07*(HOUR($E71)*60+MINUTE($E71))^3-0.000318788465226261*(HOUR($E71)*60+MINUTE($E71))^2+0.0281711711660364*(HOUR($E71)*60+MINUTE($E71))+34.1911117699055","v":34.191111769905497},37.136025005027498,66.353590042897807]
[66,null,null,null,null,"",{"$f":"IF(AND(ISBLANK(B72),NOT(ISNUMBER(F72))),\"\",IF(ISBLANK(B72),\"Measured DO Saturation Not entered!\",IF(ISNUMBER(F72),IF(B72<F72,\"No\",\"Yes\"),\"Enter all required values!\")))","v":""},null,{"$f":"1.18443700433286E-13*(HOUR($E72)*60+MINUTE($E72))^5 - 4.14323598958596E-10*(HOUR($E72)*60+MINUTE($E72))^4 + 4.77287727122539E-07*(HOUR($E72)*60+MINUTE($E72))^3 - 0.000196917585728373*(HOUR($E72)*60+MINUTE($E72))^2 + 0.0231405627601475*(HOUR($E72)*60+MINUTE($E72)) + 31.2398283659495","v":31.239828365949499},{"$f":"1.98879987167155E-13*(HOUR($E72)*60+MINUTE($E72))^5 - 6.89410992615642E-10*(HOUR($E72)*60+MINUTE($E72))^4 + 7.83730333422071E-07*(HOUR($E72)*60+MINUTE($E72))^3 - 0.00031597890334556*(HOUR($E72)*60+MINUTE($E72))^2 + 0.0355135105918976*(HOUR($E72)*60+MINUTE($E72)) + 33.4327310978006","v":33.432731097800598},{"$f":"9.08511511657608E-14*(HOUR($E72)*60+MINUTE($E72))^5 - 2.99407211249053E-10*(HOUR($E72)*60+MINUTE($E72))^4 + 3.1560253348998E-07*(HOUR($E72)*60+MINUTE($E72))^3 - 0.000108510891323021*(HOUR($E72)*60+MINUTE($E72))^2 + 0.00628484730145829*(HOUR($E72)*60+MINUTE($E72)) + 65.6142372750764","v":65.614237275076405},34.191111769905497,{"$f":"1.37090283182826E-13*(HOUR($E72)*60+MINUTE($E72))^5 - 5.04960255463897E-10*(HOUR($E72)*60+MINUTE($E72))^4 + 6.13524315934422E-07*(HOUR($E72)*60+MINUTE($E72))^3 - 0.00025817433468811*(HOUR($E72)*60+MINUTE($E72))^2 + 0.0195966892410979*(HOUR($E72)*60+MINUTE($E72)) + 37.1360250050275","v":37.136025005027498},{"$f":"7.11895278892582E-14*(HOUR($E72)*60+MINUTE($E72))^5-2.64195273421019E-10*(HOUR($E72)*60+MINUTE($E72))^4 + 3.22473039456213E-07*(HOUR($E72)*60+MINUTE($E72))^3 - 0.00013606873481109*(HOUR($E72)*60+MINUTE($E72))^2 + 0.0107100719720847*(HOUR($E72)*60+MINUTE($E72))+66.3535900428978","v":66.353590042897807}]
[67,null,null,null,null,{"$f":"IF(AND(ISBLANK($B73),ISBLANK($C73),ISBLANK($D73),ISBLANK($E73)),\"\",IF(OR(ISBLANK($B73),ISBLANK($C73),ISBLANK($D73),ISBLANK($E73)),\"Enter all required values\",IF($D73=\"Estuary/Marine\",\"Time of day Adjustment not appropriate for marine waters!\",IF(OR(CONCATENATE($C73,\"-\",$D73)=\"Peninsula-Lake/Wetland\",CONCATENATE($C73,\"-\",$D73)=\"Everglades-Lake/Wetland\"),M73,IF(OR(CONCATENATE($C73,\"-\",$D73)=\"Northeast-Lake/Wetland\",CONCATENATE($C73,\"-\",$D73)=\"Big Bend-Lake/Wetland\"),L73,IF(CONCATENATE($C73,\"-\",$D73)=\"Panhandle West-Lake/Wetland\",N73,IF(OR(CONCATENATE($C73,\"-\",$D73)=\"Peninsula-Stream/Canal\",CONCATENATE($C73,\"-\",$D73)=\"Everglades-Stream/Canal\"),J73,IF(OR(CONCATENATE($C73,\"-\",$D73)=\"Northeast-Stream/Canal\",CONCATENATE($C73,\"-\",$D73)=\"Big Bend-Stream/Canal\"),I73,IF(CONCATENATE($C73,\"-\",$D73)=\"Panhandle West-Stream/Canal\",K73,\"Error! Check Entries\")))))))))","v":""},"",null,31.239828365949499,33.432731097800598,65.614237275076405,34.191111769905497,37.136025005027498,66.353590042897807]
[68,null,null,null,null,"","",null,31.239828365949499,33.432731097800598,65.614237275076405,34.191111769905497,37.136025005027498,66.353590042897807]
[69,null,null,null,null,"","",null,31.239828365949499,33.432731097800598,65.614237275076405,34.191111769905497,37.136025005027498,66.353590042897807]
[70,null,null,null,null,"","",null,31.239828365949499,33.432731097800598,65.614237275076405,34.191111769905497,37.136025005027498,66.353590042897807]
[71,null,null,null,null,"","",null,31.239828365949499,33.432731097800598,65.614237275076405,34.191111769905497,37.136025005027498,66.353590042897807]
[72,null,null,null,null,"","",null,31.239828365949499,33.432731097800598,65.614237275076405,34.191111769905497,37.136025005027498,66.353590042897807]
[73,null,null,null,null,"","",null,31.239828365949499,33.432731097800598,65.614237275076405,34.191111769905497,37.136025005027498,66.353590042897807]
[74,null,null,null,null,"","",null,31.239828365949499,33.432731097800598,65.614237275076405,34.191111769905497,37.136025005027498,66.353590042897807]
[75,null,null,null,null,"","",null,31.239828365949499,33.432731097800598,65.614237275076405,34.191111769905497,37.136025005027498,66.353590042897807]
[76,null,null,null,null,"","",null,31.239828365949499,33.432731097800598,65.614237275076405,34.191111769905497,37.136025005027498,66.353590042897807]
[77,null,null,null,null,"","",null,31.239828365949499,33.432731097800598,65.614237275076405,34.191111769905497,37.136025005027498,66.353590042897807]
[78,null,null,null,null,"","",null,31.239828365949499,33.432731097800598,65.614237275076405,34.191111769905497,37.136025005027498,66.353590042897807]
[79,null,null,null,null,"","",null,31.239828365949499,33.432731097800598,65.614237275076405,34.191111769905497,37.136025005027498,66.353590042897807]
[80,null,null,null,null,"","",null,31.239828365949499,33.432731097800598,65.614237275076405,34.191111769905497,37.136025005027498,66.353590042897807]
[81,null,null,null,null,"","",null,31.239828365949499,33.432731097800598,65.614237275076405,34.191111769905497,37.136025005027498,66.353590042897807]
[82,null,null,null,null,"","",null,31.239828365949499,33.432731097800598,65.614237275076405,34.191111769905497,37.136025005027498,66.353590042897807]
[83,null,null,null,null,"","",null,31.239828365949499,33.432731097800598,65.614237275076405,34.191111769905497,37.136025005027498,66.353590042897807]
[84,null,null,null,null,"","",null,31.239828365949499,33.432731097800598,65.614237275076405,34.191111769905497,37.136025005027498,66.353590042897807]
[85,null,null,null,null,"","",null,31.239828365949499,33.432731097800598,65.614237275076405,34.191111769905497,37.136025005027498,66.353590042897807]
[86,null,null,null,null,"","",null,31.239828365949499,33.432731097800598,65.614237275076405,34.191111769905497,37.136025005027498,66.353590042897807]
[87,null,null,null,null,"","",null,31.239828365949499,33.432731097800598,65.614237275076405,34.191111769905497,37.136025005027498,66.353590042897807]
[88,null,null,null,null,"","",null,31.239828365949499,33.432731097800598,65.614237275076405,34.191111769905497,37.136025005027498,66.353590042897807]
[89,null,null,null,null,"","",null,31.239828365949499,33.432731097800598,65.614237275076405,34.191111769905497,37.136025005027498,66.353590042897807]
[90,null,null,null,null,"","",null,31.239828365949499,33.432731097800598,65.614237275076405,34.191111769905497,37.136025005027498,66.353590042897807]
[91,null,null,null,null,"","",null,31.239828365949499,33.432731097800598,65.614237275076405,34.191111769905497,37.136025005027498,66.353590042897807]
[92,null,null,null,null,"","",null,31.239828365949499,33.432731097800598,65.614237275076405,34.191111769905497,37.136025005027498,66.353590042897807]
[93,null,null,null,null,"","",null,31.239828365949499,33.432731097800598,65.614237275076405,34.191111769905497,37.136025005027498,66.353590042897807]
[94,null,null,null,null,"","",null,31.239828365949499,33.432731097800598,65.614237275076405,34.191111769905497,37.136025005027498,66.353590042897807]
[95,null,null,null,null,"","",null,31.239828365949499,33.432731097800598,65.614237275076405,34.191111769905497,37.136025005027498,66.353590042897807]
[96,null,null,null,null,"","",null,31.239828365949499,33.432731097800598,65.614237275076405,34.191111769905497,37.136025005027498,66.353590042897807]
[97,null,null,null,null,"","",null,31.239828365949499,33.432731097800598,65.614237275076405,34.191111769905497,37.136025005027498,66.353590042897807]
[98,null,null,null,null,"","",null,31.239828365949499,33.432731097800598,65.614237275076405,34.191111769905497,37.136025005027498,66.353590042897807]
[99,null,null,null,null,"","",null,31.239828365949499,33.432731097800598,65.614237275076405,34.191111769905497,37.136025005027498,66.353590042897807]
[100,null,null,null,null,"","",null,31.239828365949499,33.432731097800598,65.614237275076405,34.191111769905497,37.136025005027498,66.353590042897807]
[101,null,null,null,null,"","",null,31.239828365949499,33.432731097800598,65.614237275076405,34.191111769905497,37.136025005027498,66.353590042897807]
[102,null,null,null,null,"","",null,31.239828365949499,33.432731097800598,65.614237275076405,34.191111769905497,37.136025005027498,66.353590042897807]
[103,null,null,null,null,"","",null,31.239828365949499,33.432731097800598,65.614237275076405,34.191111769905497,37.136025005027498,66.353590042897807]
[104,null,null,null,null,"","",null,31.239828365949499,33.432731097800598,65.614237275076405,34.191111769905497,37.136025005027498,66.353590042897807]
[105,null,null,null,null,"","",null,31.239828365949499,33.432731097800598,65.614237275076405,34.191111769905497,37.136025005027498,66.353590042897807]
[106,null,null,null,null,"","",null,31.239828365949499,33.432731097800598,65.614237275076405,34.191111769905497,37.136025005027498,66.353590042897807]
[107,null,null,null,null,"","",null,31.239828365949499,33.432731097800598,65.614237275076405,34.191111769905497,37.136025005027498,66.353590042897807]
[108,null,null,null,null,"","",null,31.239828365949499,33.432731097800598,65.614237275076405,34.191111769905497,37.136025005027498,66.353590042897807]
[109,null,null,null,null,"","",null,31.239828365949499,33.432731097800598,65.614237275076405,34.191111769905497,37.136025005027498,66.353590042897807]
[110,null,null,null,null,"","",null,31.239828365949499,33.432731097800598,65.614237275076405,34.191111769905497,37.136025005027498,66.353590042897807]
[111,null,null,null,null,"","",null,31.239828365949499,33.432731097800598,65.614237275076405,34.191111769905497,37.136025005027498,66.353590042897807]
[112,null,null,null,null,"","",null,31.239828365949499,33.432731097800598,65.614237275076405,34.191111769905497,37.136025005027498,66.353590042897807]
[113,null,null,null,null,"","",null,31.239828365949499,33.432731097800598,65.614237275076405,34.191111769905497,37.136025005027498,66.353590042897807]
[114,null,null,null,null,"","",null,31.239828365949499,33.432731097800598,65.614237275076405,34.191111769905497,37.136025005027498,66.353590042897807]
[115,null,null,null,null,"","",null,31.239828365949499,33.432731097800598,65.614237275076405,34.191111769905497,37.136025005027498,66.353590042897807]
[116,null,null,null,null,"","",null,31.239828365949499,33.432731097800598,65.614237275076405,34.191111769905497,37.136025005027498,66.353590042897807]
[117,null,null,null,null,"","",null,31.239828365949499,33.432731097800598,65.614237275076405,34.191111769905497,37.136025005027498,66.353590042897807]
[118,null,null,null,null,"","",null,31.239828365949499,33.432731097800598,65.614237275076405,34.191111769905497,37.136025005027498,66.353590042897807]
[119,null,null,null,null,"","",null,31.239828365949499,33.432731097800598,65.614237275076405,34.191111769905497,37.136025005027498,66.353590042897807]
[120,null,null,null,null,"","",null,31.239828365949499,33.432731097800598,65.614237275076405,34.191111769905497,37.136025005027498,66.353590042897807]
[121,null,null,null,null,"","",null,31.239828365949499,33.432731097800598,65.614237275076405,34.191111769905497,37.136025005027498,66.353590042897807]
[122,null,null,null,null,"","",null,31.239828365949499,33.432731097800598,65.614237275076405,34.191111769905497,37.136025005027498,66.353590042897807]
[123,null,null,null,null,"","",null,31.239828365949499,33.432731097800598,65.614237275076405,34.191111769905497,37.136025005027498,66.353590042897807]
[124,null,null,null,null,"","",null,31.239828365949499,33.432731097800598,65.614237275076405,34.191111769905497,37.136025005027498,66.353590042897807]
[125,null,null,null,null,"","",null,31.239828365949499,33.432731097800598,65.614237275076405,34.191111769905497,37.136025005027498,66.353590042897807]
[126,null,null,null,null,"","",null,31.239828365949499,33.432731097800598,65.614237275076405,34.191111769905497,37.136025005027498,66.353590042897807]
[127,null,null,null,null,"","",null,31.239828365949499,33.432731097800598,65.614237275076405,34.191111769905497,37.136025005027498,66.353590042897807]
[128,null,null,null,null,"","",null,31.239828365949499,33.432731097800598,65.614237275076405,34.191111769905497,37.136025005027498,66.353590042897807]
[129,null,null,null,null,"","",null,31.239828365949499,33.432731097800598,65.614237275076405,{"$f":"1.45776613020539E-13*(HOUR($E135)*60+MINUTE($E135))^5-5.56072270585461E-10*(HOUR($E135)*60+MINUTE($E135))^4+7.06833400255548E-07*(HOUR($E135)*60+MINUTE($E135))^3-0.000318788465226261*(HOUR($E135)*60+MINUTE($E135))^2+0.0281711711660364*(HOUR($E135)*60+MINUTE($E135))+34.1911117699055","v":34.191111769905497},37.136025005027498,66.353590042897807]
[130,null,null,null,null,"",{"$f":"IF(AND(ISBLANK(B136),NOT(ISNUMBER(F136))),\"\",IF(ISBLANK(B136),\"Measured DO Saturation Not entered!\",IF(ISNUMBER(F136),IF(B136<F136,\"No\",\"Yes\"),\"Enter all required values!\")))","v":""},null,{"$f":"1.18443700433286E-13*(HOUR($E136)*60+MINUTE($E136))^5 - 4.14323598958596E-10*(HOUR($E136)*60+MINUTE($E136))^4 + 4.77287727122539E-07*(HOUR($E136)*60+MINUTE($E136))^3 - 0.000196917585728373*(HOUR($E136)*60+MINUTE($E136))^2 + 0.0231405627601475*(HOUR($E136)*60+MINUTE($E136)) + 31.2398283659495","v":31.239828365949499},{"$f":"1.98879987167155E-13*(HOUR($E136)*60+MINUTE($E136))^5 - 6.89410992615642E-10*(HOUR($E136)*60+MINUTE($E136))^4 + 7.83730333422071E-07*(HOUR($E136)*60+MINUTE($E136))^3 - 0.00031597890334556*(HOUR($E136)*60+MINUTE($E136))^2 + 0.0355135105918976*(HOUR($E136)*60+MINUTE($E136)) + 33.4327310978006","v":33.432731097800598},{"$f":"9.08511511657608E-14*(HOUR($E136)*60+MINUTE($E136))^5 - 2.99407211249053E-10*(HOUR($E136)*60+MINUTE($E136))^4 + 3.1560253348998E-07*(HOUR($E136)*60+MINUTE($E136))^3 - 0.000108510891323021*(HOUR($E136)*60+MINUTE($E136))^2 + 0.00628484730145829*(HOUR($E136)*60+MINUTE($E136)) + 65.6142372750764","v":65.614237275076405},34.191111769905497,{"$f":"1.37090283182826E-13*(HOUR($E136)*60+MINUTE($E136))^5 - 5.04960255463897E-10*(HOUR($E136)*60+MINUTE($E136))^4 + 6.13524315934422E-07*(HOUR($E136)*60+MINUTE($E136))^3 - 0.00025817433468811*(HOUR($E136)*60+MINUTE($E136))^2 + 0.0195966892410979*(HOUR($E136)*60+MINUTE($E136)) + 37.1360250050275","v":37.136025005027498},{"$f":"7.11895278892582E-14*(HOUR($E136)*60+MINUTE($E136))^5-2.64195273421019E-10*(HOUR($E136)*60+MINUTE($E136))^4 + 3.22473039456213E-07*(HOUR($E136)*60+MINUTE($E136))^3 - 0.00013606873481109*(HOUR($E136)*60+MINUTE($E136))^2 + 0.0107100719720847*(HOUR($E136)*60+MINUTE($E136))+66.3535900428978","v":66.353590042897807}]
[131,null,null,null,null,{"$f":"IF(AND(ISBLANK($B137),ISBLANK($C137),ISBLANK($D137),ISBLANK($E137)),\"\",IF(OR(ISBLANK($B137),ISBLANK($C137),ISBLANK($D137),ISBLANK($E137)),\"Enter all required values\",IF($D137=\"Estuary/Marine\",\"Time of day Adjustment not appropriate for marine waters!\",IF(OR(CONCATENATE($C137,\"-\",$D137)=\"Peninsula-Lake/Wetland\",CONCATENATE($C137,\"-\",$D137)=\"Everglades-Lake/Wetland\"),M137,IF(OR(CONCATENATE($C137,\"-\",$D137)=\"Northeast-Lake/Wetland\",CONCATENATE($C137,\"-\",$D137)=\"Big Bend-Lake/Wetland\"),L137,IF(CONCATENATE($C137,\"-\",$D137)=\"Panhandle West-Lake/Wetland\",N137,IF(OR(CONCATENATE($C137,\"-\",$D137)=\"Peninsula-Stream/Canal\",CONCATENATE($C137,\"-\",$D137)=\"Everglades-Stream/Canal\"),J137,IF(OR(CONCATENATE($C137,\"-\",$D137)=\"Northeast-Stream/Canal\",CONCATENATE($C137,\"-\",$D137)=\"Big Bend-Stream/Canal\"),I137,IF(CONCATENATE($C137,\"-\",$D137)=\"Panhandle West-Stream/Canal\",K137,\"Error! Check Entries\")))))))))","v":""},"",null,31.239828365949499,33.432731097800598,65.614237275076405,34.191111769905497,37.136025005027498,66.353590042897807]
[132,null,null,null,null,"","",null,31.239828365949499,33.432731097800598,65.614237275076405,34.191111769905497,37.136025005027498,66.353590042897807]
[133,null,null,null,null,"","",null,31.239828365949499,33.432731097800598,65.614237275076405,34.191111769905497,37.136025005027498,66.353590042897807]
[134,null,null,null,null,"","",null,31.239828365949499,33.432731097800598,65.614237275076405,34.191111769905497,37.136025005027498,66.353590042897807]
[135,null,null,null,null,"","",null,31.239828365949499,33.432731097800598,65.614237275076405,34.191111769905497,37.136025005027498,66.353590042897807]
[136,null,null,null,null,"","",null,31.239828365949499,33.432731097800598,65.614237275076405,34.191111769905497,37.136025005027498,66.353590042897807]
[137,null,null,null,null,"","",null,31.239828365949499,33.432731097800598,65.614237275076405,34.191111769905497,37.136025005027498,66.353590042897807]
[138,null,null,null,null,"","",null,31.239828365949499,33.432731097800598,65.614237275076405,34.191111769905497,37.136025005027498,66.353590042897807]
[139,null,null,null,null,"","",null,31.239828365949499,33.432731097800598,65.614237275076405,34.191111769905497,37.136025005027498,66.353590042897807]
[140,null,null,null,null,"","",null,31.239828365949499,33.432731097800598,65.614237275076405,34.191111769905497,37.136025005027498,66.353590042897807]
[141,null,null,null,null,"","",null,31.239828365949499,33.432731097800598,65.614237275076405,34.191111769905497,37.136025005027498,66.353590042897807]
[142,null,null,null,null,"","",null,31.239828365949499,33.432731097800598,65.614237275076405,34.191111769905497,37.136025005027498,66.353590042897807]
[143,null,null,null,null,"","",null,31.239828365949499,33.432731097800598,65.614237275076405,34.191111769905497,37.136025005027498,66.353590042897807]
[144,null,null,null,null,"","",null,31.239828365949499,33.432731097800598,65.614237275076405,34.191111769905497,37.136025005027498,66.353590042897807]
[145,null,null,null,null,"","",null,31.239828365949499,33.432731097800598,65.614237275076405,34.191111769905497,37.136025005027498,66.353590042897807]
[146,null,null,null,null,"","",null,31.239828365949499,33.432731097800598,65.614237275076405,34.191111769905497,37.136025005027498,66.353590042897807]
[147,null,null,null,null,"","",null,31.239828365949499,33.432731097800598,65.614237275076405,34.191111769905497,37.136025005027498,66.353590042897807]
[148,null,null,null,null,"","",null,31.239828365949499,33.432731097800598,65.614237275076405,34.191111769905497,37.136025005027498,66.353590042897807]
[149,null,null,null,null,"","",null,31.239828365949499,33.432731097800598,65.614237275076405,34.191111769905497,37.136025005027498,66.353590042897807]
[150,null,null,null,null,"","",null,31.239828365949499,33.432731097800598,65.614237275076405,34.191111769905497,37.136025005027498,66.353590042897807]
[151,null,null,null,null,"","",null,31.239828365949499,33.432731097800598,65.614237275076405,34.191111769905497,37.136025005027498,66.353590042897807]
[152,null,null,null,null,"","",null,31.239828365949499,33.432731097800598,65.614237275076405,34.191111769905497,37.136025005027498,66.353590042897807]
[153,null,null,null,null,"","",null,31.239828365949499,33.432731097800598,65.614237275076405,34.191111769905497,37.136025005027498,66.353590042897807]
[154,null,null,null,null,"","",null,31.239828365949499,33.432731097800598,65.614237275076405,34.191111769905497,37.136025005027498,66.353590042897807]
[155,null,null,null,null,"","",null,31.239828365949499,33.432731097800598,65.614237275076405,34.191111769905497,37.136025005027498,66.353590042897807]
[156,null,null,null,null,"","",null,31.239828365949499,33.432731097800598,65.614237275076405,34.191111769905497,37.136025005027498,66.353590042897807]
[157,null,null,null,null,"","",null,31.239828365949499,33.432731097800598,65.614237275076405,34.191111769905497,37.136025005027498,66.353590042897807]
[158,null,null,null,null,"","",null,31.239828365949499,33.432731097800598,65.614237275076405,34.191111769905497,37.136025005027498,66.353590042897807]
[159,null,null,null,null,"","",null,31.239828365949499,33.432731097800598,65.614237275076405,34.191111769905497,37.136025005027498,66.353590042897807]
[160,null,null,null,null,"","",null,31.239828365949499,33.432731097800598,65.614237275076405,34.191111769905497,37.136025005027498,66.353590042897807]
[161,null,null,null,null,"","",null,31.239828365949499,33.432731097800598,65.614237275076405,34.191111769905497,37.136025005027498,66.353590042897807]
[162,null,null,null,null,"","",null,31.239828365949499,33.432731097800598,65.614237275076405,34.191111769905497,37.136025005027498,66.353590042897807]
[163,null,null,null,null,"","",null,31.239828365949499,33.432731097800598,65.614237275076405,34.191111769905497,37.136025005027498,66.353590042897807]
[164,null,null,null,null,"","",null,31.239828365949499,33.432731097800598,65.614237275076405,34.191111769905497,37.136025005027498,66.353590042897807]
[165,null,null,null,null,"","",null,31.239828365949499,33.432731097800598,65.614237275076405,34.191111769905497,37.136025005027498,66.353590042897807]
[166,null,null,null,null,"","",null,31.239828365949499,33.432731097800598,65.614237275076405,34.191111769905497,37.136025005027498,66.353590042897807]
[167,null,null,null,null,"","",null,31.239828365949499,33.432731097800598,65.614237275076405,34.191111769905497,37.136025005027498,66.353590042897807]
[168,null,null,null,null,"","",null,31.239828365949499,33.432731097800598,65.614237275076405,34.191111769905497,37.136025005027498,66.353590042897807]
[169,null,null,null,null,"","",null,31.239828365949499,33.432731097800598,65.614237275076405,34.191111769905497,37.136025005027498,66.353590042897807]
[170,null,null,null,null,"","",null,31.239828365949499,33.432731097800598,65.614237275076405,34.191111769905497,37.136025005027498,66.353590042897807]
[171,null,null,null,null,"","",null,31.239828365949499,33.432731097800598,65.614237275076405,34.191111769905497,37.136025005027498,66.353590042897807]
[172,null,null,null,null,"","",null,31.239828365949499,33.432731097800598,65.614237275076405,34.191111769905497,37.136025005027498,66.353590042897807]
[173,null,null,null,null,"","",null,31.239828365949499,33.432731097800598,65.614237275076405,34.191111769905497,37.136025005027498,66.353590042897807]
[174,null,null,null,null,"","",null,31.239828365949499,33.432731097800598,65.614237275076405,34.191111769905497,37.136025005027498,66.353590042897807]
[175,null,null,null,null,"","",null,31.239828365949499,33.432731097800598,65.614237275076405,34.191111769905497,37.136025005027498,66.353590042897807]
[176,null,null,null,null,"","",null,31.239828365949499,33.432731097800598,65.614237275076405,34.191111769905497,37.136025005027498,66.353590042897807]
[177,null,null,null,null,"","",null,31.239828365949499,33.432731097800598,65.614237275076405,34.191111769905497,37.136025005027498,66.353590042897807]
[178,null,null,null,null,"","",null,31.239828365949499,33.432731097800598,65.614237275076405,34.191111769905497,37.136025005027498,66.353590042897807]
[179,null,null,null,null,"","",null,31.239828365949499,33.432731097800598,65.614237275076405,34.191111769905497,37.136025005027498,66.353590042897807]
[180,null,null,null,null,"","",null,31.239828365949499,33.432731097800598,65.614237275076405,34.191111769905497,37.136025005027498,66.353590042897807]
[181,null,null,null,null,"","",null,31.239828365949499,33.432731097800598,65.614237275076405,34.191111769905497,37.136025005027498,66.353590042897807]
[182,null,null,null,null,"","",null,31.239828365949499,33.432731097800598,65.614237275076405,34.191111769905497,37.136025005027498,66.353590042897807]
[183,null,null,null,null,"","",null,31.239828365949499,33.432731097800598,65.614237275076405,34.191111769905497,37.136025005027498,66.353590042897807]
[184,null,null,null,null,"","",null,31.239828365949499,33.432731097800598,65.614237275076405,34.191111769905497,37.136025005027498,66.353590042897807]
[185,null,null,null,null,"","",null,31.239828365949499,33.432731097800598,65.614237275076405,34.191111769905497,37.136025005027498,66.353590042897807]
[186,null,null,null,null,"","",null,31.239828365949499,33.432731097800598,65.614237275076405,34.191111769905497,37.136025005027498,66.353590042897807]
[187,null,null,null,null,"","",null,31.239828365949499,33.432731097800598,65.614237275076405,34.191111769905497,37.136025005027498,66.353590042897807]
[188,null,null,null,null,"","",null,31.239828365949499,33.432731097800598,65.614237275076405,34.191111769905497,37.136025005027498,66.353590042897807]
[189,null,null,null,null,"","",null,31.239828365949499,33.432731097800598,65.614237275076405,34.191111769905497,37.136025005027498,66.353590042897807]
[190,null,null,null,null,"","",null,31.239828365949499,33.432731097800598,65.614237275076405,34.191111769905497,37.136025005027498,66.353590042897807]
[191,null,null,null,null,"","",null,31.239828365949499,33.432731097800598,65.614237275076405,34.191111769905497,37.136025005027498,66.353590042897807]
[192,null,null,null,null,"","",null,31.239828365949499,33.432731097800598,65.614237275076405,34.191111769905497,37.136025005027498,66.353590042897807]
[193,null,null,null,null,"","",null,31.239828365949499,33.432731097800598,65.614237275076405,{"$f":"1.45776613020539E-13*(HOUR($E199)*60+MINUTE($E199))^5-5.56072270585461E-10*(HOUR($E199)*60+MINUTE($E199))^4+7.06833400255548E-07*(HOUR($E199)*60+MINUTE($E199))^3-0.000318788465226261*(HOUR($E199)*60+MINUTE($E199))^2+0.0281711711660364*(HOUR($E199)*60+MINUTE($E199))+34.1911117699055","v":34.191111769905497},37.136025005027498,66.353590042897807]
[194,null,null,null,null,"",{"$f":"IF(AND(ISBLANK(B200),NOT(ISNUMBER(F200))),\"\",IF(ISBLANK(B200),\"Measured DO Saturation Not entered!\",IF(ISNUMBER(F200),IF(B200<F200,\"No\",\"Yes\"),\"Enter all required values!\")))","v":""},null,{"$f":"1.18443700433286E-13*(HOUR($E200)*60+MINUTE($E200))^5 - 4.14323598958596E-10*(HOUR($E200)*60+MINUTE($E200))^4 + 4.77287727122539E-07*(HOUR($E200)*60+MINUTE($E200))^3 - 0.000196917585728373*(HOUR($E200)*60+MINUTE($E200))^2 + 0.0231405627601475*(HOUR($E200)*60+MINUTE($E200)) + 31.2398283659495","v":31.239828365949499},{"$f":"1.98879987167155E-13*(HOUR($E200)*60+MINUTE($E200))^5 - 6.89410992615642E-10*(HOUR($E200)*60+MINUTE($E200))^4 + 7.83730333422071E-07*(HOUR($E200)*60+MINUTE($E200))^3 - 0.00031597890334556*(HOUR($E200)*60+MINUTE($E200))^2 + 0.0355135105918976*(HOUR($E200)*60+MINUTE($E200)) + 33.4327310978006","v":33.432731097800598},{"$f":"9.08511511657608E-14*(HOUR($E200)*60+MINUTE($E200))^5 - 2.99407211249053E-10*(HOUR($E200)*60+MINUTE($E200))^4 + 3.1560253348998E-07*(HOUR($E200)*60+MINUTE($E200))^3 - 0.000108510891323021*(HOUR($E200)*60+MINUTE($E200))^2 + 0.00628484730145829*(HOUR($E200)*60+MINUTE($E200)) + 65.6142372750764","v":65.614237275076405},34.191111769905497,{"$f":"1.37090283182826E-13*(HOUR($E200)*60+MINUTE($E200))^5 - 5.04960255463897E-10*(HOUR($E200)*60+MINUTE($E200))^4 + 6.13524315934422E-07*(HOUR($E200)*60+MINUTE($E200))^3 - 0.00025817433468811*(HOUR($E200)*60+MINUTE($E200))^2 + 0.0195966892410979*(HOUR($E200)*60+MINUTE($E200)) + 37.1360250050275","v":37.136025005027498},{"$f":"7.11895278892582E-14*(HOUR($E200)*60+MINUTE($E200))^5-2.64195273421019E-10*(HOUR($E200)*60+MINUTE($E200))^4 + 3.22473039456213E-07*(HOUR($E200)*60+MINUTE($E200))^3 - 0.00013606873481109*(HOUR($E200)*60+MINUTE($E200))^2 + 0.0107100719720847*(HOUR($E200)*60+MINUTE($E200))+66.3535900428978","v":66.353590042897807}]
[195,null,null,null,null,{"$f":"IF(AND(ISBLANK($B201),ISBLANK($C201),ISBLANK($D201),ISBLANK($E201)),\"\",IF(OR(ISBLANK($B201),ISBLANK($C201),ISBLANK($D201),ISBLANK($E201)),\"Enter all required values\",IF($D201=\"Estuary/Marine\",\"Time of day Adjustment not appropriate for marine waters!\",IF(OR(CONCATENATE($C201,\"-\",$D201)=\"Peninsula-Lake/Wetland\",CONCATENATE($C201,\"-\",$D201)=\"Everglades-Lake/Wetland\"),M201,IF(OR(CONCATENATE($C201,\"-\",$D201)=\"Northeast-Lake/Wetland\",CONCATENATE($C201,\"-\",$D201)=\"Big Bend-Lake/Wetland\"),L201,IF(CONCATENATE($C201,\"-\",$D201)=\"Panhandle West-Lake/Wetland\",N201,IF(OR(CONCATENATE($C201,\"-\",$D201)=\"Peninsula-Stream/Canal\",CONCATENATE($C201,\"-\",$D201)=\"Everglades-Stream/Canal\"),J201,IF(OR(CONCATENATE($C201,\"-\",$D201)=\"Northeast-Stream/Canal\",CONCATENATE($C201,\"-\",$D201)=\"Big Bend-Stream/Canal\"),I201,IF(CONCATENATE($C201,\"-\",$D201)=\"Panhandle West-Stream/Canal\",K201,\"Error! Check Entries\")))))))))","v":""},"",null,31.239828365949499,33.432731097800598,65.614237275076405,34.191111769905497,37.136025005027498,66.353590042897807]
[196,null,null,null,null,"","",null,31.239828365949499,33.432731097800598,65.614237275076405,34.191111769905497,37.136025005027498,66.353590042897807]
[197,null,null,null,null,"","",null,31.239828365949499,33.432731097800598,65.614237275076405,34.191111769905497,37.136025005027498,66.353590042897807]
[198,null,null,null,null,"","",null,31.239828365949499,33.432731097800598,65.614237275076405,34.191111769905497,37.136025005027498,66.353590042897807]
[199,null,null,null,null,"","",null,31.239828365949499,33.432731097800598,65.614237275076405,34.191111769905497,37.136025005027498,66.353590042897807]
[200,null,null,null,null,"","",null,31.239828365949499,33.432731097800598,65.614237275076405,34.191111769905497,37.136025005027498,66.353590042897807]
[201,null,null,null,null,"","",null,31.239828365949499,33.432731097800598,65.614237275076405,34.191111769905497,37.136025005027498,66.353590042897807]
[202,null,null,null,null,"","",null,31.239828365949499,33.432731097800598,65.614237275076405,34.191111769905497,37.136025005027498,66.353590042897807]
[203,null,null,null,null,"","",null,31.239828365949499,33.432731097800598,65.614237275076405,34.191111769905497,37.136025005027498,66.353590042897807]
[204,null,null,null,null,"","",null,31.239828365949499,33.432731097800598,65.614237275076405,34.191111769905497,37.136025005027498,66.353590042897807]
[205,null,null,null,null,"","",null,31.239828365949499,33.432731097800598,65.614237275076405,34.191111769905497,37.136025005027498,66.353590042897807]
[206,null,null,null,null,"","",null,31.239828365949499,33.432731097800598,65.614237275076405,34.191111769905497,37.136025005027498,66.353590042897807]
[207,null,null,null,null,"","",null,31.239828365949499,33.432731097800598,65.614237275076405,34.191111769905497,37.136025005027498,66.353590042897807]
[208,null,null,null,null,"","",null,31.239828365949499,33.432731097800598,65.614237275076405,34.191111769905497,37.136025005027498,66.353590042897807]
[209,null,null,null,null,"","",null,31.239828365949499,33.432731097800598,65.614237275076405,34.191111769905497,37.136025005027498,66.353590042897807]
[210,null,null,null,null,"","",null,31.239828365949499,33.432731097800598,65.614237275076405,34.191111769905497,37.136025005027498,66.353590042897807]
[211,null,null,null,null,"","",null,31.239828365949499,33.432731097800598,65.614237275076405,34.191111769905497,37.136025005027498,66.353590042897807]
[212,null,null,null,null,"","",null,31.239828365949499,33.432731097800598,65.614237275076405,34.191111769905497,37.136025005027498,66.353590042897807]
[213,null,null,null,null,"","",null,31.239828365949499,33.432731097800598,65.614237275076405,34.191111769905497,37.136025005027498,66.353590042897807]
[214,null,null,null,null,"","",null,31.239828365949499,33.432731097800598,65.614237275076405,34.191111769905497,37.136025005027498,66.353590042897807]
[215,null,null,null,null,"","",null,31.239828365949499,33.432731097800598,65.614237275076405,34.191111769905497,37.136025005027498,66.353590042897807]
[216,null,null,null,null,"","",null,31.239828365949499,33.432731097800598,65.614237275076405,34.191111769905497,37.136025005027498,66.353590042897807]
[217,null,null,null,null,"","",null,31.239828365949499,33.432731097800598,65.614237275076405,34.191111769905497,37.136025005027498,66.353590042897807]
[218,null,null,null,null,"","",null,31.239828365949499,33.432731097800598,65.614237275076405,34.191111769905497,37.136025005027498,66.353590042897807]
[219,null,null,null,null,"","",null,31.239828365949499,33.432731097800598,65.614237275076405,34.191111769905497,37.136025005027498,66.353590042897807]
[220,null,null,null,null,"","",null,31.239828365949499,33.432731097800598,65.614237275076405,34.191111769905497,37.136025005027498,66.353590042897807]
[221,null,null,null,null,"","",null,31.239828365949499,33.432731097800598,65.614237275076405,34.191111769905497,37.136025005027498,66.353590042897807]
[222,null,null,null,null,"","",null,31.239828365949499,33.432731097800598,65.614237275076405,34.191111769905497,37.136025005027498,66.353590042897807]
[223,null,null,null,null,"","",null,31.239828365949499,33.432731097800598,65.614237275076405,34.191111769905497,37.136025005027498,66.353590042897807]
[224,null,null,null,null,"","",null,31.239828365949499,33.432731097800598,65.614237275076405,34.191111769905497,37.136025005027498,66.353590042897807]
[225,null,null,null,null,"","",null,31.239828365949499,33.432731097800598,65.614237275076405,34.191111769905497,37.136025005027498,66.353590042897807]
[226,null,null,null,null,"","",null,31.239828365949499,33.432731097800598,65.614237275076405,34.191111769905497,37.136025005027498,66.353590042897807]
[227,null,null,null,null,"","",null,31.239828365949499,33.432731097800598,65.614237275076405,34.191111769905497,37.136025005027498,66.353590042897807]
[228,null,null,null,null,"","",null,31.239828365949499,33.432731097800598,65.614237275076405,34.191111769905497,37.136025005027498,66.353590042897807]
[229,null,null,null,null,"","",null,31.239828365949499,33.432731097800598,65.614237275076405,34.191111769905497,37.136025005027498,66.353590042897807]
[230,null,null,null,null,"","",null,31.239828365949499,33.432731097800598,65.614237275076405,34.191111769905497,37.136025005027498,66.353590042897807]
[231,null,null,null,null,"","",null,31.239828365949499,33.432731097800598,65.614237275076405,34.191111769905497,37.136025005027498,66.353590042897807]
[232,null,null,null,null,"","",null,31.239828365949499,33.432731097800598,65.614237275076405,34.191111769905497,37.136025005027498,66.353590042897807]
[233,null,null,null,null,"","",null,31.239828365949499,33.432731097800598,65.614237275076405,34.191111769905497,37.136025005027498,66.353590042897807]
[234,null,null,null,null,"","",null,31.239828365949499,33.432731097800598,65.614237275076405,34.191111769905497,37.136025005027498,66.353590042897807]
[235,null,null,null,null,"","",null,31.239828365949499,33.432731097800598,65.614237275076405,34.191111769905497,37.136025005027498,66.353590042897807]
[236,null,null,null,null,"","",null,31.239828365949499,33.432731097800598,65.614237275076405,34.191111769905497,37.136025005027498,66.353590042897807]
[237,null,null,null,null,"","",null,31.239828365949499,33.432731097800598,65.614237275076405,34.191111769905497,37.136025005027498,66.353590042897807]
[238,null,null,null,null,"","",null,31.239828365949499,33.432731097800598,65.614237275076405,34.191111769905497,37.136025005027498,66.353590042897807]
[239,null,null,null,null,"","",null,31.239828365949499,33.432731097800598,65.614237275076405,34.191111769905497,37.136025005027498,66.353590042897807]
[240,null,null,null,null,"","",null,31.239828365949499,33.432731097800598,65.614237275076405,34.191111769905497,37.136025005027498,66.353590042897807]
[241,null,null,null,null,"","",null,31.239828365949499,33.432731097800598,65.614237275076405,34.191111769905497,37.136025005027498,66.353590042897807]
[242,null,null,null,null,"","",null,31.239828365949499,33.432731097800598,65.614237275076405,34.191111769905497,37.136025005027498,66.353590042897807]
[243,null,null,null,null,"","",null,31.239828365949499,33.432731097800598,65.614237275076405,34.191111769905497,37.136025005027498,66.353590042897807]
[244,null,null,null,null,"","",null,31.239828365949499,33.432731097800598,65.614237275076405,34.191111769905497,37.136025005027498,66.353590042897807]
[245,null,null,null,null,"","",null,31.239828365949499,33.432731097800598,65.614237275076405,34.191111769905497,37.136025005027498,66.353590042897807]
[246,null,null,null,null,"","",null,31.239828365949499,33.432731097800598,65.614237275076405,34.191111769905497,37.136025005027498,66.353590042897807]
[247,null,null,null,null,"","",null,31.239828365949499,33.432731097800598,65.614237275076405,34.191111769905497,37.136025005027498,66.353590042897807]
[248,null,null,null,null,"","",null,31.239828365949499,33.432731097800598,65.614237275076405,34.191111769905497,37.136025005027498,66.353590042897807]
[249,null,null,null,null,"","",null,31.239828365949499,33.432731097800598,65.614237275076405,34.191111769905497,37.136025005027498,66.353590042897807]
[250,null,null,null,null,"","",null,31.239828365949499,33.432731097800598,65.614237275076405,34.191111769905497,37.136025005027498,66.353590042897807]
[251,null,null,null,null,"","",null,31.239828365949499,33.432731097800598,65.614237275076405,34.191111769905497,37.136025005027498,66.353590042897807]
[252,null,null,null,null,"","",null,31.239828365949499,33.432731097800598,65.614237275076405,34.191111769905497,37.136025005027498,66.353590042897807]
[253,null,null,null,null,"","",null,31.239828365949499,33.432731097800598,65.614237275076405,34.191111769905497,37.136025005027498,66.353590042897807]
[254,null,null,null,null,"","",null,31.239828365949499,33.432731097800598,65.614237275076405,34.191111769905497,37.136025005027498,66.353590042897807]
[255,null,null,null,null,"","",null,31.239828365949499,33.432731097800598,65.614237275076405,34.191111769905497,37.136025005027498,66.353590042897807]
[256,null,null,null,null,"","",null,31.239828365949499,33.432731097800598,65.614237275076405,34.191111769905497,37.136025005027498,66.353590042897807]
[257,null,null,null,null,"","",null,31.239828365949499,33.432731097800598,65.614237275076405,{"$f":"1.45776613020539E-13*(HOUR($E263)*60+MINUTE($E263))^5-5.56072270585461E-10*(HOUR($E263)*60+MINUTE($E263))^4+7.06833400255548E-07*(HOUR($E263)*60+MINUTE($E263))^3-0.000318788465226261*(HOUR($E263)*60+MINUTE($E263))^2+0.0281711711660364*(HOUR($E263)*60+MINUTE($E263))+34.1911117699055","v":34.191111769905497},37.136025005027498,66.353590042897807]
[258,null,null,null,null,"",{"$f":"IF(AND(ISBLANK(B264),NOT(ISNUMBER(F264))),\"\",IF(ISBLANK(B264),\"Measured DO Saturation Not entered!\",IF(ISNUMBER(F264),IF(B264<F264,\"No\",\"Yes\"),\"Enter all required values!\")))","v":""},null,{"$f":"1.18443700433286E-13*(HOUR($E264)*60+MINUTE($E264))^5 - 4.14323598958596E-10*(HOUR($E264)*60+MINUTE($E264))^4 + 4.77287727122539E-07*(HOUR($E264)*60+MINUTE($E264))^3 - 0.000196917585728373*(HOUR($E264)*60+MINUTE($E264))^2 + 0.0231405627601475*(HOUR($E264)*60+MINUTE($E264)) + 31.2398283659495","v":31.239828365949499},{"$f":"1.98879987167155E-13*(HOUR($E264)*60+MINUTE($E264))^5 - 6.89410992615642E-10*(HOUR($E264)*60+MINUTE($E264))^4 + 7.83730333422071E-07*(HOUR($E264)*60+MINUTE($E264))^3 - 0.00031597890334556*(HOUR($E264)*60+MINUTE($E264))^2 + 0.0355135105918976*(HOUR($E264)*60+MINUTE($E264)) + 33.4327310978006","v":33.432731097800598},{"$f":"9.08511511657608E-14*(HOUR($E264)*60+MINUTE($E264))^5 - 2.99407211249053E-10*(HOUR($E264)*60+MINUTE($E264))^4 + 3.1560253348998E-07*(HOUR($E264)*60+MINUTE($E264))^3 - 0.000108510891323021*(HOUR($E264)*60+MINUTE($E264))^2 + 0.00628484730145829*(HOUR($E264)*60+MINUTE($E264)) + 65.6142372750764","v":65.614237275076405},34.191111769905497,{"$f":"1.37090283182826E-13*(HOUR($E264)*60+MINUTE($E264))^5 - 5.04960255463897E-10*(HOUR($E264)*60+MINUTE($E264))^4 + 6.13524315934422E-07*(HOUR($E264)*60+MINUTE($E264))^3 - 0.00025817433468811*(HOUR($E264)*60+MINUTE($E264))^2 + 0.0195966892410979*(HOUR($E264)*60+MINUTE($E264)) + 37.1360250050275","v":37.136025005027498},{"$f":"7.11895278892582E-14*(HOUR($E264)*60+MINUTE($E264))^5-2.64195273421019E-10*(HOUR($E264)*60+MINUTE($E264))^4 + 3.22473039456213E-07*(HOUR($E264)*60+MINUTE($E264))^3 - 0.00013606873481109*(HOUR($E264)*60+MINUTE($E264))^2 + 0.0107100719720847*(HOUR($E264)*60+MINUTE($E264))+66.3535900428978","v":66.353590042897807}]
[259,null,null,null,null,{"$f":"IF(AND(ISBLANK($B265),ISBLANK($C265),ISBLANK($D265),ISBLANK($E265)),\"\",IF(OR(ISBLANK($B265),ISBLANK($C265),ISBLANK($D265),ISBLANK($E265)),\"Enter all required values\",IF($D265=\"Estuary/Marine\",\"Time of day Adjustment not appropriate for marine waters!\",IF(OR(CONCATENATE($C265,\"-\",$D265)=\"Peninsula-Lake/Wetland\",CONCATENATE($C265,\"-\",$D265)=\"Everglades-Lake/Wetland\"),M265,IF(OR(CONCATENATE($C265,\"-\",$D265)=\"Northeast-Lake/Wetland\",CONCATENATE($C265,\"-\",$D265)=\"Big Bend-Lake/Wetland\"),L265,IF(CONCATENATE($C265,\"-\",$D265)=\"Panhandle West-Lake/Wetland\",N265,IF(OR(CONCATENATE($C265,\"-\",$D265)=\"Peninsula-Stream/Canal\",CONCATENATE($C265,\"-\",$D265)=\"Everglades-Stream/Canal\"),J265,IF(OR(CONCATENATE($C265,\"-\",$D265)=\"Northeast-Stream/Canal\",CONCATENATE($C265,\"-\",$D265)=\"Big Bend-Stream/Canal\"),I265,IF(CONCATENATE($C265,\"-\",$D265)=\"Panhandle West-Stream/Canal\",K265,\"Error! Check Entries\")))))))))","v":""},"",null,31.239828365949499,33.432731097800598,65.614237275076405,34.191111769905497,37.136025005027498,66.353590042897807]
[260,null,null,null,null,"","",null,31.239828365949499,33.432731097800598,65.614237275076405,34.191111769905497,37.136025005027498,66.353590042897807]
[261,null,null,null,null,"","",null,31.239828365949499,33.432731097800598,65.614237275076405,34.191111769905497,37.136025005027498,66.353590042897807]
[262,null,null,null,null,"","",null,31.239828365949499,33.432731097800598,65.614237275076405,34.191111769905497,37.136025005027498,66.353590042897807]
[263,null,null,null,null,"","",null,31.239828365949499,33.432731097800598,65.614237275076405,34.191111769905497,37.136025005027498,66.353590042897807]
[264,null,null,null,null,"","",null,31.239828365949499,33.432731097800598,65.614237275076405,34.191111769905497,37.136025005027498,66.353590042897807]
[265,null,null,null,null,"","",null,31.239828365949499,33.432731097800598,65.614237275076405,34.191111769905497,37.136025005027498,66.353590042897807]
[266,null,null,null,null,"","",null,31.239828365949499,33.432731097800598,65.614237275076405,34.191111769905497,37.136025005027498,66.353590042897807]
[267,null,null,null,null,"","",null,31.239828365949499,33.432731097800598,65.614237275076405,34.191111769905497,37.136025005027498,66.353590042897807]
[268,null,null,null,null,"","",null,31.239828365949499,33.432731097800598,65.614237275076405,34.191111769905497,37.136025005027498,66.353590042897807]
[269,null,null,null,null,"","",null,31.239828365949499,33.432731097800598,65.614237275076405,34.191111769905497,37.136025005027498,66.353590042897807]
[270,null,null,null,null,"","",null,31.239828365949499,33.432731097800598,65.614237275076405,34.191111769905497,37.136025005027498,66.353590042897807]
[271,null,null,null,null,"","",null,31.239828365949499,33.432731097800598,65.614237275076405,34.191111769905497,37.136025005027498,66.353590042897807]
[272,null,null,null,null,"","",null,31.239828365949499,33.432731097800598,65.614237275076405,34.191111769905497,37.136025005027498,66.353590042897807]
[273,null,null,null,null,"","",null,31.239828365949499,33.432731097800598,65.614237275076405,34.191111769905497,37.136025005027498,66.353590042897807]
[274,null,null,null,null,"","",null,31.239828365949499,33.432731097800598,65.614237275076405,34.191111769905497,37.136025005027498,66.353590042897807]
[275,null,null,null,null,"","",null,31.239828365949499,33.432731097800598,65.614237275076405,34.191111769905497,37.136025005027498,66.353590042897807]
[276,null,null,null,null,"","",null,31.239828365949499,33.432731097800598,65.614237275076405,34.191111769905497,37.136025005027498,66.353590042897807]
[277,null,null,null,null,"","",null,31.239828365949499,33.432731097800598,65.614237275076405,34.191111769905497,37.136025005027498,66.353590042897807]
[278,null,null,null,null,"","",null,31.239828365949499,33.432731097800598,65.614237275076405,34.191111769905497,37.136025005027498,66.353590042897807]
[279,null,null,null,null,"","",null,31.239828365949499,33.432731097800598,65.614237275076405,34.191111769905497,37.136025005027498,66.353590042897807]
[280,null,null,null,null,"","",null,31.239828365949499,33.432731097800598,65.614237275076405,34.191111769905497,37.136025005027498,66.353590042897807]
[281,null,null,null,null,"","",null,31.239828365949499,33.432731097800598,65.614237275076405,34.191111769905497,37.136025005027498,66.353590042897807]
[282,null,null,null,null,"","",null,31.239828365949499,33.432731097800598,65.614237275076405,34.191111769905497,37.136025005027498,66.353590042897807]
[283,null,null,null,null,"","",null,31.239828365949499,33.432731097800598,65.614237275076405,34.191111769905497,37.136025005027498,66.353590042897807]
[284,null,null,null,null,"","",null,31.239828365949499,33.432731097800598,65.614237275076405,34.191111769905497,37.136025005027498,66.353590042897807]
[285,null,null,null,null,"","",null,31.239828365949499,33.432731097800598,65.614237275076405,34.191111769905497,37.136025005027498,66.353590042897807]
[286,null,null,null,null,"","",null,31.239828365949499,33.432731097800598,65.614237275076405,34.191111769905497,37.136025005027498,66.353590042897807]
[287,null,null,null,null,"","",null,31.239828365949499,33.432731097800598,65.614237275076405,34.191111769905497,37.136025005027498,66.353590042897807]
[288,null,null,null,null,"","",null,31.239828365949499,33.432731097800598,65.614237275076405,34.191111769905497,37.136025005027498,66.353590042897807]
[289,null,null,null,null,"","",null,31.239828365949499,33.432731097800598,65.614237275076405,34.191111769905497,37.136025005027498,66.353590042897807]
[290,null,null,null,null,"","",null,31.239828365949499,33.432731097800598,65.614237275076405,34.191111769905497,37.136025005027498,66.353590042897807]
[291,null,null,null,null,"","",null,31.239828365949499,33.432731097800598,65.614237275076405,34.191111769905497,37.136025005027498,66.353590042897807]
[292,null,null,null,null,"","",null,31.239828365949499,33.432731097800598,65.614237275076405,34.191111769905497,37.136025005027498,66.353590042897807]
[293,null,null,null,null,"","",null,31.239828365949499,33.432731097800598,65.614237275076405,34.191111769905497,37.136025005027498,66.353590042897807]
[294,null,null,null,null,"","",null,31.239828365949499,33.432731097800598,65.614237275076405,34.191111769905497,37.136025005027498,66.353590042897807]
[295,null,null,null,null,"","",null,31.239828365949499,33.432731097800598,65.614237275076405,34.191111769905497,37.136025005027498,66.353590042897807]
[296,null,null,null,null,"","",null,31.239828365949499,33.432731097800598,65.614237275076405,34.191111769905497,37.136025005027498,66.353590042897807]
[297,null,null,null,null,"","",null,31.239828365949499,33.432731097800598,65.614237275076405,34.191111769905497,37.136025005027498,66.353590042897807]
[298,null,null,null,null,"","",null,31.239828365949499,33.432731097800598,65.614237275076405,34.191111769905497,37.136025005027498,66.353590042897807]
[299,null,null,null,null,"","",null,31.239828365949499,33.432731097800598,65.614237275076405,34.191111769905497,37.136025005027498,66.353590042897807]
[300,null,null,null,null,"","",null,31.239828365949499,33.432731097800598,65.614237275076405,34.191111769905497,37.136025005027498,66.353590042897807]
[301,null,null,null,null,"","",null,31.239828365949499,33.432731097800598,65.614237275076405,34.191111769905497,37.136025005027498,66.353590042897807]
[302,null,null,null,null,"","",null,31.239828365949499,33.432731097800598,65.614237275076405,34.191111769905497,37.136025005027498,66.353590042897807]
[303,null,null,null,null,"","",null,31.239828365949499,33.432731097800598,65.614237275076405,34.191111769905497,37.136025005027498,66.353590042897807]
[304,null,null,null,null,"","",null,31.239828365949499,33.432731097800598,65.614237275076405,34.191111769905497,37.136025005027498,66.353590042897807]
[305,null,null,null,null,"","",null,31.239828365949499,33.432731097800598,65.614237275076405,34.191111769905497,37.136025005027498,66.353590042897807]
[306,null,null,null,null,"","",null,31.239828365949499,33.432731097800598,65.614237275076405,34.191111769905497,37.136025005027498,66.353590042897807]
[307,null,null,null,null,"","",null,31.239828365949499,33.432731097800598,65.614237275076405,34.191111769905497,37.136025005027498,66.353590042897807]
[308,null,null,null,null,"","",null,31.239828365949499,33.432731097800598,65.614237275076405,34.191111769905497,37.136025005027498,66.353590042897807]
[309,null,null,null,null,"","",null,31.239828365949499,33.432731097800598,65.614237275076405,34.191111769905497,37.136025005027498,66.353590042897807]
[310,null,null,null,null,"","",null,31.239828365949499,33.432731097800598,65.614237275076405,34.191111769905497,37.136025005027498,66.353590042897807]
[311,null,null,null,null,"","",null,31.239828365949499,33.432731097800598,65.614237275076405,34.191111769905497,37.136025005027498,66.353590042897807]
[312,null,null,null,null,"","",null,31.239828365949499,33.432731097800598,65.614237275076405,34.191111769905497,37.136025005027498,66.353590042897807]
[313,null,null,null,null,"","",null,31.239828365949499,33.432731097800598,65.614237275076405,34.191111769905497,37.136025005027498,66.353590042897807]
[314,null,null,null,null,"","",null,31.239828365949499,33.432731097800598,65.614237275076405,34.191111769905497,37.136025005027498,66.353590042897807]
[315,null,null,null,null,"","",null,31.239828365949499,33.432731097800598,65.614237275076405,34.191111769905497,37.136025005027498,66.353590042897807]
[316,null,null,null,null,"","",null,31.239828365949499,33.432731097800598,65.614237275076405,34.191111769905497,37.136025005027498,66.353590042897807]
[317,null,null,null,null,"","",null,31.239828365949499,33.432731097800598,65.614237275076405,34.191111769905497,37.136025005027498,66.353590042897807]
[318,null,null,null,null,"","",null,31.239828365949499,33.432731097800598,65.614237275076405,34.191111769905497,37.136025005027498,66.353590042897807]
[319,null,null,null,null,"","",null,31.239828365949499,33.432731097800598,65.614237275076405,34.191111769905497,37.136025005027498,66.353590042897807]
[320,null,null,null,null,"","",null,31.239828365949499,33.432731097800598,65.614237275076405,34.191111769905497,37.136025005027498,66.353590042897807]
[321,null,null,null,null,"","",null,31.239828365949499,33.432731097800598,65.614237275076405,{"$f":"1.45776613020539E-13*(HOUR($E327)*60+MINUTE($E327))^5-5.56072270585461E-10*(HOUR($E327)*60+MINUTE($E327))^4+7.06833400255548E-07*(HOUR($E327)*60+MINUTE($E327))^3-0.000318788465226261*(HOUR($E327)*60+MINUTE($E327))^2+0.0281711711660364*(HOUR($E327)*60+MINUTE($E327))+34.1911117699055","v":34.191111769905497},37.136025005027498,66.353590042897807]
[322,null,null,null,null,"",{"$f":"IF(AND(ISBLANK(B328),NOT(ISNUMBER(F328))),\"\",IF(ISBLANK(B328),\"Measured DO Saturation Not entered!\",IF(ISNUMBER(F328),IF(B328<F328,\"No\",\"Yes\"),\"Enter all required values!\")))","v":""},null,{"$f":"1.18443700433286E-13*(HOUR($E328)*60+MINUTE($E328))^5 - 4.14323598958596E-10*(HOUR($E328)*60+MINUTE($E328))^4 + 4.77287727122539E-07*(HOUR($E328)*60+MINUTE($E328))^3 - 0.000196917585728373*(HOUR($E328)*60+MINUTE($E328))^2 + 0.0231405627601475*(HOUR($E328)*60+MINUTE($E328)) + 31.2398283659495","v":31.239828365949499},{"$f":"1.98879987167155E-13*(HOUR($E328)*60+MINUTE($E328))^5 - 6.89410992615642E-10*(HOUR($E328)*60+MINUTE($E328))^4 + 7.83730333422071E-07*(HOUR($E328)*60+MINUTE($E328))^3 - 0.00031597890334556*(HOUR($E328)*60+MINUTE($E328))^2 + 0.0355135105918976*(HOUR($E328)*60+MINUTE($E328)) + 33.4327310978006","v":33.432731097800598},{"$f":"9.08511511657608E-14*(HOUR($E328)*60+MINUTE($E328))^5 - 2.99407211249053E-10*(HOUR($E328)*60+MINUTE($E328))^4 + 3.1560253348998E-07*(HOUR($E328)*60+MINUTE($E328))^3 - 0.000108510891323021*(HOUR($E328)*60+MINUTE($E328))^2 + 0.00628484730145829*(HOUR($E328)*60+MINUTE($E328)) + 65.6142372750764","v":65.614237275076405},34.191111769905497,{"$f":"1.37090283182826E-13*(HOUR($E328)*60+MINUTE($E328))^5 - 5.04960255463897E-10*(HOUR($E328)*60+MINUTE($E328))^4 + 6.13524315934422E-07*(HOUR($E328)*60+MINUTE($E328))^3 - 0.00025817433468811*(HOUR($E328)*60+MINUTE($E328))^2 + 0.0195966892410979*(HOUR($E328)*60+MINUTE($E328)) + 37.1360250050275","v":37.136025005027498},{"$f":"7.11895278892582E-14*(HOUR($E328)*60+MINUTE($E328))^5-2.64195273421019E-10*(HOUR($E328)*60+MINUTE($E328))^4 + 3.22473039456213E-07*(HOUR($E328)*60+MINUTE($E328))^3 - 0.00013606873481109*(HOUR($E328)*60+MINUTE($E328))^2 + 0.0107100719720847*(HOUR($E328)*60+MINUTE($E328))+66.3535900428978","v":66.353590042897807}]
[323,null,null,null,null,{"$f":"IF(AND(ISBLANK($B329),ISBLANK($C329),ISBLANK($D329),ISBLANK($E329)),\"\",IF(OR(ISBLANK($B329),ISBLANK($C329),ISBLANK($D329),ISBLANK($E329)),\"Enter all required values\",IF($D329=\"Estuary/Marine\",\"Time of day Adjustment not appropriate for marine waters!\",IF(OR(CONCATENATE($C329,\"-\",$D329)=\"Peninsula-Lake/Wetland\",CONCATENATE($C329,\"-\",$D329)=\"Everglades-Lake/Wetland\"),M329,IF(OR(CONCATENATE($C329,\"-\",$D329)=\"Northeast-Lake/Wetland\",CONCATENATE($C329,\"-\",$D329)=\"Big Bend-Lake/Wetland\"),L329,IF(CONCATENATE($C329,\"-\",$D329)=\"Panhandle West-Lake/Wetland\",N329,IF(OR(CONCATENATE($C329,\"-\",$D329)=\"Peninsula-Stream/Canal\",CONCATENATE($C329,\"-\",$D329)=\"Everglades-Stream/Canal\"),J329,IF(OR(CONCATENATE($C329,\"-\",$D329)=\"Northeast-Stream/Canal\",CONCATENATE($C329,\"-\",$D329)=\"Big Bend-Stream/Canal\"),I329,IF(CONCATENATE($C329,\"-\",$D329)=\"Panhandle West-Stream/Canal\",K329,\"Error! Check Entries\")))))))))","v":""},"",null,31.239828365949499,33.432731097800598,65.614237275076405,34.191111769905497,37.136025005027498,66.353590042897807]
[324,null,null,null,null,"","",null,31.239828365949499,33.432731097800598,65.614237275076405,34.191111769905497,37.136025005027498,66.353590042897807]
[325,null,null,null,null,"","",null,31.239828365949499,33.432731097800598,65.614237275076405,34.191111769905497,37.136025005027498,66.353590042897807]
[326,null,null,null,null,"","",null,31.239828365949499,33.432731097800598,65.614237275076405,34.191111769905497,37.136025005027498,66.353590042897807]
[327,null,null,null,null,"","",null,31.239828365949499,33.432731097800598,65.614237275076405,34.191111769905497,37.136025005027498,66.353590042897807]
[328,null,null,null,null,"","",null,31.239828365949499,33.432731097800598,65.614237275076405,34.191111769905497,37.136025005027498,66.353590042897807]
[329,null,null,null,null,"","",null,31.239828365949499,33.432731097800598,65.614237275076405,34.191111769905497,37.136025005027498,66.353590042897807]
[330,null,null,null,null,"","",null,31.239828365949499,33.432731097800598,65.614237275076405,34.191111769905497,37.136025005027498,66.353590042897807]
[331,null,null,null,null,"","",null,31.239828365949499,33.432731097800598,65.614237275076405,34.191111769905497,37.136025005027498,66.353590042897807]
[332,null,null,null,null,"","",null,31.239828365949499,33.432731097800598,65.614237275076405,34.191111769905497,37.136025005027498,66.353590042897807]
[333,null,null,null,null,"","",null,31.239828365949499,33.432731097800598,65.614237275076405,34.191111769905497,37.136025005027498,66.353590042897807]
[334,null,null,null,null,"","",null,31.239828365949499,33.432731097800598,65.614237275076405,34.191111769905497,37.136025005027498,66.353590042897807]
[335,null,null,null,null,"","",null,31.239828365949499,33.432731097800598,65.614237275076405,34.191111769905497,37.136025005027498,66.353590042897807]
[336,null,null,null,null,"","",null,31.239828365949499,33.432731097800598,65.614237275076405,34.191111769905497,37.136025005027498,66.353590042897807]
[337,null,null,null,null,"","",null,31.239828365949499,33.432731097800598,65.614237275076405,34.191111769905497,37.136025005027498,66.353590042897807]
[338,null,null,null,null,"","",null,31.239828365949499,33.432731097800598,65.614237275076405,34.191111769905497,37.136025005027498,66.353590042897807]
[339,null,null,null,null,"","",null,31.239828365949499,33.432731097800598,65.614237275076405,34.191111769905497,37.136025005027498,66.353590042897807]
[340,null,null,null,null,"","",null,31.239828365949499,33.432731097800598,65.614237275076405,34.191111769905497,37.136025005027498,66.353590042897807]
[341,null,null,null,null,"","",null,31.239828365949499,33.432731097800598,65.614237275076405,34.191111769905497,37.136025005027498,66.353590042897807]
[342,null,null,null,null,"","",null,31.239828365949499,33.432731097800598,65.614237275076405,34.191111769905497,37.136025005027498,66.353590042897807]
[343,null,null,null,null,"","",null,31.239828365949499,33.432731097800598,65.614237275076405,34.191111769905497,37.136025005027498,66.353590042897807]
[344,null,null,null,null,"","",null,31.239828365949499,33.432731097800598,65.614237275076405,34.191111769905497,37.136025005027498,66.353590042897807]
[345,null,null,null,null,"","",null,31.239828365949499,33.432731097800598,65.614237275076405,34.191111769905497,37.136025005027498,66.353590042897807]
[346,null,null,null,null,"","",null,31.239828365949499,33.432731097800598,65.614237275076405,34.191111769905497,37.136025005027498,66.353590042897807]
[347,null,null,null,null,"","",null,31.239828365949499,33.432731097800598,65.614237275076405,34.191111769905497,37.136025005027498,66.353590042897807]
[348,null,null,null,null,"","",null,31.239828365949499,33.432731097800598,65.614237275076405,34.191111769905497,37.136025005027498,66.353590042897807]
[349,null,null,null,null,"","",null,31.239828365949499,33.432731097800598,65.614237275076405,34.191111769905497,37.136025005027498,66.353590042897807]
[350,null,null,null,null,"","",null,31.239828365949499,33.432731097800598,65.614237275076405,34.191111769905497,37.136025005027498,66.353590042897807]
[351,null,null,null,null,"","",null,31.239828365949499,33.432731097800598,65.614237275076405,34.191111769905497,37.136025005027498,66.353590042897807]
[352,null,null,null,null,"","",null,31.239828365949499,33.432731097800598,65.614237275076405,34.191111769905497,37.136025005027498,66.353590042897807]
[353,null,null,null,null,"","",null,31.239828365949499,33.432731097800598,65.614237275076405,34.191111769905497,37.136025005027498,66.353590042897807]
[354,null,null,null,null,"","",null,31.239828365949499,33.432731097800598,65.614237275076405,34.191111769905497,37.136025005027498,66.353590042897807]
[355,null,null,null,null,"","",null,31.239828365949499,33.432731097800598,65.614237275076405,34.191111769905497,37.136025005027498,66.353590042897807]
[356,null,null,null,null,"","",null,31.239828365949499,33.432731097800598,65.614237275076405,34.191111769905497,37.136025005027498,66.353590042897807]
[357,null,null,null,null,"","",null,31.239828365949499,33.432731097800598,65.614237275076405,34.191111769905497,37.136025005027498,66.353590042897807]
[358,null,null,null,null,"","",null,31.239828365949499,33.432731097800598,65.614237275076405,34.191111769905497,37.136025005027498,66.353590042897807]
[359,null,null,null,null,"","",null,31.239828365949499,33.432731097800598,65.614237275076405,34.191111769905497,37.136025005027498,66.353590042897807]
[360,null,null,null,null,"","",null,31.239828365949499,33.432731097800598,65.614237275076405,34.191111769905497,37.136025005027498,66.353590042897807]
[361,null,null,null,null,"","",null,31.239828365949499,33.432731097800598,65.614237275076405,34.191111769905497,37.136025005027498,66.353590042897807]
[362,null,null,null,null,"","",null,31.239828365949499,33.432731097800598,65.614237275076405,34.191111769905497,37.136025005027498,66.353590042897807]
[363,null,null,null,null,"","",null,31.239828365949499,33.432731097800598,65.614237275076405,34.191111769905497,37.136025005027498,66.353590042897807]
[364,null,null,null,null,"","",null,31.239828365949499,33.432731097800598,65.614237275076405,34.191111769905497,37.136025005027498,66.353590042897807]
[365,null,null,null,null,"","",null,31.239828365949499,33.432731097800598,65.614237275076405,34.191111769905497,37.136025005027498,66.353590042897807]
[366,null,null,null,null,"","",null,31.239828365949499,33.432731097800598,65.614237275076405,34.191111769905497,37.136025005027498,66.353590042897807]
[367,null,null,null,null,"","",null,31.239828365949499,33.432731097800598,65.614237275076405,34.191111769905497,37.136025005027498,66.353590042897807]
[368,null,null,null,null,"","",null,31.239828365949499,33.432731097800598,65.614237275076405,34.191111769905497,37.136025005027498,66.353590042897807]
[369,null,null,null,null,"","",null,31.239828365949499,33.432731097800598,65.614237275076405,34.191111769905497,37.136025005027498,66.353590042897807]
[370,null,null,null,null,"","",null,31.239828365949499,33.432731097800598,65.614237275076405,34.191111769905497,37.136025005027498,66.353590042897807]
[371,null,null,null,null,"","",null,31.239828365949499,33.432731097800598,65.614237275076405,34.191111769905497,37.136025005027498,66.353590042897807]
[372,null,null,null,null,"","",null,31.239828365949499,33.432731097800598,65.614237275076405,34.191111769905497,37.136025005027498,66.353590042897807]
[373,null,null,null,null,"","",null,31.239828365949499,33.432731097800598,65.614237275076405,34.191111769905497,37.136025005027498,66.353590042897807]
[374,null,null,null,null,"","",null,31.239828365949499,33.432731097800598,65.614237275076405,34.191111769905497,37.136025005027498,66.353590042897807]
[375,null,null,null,null,"","",null,31.239828365949499,33.432731097800598,65.614237275076405,34.191111769905497,37.136025005027498,66.353590042897807]
[376,null,null,null,null,"","",null,31.239828365949499,33.432731097800598,65.614237275076405,34.191111769905497,37.136025005027498,66.353590042897807]
[377,null,null,null,null,"","",null,31.239828365949499,33.432731097800598,65.614237275076405,34.191111769905497,37.136025005027498,66.353590042897807]
[378,null,null,null,null,"","",null,31.239828365949499,33.432731097800598,65.614237275076405,34.191111769905497,37.136025005027498,66.353590042897807]
[379,null,null,null,null,"","",null,31.239828365949499,33.432731097800598,65.614237275076405,34.191111769905497,37.136025005027498,66.353590042897807]
[380,null,null,null,null,"","",null,31.239828365949499,33.432731097800598,65.614237275076405,34.191111769905497,37.136025005027498,66.353590042897807]
[381,null,null,null,null,"","",null,31.239828365949499,33.432731097800598,65.614237275076405,34.191111769905497,37.136025005027498,66.353590042897807]
[382,null,null,null,null,"","",null,31.239828365949499,33.432731097800598,65.614237275076405,34.191111769905497,37.136025005027498,66.353590042897807]
[383,null,null,null,null,"","",null,31.239828365949499,33.432731097800598,65.614237275076405,34.191111769905497,37.136025005027498,66.353590042897807]
[384,null,null,null,null,"","",null,31.239828365949499,33.432731097800598,65.614237275076405,34.191111769905497,37.136025005027498,66.353590042897807]
[385,null,null,null,null,"","",null,31.239828365949499,33.432731097800598,65.614237275076405,{"$f":"1.45776613020539E-13*(HOUR($E391)*60+MINUTE($E391))^5-5.56072270585461E-10*(HOUR($E391)*60+MINUTE($E391))^4+7.06833400255548E-07*(HOUR($E391)*60+MINUTE($E391))^3-0.000318788465226261*(HOUR($E391)*60+MINUTE($E391))^2+0.0281711711660364*(HOUR($E391)*60+MINUTE($E391))+34.1911117699055","v":34.191111769905497},37.136025005027498,66.353590042897807]
[386,null,null,null,null,"",{"$f":"IF(AND(ISBLANK(B392),NOT(ISNUMBER(F392))),\"\",IF(ISBLANK(B392),\"Measured DO Saturation Not entered!\",IF(ISNUMBER(F392),IF(B392<F392,\"No\",\"Yes\"),\"Enter all required values!\")))","v":""},null,{"$f":"1.18443700433286E-13*(HOUR($E392)*60+MINUTE($E392))^5 - 4.14323598958596E-10*(HOUR($E392)*60+MINUTE($E392))^4 + 4.77287727122539E-07*(HOUR($E392)*60+MINUTE($E392))^3 - 0.000196917585728373*(HOUR($E392)*60+MINUTE($E392))^2 + 0.0231405627601475*(HOUR($E392)*60+MINUTE($E392)) + 31.2398283659495","v":31.239828365949499},{"$f":"1.98879987167155E-13*(HOUR($E392)*60+MINUTE($E392))^5 - 6.89410992615642E-10*(HOUR($E392)*60+MINUTE($E392))^4 + 7.83730333422071E-07*(HOUR($E392)*60+MINUTE($E392))^3 - 0.00031597890334556*(HOUR($E392)*60+MINUTE($E392))^2 + 0.0355135105918976*(HOUR($E392)*60+MINUTE($E392)) + 33.4327310978006","v":33.432731097800598},{"$f":"9.08511511657608E-14*(HOUR($E392)*60+MINUTE($E392))^5 - 2.99407211249053E-10*(HOUR($E392)*60+MINUTE($E392))^4 + 3.1560253348998E-07*(HOUR($E392)*60+MINUTE($E392))^3 - 0.000108510891323021*(HOUR($E392)*60+MINUTE($E392))^2 + 0.00628484730145829*(HOUR($E392)*60+MINUTE($E392)) + 65.6142372750764","v":65.614237275076405},34.191111769905497,{"$f":"1.37090283182826E-13*(HOUR($E392)*60+MINUTE($E392))^5 - 5.04960255463897E-10*(HOUR($E392)*60+MINUTE($E392))^4 + 6.13524315934422E-07*(HOUR($E392)*60+MINUTE($E392))^3 - 0.00025817433468811*(HOUR($E392)*60+MINUTE($E392))^2 + 0.0195966892410979*(HOUR($E392)*60+MINUTE($E392)) + 37.1360250050275","v":37.136025005027498},{"$f":"7.11895278892582E-14*(HOUR($E392)*60+MINUTE($E392))^5-2.64195273421019E-10*(HOUR($E392)*60+MINUTE($E392))^4 + 3.22473039456213E-07*(HOUR($E392)*60+MINUTE($E392))^3 - 0.00013606873481109*(HOUR($E392)*60+MINUTE($E392))^2 + 0.0107100719720847*(HOUR($E392)*60+MINUTE($E392))+66.3535900428978","v":66.353590042897807}]
[387,null,null,null,null,{"$f":"IF(AND(ISBLANK($B393),ISBLANK($C393),ISBLANK($D393),ISBLANK($E393)),\"\",IF(OR(ISBLANK($B393),ISBLANK($C393),ISBLANK($D393),ISBLANK($E393)),\"Enter all required values\",IF($D393=\"Estuary/Marine\",\"Time of day Adjustment not appropriate for marine waters!\",IF(OR(CONCATENATE($C393,\"-\",$D393)=\"Peninsula-Lake/Wetland\",CONCATENATE($C393,\"-\",$D393)=\"Everglades-Lake/Wetland\"),M393,IF(OR(CONCATENATE($C393,\"-\",$D393)=\"Northeast-Lake/Wetland\",CONCATENATE($C393,\"-\",$D393)=\"Big Bend-Lake/Wetland\"),L393,IF(CONCATENATE($C393,\"-\",$D393)=\"Panhandle West-Lake/Wetland\",N393,IF(OR(CONCATENATE($C393,\"-\",$D393)=\"Peninsula-Stream/Canal\",CONCATENATE($C393,\"-\",$D393)=\"Everglades-Stream/Canal\"),J393,IF(OR(CONCATENATE($C393,\"-\",$D393)=\"Northeast-Stream/Canal\",CONCATENATE($C393,\"-\",$D393)=\"Big Bend-Stream/Canal\"),I393,IF(CONCATENATE($C393,\"-\",$D393)=\"Panhandle West-Stream/Canal\",K393,\"Error! Check Entries\")))))))))","v":""},"",null,31.239828365949499,33.432731097800598,65.614237275076405,34.191111769905497,37.136025005027498,66.353590042897807]
[388,null,null,null,null,"","",null,31.239828365949499,33.432731097800598,65.614237275076405,34.191111769905497,37.136025005027498,66.353590042897807]
[389,null,null,null,null,"","",null,31.239828365949499,33.432731097800598,65.614237275076405,34.191111769905497,37.136025005027498,66.353590042897807]
[390,null,null,null,null,"","",null,31.239828365949499,33.432731097800598,65.614237275076405,34.191111769905497,37.136025005027498,66.353590042897807]
[391,null,null,null,null,"","",null,31.239828365949499,33.432731097800598,65.614237275076405,34.191111769905497,37.136025005027498,66.353590042897807]
[392,null,null,null,null,"","",null,31.239828365949499,33.432731097800598,65.614237275076405,34.191111769905497,37.136025005027498,66.353590042897807]
[393,null,null,null,null,"","",null,31.239828365949499,33.432731097800598,65.614237275076405,34.191111769905497,37.136025005027498,66.353590042897807]
[394,null,null,null,null,"","",null,31.239828365949499,33.432731097800598,65.614237275076405,34.191111769905497,37.136025005027498,66.353590042897807]
[395,null,null,null,null,"","",null,31.239828365949499,33.432731097800598,65.614237275076405,34.191111769905497,37.136025005027498,66.353590042897807]
[396,null,null,null,null,"","",null,31.239828365949499,33.432731097800598,65.614237275076405,34.191111769905497,37.136025005027498,66.353590042897807]
[397,null,null,null,null,"","",null,31.239828365949499,33.432731097800598,65.614237275076405,34.191111769905497,37.136025005027498,66.353590042897807]
[398,null,null,null,null,"","",null,31.239828365949499,33.432731097800598,65.614237275076405,34.191111769905497,37.136025005027498,66.353590042897807]
[399,null,null,null,null,"","",null,31.239828365949499,33.432731097800598,65.614237275076405,34.191111769905497,37.136025005027498,66.353590042897807]
[400,null,null,null,null,"","",null,31.239828365949499,33.432731097800598,65.614237275076405,34.191111769905497,37.136025005027498,66.353590042897807]
[401,null,null,null,null,"","",null,31.239828365949499,33.432731097800598,65.614237275076405,34.191111769905497,37.136025005027498,66.353590042897807]
[402,null,null,null,null,"","",null,31.239828365949499,33.432731097800598,65.614237275076405,34.191111769905497,37.136025005027498,66.353590042897807]
[403,null,null,null,null,"","",null,31.239828365949499,33.432731097800598,65.614237275076405,34.191111769905497,37.136025005027498,66.353590042897807]
[404,null,null,null,null,"","",null,31.239828365949499,33.432731097800598,65.614237275076405,34.191111769905497,37.136025005027498,66.353590042897807]
[405,null,null,null,null,"","",null,31.239828365949499,33.432731097800598,65.614237275076405,34.191111769905497,37.136025005027498,66.353590042897807]
[406,null,null,null,null,"","",null,31.239828365949499,33.432731097800598,65.614237275076405,34.191111769905497,37.136025005027498,66.353590042897807]
[407,null,null,null,null,"","",null,31.239828365949499,33.432731097800598,65.614237275076405,34.191111769905497,37.136025005027498,66.353590042897807]
[408,null,null,null,null,"","",null,31.239828365949499,33.432731097800598,65.614237275076405,34.191111769905497,37.136025005027498,66.353590042897807]
[409,null,null,null,null,"","",null,31.239828365949499,33.432731097800598,65.614237275076405,34.191111769905497,37.136025005027498,66.353590042897807]
[410,null,null,null,null,"","",null,31.239828365949499,33.432731097800598,65.614237275076405,34.191111769905497,37.136025005027498,66.353590042897807]
[411,null,null,null,null,"","",null,31.239828365949499,33.432731097800598,65.614237275076405,34.191111769905497,37.136025005027498,66.353590042897807]
[412,null,null,null,null,"","",null,31.239828365949499,33.432731097800598,65.614237275076405,34.191111769905497,37.136025005027498,66.353590042897807]
[413,null,null,null,null,"","",null,31.239828365949499,33.432731097800598,65.614237275076405,34.191111769905497,37.136025005027498,66.353590042897807]
[414,null,null,null,null,"","",null,31.239828365949499,33.432731097800598,65.614237275076405,34.191111769905497,37.136025005027498,66.353590042897807]
[415,null,null,null,null,"","",null,31.239828365949499,33.432731097800598,65.614237275076405,34.191111769905497,37.136025005027498,66.353590042897807]
[416,null,null,null,null,"","",null,31.239828365949499,33.432731097800598,65.614237275076405,34.191111769905497,37.136025005027498,66.353590042897807]
[417,null,null,null,null,"","",null,31.239828365949499,33.432731097800598,65.614237275076405,34.191111769905497,37.136025005027498,66.353590042897807]
[418,null,null,null,null,"","",null,31.239828365949499,33.432731097800598,65.614237275076405,34.191111769905497,37.136025005027498,66.353590042897807]
[419,null,null,null,null,"","",null,31.239828365949499,33.432731097800598,65.614237275076405,34.191111769905497,37.136025005027498,66.353590042897807]
[420,null,null,null,null,"","",null,31.239828365949499,33.432731097800598,65.614237275076405,34.191111769905497,37.136025005027498,66.353590042897807]
[421,null,null,null,null,"","",null,31.239828365949499,33.432731097800598,65.614237275076405,34.191111769905497,37.136025005027498,66.353590042897807]
[422,null,null,null,null,"","",null,31.239828365949499,33.432731097800598,65.614237275076405,34.191111769905497,37.136025005027498,66.353590042897807]
[423,null,null,null,null,"","",null,31.239828365949499,33.432731097800598,65.614237275076405,34.191111769905497,37.136025005027498,66.353590042897807]
[424,null,null,null,null,"","",null,31.239828365949499,33.432731097800598,65.614237275076405,34.191111769905497,37.136025005027498,66.353590042897807]
[425,null,null,null,null,"","",null,31.239828365949499,33.432731097800598,65.614237275076405,34.191111769905497,37.136025005027498,66.353590042897807]
[426,null,null,null,null,"","",null,31.239828365949499,33.432731097800598,65.614237275076405,34.191111769905497,37.136025005027498,66.353590042897807]
[427,null,null,null,null,"","",null,31.239828365949499,33.432731097800598,65.614237275076405,34.191111769905497,37.136025005027498,66.353590042897807]
[428,null,null,null,null,"","",null,31.239828365949499,33.432731097800598,65.614237275076405,34.191111769905497,37.136025005027498,66.353590042897807]
[429,null,null,null,null,"","",null,31.239828365949499,33.432731097800598,65.614237275076405,34.191111769905497,37.136025005027498,66.353590042897807]
[430,null,null,null,null,"","",null,31.239828365949499,33.432731097800598,65.614237275076405,34.191111769905497,37.136025005027498,66.353590042897807]
[431,null,null,null,null,"","",null,31.239828365949499,33.432731097800598,65.614237275076405,34.191111769905497,37.136025005027498,66.353590042897807]
[432,null,null,null,null,"","",null,31.239828365949499,33.432731097800598,65.614237275076405,34.191111769905497,37.136025005027498,66.353590042897807]
[433,null,null,null,null,"","",null,31.239828365949499,33.432731097800598,65.614237275076405,34.191111769905497,37.136025005027498,66.353590042897807]
[434,null,null,null,null,"","",null,31.239828365949499,33.432731097800598,65.614237275076405,34.191111769905497,37.136025005027498,66.353590042897807]
[435,null,null,null,null,"","",null,31.239828365949499,33.432731097800598,65.614237275076405,34.191111769905497,37.136025005027498,66.353590042897807]
[436,null,null,null,null,"","",null,31.239828365949499,33.432731097800598,65.614237275076405,34.191111769905497,37.136025005027498,66.353590042897807]
[437,null,null,null,null,"","",null,31.239828365949499,33.432731097800598,65.614237275076405,34.191111769905497,37.136025005027498,66.353590042897807]
[438,null,null,null,null,"","",null,31.239828365949499,33.432731097800598,65.614237275076405,34.191111769905497,37.136025005027498,66.353590042897807]
[439,null,null,null,null,"","",null,31.239828365949499,33.432731097800598,65.614237275076405,34.191111769905497,37.136025005027498,66.353590042897807]
[440,null,null,null,null,"","",null,31.239828365949499,33.432731097800598,65.614237275076405,34.191111769905497,37.136025005027498,66.353590042897807]
[441,null,null,null,null,"","",null,31.239828365949499,33.432731097800598,65.614237275076405,34.191111769905497,37.136025005027498,66.353590042897807]
[442,null,null,null,null,"","",null,31.239828365949499,33.432731097800598,65.614237275076405,34.191111769905497,37.136025005027498,66.353590042897807]
[443,null,null,null,null,"","",null,31.239828365949499,33.432731097800598,65.614237275076405,34.191111769905497,37.136025005027498,66.353590042897807]
[444,null,null,null,null,"","",null,31.239828365949499,33.432731097800598,65.614237275076405,34.191111769905497,37.136025005027498,66.353590042897807]
[445,null,null,null,null,"","",null,31.239828365949499,33.432731097800598,65.614237275076405,34.191111769905497,37.136025005027498,66.353590042897807]
[446,null,null,null,null,"","",null,31.239828365949499,33.432731097800598,65.614237275076405,34.191111769905497,37.136025005027498,66.353590042897807]
[447,null,null,null,null,"","",null,31.239828365949499,33.432731097800598,65.614237275076405,34.191111769905497,37.136025005027498,66.353590042897807]
[448,null,null,null,null,"","",null,31.239828365949499,33.432731097800598,65.614237275076405,34.191111769905497,37.136025005027498,66.353590042897807]
[449,null,null,null,null,"","",null,31.239828365949499,33.432731097800598,65.614237275076405,{"$f":"1.45776613020539E-13*(HOUR($E455)*60+MINUTE($E455))^5-5.56072270585461E-10*(HOUR($E455)*60+MINUTE($E455))^4+7.06833400255548E-07*(HOUR($E455)*60+MINUTE($E455))^3-0.000318788465226261*(HOUR($E455)*60+MINUTE($E455))^2+0.0281711711660364*(HOUR($E455)*60+MINUTE($E455))+34.1911117699055","v":34.191111769905497},37.136025005027498,66.353590042897807]
[450,null,null,null,null,"",{"$f":"IF(AND(ISBLANK(B456),NOT(ISNUMBER(F456))),\"\",IF(ISBLANK(B456),\"Measured DO Saturation Not entered!\",IF(ISNUMBER(F456),IF(B456<F456,\"No\",\"Yes\"),\"Enter all required values!\")))","v":""},null,{"$f":"1.18443700433286E-13*(HOUR($E456)*60+MINUTE($E456))^5 - 4.14323598958596E-10*(HOUR($E456)*60+MINUTE($E456))^4 + 4.77287727122539E-07*(HOUR($E456)*60+MINUTE($E456))^3 - 0.000196917585728373*(HOUR($E456)*60+MINUTE($E456))^2 + 0.0231405627601475*(HOUR($E456)*60+MINUTE($E456)) + 31.2398283659495","v":31.239828365949499},{"$f":"1.98879987167155E-13*(HOUR($E456)*60+MINUTE($E456))^5 - 6.89410992615642E-10*(HOUR($E456)*60+MINUTE($E456))^4 + 7.83730333422071E-07*(HOUR($E456)*60+MINUTE($E456))^3 - 0.00031597890334556*(HOUR($E456)*60+MINUTE($E456))^2 + 0.0355135105918976*(HOUR($E456)*60+MINUTE($E456)) + 33.4327310978006","v":33.432731097800598},{"$f":"9.08511511657608E-14*(HOUR($E456)*60+MINUTE($E456))^5 - 2.99407211249053E-10*(HOUR($E456)*60+MINUTE($E456))^4 + 3.1560253348998E-07*(HOUR($E456)*60+MINUTE($E456))^3 - 0.000108510891323021*(HOUR($E456)*60+MINUTE($E456))^2 + 0.00628484730145829*(HOUR($E456)*60+MINUTE($E456)) + 65.6142372750764","v":65.614237275076405},34.191111769905497,{"$f":"1.37090283182826E-13*(HOUR($E456)*60+MINUTE($E456))^5 - 5.04960255463897E-10*(HOUR($E456)*60+MINUTE($E456))^4 + 6.13524315934422E-07*(HOUR($E456)*60+MINUTE($E456))^3 - 0.00025817433468811*(HOUR($E456)*60+MINUTE($E456))^2 + 0.0195966892410979*(HOUR($E456)*60+MINUTE($E456)) + 37.1360250050275","v":37.136025005027498},{"$f":"7.11895278892582E-14*(HOUR($E456)*60+MINUTE($E456))^5-2.64195273421019E-10*(HOUR($E456)*60+MINUTE($E456))^4 + 3.22473039456213E-07*(HOUR($E456)*60+MINUTE($E456))^3 - 0.00013606873481109*(HOUR($E456)*60+MINUTE($E456))^2 + 0.0107100719720847*(HOUR($E456)*60+MINUTE($E456))+66.3535900428978","v":66.353590042897807}]
[451,null,null,null,null,{"$f":"IF(AND(ISBLANK($B457),ISBLANK($C457),ISBLANK($D457),ISBLANK($E457)),\"\",IF(OR(ISBLANK($B457),ISBLANK($C457),ISBLANK($D457),ISBLANK($E457)),\"Enter all required values\",IF($D457=\"Estuary/Marine\",\"Time of day Adjustment not appropriate for marine waters!\",IF(OR(CONCATENATE($C457,\"-\",$D457)=\"Peninsula-Lake/Wetland\",CONCATENATE($C457,\"-\",$D457)=\"Everglades-Lake/Wetland\"),M457,IF(OR(CONCATENATE($C457,\"-\",$D457)=\"Northeast-Lake/Wetland\",CONCATENATE($C457,\"-\",$D457)=\"Big Bend-Lake/Wetland\"),L457,IF(CONCATENATE($C457,\"-\",$D457)=\"Panhandle West-Lake/Wetland\",N457,IF(OR(CONCATENATE($C457,\"-\",$D457)=\"Peninsula-Stream/Canal\",CONCATENATE($C457,\"-\",$D457)=\"Everglades-Stream/Canal\"),J457,IF(OR(CONCATENATE($C457,\"-\",$D457)=\"Northeast-Stream/Canal\",CONCATENATE($C457,\"-\",$D457)=\"Big Bend-Stream/Canal\"),I457,IF(CONCATENATE($C457,\"-\",$D457)=\"Panhandle West-Stream/Canal\",K457,\"Error! Check Entries\")))))))))","v":""},"",null,31.239828365949499,33.432731097800598,65.614237275076405,34.191111769905497,37.136025005027498,66.353590042897807]
[452,null,null,null,null,"","",null,31.239828365949499,33.432731097800598,65.614237275076405,34.191111769905497,37.136025005027498,66.353590042897807]
[453,null,null,null,null,"","",null,31.239828365949499,33.432731097800598,65.614237275076405,34.191111769905497,37.136025005027498,66.353590042897807]
[454,null,null,null,null,"","",null,31.239828365949499,33.432731097800598,65.614237275076405,34.191111769905497,37.136025005027498,66.353590042897807]
[455,null,null,null,null,"","",null,31.239828365949499,33.432731097800598,65.614237275076405,34.191111769905497,37.136025005027498,66.353590042897807]
[456,null,null,null,null,"","",null,31.239828365949499,33.432731097800598,65.614237275076405,34.191111769905497,37.136025005027498,66.353590042897807]
[457,null,null,null,null,"","",null,31.239828365949499,33.432731097800598,65.614237275076405,34.191111769905497,37.136025005027498,66.353590042897807]
[458,null,null,null,null,"","",null,31.239828365949499,33.432731097800598,65.614237275076405,34.191111769905497,37.136025005027498,66.353590042897807]
[459,null,null,null,null,"","",null,31.239828365949499,33.432731097800598,65.614237275076405,34.191111769905497,37.136025005027498,66.353590042897807]
[460,null,null,null,null,"","",null,31.239828365949499,33.432731097800598,65.614237275076405,34.191111769905497,37.136025005027498,66.353590042897807]
[461,null,null,null,null,"","",null,31.239828365949499,33.432731097800598,65.614237275076405,34.191111769905497,37.136025005027498,66.353590042897807]
[462,null,null,null,null,"","",null,31.239828365949499,33.432731097800598,65.614237275076405,34.191111769905497,37.136025005027498,66.353590042897807]
[463,null,null,null,null,"","",null,31.239828365949499,33.432731097800598,65.614237275076405,34.191111769905497,37.136025005027498,66.353590042897807]
[464,null,null,null,null,"","",null,31.239828365949499,33.432731097800598,65.614237275076405,34.191111769905497,37.136025005027498,66.353590042897807]
[465,null,null,null,null,"","",null,31.239828365949499,33.432731097800598,65.614237275076405,34.191111769905497,37.136025005027498,66.353590042897807]
[466,null,null,null,null,"","",null,31.239828365949499,33.432731097800598,65.614237275076405,34.191111769905497,37.136025005027498,66.353590042897807]
[467,null,null,null,null,"","",null,31.239828365949499,33.432731097800598,65.614237275076405,34.191111769905497,37.136025005027498,66.353590042897807]
[468,null,null,null,null,"","",null,31.239828365949499,33.432731097800598,65.614237275076405,34.191111769905497,37.136025005027498,66.353590042897807]
[469,null,null,null,null,"","",null,31.239828365949499,33.432731097800598,65.614237275076405,34.191111769905497,37.136025005027498,66.353590042897807]
[470,null,null,null,null,"","",null,31.239828365949499,33.432731097800598,65.614237275076405,34.191111769905497,37.136025005027498,66.353590042897807]
[471,null,null,null,null,"","",null,31.239828365949499,33.432731097800598,65.614237275076405,34.191111769905497,37.136025005027498,66.353590042897807]
[472,null,null,null,null,"","",null,31.239828365949499,33.432731097800598,65.614237275076405,34.191111769905497,37.136025005027498,66.353590042897807]
[473,null,null,null,null,"","",null,31.239828365949499,33.432731097800598,65.614237275076405,34.191111769905497,37.136025005027498,66.353590042897807]
[474,null,null,null,null,"","",null,31.239828365949499,33.432731097800598,65.614237275076405,34.191111769905497,37.136025005027498,66.353590042897807]
[475,null,null,null,null,"","",null,31.239828365949499,33.432731097800598,65.614237275076405,34.191111769905497,37.136025005027498,66.353590042897807]
[476,null,null,null,null,"","",null,31.239828365949499,33.432731097800598,65.614237275076405,34.191111769905497,37.136025005027498,66.353590042897807]
[477,null,null,null,null,"","",null,31.239828365949499,33.432731097800598,65.614237275076405,34.191111769905497,37.136025005027498,66.353590042897807]
[478,null,null,null,null,"","",null,31.239828365949499,33.432731097800598,65.614237275076405,34.191111769905497,37.136025005027498,66.353590042897807]
[479,null,null,null,null,"","",null,31.239828365949499,33.432731097800598,65.614237275076405,34.191111769905497,37.136025005027498,66.353590042897807]
[480,null,null,null,null,"","",null,31.239828365949499,33.432731097800598,65.614237275076405,34.191111769905497,37.136025005027498,66.353590042897807]
[481,null,null,null,null,"","",null,31.239828365949499,33.432731097800598,65.614237275076405,34.191111769905497,37.136025005027498,66.353590042897807]
[482,null,null,null,null,"","",null,31.239828365949499,33.432731097800598,65.614237275076405,34.191111769905497,37.136025005027498,66.353590042897807]
[483,null,null,null,null,"","",null,31.239828365949499,33.432731097800598,65.614237275076405,34.191111769905497,37.136025005027498,66.353590042897807]
[484,null,null,null,null,"","",null,31.239828365949499,33.432731097800598,65.614237275076405,34.191111769905497,37.136025005027498,66.353590042897807]
[485,null,null,null,null,"","",null,31.239828365949499,33.432731097800598,65.614237275076405,34.191111769905497,37.136025005027498,66.353590042897807]
[486,null,null,null,null,"","",null,31.239828365949499,33.432731097800598,65.614237275076405,34.191111769905497,37.136025005027498,66.353590042897807]
[487,null,null,null,null,"","",null,31.239828365949499,33.432731097800598,65.614237275076405,34.191111769905497,37.136025005027498,66.353590042897807]
[488,null,null,null,null,"","",null,31.239828365949499,33.432731097800598,65.614237275076405,34.191111769905497,37.136025005027498,66.353590042897807]
[489,null,null,null,null,"","",null,31.239828365949499,33.432731097800598,65.614237275076405,34.191111769905497,37.136025005027498,66.353590042897807]
[490,null,null,null,null,"","",null,31.239828365949499,33.432731097800598,65.614237275076405,34.191111769905497,37.136025005027498,66.353590042897807]
[491,null,null,null,null,"","",null,31.239828365949499,33.432731097800598,65.614237275076405,34.191111769905497,37.136025005027498,66.353590042897807]
[492,null,null,null,null,"","",null,31.239828365949499,33.432731097800598,65.614237275076405,34.191111769905497,37.136025005027498,66.353590042897807]
[493,null,null,null,null,"","",null,31.239828365949499,33.432731097800598,65.614237275076405,34.191111769905497,37.136025005027498,66.353590042897807]
[494,null,null,null,null,"","",null,31.239828365949499,33.432731097800598,65.614237275076405,34.191111769905497,37.136025005027498,66.353590042897807]
[495,null,null,null,null,"","",null,31.239828365949499,33.432731097800598,65.614237275076405,34.191111769905497,37.136025005027498,66.353590042897807]
[496,null,null,null,null,"","",null,31.239828365949499,33.432731097800598,65.614237275076405,34.191111769905497,37.136025005027498,66.353590042897807]
[497,null,null,null,null,"","",null,31.239828365949499,33.432731097800598,65.614237275076405,34.191111769905497,37.136025005027498,66.353590042897807]
[498,null,null,null,null,"","",null,31.239828365949499,33.432731097800598,65.614237275076405,34.191111769905497,37.136025005027498,66.353590042897807]
[499,null,null,null,null,"","",null,31.239828365949499,33.432731097800598,65.614237275076405,34.191111769905497,37.136025005027498,66.353590042897807]
[500,null,null,null,null,"","",null,31.239828365949499,33.432731097800598,65.614237275076405,34.191111769905497,37.136025005027498,66.353590042897807]
[501,null,null,null,null,"","",null,31.239828365949499,33.432731097800598,65.614237275076405,34.191111769905497,37.136025005027498,66.353590042897807]
[502,null,null,null,null,"","",null,31.239828365949499,33.432731097800598,65.614237275076405,34.191111769905497,37.136025005027498,66.353590042897807]
[503,null,null,null,null,"","",null,31.239828365949499,33.432731097800598,65.614237275076405,34.191111769905497,37.136025005027498,66.353590042897807]
[504,null,null,null,null,"","",null,31.239828365949499,33.432731097800598,65.614237275076405,34.191111769905497,37.136025005027498,66.353590042897807]
[505,null,null,null,null,"","",null,31.239828365949499,33.432731097800598,65.614237275076405,34.191111769905497,37.136025005027498,66.353590042897807]
[506,null,null,null,null,"","",null,31.239828365949499,33.432731097800598,65.614237275076405,34.191111769905497,37.136025005027498,66.353590042897807]
[507,null,null,null,null,"","",null,31.239828365949499,33.432731097800598,65.614237275076405,34.191111769905497,37.136025005027498,66.353590042897807]
[508,null,null,null,null,"","",null,31.239828365949499,33.432731097800598,65.614237275076405,34.191111769905497,37.136025005027498,66.353590042897807]
[509,null,null,null,null,"","",null,31.239828365949499,33.432731097800598,65.614237275076405,34.191111769905497,37.136025005027498,66.353590042897807]
[510,null,null,null,null,"","",null,31.239828365949499,33.432731097800598,65.614237275076405,34.191111769905497,37.136025005027498,66.353590042897807]
[511,null,null,null,null,"","",null,31.239828365949499,33.432731097800598,65.614237275076405,34.191111769905497,37.136025005027498,66.353590042897807]
[512,null,null,null,null,"","",null,31.239828365949499,33.432731097800598,65.614237275076405,34.191111769905497,37.136025005027498,66.353590042897807]
[513,null,null,null,null,"","",null,31.239828365949499,33.432731097800598,65.614237275076405,{"$f":"1.45776613020539E-13*(HOUR($E519)*60+MINUTE($E519))^5-5.56072270585461E-10*(HOUR($E519)*60+MINUTE($E519))^4+7.06833400255548E-07*(HOUR($E519)*60+MINUTE($E519))^3-0.000318788465226261*(HOUR($E519)*60+MINUTE($E519))^2+0.0281711711660364*(HOUR($E519)*60+MINUTE($E519))+34.1911117699055","v":34.191111769905497},37.136025005027498,66.353590042897807]
[514,null,null,null,null,"",{"$f":"IF(AND(ISBLANK(B520),NOT(ISNUMBER(F520))),\"\",IF(ISBLANK(B520),\"Measured DO Saturation Not entered!\",IF(ISNUMBER(F520),IF(B520<F520,\"No\",\"Yes\"),\"Enter all required values!\")))","v":""},null,{"$f":"1.18443700433286E-13*(HOUR($E520)*60+MINUTE($E520))^5 - 4.14323598958596E-10*(HOUR($E520)*60+MINUTE($E520))^4 + 4.77287727122539E-07*(HOUR($E520)*60+MINUTE($E520))^3 - 0.000196917585728373*(HOUR($E520)*60+MINUTE($E520))^2 + 0.0231405627601475*(HOUR($E520)*60+MINUTE($E520)) + 31.2398283659495","v":31.239828365949499},{"$f":"1.98879987167155E-13*(HOUR($E520)*60+MINUTE($E520))^5 - 6.89410992615642E-10*(HOUR($E520)*60+MINUTE($E520))^4 + 7.83730333422071E-07*(HOUR($E520)*60+MINUTE($E520))^3 - 0.00031597890334556*(HOUR($E520)*60+MINUTE($E520))^2 + 0.0355135105918976*(HOUR($E520)*60+MINUTE($E520)) + 33.4327310978006","v":33.432731097800598},{"$f":"9.08511511657608E-14*(HOUR($E520)*60+MINUTE($E520))^5 - 2.99407211249053E-10*(HOUR($E520)*60+MINUTE($E520))^4 + 3.1560253348998E-07*(HOUR($E520)*60+MINUTE($E520))^3 - 0.000108510891323021*(HOUR($E520)*60+MINUTE($E520))^2 + 0.00628484730145829*(HOUR($E520)*60+MINUTE($E520)) + 65.6142372750764","v":65.614237275076405},34.191111769905497,{"$f":"1.37090283182826E-13*(HOUR($E520)*60+MINUTE($E520))^5 - 5.04960255463897E-10*(HOUR($E520)*60+MINUTE($E520))^4 + 6.13524315934422E-07*(HOUR($E520)*60+MINUTE($E520))^3 - 0.00025817433468811*(HOUR($E520)*60+MINUTE($E520))^2 + 0.0195966892410979*(HOUR($E520)*60+MINUTE($E520)) + 37.1360250050275","v":37.136025005027498},{"$f":"7.11895278892582E-14*(HOUR($E520)*60+MINUTE($E520))^5-2.64195273421019E-10*(HOUR($E520)*60+MINUTE($E520))^4 + 3.22473039456213E-07*(HOUR($E520)*60+MINUTE($E520))^3 - 0.00013606873481109*(HOUR($E520)*60+MINUTE($E520))^2 + 0.0107100719720847*(HOUR($E520)*60+MINUTE($E520))+66.3535900428978","v":66.353590042897807}]
[515,null,null,null,null,{"$f":"IF(AND(ISBLANK($B521),ISBLANK($C521),ISBLANK($D521),ISBLANK($E521)),\"\",IF(OR(ISBLANK($B521),ISBLANK($C521),ISBLANK($D521),ISBLANK($E521)),\"Enter all required values\",IF($D521=\"Estuary/Marine\",\"Time of day Adjustment not appropriate for marine waters!\",IF(OR(CONCATENATE($C521,\"-\",$D521)=\"Peninsula-Lake/Wetland\",CONCATENATE($C521,\"-\",$D521)=\"Everglades-Lake/Wetland\"),M521,IF(OR(CONCATENATE($C521,\"-\",$D521)=\"Northeast-Lake/Wetland\",CONCATENATE($C521,\"-\",$D521)=\"Big Bend-Lake/Wetland\"),L521,IF(CONCATENATE($C521,\"-\",$D521)=\"Panhandle West-Lake/Wetland\",N521,IF(OR(CONCATENATE($C521,\"-\",$D521)=\"Peninsula-Stream/Canal\",CONCATENATE($C521,\"-\",$D521)=\"Everglades-Stream/Canal\"),J521,IF(OR(CONCATENATE($C521,\"-\",$D521)=\"Northeast-Stream/Canal\",CONCATENATE($C521,\"-\",$D521)=\"Big Bend-Stream/Canal\"),I521,IF(CONCATENATE($C521,\"-\",$D521)=\"Panhandle West-Stream/Canal\",K521,\"Error! Check Entries\")))))))))","v":""},"",null,31.239828365949499,33.432731097800598,65.614237275076405,34.191111769905497,37.136025005027498,66.353590042897807]
[516,null,null,null,null,"","",null,31.239828365949499,33.432731097800598,65.614237275076405,34.191111769905497,37.136025005027498,66.353590042897807]
[517,null,null,null,null,"","",null,31.239828365949499,33.432731097800598,65.614237275076405,34.191111769905497,37.136025005027498,66.353590042897807]
[518,null,null,null,null,"","",null,31.239828365949499,33.432731097800598,65.614237275076405,34.191111769905497,37.136025005027498,66.353590042897807]
[519,null,null,null,null,"","",null,31.239828365949499,33.432731097800598,65.614237275076405,34.191111769905497,37.136025005027498,66.353590042897807]
[520,null,null,null,null,"","",null,31.239828365949499,33.432731097800598,65.614237275076405,34.191111769905497,37.136025005027498,66.353590042897807]
[521,null,null,null,null,"","",null,31.239828365949499,33.432731097800598,65.614237275076405,34.191111769905497,37.136025005027498,66.353590042897807]
[522,null,null,null,null,"","",null,31.239828365949499,33.432731097800598,65.614237275076405,34.191111769905497,37.136025005027498,66.353590042897807]
[523,null,null,null,null,"","",null,31.239828365949499,33.432731097800598,65.614237275076405,34.191111769905497,37.136025005027498,66.353590042897807]
[524,null,null,null,null,"","",null,31.239828365949499,33.432731097800598,65.614237275076405,34.191111769905497,37.136025005027498,66.353590042897807]
[525,null,null,null,null,"","",null,31.239828365949499,33.432731097800598,65.614237275076405,34.191111769905497,37.136025005027498,66.353590042897807]
[526,null,null,null,null,"","",null,31.239828365949499,33.432731097800598,65.614237275076405,34.191111769905497,37.136025005027498,66.353590042897807]
[527,null,null,null,null,"","",null,31.239828365949499,33.432731097800598,65.614237275076405,34.191111769905497,37.136025005027498,66.353590042897807]
[528,null,null,null,null,"","",null,31.239828365949499,33.432731097800598,65.614237275076405,34.191111769905497,37.136025005027498,66.353590042897807]
[529,null,null,null,null,"","",null,31.239828365949499,33.432731097800598,65.614237275076405,34.191111769905497,37.136025005027498,66.353590042897807]
[530,null,null,null,null,"","",null,31.239828365949499,33.432731097800598,65.614237275076405,34.191111769905497,37.136025005027498,66.353590042897807]
[531,null,null,null,null,"","",null,31.239828365949499,33.432731097800598,65.614237275076405,34.191111769905497,37.136025005027498,66.353590042897807]
[532,null,null,null,null,"","",null,31.239828365949499,33.432731097800598,65.614237275076405,34.191111769905497,37.136025005027498,66.353590042897807]
[533,null,null,null,null,"","",null,31.239828365949499,33.432731097800598,65.614237275076405,34.191111769905497,37.136025005027498,66.353590042897807]
[534,null,null,null,null,"","",null,31.239828365949499,33.432731097800598,65.614237275076405,34.191111769905497,37.136025005027498,66.353590042897807]
[535,null,null,null,null,"","",null,31.239828365949499,33.432731097800598,65.614237275076405,34.191111769905497,37.136025005027498,66.353590042897807]
[536,null,null,null,null,"","",null,31.239828365949499,33.432731097800598,65.614237275076405,34.191111769905497,37.136025005027498,66.353590042897807]
[537,null,null,null,null,"","",null,31.239828365949499,33.432731097800598,65.614237275076405,34.191111769905497,37.136025005027498,66.353590042897807]
[538,null,null,null,null,"","",null,31.239828365949499,33.432731097800598,65.614237275076405,34.191111769905497,37.136025005027498,66.353590042897807]
[539,null,null,null,null,"","",null,31.239828365949499,33.432731097800598,65.614237275076405,34.191111769905497,37.136025005027498,66.353590042897807]
[540,null,null,null,null,"","",null,31.239828365949499,33.432731097800598,65.614237275076405,34.191111769905497,37.136025005027498,66.353590042897807]
[541,null,null,null,null,"","",null,31.239828365949499,33.432731097800598,65.614237275076405,34.191111769905497,37.136025005027498,66.353590042897807]
[542,null,null,null,null,"","",null,31.239828365949499,33.432731097800598,65.614237275076405,34.191111769905497,37.136025005027498,66.353590042897807]
[543,null,null,null,null,"","",null,31.239828365949499,33.432731097800598,65.614237275076405,34.191111769905497,37.136025005027498,66.353590042897807]
[544,null,null,null,null,"","",null,31.239828365949499,33.432731097800598,65.614237275076405,34.191111769905497,37.136025005027498,66.353590042897807]
[545,null,null,null,null,"","",null,31.239828365949499,33.432731097800598,65.614237275076405,34.191111769905497,37.136025005027498,66.353590042897807]
[546,null,null,null,null,"","",null,31.239828365949499,33.432731097800598,65.614237275076405,34.191111769905497,37.136025005027498,66.353590042897807]
[547,null,null,null,null,"","",null,31.239828365949499,33.432731097800598,65.614237275076405,34.191111769905497,37.136025005027498,66.353590042897807]
[548,null,null,null,null,"","",null,31.239828365949499,33.432731097800598,65.614237275076405,34.191111769905497,37.136025005027498,66.353590042897807]
[549,null,null,null,null,"","",null,31.239828365949499,33.432731097800598,65.614237275076405,34.191111769905497,37.136025005027498,66.353590042897807]
[550,null,null,null,null,"","",null,31.239828365949499,33.432731097800598,65.614237275076405,34.191111769905497,37.136025005027498,66.353590042897807]
[551,null,null,null,null,"","",null,31.239828365949499,33.432731097800598,65.614237275076405,34.191111769905497,37.136025005027498,66.353590042897807]
[552,null,null,null,null,"","",null,31.239828365949499,33.432731097800598,65.614237275076405,34.191111769905497,37.136025005027498,66.353590042897807]
[553,null,null,null,null,"","",null,31.239828365949499,33.432731097800598,65.614237275076405,34.191111769905497,37.136025005027498,66.353590042897807]
[554,null,null,null,null,"","",null,31.239828365949499,33.432731097800598,65.614237275076405,34.191111769905497,37.136025005027498,66.353590042897807]
[555,null,null,null,null,"","",null,31.239828365949499,33.432731097800598,65.614237275076405,34.191111769905497,37.136025005027498,66.353590042897807]
[556,null,null,null,null,"","",null,31.239828365949499,33.432731097800598,65.614237275076405,34.191111769905497,37.136025005027498,66.353590042897807]
[557,null,null,null,null,"","",null,31.239828365949499,33.432731097800598,65.614237275076405,34.191111769905497,37.136025005027498,66.353590042897807]
[558,null,null,null,null,"","",null,31.239828365949499,33.432731097800598,65.614237275076405,34.191111769905497,37.136025005027498,66.353590042897807]
[559,null,null,null,null,"","",null,31.239828365949499,33.432731097800598,65.614237275076405,34.191111769905497,37.136025005027498,66.353590042897807]
[560,null,null,null,null,"","",null,31.239828365949499,33.432731097800598,65.614237275076405,34.191111769905497,37.136025005027498,66.353590042897807]
[561,null,null,null,null,"","",null,31.239828365949499,33.432731097800598,65.614237275076405,34.191111769905497,37.136025005027498,66.353590042897807]
[562,null,null,null,null,"","",null,31.239828365949499,33.432731097800598,65.614237275076405,34.191111769905497,37.136025005027498,66.353590042897807]
[563,null,null,null,null,"","",null,31.239828365949499,33.432731097800598,65.614237275076405,34.191111769905497,37.136025005027498,66.353590042897807]
[564,null,null,null,null,"","",null,31.239828365949499,33.432731097800598,65.614237275076405,34.191111769905497,37.136025005027498,66.353590042897807]
[565,null,null,null,null,"","",null,31.239828365949499,33.432731097800598,65.614237275076405,34.191111769905497,37.136025005027498,66.353590042897807]
[566,null,null,null,null,"","",null,31.239828365949499,33.432731097800598,65.614237275076405,34.191111769905497,37.136025005027498,66.353590042897807]
[567,null,null,null,null,"","",null,31.239828365949499,33.432731097800598,65.614237275076405,34.191111769905497,37.136025005027498,66.353590042897807]
[568,null,null,null,null,"","",null,31.239828365949499,33.432731097800598,65.614237275076405,34.191111769905497,37.136025005027498,66.353590042897807]
[569,null,null,null,null,"","",null,31.239828365949499,33.432731097800598,65.614237275076405,34.191111769905497,37.136025005027498,66.353590042897807]
[570,null,null,null,null,"","",null,31.239828365949499,33.432731097800598,65.614237275076405,34.191111769905497,37.136025005027498,66.353590042897807]
[571,null,null,null,null,"","",null,31.239828365949499,33.432731097800598,65.614237275076405,34.191111769905497,37.136025005027498,66.353590042897807]
[572,null,null,null,null,"","",null,31.239828365949499,33.432731097800598,65.614237275076405,34.191111769905497,37.136025005027498,66.353590042897807]
[573,null,null,null,null,"","",null,31.239828365949499,33.432731097800598,65.614237275076405,34.191111769905497,37.136025005027498,66.353590042897807]
[574,null,null,null,null,"","",null,31.239828365949499,33.432731097800598,65.614237275076405,34.191111769905497,37.136025005027498,66.353590042897807]
[575,null,null,null,null,"","",null,31.239828365949499,33.432731097800598,65.614237275076405,34.191111769905497,37.136025005027498,66.353590042897807]
[576,null,null,null,null,"","",null,31.239828365949499,33.432731097800598,65.614237275076405,34.191111769905497,37.136025005027498,66.353590042897807]
[577,null,null,null,null,"","",null,31.239828365949499,33.432731097800598,65.614237275076405,{"$f":"1.45776613020539E-13*(HOUR($E583)*60+MINUTE($E583))^5-5.56072270585461E-10*(HOUR($E583)*60+MINUTE($E583))^4+7.06833400255548E-07*(HOUR($E583)*60+MINUTE($E583))^3-0.000318788465226261*(HOUR($E583)*60+MINUTE($E583))^2+0.0281711711660364*(HOUR($E583)*60+MINUTE($E583))+34.1911117699055","v":34.191111769905497},37.136025005027498,66.353590042897807]
[578,null,null,null,null,"",{"$f":"IF(AND(ISBLANK(B584),NOT(ISNUMBER(F584))),\"\",IF(ISBLANK(B584),\"Measured DO Saturation Not entered!\",IF(ISNUMBER(F584),IF(B584<F584,\"No\",\"Yes\"),\"Enter all required values!\")))","v":""},null,{"$f":"1.18443700433286E-13*(HOUR($E584)*60+MINUTE($E584))^5 - 4.14323598958596E-10*(HOUR($E584)*60+MINUTE($E584))^4 + 4.77287727122539E-07*(HOUR($E584)*60+MINUTE($E584))^3 - 0.000196917585728373*(HOUR($E584)*60+MINUTE($E584))^2 + 0.0231405627601475*(HOUR($E584)*60+MINUTE($E584)) + 31.2398283659495","v":31.239828365949499},{"$f":"1.98879987167155E-13*(HOUR($E584)*60+MINUTE($E584))^5 - 6.89410992615642E-10*(HOUR($E584)*60+MINUTE($E584))^4 + 7.83730333422071E-07*(HOUR($E584)*60+MINUTE($E584))^3 - 0.00031597890334556*(HOUR($E584)*60+MINUTE($E584))^2 + 0.0355135105918976*(HOUR($E584)*60+MINUTE($E584)) + 33.4327310978006","v":33.432731097800598},{"$f":"9.08511511657608E-14*(HOUR($E584)*60+MINUTE($E584))^5 - 2.99407211249053E-10*(HOUR($E584)*60+MINUTE($E584))^4 + 3.1560253348998E-07*(HOUR($E584)*60+MINUTE($E584))^3 - 0.000108510891323021*(HOUR($E584)*60+MINUTE($E584))^2 + 0.00628484730145829*(HOUR($E584)*60+MINUTE($E584)) + 65.6142372750764","v":65.614237275076405},34.191111769905497,{"$f":"1.37090283182826E-13*(HOUR($E584)*60+MINUTE($E584))^5 - 5.04960255463897E-10*(HOUR($E584)*60+MINUTE($E584))^4 + 6.13524315934422E-07*(HOUR($E584)*60+MINUTE($E584))^3 - 0.00025817433468811*(HOUR($E584)*60+MINUTE($E584))^2 + 0.0195966892410979*(HOUR($E584)*60+MINUTE($E584)) + 37.1360250050275","v":37.136025005027498},{"$f":"7.11895278892582E-14*(HOUR($E584)*60+MINUTE($E584))^5-2.64195273421019E-10*(HOUR($E584)*60+MINUTE($E584))^4 + 3.22473039456213E-07*(HOUR($E584)*60+MINUTE($E584))^3 - 0.00013606873481109*(HOUR($E584)*60+MINUTE($E584))^2 + 0.0107100719720847*(HOUR($E584)*60+MINUTE($E584))+66.3535900428978","v":66.353590042897807}]
[579,null,null,null,null,{"$f":"IF(AND(ISBLANK($B585),ISBLANK($C585),ISBLANK($D585),ISBLANK($E585)),\"\",IF(OR(ISBLANK($B585),ISBLANK($C585),ISBLANK($D585),ISBLANK($E585)),\"Enter all required values\",IF($D585=\"Estuary/Marine\",\"Time of day Adjustment not appropriate for marine waters!\",IF(OR(CONCATENATE($C585,\"-\",$D585)=\"Peninsula-Lake/Wetland\",CONCATENATE($C585,\"-\",$D585)=\"Everglades-Lake/Wetland\"),M585,IF(OR(CONCATENATE($C585,\"-\",$D585)=\"Northeast-Lake/Wetland\",CONCATENATE($C585,\"-\",$D585)=\"Big Bend-Lake/Wetland\"),L585,IF(CONCATENATE($C585,\"-\",$D585)=\"Panhandle West-Lake/Wetland\",N585,IF(OR(CONCATENATE($C585,\"-\",$D585)=\"Peninsula-Stream/Canal\",CONCATENATE($C585,\"-\",$D585)=\"Everglades-Stream/Canal\"),J585,IF(OR(CONCATENATE($C585,\"-\",$D585)=\"Northeast-Stream/Canal\",CONCATENATE($C585,\"-\",$D585)=\"Big Bend-Stream/Canal\"),I585,IF(CONCATENATE($C585,\"-\",$D585)=\"Panhandle West-Stream/Canal\",K585,\"Error! Check Entries\")))))))))","v":""},"",null,31.239828365949499,33.432731097800598,65.614237275076405,34.191111769905497,37.136025005027498,66.353590042897807]
[580,null,null,null,null,"","",null,31.239828365949499,33.432731097800598,65.614237275076405,34.191111769905497,37.136025005027498,66.353590042897807]
[581,null,null,null,null,"","",null,31.239828365949499,33.432731097800598,65.614237275076405,34.191111769905497,37.136025005027498,66.353590042897807]
[582,null,null,null,null,"","",null,31.239828365949499,33.432731097800598,65.614237275076405,34.191111769905497,37.136025005027498,66.353590042897807]
[583,null,null,null,null,"","",null,31.239828365949499,33.432731097800598,65.614237275076405,34.191111769905497,37.136025005027498,66.353590042897807]
[584,null,null,null,null,"","",null,31.239828365949499,33.432731097800598,65.614237275076405,34.191111769905497,37.136025005027498,66.353590042897807]
[585,null,null,null,null,"","",null,31.239828365949499,33.432731097800598,65.614237275076405,34.191111769905497,37.136025005027498,66.353590042897807]
[586,null,null,null,null,"","",null,31.239828365949499,33.432731097800598,65.614237275076405,34.191111769905497,37.136025005027498,66.353590042897807]
[587,null,null,null,null,"","",null,31.239828365949499,33.432731097800598,65.614237275076405,34.191111769905497,37.136025005027498,66.353590042897807]
[588,null,null,null,null,"","",null,31.239828365949499,33.432731097800598,65.614237275076405,34.191111769905497,37.136025005027498,66.353590042897807]
[589,null,null,null,null,"","",null,31.239828365949499,33.432731097800598,65.614237275076405,34.191111769905497,37.136025005027498,66.353590042897807]
[590,null,null,null,null,"","",null,31.239828365949499,33.432731097800598,65.614237275076405,34.191111769905497,37.136025005027498,66.353590042897807]
[591,null,null,null,null,"","",null,31.239828365949499,33.432731097800598,65.614237275076405,34.191111769905497,37.136025005027498,66.353590042897807]
[592,null,null,null,null,"","",null,31.239828365949499,33.432731097800598,65.614237275076405,34.191111769905497,37.136025005027498,66.353590042897807]
[593,null,null,null,null,"","",null,31.239828365949499,33.432731097800598,65.614237275076405,34.191111769905497,37.136025005027498,66.353590042897807]
[594,null,null,null,null,"","",null,31.239828365949499,33.432731097800598,65.614237275076405,34.191111769905497,37.136025005027498,66.353590042897807]
[595,null,null,null,null,"","",null,31.239828365949499,33.432731097800598,65.614237275076405,34.191111769905497,37.136025005027498,66.353590042897807]
[596,null,null,null,null,"","",null,31.239828365949499,33.432731097800598,65.614237275076405,34.191111769905497,37.136025005027498,66.353590042897807]
[597,null,null,null,null,"","",null,31.239828365949499,33.432731097800598,65.614237275076405,34.191111769905497,37.136025005027498,66.353590042897807]
[598,null,null,null,null,"","",null,31.239828365949499,33.432731097800598,65.614237275076405,34.191111769905497,37.136025005027498,66.353590042897807]
[599,null,null,null,null,"","",null,31.239828365949499,33.432731097800598,65.614237275076405,34.191111769905497,37.136025005027498,66.353590042897807]
[600,null,null,null,null,"","",null,31.239828365949499,33.432731097800598,65.614237275076405,34.191111769905497,37.136025005027498,66.353590042897807]
[601,null,null,null,null,"","",null,31.239828365949499,33.432731097800598,65.614237275076405,34.191111769905497,37.136025005027498,66.353590042897807]
[602,null,null,null,null,"","",null,31.239828365949499,33.432731097800598,65.614237275076405,34.191111769905497,37.136025005027498,66.353590042897807]
[603,null,null,null,null,"","",null,31.239828365949499,33.432731097800598,65.614237275076405,34.191111769905497,37.136025005027498,66.353590042897807]
[604,null,null,null,null,"","",null,31.239828365949499,33.432731097800598,65.614237275076405,34.191111769905497,37.136025005027498,66.353590042897807]
[605,null,null,null,null,"","",null,31.239828365949499,33.432731097800598,65.614237275076405,34.191111769905497,37.136025005027498,66.353590042897807]
[606,null,null,null,null,"","",null,31.239828365949499,33.432731097800598,65.614237275076405,34.191111769905497,37.136025005027498,66.353590042897807]
[607,null,null,null,null,"","",null,31.239828365949499,33.432731097800598,65.614237275076405,34.191111769905497,37.136025005027498,66.353590042897807]
[608,null,null,null,null,"","",null,31.239828365949499,33.432731097800598,65.614237275076405,34.191111769905497,37.136025005027498,66.353590042897807]
[609,null,null,null,null,"","",null,31.239828365949499,33.432731097800598,65.614237275076405,34.191111769905497,37.136025005027498,66.353590042897807]
[610,null,null,null,null,"","",null,31.239828365949499,33.432731097800598,65.614237275076405,34.191111769905497,37.136025005027498,66.353590042897807]
[611,null,null,null,null,"","",null,31.239828365949499,33.432731097800598,65.614237275076405,34.191111769905497,37.136025005027498,66.353590042897807]
[612,null,null,null,null,"","",null,31.239828365949499,33.432731097800598,65.614237275076405,34.191111769905497,37.136025005027498,66.353590042897807]
[613,null,null,null,null,"","",null,31.239828365949499,33.432731097800598,65.614237275076405,34.191111769905497,37.136025005027498,66.353590042897807]
[614,null,null,null,null,"","",null,31.239828365949499,33.432731097800598,65.614237275076405,34.191111769905497,37.136025005027498,66.353590042897807]
[615,null,null,null,null,"","",null,31.239828365949499,33.432731097800598,65.614237275076405,34.191111769905497,37.136025005027498,66.353590042897807]
[616,null,null,null,null,"","",null,31.239828365949499,33.432731097800598,65.614237275076405,34.191111769905497,37.136025005027498,66.353590042897807]
[617,null,null,null,null,"","",null,31.239828365949499,33.432731097800598,65.614237275076405,34.191111769905497,37.136025005027498,66.353590042897807]
[618,null,null,null,null,"","",null,31.239828365949499,33.432731097800598,65.614237275076405,34.191111769905497,37.136025005027498,66.353590042897807]
[619,null,null,null,null,"","",null,31.239828365949499,33.432731097800598,65.614237275076405,34.191111769905497,37.136025005027498,66.353590042897807]
[620,null,null,null,null,"","",null,31.239828365949499,33.432731097800598,65.614237275076405,34.191111769905497,37.136025005027498,66.353590042897807]
[621,null,null,null,null,"","",null,31.239828365949499,33.432731097800598,65.614237275076405,34.191111769905497,37.136025005027498,66.353590042897807]
[622,null,null,null,null,"","",null,31.239828365949499,33.432731097800598,65.614237275076405,34.191111769905497,37.136025005027498,66.353590042897807]
[623,null,null,null,null,"","",null,31.239828365949499,33.432731097800598,65.614237275076405,34.191111769905497,37.136025005027498,66.353590042897807]
[624,null,null,null,null,"","",null,31.239828365949499,33.432731097800598,65.614237275076405,34.191111769905497,37.136025005027498,66.353590042897807]
[625,null,null,null,null,"","",null,31.239828365949499,33.432731097800598,65.614237275076405,34.191111769905497,37.136025005027498,66.353590042897807]
[626,null,null,null,null,"","",null,31.239828365949499,33.432731097800598,65.614237275076405,34.191111769905497,37.136025005027498,66.353590042897807]
[627,null,null,null,null,"","",null,31.239828365949499,33.432731097800598,65.614237275076405,34.191111769905497,37.136025005027498,66.353590042897807]
[628,null,null,null,null,"","",null,31.239828365949499,33.432731097800598,65.614237275076405,34.191111769905497,37.136025005027498,66.353590042897807]
[629,null,null,null,null,"","",null,31.239828365949499,33.432731097800598,65.614237275076405,34.191111769905497,37.136025005027498,66.353590042897807]
[630,null,null,null,null,"","",null,31.239828365949499,33.432731097800598,65.614237275076405,34.191111769905497,37.136025005027498,66.353590042897807]
[631,null,null,null,null,"","",null,31.239828365949499,33.432731097800598,65.614237275076405,34.191111769905497,37.136025005027498,66.353590042897807]
[632,null,null,null,null,"","",null,31.239828365949499,33.432731097800598,65.614237275076405,34.191111769905497,37.136025005027498,66.353590042897807]
[633,null,null,null,null,"","",null,31.239828365949499,33.432731097800598,65.614237275076405,34.191111769905497,37.136025005027498,66.353590042897807]
[634,null,null,null,null,"","",null,31.239828365949499,33.432731097800598,65.614237275076405,34.191111769905497,37.136025005027498,66.353590042897807]
[635,null,null,null,null,"","",null,31.239828365949499,33.432731097800598,65.614237275076405,34.191111769905497,37.136025005027498,66.353590042897807]
[636,null,null,null,null,"","",null,31.239828365949499,33.432731097800598,65.614237275076405,34.191111769905497,37.136025005027498,66.353590042897807]
[637,null,null,null,null,"","",null,31.239828365949499,33.432731097800598,65.614237275076405,34.191111769905497,37.136025005027498,66.353590042897807]
[638,null,null,null,null,"","",null,31.239828365949499,33.432731097800598,65.614237275076405,34.191111769905497,37.136025005027498,66.353590042897807]
[639,null,null,null,null,"","",null,31.239828365949499,33.432731097800598,65.614237275076405,34.191111769905497,37.136025005027498,66.353590042897807]
[640,null,null,null,null,"","",null,31.239828365949499,33.432731097800598,65.614237275076405,34.191111769905497,37.136025005027498,66.353590042897807]
[641,null,null,null,null,"","",null,31.239828365949499,33.432731097800598,65.614237275076405,{"$f":"1.45776613020539E-13*(HOUR($E647)*60+MINUTE($E647))^5-5.56072270585461E-10*(HOUR($E647)*60+MINUTE($E647))^4+7.06833400255548E-07*(HOUR($E647)*60+MINUTE($E647))^3-0.000318788465226261*(HOUR($E647)*60+MINUTE($E647))^2+0.0281711711660364*(HOUR($E647)*60+MINUTE($E647))+34.1911117699055","v":34.191111769905497},37.136025005027498,66.353590042897807]
[642,null,null,null,null,"",{"$f":"IF(AND(ISBLANK(B648),NOT(ISNUMBER(F648))),\"\",IF(ISBLANK(B648),\"Measured DO Saturation Not entered!\",IF(ISNUMBER(F648),IF(B648<F648,\"No\",\"Yes\"),\"Enter all required values!\")))","v":""},null,{"$f":"1.18443700433286E-13*(HOUR($E648)*60+MINUTE($E648))^5 - 4.14323598958596E-10*(HOUR($E648)*60+MINUTE($E648))^4 + 4.77287727122539E-07*(HOUR($E648)*60+MINUTE($E648))^3 - 0.000196917585728373*(HOUR($E648)*60+MINUTE($E648))^2 + 0.0231405627601475*(HOUR($E648)*60+MINUTE($E648)) + 31.2398283659495","v":31.239828365949499},{"$f":"1.98879987167155E-13*(HOUR($E648)*60+MINUTE($E648))^5 - 6.89410992615642E-10*(HOUR($E648)*60+MINUTE($E648))^4 + 7.83730333422071E-07*(HOUR($E648)*60+MINUTE($E648))^3 - 0.00031597890334556*(HOUR($E648)*60+MINUTE($E648))^2 + 0.0355135105918976*(HOUR($E648)*60+MINUTE($E648)) + 33.4327310978006","v":33.432731097800598},{"$f":"9.08511511657608E-14*(HOUR($E648)*60+MINUTE($E648))^5 - 2.99407211249053E-10*(HOUR($E648)*60+MINUTE($E648))^4 + 3.1560253348998E-07*(HOUR($E648)*60+MINUTE($E648))^3 - 0.000108510891323021*(HOUR($E648)*60+MINUTE($E648))^2 + 0.00628484730145829*(HOUR($E648)*60+MINUTE($E648)) + 65.6142372750764","v":65.614237275076405},34.191111769905497,{"$f":"1.37090283182826E-13*(HOUR($E648)*60+MINUTE($E648))^5 - 5.04960255463897E-10*(HOUR($E648)*60+MINUTE($E648))^4 + 6.13524315934422E-07*(HOUR($E648)*60+MINUTE($E648))^3 - 0.00025817433468811*(HOUR($E648)*60+MINUTE($E648))^2 + 0.0195966892410979*(HOUR($E648)*60+MINUTE($E648)) + 37.1360250050275","v":37.136025005027498},{"$f":"7.11895278892582E-14*(HOUR($E648)*60+MINUTE($E648))^5-2.64195273421019E-10*(HOUR($E648)*60+MINUTE($E648))^4 + 3.22473039456213E-07*(HOUR($E648)*60+MINUTE($E648))^3 - 0.00013606873481109*(HOUR($E648)*60+MINUTE($E648))^2 + 0.0107100719720847*(HOUR($E648)*60+MINUTE($E648))+66.3535900428978","v":66.353590042897807}]
[643,null,null,null,null,{"$f":"IF(AND(ISBLANK($B649),ISBLANK($C649),ISBLANK($D649),ISBLANK($E649)),\"\",IF(OR(ISBLANK($B649),ISBLANK($C649),ISBLANK($D649),ISBLANK($E649)),\"Enter all required values\",IF($D649=\"Estuary/Marine\",\"Time of day Adjustment not appropriate for marine waters!\",IF(OR(CONCATENATE($C649,\"-\",$D649)=\"Peninsula-Lake/Wetland\",CONCATENATE($C649,\"-\",$D649)=\"Everglades-Lake/Wetland\"),M649,IF(OR(CONCATENATE($C649,\"-\",$D649)=\"Northeast-Lake/Wetland\",CONCATENATE($C649,\"-\",$D649)=\"Big Bend-Lake/Wetland\"),L649,IF(CONCATENATE($C649,\"-\",$D649)=\"Panhandle West-Lake/Wetland\",N649,IF(OR(CONCATENATE($C649,\"-\",$D649)=\"Peninsula-Stream/Canal\",CONCATENATE($C649,\"-\",$D649)=\"Everglades-Stream/Canal\"),J649,IF(OR(CONCATENATE($C649,\"-\",$D649)=\"Northeast-Stream/Canal\",CONCATENATE($C649,\"-\",$D649)=\"Big Bend-Stream/Canal\"),I649,IF(CONCATENATE($C649,\"-\",$D649)=\"Panhandle West-Stream/Canal\",K649,\"Error! Check Entries\")))))))))","v":""},"",null,31.239828365949499,33.432731097800598,65.614237275076405,34.191111769905497,37.136025005027498,66.353590042897807]
[644,null,null,null,null,"","",null,31.239828365949499,33.432731097800598,65.614237275076405,34.191111769905497,37.136025005027498,66.353590042897807]
[645,null,null,null,null,"","",null,31.239828365949499,33.432731097800598,65.614237275076405,34.191111769905497,37.136025005027498,66.353590042897807]
[646,null,null,null,null,"","",null,31.239828365949499,33.432731097800598,65.614237275076405,34.191111769905497,37.136025005027498,66.353590042897807]
[647,null,null,null,null,"","",null,31.239828365949499,33.432731097800598,65.614237275076405,34.191111769905497,37.136025005027498,66.353590042897807]
[648,null,null,null,null,"","",null,31.239828365949499,33.432731097800598,65.614237275076405,34.191111769905497,37.136025005027498,66.353590042897807]
[649,null,null,null,null,"","",null,31.239828365949499,33.432731097800598,65.614237275076405,34.191111769905497,37.136025005027498,66.353590042897807]
[650,null,null,null,null,"","",null,31.239828365949499,33.432731097800598,65.614237275076405,34.191111769905497,37.136025005027498,66.353590042897807]
[651,null,null,null,null,"","",null,31.239828365949499,33.432731097800598,65.614237275076405,34.191111769905497,37.136025005027498,66.353590042897807]
[652,null,null,null,null,"","",null,31.239828365949499,33.432731097800598,65.614237275076405,34.191111769905497,37.136025005027498,66.353590042897807]
[653,null,null,null,null,"","",null,31.239828365949499,33.432731097800598,65.614237275076405,34.191111769905497,37.136025005027498,66.353590042897807]
[654,null,null,null,null,"","",null,31.239828365949499,33.432731097800598,65.614237275076405,34.191111769905497,37.136025005027498,66.353590042897807]
[655,null,null,null,null,"","",null,31.239828365949499,33.432731097800598,65.614237275076405,34.191111769905497,37.136025005027498,66.353590042897807]
[656,null,null,null,null,"","",null,31.239828365949499,33.432731097800598,65.614237275076405,34.191111769905497,37.136025005027498,66.353590042897807]
[657,null,null,null,null,"","",null,31.239828365949499,33.432731097800598,65.614237275076405,34.191111769905497,37.136025005027498,66.353590042897807]
[658,null,null,null,null,"","",null,31.239828365949499,33.432731097800598,65.614237275076405,34.191111769905497,37.136025005027498,66.353590042897807]
[659,null,null,null,null,"","",null,31.239828365949499,33.432731097800598,65.614237275076405,34.191111769905497,37.136025005027498,66.353590042897807]
[660,null,null,null,null,"","",null,31.239828365949499,33.432731097800598,65.614237275076405,34.191111769905497,37.136025005027498,66.353590042897807]
[661,null,null,null,null,"","",null,31.239828365949499,33.432731097800598,65.614237275076405,34.191111769905497,37.136025005027498,66.353590042897807]
[662,null,null,null,null,"","",null,31.239828365949499,33.432731097800598,65.614237275076405,34.191111769905497,37.136025005027498,66.353590042897807]
[663,null,null,null,null,"","",null,31.239828365949499,33.432731097800598,65.614237275076405,34.191111769905497,37.136025005027498,66.353590042897807]
[664,null,null,null,null,"","",null,31.239828365949499,33.432731097800598,65.614237275076405,34.191111769905497,37.136025005027498,66.353590042897807]
[665,null,null,null,null,"","",null,31.239828365949499,33.432731097800598,65.614237275076405,34.191111769905497,37.136025005027498,66.353590042897807]
[666,null,null,null,null,"","",null,31.239828365949499,33.432731097800598,65.614237275076405,34.191111769905497,37.136025005027498,66.353590042897807]
[667,null,null,null,null,"","",null,31.239828365949499,33.432731097800598,65.614237275076405,34.191111769905497,37.136025005027498,66.353590042897807]
[668,null,null,null,null,"","",null,31.239828365949499,33.432731097800598,65.614237275076405,34.191111769905497,37.136025005027498,66.353590042897807]
[669,null,null,null,null,"","",null,31.239828365949499,33.432731097800598,65.614237275076405,34.191111769905497,37.136025005027498,66.353590042897807]
[670,null,null,null,null,"","",null,31.239828365949499,33.432731097800598,65.614237275076405,34.191111769905497,37.136025005027498,66.353590042897807]
[671,null,null,null,null,"","",null,31.239828365949499,33.432731097800598,65.614237275076405,34.191111769905497,37.136025005027498,66.353590042897807]
[672,null,null,null,null,"","",null,31.239828365949499,33.432731097800598,65.614237275076405,34.191111769905497,37.136025005027498,66.353590042897807]
[673,null,null,null,null,"","",null,31.239828365949499,33.432731097800598,65.614237275076405,34.191111769905497,37.136025005027498,66.353590042897807]
[674,null,null,null,null,"","",null,31.239828365949499,33.432731097800598,65.614237275076405,34.191111769905497,37.136025005027498,66.353590042897807]
[675,null,null,null,null,"","",null,31.239828365949499,33.432731097800598,65.614237275076405,34.191111769905497,37.136025005027498,66.353590042897807]
[676,null,null,null,null,"","",null,31.239828365949499,33.432731097800598,65.614237275076405,34.191111769905497,37.136025005027498,66.353590042897807]
[677,null,null,null,null,"","",null,31.239828365949499,33.432731097800598,65.614237275076405,34.191111769905497,37.136025005027498,66.353590042897807]
[678,null,null,null,null,"","",null,31.239828365949499,33.432731097800598,65.614237275076405,34.191111769905497,37.136025005027498,66.353590042897807]
[679,null,null,null,null,"","",null,31.239828365949499,33.432731097800598,65.614237275076405,34.191111769905497,37.136025005027498,66.353590042897807]
[680,null,null,null,null,"","",null,31.239828365949499,33.432731097800598,65.614237275076405,34.191111769905497,37.136025005027498,66.353590042897807]
[681,null,null,null,null,"","",null,31.239828365949499,33.432731097800598,65.614237275076405,34.191111769905497,37.136025005027498,66.353590042897807]
[682,null,null,null,null,"","",null,31.239828365949499,33.432731097800598,65.614237275076405,34.191111769905497,37.136025005027498,66.353590042897807]
[683,null,null,null,null,"","",null,31.239828365949499,33.432731097800598,65.614237275076405,34.191111769905497,37.136025005027498,66.353590042897807]
[684,null,null,null,null,"","",null,31.239828365949499,33.432731097800598,65.614237275076405,34.191111769905497,37.136025005027498,66.353590042897807]
[685,null,null,null,null,"","",null,31.239828365949499,33.432731097800598,65.614237275076405,34.191111769905497,37.136025005027498,66.353590042897807]
[686,null,null,null,null,"","",null,31.239828365949499,33.432731097800598,65.614237275076405,34.191111769905497,37.136025005027498,66.353590042897807]
[687,null,null,null,null,"","",null,31.239828365949499,33.432731097800598,65.614237275076405,34.191111769905497,37.136025005027498,66.353590042897807]
[688,null,null,null,null,"","",null,31.239828365949499,33.432731097800598,65.614237275076405,34.191111769905497,37.136025005027498,66.353590042897807]
[689,null,null,null,null,"","",null,31.239828365949499,33.432731097800598,65.614237275076405,34.191111769905497,37.136025005027498,66.353590042897807]
[690,null,null,null,null,"","",null,31.239828365949499,33.432731097800598,65.614237275076405,34.191111769905497,37.136025005027498,66.353590042897807]
[691,null,null,null,null,"","",null,31.239828365949499,33.432731097800598,65.614237275076405,34.191111769905497,37.136025005027498,66.353590042897807]
[692,null,null,null,null,"","",null,31.239828365949499,33.432731097800598,65.614237275076405,34.191111769905497,37.136025005027498,66.353590042897807]
[693,null,null,null,null,"","",null,31.239828365949499,33.432731097800598,65.614237275076405,34.191111769905497,37.136025005027498,66.353590042897807]
[694,null,null,null,null,"","",null,31.239828365949499,33.432731097800598,65.614237275076405,34.191111769905497,37.136025005027498,66.353590042897807]
[695,null,null,null,null,"","",null,31.239828365949499,33.432731097800598,65.614237275076405,34.191111769905497,37.136025005027498,66.353590042897807]
[696,null,null,null,null,"","",null,31.239828365949499,33.432731097800598,65.614237275076405,34.191111769905497,37.136025005027498,66.353590042897807]
[697,null,null,null,null,"","",null,31.239828365949499,33.432731097800598,65.614237275076405,34.191111769905497,37.136025005027498,66.353590042897807]
[698,null,null,null,null,"","",null,31.239828365949499,33.432731097800598,65.614237275076405,34.191111769905497,37.136025005027498,66.353590042897807]
[699,null,null,null,null,"","",null,31.239828365949499,33.432731097800598,65.614237275076405,34.191111769905497,37.136025005027498,66.353590042897807]
[700,null,null,null,null,"","",null,31.239828365949499,33.432731097800598,65.614237275076405,34.191111769905497,37.136025005027498,66.353590042897807]
[701,null,null,null,null,"","",null,31.239828365949499,33.432731097800598,65.614237275076405,34.191111769905497,37.136025005027498,66.353590042897807]
[702,null,null,null,null,"","",null,31.239828365949499,33.432731097800598,65.614237275076405,34.191111769905497,37.136025005027498,66.353590042897807]
[703,null,null,null,null,"","",null,31.239828365949499,33.432731097800598,65.614237275076405,34.191111769905497,37.136025005027498,66.353590042897807]
[704,null,null,null,null,"","",null,31.239828365949499,33.432731097800598,65.614237275076405,34.191111769905497,37.136025005027498,66.353590042897807]
[705,null,null,null,null,"","",null,31.239828365949499,33.432731097800598,65.614237275076405,{"$f":"1.45776613020539E-13*(HOUR($E711)*60+MINUTE($E711))^5-5.56072270585461E-10*(HOUR($E711)*60+MINUTE($E711))^4+7.06833400255548E-07*(HOUR($E711)*60+MINUTE($E711))^3-0.000318788465226261*(HOUR($E711)*60+MINUTE($E711))^2+0.0281711711660364*(HOUR($E711)*60+MINUTE($E711))+34.1911117699055","v":34.191111769905497},37.136025005027498,66.353590042897807]
[706,null,null,null,null,"",{"$f":"IF(AND(ISBLANK(B712),NOT(ISNUMBER(F712))),\"\",IF(ISBLANK(B712),\"Measured DO Saturation Not entered!\",IF(ISNUMBER(F712),IF(B712<F712,\"No\",\"Yes\"),\"Enter all required values!\")))","v":""},null,{"$f":"1.18443700433286E-13*(HOUR($E712)*60+MINUTE($E712))^5 - 4.14323598958596E-10*(HOUR($E712)*60+MINUTE($E712))^4 + 4.77287727122539E-07*(HOUR($E712)*60+MINUTE($E712))^3 - 0.000196917585728373*(HOUR($E712)*60+MINUTE($E712))^2 + 0.0231405627601475*(HOUR($E712)*60+MINUTE($E712)) + 31.2398283659495","v":31.239828365949499},{"$f":"1.98879987167155E-13*(HOUR($E712)*60+MINUTE($E712))^5 - 6.89410992615642E-10*(HOUR($E712)*60+MINUTE($E712))^4 + 7.83730333422071E-07*(HOUR($E712)*60+MINUTE($E712))^3 - 0.00031597890334556*(HOUR($E712)*60+MINUTE($E712))^2 + 0.0355135105918976*(HOUR($E712)*60+MINUTE($E712)) + 33.4327310978006","v":33.432731097800598},{"$f":"9.08511511657608E-14*(HOUR($E712)*60+MINUTE($E712))^5 - 2.99407211249053E-10*(HOUR($E712)*60+MINUTE($E712))^4 + 3.1560253348998E-07*(HOUR($E712)*60+MINUTE($E712))^3 - 0.000108510891323021*(HOUR($E712)*60+MINUTE($E712))^2 + 0.00628484730145829*(HOUR($E712)*60+MINUTE($E712)) + 65.6142372750764","v":65.614237275076405},34.191111769905497,{"$f":"1.37090283182826E-13*(HOUR($E712)*60+MINUTE($E712))^5 - 5.04960255463897E-10*(HOUR($E712)*60+MINUTE($E712))^4 + 6.13524315934422E-07*(HOUR($E712)*60+MINUTE($E712))^3 - 0.00025817433468811*(HOUR($E712)*60+MINUTE($E712))^2 + 0.0195966892410979*(HOUR($E712)*60+MINUTE($E712)) + 37.1360250050275","v":37.136025005027498},{"$f":"7.11895278892582E-14*(HOUR($E712)*60+MINUTE($E712))^5-2.64195273421019E-10*(HOUR($E712)*60+MINUTE($E712))^4 + 3.22473039456213E-07*(HOUR($E712)*60+MINUTE($E712))^3 - 0.00013606873481109*(HOUR($E712)*60+MINUTE($E712))^2 + 0.0107100719720847*(HOUR($E712)*60+MINUTE($E712))+66.3535900428978","v":66.353590042897807}]
[707,null,null,null,null,{"$f":"IF(AND(ISBLANK($B713),ISBLANK($C713),ISBLANK($D713),ISBLANK($E713)),\"\",IF(OR(ISBLANK($B713),ISBLANK($C713),ISBLANK($D713),ISBLANK($E713)),\"Enter all required values\",IF($D713=\"Estuary/Marine\",\"Time of day Adjustment not appropriate for marine waters!\",IF(OR(CONCATENATE($C713,\"-\",$D713)=\"Peninsula-Lake/Wetland\",CONCATENATE($C713,\"-\",$D713)=\"Everglades-Lake/Wetland\"),M713,IF(OR(CONCATENATE($C713,\"-\",$D713)=\"Northeast-Lake/Wetland\",CONCATENATE($C713,\"-\",$D713)=\"Big Bend-Lake/Wetland\"),L713,IF(CONCATENATE($C713,\"-\",$D713)=\"Panhandle West-Lake/Wetland\",N713,IF(OR(CONCATENATE($C713,\"-\",$D713)=\"Peninsula-Stream/Canal\",CONCATENATE($C713,\"-\",$D713)=\"Everglades-Stream/Canal\"),J713,IF(OR(CONCATENATE($C713,\"-\",$D713)=\"Northeast-Stream/Canal\",CONCATENATE($C713,\"-\",$D713)=\"Big Bend-Stream/Canal\"),I713,IF(CONCATENATE($C713,\"-\",$D713)=\"Panhandle West-Stream/Canal\",K713,\"Error! Check Entries\")))))))))","v":""},"",null,31.239828365949499,33.432731097800598,65.614237275076405,34.191111769905497,37.136025005027498,66.353590042897807]
[708,null,null,null,null,"","",null,31.239828365949499,33.432731097800598,65.614237275076405,34.191111769905497,37.136025005027498,66.353590042897807]
[709,null,null,null,null,"","",null,31.239828365949499,33.432731097800598,65.614237275076405,34.191111769905497,37.136025005027498,66.353590042897807]
[710,null,null,null,null,"","",null,31.239828365949499,33.432731097800598,65.614237275076405,34.191111769905497,37.136025005027498,66.353590042897807]
[711,null,null,null,null,"","",null,31.239828365949499,33.432731097800598,65.614237275076405,34.191111769905497,37.136025005027498,66.353590042897807]
[712,null,null,null,null,"","",null,31.239828365949499,33.432731097800598,65.614237275076405,34.191111769905497,37.136025005027498,66.353590042897807]
[713,null,null,null,null,"","",null,31.239828365949499,33.432731097800598,65.614237275076405,34.191111769905497,37.136025005027498,66.353590042897807]
[714,null,null,null,null,"","",null,31.239828365949499,33.432731097800598,65.614237275076405,34.191111769905497,37.136025005027498,66.353590042897807]
[715,null,null,null,null,"","",null,31.239828365949499,33.432731097800598,65.614237275076405,34.191111769905497,37.136025005027498,66.353590042897807]
[716,null,null,null,null,"","",null,31.239828365949499,33.432731097800598,65.614237275076405,34.191111769905497,37.136025005027498,66.353590042897807]
[717,null,null,null,null,"","",null,31.239828365949499,33.432731097800598,65.614237275076405,34.191111769905497,37.136025005027498,66.353590042897807]
[718,null,null,null,null,"","",null,31.239828365949499,33.432731097800598,65.614237275076405,34.191111769905497,37.136025005027498,66.353590042897807]
[719,null,null,null,null,"","",null,31.239828365949499,33.432731097800598,65.614237275076405,34.191111769905497,37.136025005027498,66.353590042897807]
[720,null,null,null,null,"","",null,31.239828365949499,33.432731097800598,65.614237275076405,34.191111769905497,37.136025005027498,66.353590042897807]
[721,null,null,null,null,"","",null,31.239828365949499,33.432731097800598,65.614237275076405,34.191111769905497,37.136025005027498,66.353590042897807]
[722,null,null,null,null,"","",null,31.239828365949499,33.432731097800598,65.614237275076405,34.191111769905497,37.136025005027498,66.353590042897807]
[723,null,null,null,null,"","",null,31.239828365949499,33.432731097800598,65.614237275076405,34.191111769905497,37.136025005027498,66.353590042897807]
[724,null,null,null,null,"","",null,31.239828365949499,33.432731097800598,65.614237275076405,34.191111769905497,37.136025005027498,66.353590042897807]
[725,null,null,null,null,"","",null,31.239828365949499,33.432731097800598,65.614237275076405,34.191111769905497,37.136025005027498,66.353590042897807]
[726,null,null,null,null,"","",null,31.239828365949499,33.432731097800598,65.614237275076405,34.191111769905497,37.136025005027498,66.353590042897807]
[727,null,null,null,null,"","",null,31.239828365949499,33.432731097800598,65.614237275076405,34.191111769905497,37.136025005027498,66.353590042897807]
[728,null,null,null,null,"","",null,31.239828365949499,33.432731097800598,65.614237275076405,34.191111769905497,37.136025005027498,66.353590042897807]
[729,null,null,null,null,"","",null,31.239828365949499,33.432731097800598,65.614237275076405,34.191111769905497,37.136025005027498,66.353590042897807]
[730,null,null,null,null,"","",null,31.239828365949499,33.432731097800598,65.614237275076405,34.191111769905497,37.136025005027498,66.353590042897807]
[731,null,null,null,null,"","",null,31.239828365949499,33.432731097800598,65.614237275076405,34.191111769905497,37.136025005027498,66.353590042897807]
[732,null,null,null,null,"","",null,31.239828365949499,33.432731097800598,65.614237275076405,34.191111769905497,37.136025005027498,66.353590042897807]
[733,null,null,null,null,"","",null,31.239828365949499,33.432731097800598,65.614237275076405,34.191111769905497,37.136025005027498,66.353590042897807]
[734,null,null,null,null,"","",null,31.239828365949499,33.432731097800598,65.614237275076405,34.191111769905497,37.136025005027498,66.353590042897807]
[735,null,null,null,null,"","",null,31.239828365949499,33.432731097800598,65.614237275076405,34.191111769905497,37.136025005027498,66.353590042897807]
[736,null,null,null,null,"","",null,31.239828365949499,33.432731097800598,65.614237275076405,34.191111769905497,37.136025005027498,66.353590042897807]
[737,null,null,null,null,"","",null,31.239828365949499,33.432731097800598,65.614237275076405,34.191111769905497,37.136025005027498,66.353590042897807]
[738,null,null,null,null,"","",null,31.239828365949499,33.432731097800598,65.614237275076405,34.191111769905497,37.136025005027498,66.353590042897807]
[739,null,null,null,null,"","",null,31.239828365949499,33.432731097800598,65.614237275076405,34.191111769905497,37.136025005027498,66.353590042897807]
[740,null,null,null,null,"","",null,31.239828365949499,33.432731097800598,65.614237275076405,34.191111769905497,37.136025005027498,66.353590042897807]
[741,null,null,null,null,"","",null,31.239828365949499,33.432731097800598,65.614237275076405,34.191111769905497,37.136025005027498,66.353590042897807]
[742,null,null,null,null,"","",null,31.239828365949499,33.432731097800598,65.614237275076405,34.191111769905497,37.136025005027498,66.353590042897807]
[743,null,null,null,null,"","",null,31.239828365949499,33.432731097800598,65.614237275076405,34.191111769905497,37.136025005027498,66.353590042897807]
[744,null,null,null,null,"","",null,31.239828365949499,33.432731097800598,65.614237275076405,34.191111769905497,37.136025005027498,66.353590042897807]
[745,null,null,null,null,"","",null,31.239828365949499,33.432731097800598,65.614237275076405,34.191111769905497,37.136025005027498,66.353590042897807]
[746,null,null,null,null,"","",null,31.239828365949499,33.432731097800598,65.614237275076405,34.191111769905497,37.136025005027498,66.353590042897807]
[747,null,null,null,null,"","",null,31.239828365949499,33.432731097800598,65.614237275076405,34.191111769905497,37.136025005027498,66.353590042897807]
[748,null,null,null,null,"","",null,31.239828365949499,33.432731097800598,65.614237275076405,34.191111769905497,37.136025005027498,66.353590042897807]
[749,null,null,null,null,"","",null,31.239828365949499,33.432731097800598,65.614237275076405,34.191111769905497,37.136025005027498,66.353590042897807]
[750,null,null,null,null,"","",null,31.239828365949499,33.432731097800598,65.614237275076405,34.191111769905497,37.136025005027498,66.353590042897807]
[751,null,null,null,null,"","",null,31.239828365949499,33.432731097800598,65.614237275076405,34.191111769905497,37.136025005027498,66.353590042897807]
[752,null,null,null,null,"","",null,31.239828365949499,33.432731097800598,65.614237275076405,34.191111769905497,37.136025005027498,66.353590042897807]
[753,null,null,null,null,"","",null,31.239828365949499,33.432731097800598,65.614237275076405,34.191111769905497,37.136025005027498,66.353590042897807]
[754,null,null,null,null,"","",null,31.239828365949499,33.432731097800598,65.614237275076405,34.191111769905497,37.136025005027498,66.353590042897807]
[755,null,null,null,null,"","",null,31.239828365949499,33.432731097800598,65.614237275076405,34.191111769905497,37.136025005027498,66.353590042897807]
[756,null,null,null,null,"","",null,31.239828365949499,33.432731097800598,65.614237275076405,34.191111769905497,37.136025005027498,66.353590042897807]
[757,null,null,null,null,"","",null,31.239828365949499,33.432731097800598,65.614237275076405,34.191111769905497,37.136025005027498,66.353590042897807]
[758,null,null,null,null,"","",null,31.239828365949499,33.432731097800598,65.614237275076405,34.191111769905497,37.136025005027498,66.353590042897807]
[759,null,null,null,null,"","",null,31.239828365949499,33.432731097800598,65.614237275076405,34.191111769905497,37.136025005027498,66.353590042897807]
[760,null,null,null,null,"","",null,31.239828365949499,33.432731097800598,65.614237275076405,34.191111769905497,37.136025005027498,66.353590042897807]
[761,null,null,null,null,"","",null,31.239828365949499,33.432731097800598,65.614237275076405,34.191111769905497,37.136025005027498,66.353590042897807]
[762,null,null,null,null,"","",null,31.239828365949499,33.432731097800598,65.614237275076405,34.191111769905497,37.136025005027498,66.353590042897807]
[763,null,null,null,null,"","",null,31.239828365949499,33.432731097800598,65.614237275076405,34.191111769905497,37.136025005027498,66.353590042897807]
[764,null,null,null,null,"","",null,31.239828365949499,33.432731097800598,65.614237275076405,34.191111769905497,37.136025005027498,66.353590042897807]
[765,null,null,null,null,"","",null,31.239828365949499,33.432731097800598,65.614237275076405,34.191111769905497,37.136025005027498,66.353590042897807]
[766,null,null,null,null,"","",null,31.239828365949499,33.432731097800598,65.614237275076405,34.191111769905497,37.136025005027498,66.353590042897807]
[767,null,null,null,null,"","",null,31.239828365949499,33.432731097800598,65.614237275076405,34.191111769905497,37.136025005027498,66.353590042897807]
[768,null,null,null,null,"","",null,31.239828365949499,33.432731097800598,65.614237275076405,34.191111769905497,37.136025005027498,66.353590042897807]
[769,null,null,null,null,"","",null,31.239828365949499,33.432731097800598,65.614237275076405,{"$f":"1.45776613020539E-13*(HOUR($E775)*60+MINUTE($E775))^5-5.56072270585461E-10*(HOUR($E775)*60+MINUTE($E775))^4+7.06833400255548E-07*(HOUR($E775)*60+MINUTE($E775))^3-0.000318788465226261*(HOUR($E775)*60+MINUTE($E775))^2+0.0281711711660364*(HOUR($E775)*60+MINUTE($E775))+34.1911117699055","v":34.191111769905497},37.136025005027498,66.353590042897807]
[770,null,null,null,null,"",{"$f":"IF(AND(ISBLANK(B776),NOT(ISNUMBER(F776))),\"\",IF(ISBLANK(B776),\"Measured DO Saturation Not entered!\",IF(ISNUMBER(F776),IF(B776<F776,\"No\",\"Yes\"),\"Enter all required values!\")))","v":""},null,{"$f":"1.18443700433286E-13*(HOUR($E776)*60+MINUTE($E776))^5 - 4.14323598958596E-10*(HOUR($E776)*60+MINUTE($E776))^4 + 4.77287727122539E-07*(HOUR($E776)*60+MINUTE($E776))^3 - 0.000196917585728373*(HOUR($E776)*60+MINUTE($E776))^2 + 0.0231405627601475*(HOUR($E776)*60+MINUTE($E776)) + 31.2398283659495","v":31.239828365949499},{"$f":"1.98879987167155E-13*(HOUR($E776)*60+MINUTE($E776))^5 - 6.89410992615642E-10*(HOUR($E776)*60+MINUTE($E776))^4 + 7.83730333422071E-07*(HOUR($E776)*60+MINUTE($E776))^3 - 0.00031597890334556*(HOUR($E776)*60+MINUTE($E776))^2 + 0.0355135105918976*(HOUR($E776)*60+MINUTE($E776)) + 33.4327310978006","v":33.432731097800598},{"$f":"9.08511511657608E-14*(HOUR($E776)*60+MINUTE($E776))^5 - 2.99407211249053E-10*(HOUR($E776)*60+MINUTE($E776))^4 + 3.1560253348998E-07*(HOUR($E776)*60+MINUTE($E776))^3 - 0.000108510891323021*(HOUR($E776)*60+MINUTE($E776))^2 + 0.00628484730145829*(HOUR($E776)*60+MINUTE($E776)) + 65.6142372750764","v":65.614237275076405},34.191111769905497,{"$f":"1.37090283182826E-13*(HOUR($E776)*60+MINUTE($E776))^5 - 5.04960255463897E-10*(HOUR($E776)*60+MINUTE($E776))^4 + 6.13524315934422E-07*(HOUR($E776)*60+MINUTE($E776))^3 - 0.00025817433468811*(HOUR($E776)*60+MINUTE($E776))^2 + 0.0195966892410979*(HOUR($E776)*60+MINUTE($E776)) + 37.1360250050275","v":37.136025005027498},{"$f":"7.11895278892582E-14*(HOUR($E776)*60+MINUTE($E776))^5-2.64195273421019E-10*(HOUR($E776)*60+MINUTE($E776))^4 + 3.22473039456213E-07*(HOUR($E776)*60+MINUTE($E776))^3 - 0.00013606873481109*(HOUR($E776)*60+MINUTE($E776))^2 + 0.0107100719720847*(HOUR($E776)*60+MINUTE($E776))+66.3535900428978","v":66.353590042897807}]
[771,null,null,null,null,{"$f":"IF(AND(ISBLANK($B777),ISBLANK($C777),ISBLANK($D777),ISBLANK($E777)),\"\",IF(OR(ISBLANK($B777),ISBLANK($C777),ISBLANK($D777),ISBLANK($E777)),\"Enter all required values\",IF($D777=\"Estuary/Marine\",\"Time of day Adjustment not appropriate for marine waters!\",IF(OR(CONCATENATE($C777,\"-\",$D777)=\"Peninsula-Lake/Wetland\",CONCATENATE($C777,\"-\",$D777)=\"Everglades-Lake/Wetland\"),M777,IF(OR(CONCATENATE($C777,\"-\",$D777)=\"Northeast-Lake/Wetland\",CONCATENATE($C777,\"-\",$D777)=\"Big Bend-Lake/Wetland\"),L777,IF(CONCATENATE($C777,\"-\",$D777)=\"Panhandle West-Lake/Wetland\",N777,IF(OR(CONCATENATE($C777,\"-\",$D777)=\"Peninsula-Stream/Canal\",CONCATENATE($C777,\"-\",$D777)=\"Everglades-Stream/Canal\"),J777,IF(OR(CONCATENATE($C777,\"-\",$D777)=\"Northeast-Stream/Canal\",CONCATENATE($C777,\"-\",$D777)=\"Big Bend-Stream/Canal\"),I777,IF(CONCATENATE($C777,\"-\",$D777)=\"Panhandle West-Stream/Canal\",K777,\"Error! Check Entries\")))))))))","v":""},"",null,31.239828365949499,33.432731097800598,65.614237275076405,34.191111769905497,37.136025005027498,66.353590042897807]
[772,null,null,null,null,"","",null,31.239828365949499,33.432731097800598,65.614237275076405,34.191111769905497,37.136025005027498,66.353590042897807]
[773,null,null,null,null,"","",null,31.239828365949499,33.432731097800598,65.614237275076405,34.191111769905497,37.136025005027498,66.353590042897807]
[774,null,null,null,null,"","",null,31.239828365949499,33.432731097800598,65.614237275076405,34.191111769905497,37.136025005027498,66.353590042897807]
[775,null,null,null,null,"","",null,31.239828365949499,33.432731097800598,65.614237275076405,34.191111769905497,37.136025005027498,66.353590042897807]
[776,null,null,null,null,"","",null,31.239828365949499,33.432731097800598,65.614237275076405,34.191111769905497,37.136025005027498,66.353590042897807]
[777,null,null,null,null,"","",null,31.239828365949499,33.432731097800598,65.614237275076405,34.191111769905497,37.136025005027498,66.353590042897807]
[778,null,null,null,null,"","",null,31.239828365949499,33.432731097800598,65.614237275076405,34.191111769905497,37.136025005027498,66.353590042897807]
[779,null,null,null,null,"","",null,31.239828365949499,33.432731097800598,65.614237275076405,34.191111769905497,37.136025005027498,66.353590042897807]
[780,null,null,null,null,"","",null,31.239828365949499,33.432731097800598,65.614237275076405,34.191111769905497,37.136025005027498,66.353590042897807]
[781,null,null,null,null,"","",null,31.239828365949499,33.432731097800598,65.614237275076405,34.191111769905497,37.136025005027498,66.353590042897807]
[782,null,null,null,null,"","",null,31.239828365949499,33.432731097800598,65.614237275076405,34.191111769905497,37.136025005027498,66.353590042897807]
[783,null,null,null,null,"","",null,31.239828365949499,33.432731097800598,65.614237275076405,34.191111769905497,37.136025005027498,66.353590042897807]
[784,null,null,null,null,"","",null,31.239828365949499,33.432731097800598,65.614237275076405,34.191111769905497,37.136025005027498,66.353590042897807]
[785,null,null,null,null,"","",null,31.239828365949499,33.432731097800598,65.614237275076405,34.191111769905497,37.136025005027498,66.353590042897807]
[786,null,null,null,null,"","",null,31.239828365949499,33.432731097800598,65.614237275076405,34.191111769905497,37.136025005027498,66.353590042897807]
[787,null,null,null,null,"","",null,31.239828365949499,33.432731097800598,65.614237275076405,34.191111769905497,37.136025005027498,66.353590042897807]
[788,null,null,null,null,"","",null,31.239828365949499,33.432731097800598,65.614237275076405,34.191111769905497,37.136025005027498,66.353590042897807]
[789,null,null,null,null,"","",null,31.239828365949499,33.432731097800598,65.614237275076405,34.191111769905497,37.136025005027498,66.353590042897807]
[790,null,null,null,null,"","",null,31.239828365949499,33.432731097800598,65.614237275076405,34.191111769905497,37.136025005027498,66.353590042897807]
[791,null,null,null,null,"","",null,31.239828365949499,33.432731097800598,65.614237275076405,34.191111769905497,37.136025005027498,66.353590042897807]
[792,null,null,null,null,"","",null,31.239828365949499,33.432731097800598,65.614237275076405,34.191111769905497,37.136025005027498,66.353590042897807]
[793,null,null,null,null,"","",null,31.239828365949499,33.432731097800598,65.614237275076405,34.191111769905497,37.136025005027498,66.353590042897807]
[794,null,null,null,null,"","",null,31.239828365949499,33.432731097800598,65.614237275076405,34.191111769905497,37.136025005027498,66.353590042897807]
[795,null,null,null,null,"","",null,31.239828365949499,33.432731097800598,65.614237275076405,34.191111769905497,37.136025005027498,66.353590042897807]
[796,null,null,null,null,"","",null,31.239828365949499,33.432731097800598,65.614237275076405,34.191111769905497,37.136025005027498,66.353590042897807]
[797,null,null,null,null,"","",null,31.239828365949499,33.432731097800598,65.614237275076405,34.191111769905497,37.136025005027498,66.353590042897807]
[798,null,null,null,null,"","",null,31.239828365949499,33.432731097800598,65.614237275076405,34.191111769905497,37.136025005027498,66.353590042897807]
[799,null,null,null,null,"","",null,31.239828365949499,33.432731097800598,65.614237275076405,34.191111769905497,37.136025005027498,66.353590042897807]
[800,null,null,null,null,"","",null,31.239828365949499,33.432731097800598,65.614237275076405,34.191111769905497,37.136025005027498,66.353590042897807]
[801,null,null,null,null,"","",null,31.239828365949499,33.432731097800598,65.614237275076405,34.191111769905497,37.136025005027498,66.353590042897807]
[802,null,null,null,null,"","",null,31.239828365949499,33.432731097800598,65.614237275076405,34.191111769905497,37.136025005027498,66.353590042897807]
[803,null,null,null,null,"","",null,31.239828365949499,33.432731097800598,65.614237275076405,34.191111769905497,37.136025005027498,66.353590042897807]
[804,null,null,null,null,"","",null,31.239828365949499,33.432731097800598,65.614237275076405,34.191111769905497,37.136025005027498,66.353590042897807]
[805,null,null,null,null,"","",null,31.239828365949499,33.432731097800598,65.614237275076405,34.191111769905497,37.136025005027498,66.353590042897807]
[806,null,null,null,null,"","",null,31.239828365949499,33.432731097800598,65.614237275076405,34.191111769905497,37.136025005027498,66.353590042897807]
[807,null,null,null,null,"","",null,31.239828365949499,33.432731097800598,65.614237275076405,34.191111769905497,37.136025005027498,66.353590042897807]
[808,null,null,null,null,"","",null,31.239828365949499,33.432731097800598,65.614237275076405,34.191111769905497,37.136025005027498,66.353590042897807]
[809,null,null,null,null,"","",null,31.239828365949499,33.432731097800598,65.614237275076405,34.191111769905497,37.136025005027498,66.353590042897807]
[810,null,null,null,null,"","",null,31.239828365949499,33.432731097800598,65.614237275076405,34.191111769905497,37.136025005027498,66.353590042897807]
[811,null,null,null,null,"","",null,31.239828365949499,33.432731097800598,65.614237275076405,34.191111769905497,37.136025005027498,66.353590042897807]
[812,null,null,null,null,"","",null,31.239828365949499,33.432731097800598,65.614237275076405,34.191111769905497,37.136025005027498,66.353590042897807]
[813,null,null,null,null,"","",null,31.239828365949499,33.432731097800598,65.614237275076405,34.191111769905497,37.136025005027498,66.353590042897807]
[814,null,null,null,null,"","",null,31.239828365949499,33.432731097800598,65.614237275076405,34.191111769905497,37.136025005027498,66.353590042897807]
[815,null,null,null,null,"","",null,31.239828365949499,33.432731097800598,65.614237275076405,34.191111769905497,37.136025005027498,66.353590042897807]
[816,null,null,null,null,"","",null,31.239828365949499,33.432731097800598,65.614237275076405,34.191111769905497,37.136025005027498,66.353590042897807]
[817,null,null,null,null,"","",null,31.239828365949499,33.432731097800598,65.614237275076405,34.191111769905497,37.136025005027498,66.353590042897807]
[818,null,null,null,null,"","",null,31.239828365949499,33.432731097800598,65.614237275076405,34.191111769905497,37.136025005027498,66.353590042897807]
[819,null,null,null,null,"","",null,31.239828365949499,33.432731097800598,65.614237275076405,34.191111769905497,37.136025005027498,66.353590042897807]
[820,null,null,null,null,"","",null,31.239828365949499,33.432731097800598,65.614237275076405,34.191111769905497,37.136025005027498,66.353590042897807]
[821,null,null,null,null,"","",null,31.239828365949499,33.432731097800598,65.614237275076405,34.191111769905497,37.136025005027498,66.353590042897807]
[822,null,null,null,null,"","",null,31.239828365949499,33.432731097800598,65.614237275076405,34.191111769905497,37.136025005027498,66.353590042897807]
[823,null,null,null,null,"","",null,31.239828365949499,33.432731097800598,65.614237275076405,34.191111769905497,37.136025005027498,66.353590042897807]
[824,null,null,null,null,"","",null,31.239828365949499,33.432731097800598,65.614237275076405,34.191111769905497,37.136025005027498,66.353590042897807]
[825,null,null,null,null,"","",null,31.239828365949499,33.432731097800598,65.614237275076405,34.191111769905497,37.136025005027498,66.353590042897807]
[826,null,null,null,null,"","",null,31.239828365949499,33.432731097800598,65.614237275076405,34.191111769905497,37.136025005027498,66.353590042897807]
[827,null,null,null,null,"","",null,31.239828365949499,33.432731097800598,65.614237275076405,34.191111769905497,37.136025005027498,66.353590042897807]
[828,null,null,null,null,"","",null,31.239828365949499,33.432731097800598,65.614237275076405,34.191111769905497,37.136025005027498,66.353590042897807]
[829,null,null,null,null,"","",null,31.239828365949499,33.432731097800598,65.614237275076405,34.191111769905497,37.136025005027498,66.353590042897807]
[830,null,null,null,null,"","",null,31.239828365949499,33.432731097800598,65.614237275076405,34.191111769905497,37.136025005027498,66.353590042897807]
[831,null,null,null,null,"","",null,31.239828365949499,33.432731097800598,65.614237275076405,34.191111769905497,37.136025005027498,66.353590042897807]
[832,null,null,null,null,"","",null,31.239828365949499,33.432731097800598,65.614237275076405,34.191111769905497,37.136025005027498,66.353590042897807]
[833,null,null,null,null,"","",null,31.239828365949499,33.432731097800598,65.614237275076405,{"$f":"1.45776613020539E-13*(HOUR($E839)*60+MINUTE($E839))^5-5.56072270585461E-10*(HOUR($E839)*60+MINUTE($E839))^4+7.06833400255548E-07*(HOUR($E839)*60+MINUTE($E839))^3-0.000318788465226261*(HOUR($E839)*60+MINUTE($E839))^2+0.0281711711660364*(HOUR($E839)*60+MINUTE($E839))+34.1911117699055","v":34.191111769905497},37.136025005027498,66.353590042897807]
[834,null,null,null,null,"",{"$f":"IF(AND(ISBLANK(B840),NOT(ISNUMBER(F840))),\"\",IF(ISBLANK(B840),\"Measured DO Saturation Not entered!\",IF(ISNUMBER(F840),IF(B840<F840,\"No\",\"Yes\"),\"Enter all required values!\")))","v":""},null,{"$f":"1.18443700433286E-13*(HOUR($E840)*60+MINUTE($E840))^5 - 4.14323598958596E-10*(HOUR($E840)*60+MINUTE($E840))^4 + 4.77287727122539E-07*(HOUR($E840)*60+MINUTE($E840))^3 - 0.000196917585728373*(HOUR($E840)*60+MINUTE($E840))^2 + 0.0231405627601475*(HOUR($E840)*60+MINUTE($E840)) + 31.2398283659495","v":31.239828365949499},{"$f":"1.98879987167155E-13*(HOUR($E840)*60+MINUTE($E840))^5 - 6.89410992615642E-10*(HOUR($E840)*60+MINUTE($E840))^4 + 7.83730333422071E-07*(HOUR($E840)*60+MINUTE($E840))^3 - 0.00031597890334556*(HOUR($E840)*60+MINUTE($E840))^2 + 0.0355135105918976*(HOUR($E840)*60+MINUTE($E840)) + 33.4327310978006","v":33.432731097800598},{"$f":"9.08511511657608E-14*(HOUR($E840)*60+MINUTE($E840))^5 - 2.99407211249053E-10*(HOUR($E840)*60+MINUTE($E840))^4 + 3.1560253348998E-07*(HOUR($E840)*60+MINUTE($E840))^3 - 0.000108510891323021*(HOUR($E840)*60+MINUTE($E840))^2 + 0.00628484730145829*(HOUR($E840)*60+MINUTE($E840)) + 65.6142372750764","v":65.614237275076405},34.191111769905497,{"$f":"1.37090283182826E-13*(HOUR($E840)*60+MINUTE($E840))^5 - 5.04960255463897E-10*(HOUR($E840)*60+MINUTE($E840))^4 + 6.13524315934422E-07*(HOUR($E840)*60+MINUTE($E840))^3 - 0.00025817433468811*(HOUR($E840)*60+MINUTE($E840))^2 + 0.0195966892410979*(HOUR($E840)*60+MINUTE($E840)) + 37.1360250050275","v":37.136025005027498},{"$f":"7.11895278892582E-14*(HOUR($E840)*60+MINUTE($E840))^5-2.64195273421019E-10*(HOUR($E840)*60+MINUTE($E840))^4 + 3.22473039456213E-07*(HOUR($E840)*60+MINUTE($E840))^3 - 0.00013606873481109*(HOUR($E840)*60+MINUTE($E840))^2 + 0.0107100719720847*(HOUR($E840)*60+MINUTE($E840))+66.3535900428978","v":66.353590042897807}]
[835,null,null,null,null,{"$f":"IF(AND(ISBLANK($B841),ISBLANK($C841),ISBLANK($D841),ISBLANK($E841)),\"\",IF(OR(ISBLANK($B841),ISBLANK($C841),ISBLANK($D841),ISBLANK($E841)),\"Enter all required values\",IF($D841=\"Estuary/Marine\",\"Time of day Adjustment not appropriate for marine waters!\",IF(OR(CONCATENATE($C841,\"-\",$D841)=\"Peninsula-Lake/Wetland\",CONCATENATE($C841,\"-\",$D841)=\"Everglades-Lake/Wetland\"),M841,IF(OR(CONCATENATE($C841,\"-\",$D841)=\"Northeast-Lake/Wetland\",CONCATENATE($C841,\"-\",$D841)=\"Big Bend-Lake/Wetland\"),L841,IF(CONCATENATE($C841,\"-\",$D841)=\"Panhandle West-Lake/Wetland\",N841,IF(OR(CONCATENATE($C841,\"-\",$D841)=\"Peninsula-Stream/Canal\",CONCATENATE($C841,\"-\",$D841)=\"Everglades-Stream/Canal\"),J841,IF(OR(CONCATENATE($C841,\"-\",$D841)=\"Northeast-Stream/Canal\",CONCATENATE($C841,\"-\",$D841)=\"Big Bend-Stream/Canal\"),I841,IF(CONCATENATE($C841,\"-\",$D841)=\"Panhandle West-Stream/Canal\",K841,\"Error! Check Entries\")))))))))","v":""},"",null,31.239828365949499,33.432731097800598,65.614237275076405,34.191111769905497,37.136025005027498,66.353590042897807]
[836,null,null,null,null,"","",null,31.239828365949499,33.432731097800598,65.614237275076405,34.191111769905497,37.136025005027498,66.353590042897807]
[837,null,null,null,null,"","",null,31.239828365949499,33.432731097800598,65.614237275076405,34.191111769905497,37.136025005027498,66.353590042897807]
[838,null,null,null,null,"","",null,31.239828365949499,33.432731097800598,65.614237275076405,34.191111769905497,37.136025005027498,66.353590042897807]
[839,null,null,null,null,"","",null,31.239828365949499,33.432731097800598,65.614237275076405,34.191111769905497,37.136025005027498,66.353590042897807]
[840,null,null,null,null,"","",null,31.239828365949499,33.432731097800598,65.614237275076405,34.191111769905497,37.136025005027498,66.353590042897807]
[841,null,null,null,null,"","",null,31.239828365949499,33.432731097800598,65.614237275076405,34.191111769905497,37.136025005027498,66.353590042897807]
[842,null,null,null,null,"","",null,31.239828365949499,33.432731097800598,65.614237275076405,34.191111769905497,37.136025005027498,66.353590042897807]
[843,null,null,null,null,"","",null,31.239828365949499,33.432731097800598,65.614237275076405,34.191111769905497,37.136025005027498,66.353590042897807]
[844,null,null,null,null,"","",null,31.239828365949499,33.432731097800598,65.614237275076405,34.191111769905497,37.136025005027498,66.353590042897807]
[845,null,null,null,null,"","",null,31.239828365949499,33.432731097800598,65.614237275076405,34.191111769905497,37.136025005027498,66.353590042897807]
[846,null,null,null,null,"","",null,31.239828365949499,33.432731097800598,65.614237275076405,34.191111769905497,37.136025005027498,66.353590042897807]
[847,null,null,null,null,"","",null,31.239828365949499,33.432731097800598,65.614237275076405,34.191111769905497,37.136025005027498,66.353590042897807]
[848,null,null,null,null,"","",null,31.239828365949499,33.432731097800598,65.614237275076405,34.191111769905497,37.136025005027498,66.353590042897807]
[849,null,null,null,null,"","",null,31.239828365949499,33.432731097800598,65.614237275076405,34.191111769905497,37.136025005027498,66.353590042897807]
[850,null,null,null,null,"","",null,31.239828365949499,33.432731097800598,65.614237275076405,34.191111769905497,37.136025005027498,66.353590042897807]
[851,null,null,null,null,"","",null,31.239828365949499,33.432731097800598,65.614237275076405,34.191111769905497,37.136025005027498,66.353590042897807]
[852,null,null,null,null,"","",null,31.239828365949499,33.432731097800598,65.614237275076405,34.191111769905497,37.136025005027498,66.353590042897807]
[853,null,null,null,null,"","",null,31.239828365949499,33.432731097800598,65.614237275076405,34.191111769905497,37.136025005027498,66.353590042897807]
[854,null,null,null,null,"","",null,31.239828365949499,33.432731097800598,65.614237275076405,34.191111769905497,37.136025005027498,66.353590042897807]
[855,null,null,null,null,"","",null,31.239828365949499,33.432731097800598,65.614237275076405,34.191111769905497,37.136025005027498,66.353590042897807]
[856,null,null,null,null,"","",null,31.239828365949499,33.432731097800598,65.614237275076405,34.191111769905497,37.136025005027498,66.353590042897807]
[857,null,null,null,null,"","",null,31.239828365949499,33.432731097800598,65.614237275076405,34.191111769905497,37.136025005027498,66.353590042897807]
[858,null,null,null,null,"","",null,31.239828365949499,33.432731097800598,65.614237275076405,34.191111769905497,37.136025005027498,66.353590042897807]
[859,null,null,null,null,"","",null,31.239828365949499,33.432731097800598,65.614237275076405,34.191111769905497,37.136025005027498,66.353590042897807]
[860,null,null,null,null,"","",null,31.239828365949499,33.432731097800598,65.614237275076405,34.191111769905497,37.136025005027498,66.353590042897807]
[861,null,null,null,null,"","",null,31.239828365949499,33.432731097800598,65.614237275076405,34.191111769905497,37.136025005027498,66.353590042897807]
[862,null,null,null,null,"","",null,31.239828365949499,33.432731097800598,65.614237275076405,34.191111769905497,37.136025005027498,66.353590042897807]
[863,null,null,null,null,"","",null,31.239828365949499,33.432731097800598,65.614237275076405,34.191111769905497,37.136025005027498,66.353590042897807]
[864,null,null,null,null,"","",null,31.239828365949499,33.432731097800598,65.614237275076405,34.191111769905497,37.136025005027498,66.353590042897807]
[865,null,null,null,null,"","",null,31.239828365949499,33.432731097800598,65.614237275076405,34.191111769905497,37.136025005027498,66.353590042897807]
[866,null,null,null,null,"","",null,31.239828365949499,33.432731097800598,65.614237275076405,34.191111769905497,37.136025005027498,66.353590042897807]
[867,null,null,null,null,"","",null,31.239828365949499,33.432731097800598,65.614237275076405,34.191111769905497,37.136025005027498,66.353590042897807]
[868,null,null,null,null,"","",null,31.239828365949499,33.432731097800598,65.614237275076405,34.191111769905497,37.136025005027498,66.353590042897807]
[869,null,null,null,null,"","",null,31.239828365949499,33.432731097800598,65.614237275076405,34.191111769905497,37.136025005027498,66.353590042897807]
[870,null,null,null,null,"","",null,31.239828365949499,33.432731097800598,65.614237275076405,34.191111769905497,37.136025005027498,66.353590042897807]
[871,null,null,null,null,"","",null,31.239828365949499,33.432731097800598,65.614237275076405,34.191111769905497,37.136025005027498,66.353590042897807]
[872,null,null,null,null,"","",null,31.239828365949499,33.432731097800598,65.614237275076405,34.191111769905497,37.136025005027498,66.353590042897807]
[873,null,null,null,null,"","",null,31.239828365949499,33.432731097800598,65.614237275076405,34.191111769905497,37.136025005027498,66.353590042897807]
[874,null,null,null,null,"","",null,31.239828365949499,33.432731097800598,65.614237275076405,34.191111769905497,37.136025005027498,66.353590042897807]
[875,null,null,null,null,"","",null,31.239828365949499,33.432731097800598,65.614237275076405,34.191111769905497,37.136025005027498,66.353590042897807]
[876,null,null,null,null,"","",null,31.239828365949499,33.432731097800598,65.614237275076405,34.191111769905497,37.136025005027498,66.353590042897807]
[877,null,null,null,null,"","",null,31.239828365949499,33.432731097800598,65.614237275076405,34.191111769905497,37.136025005027498,66.353590042897807]
[878,null,null,null,null,"","",null,31.239828365949499,33.432731097800598,65.614237275076405,34.191111769905497,37.136025005027498,66.353590042897807]
[879,null,null,null,null,"","",null,31.239828365949499,33.432731097800598,65.614237275076405,34.191111769905497,37.136025005027498,66.353590042897807]
[880,null,null,null,null,"","",null,31.239828365949499,33.432731097800598,65.614237275076405,34.191111769905497,37.136025005027498,66.353590042897807]
[881,null,null,null,null,"","",null,31.239828365949499,33.432731097800598,65.614237275076405,34.191111769905497,37.136025005027498,66.353590042897807]
[882,null,null,null,null,"","",null,31.239828365949499,33.432731097800598,65.614237275076405,34.191111769905497,37.136025005027498,66.353590042897807]
[883,null,null,null,null,"","",null,31.239828365949499,33.432731097800598,65.614237275076405,34.191111769905497,37.136025005027498,66.353590042897807]
[884,null,null,null,null,"","",null,31.239828365949499,33.432731097800598,65.614237275076405,34.191111769905497,37.136025005027498,66.353590042897807]
[885,null,null,null,null,"","",null,31.239828365949499,33.432731097800598,65.614237275076405,34.191111769905497,37.136025005027498,66.353590042897807]
[886,null,null,null,null,"","",null,31.239828365949499,33.432731097800598,65.614237275076405,34.191111769905497,37.136025005027498,66.353590042897807]
[887,null,null,null,null,"","",null,31.239828365949499,33.432731097800598,65.614237275076405,34.191111769905497,37.136025005027498,66.353590042897807]
[888,null,null,null,null,"","",null,31.239828365949499,33.432731097800598,65.614237275076405,34.191111769905497,37.136025005027498,66.353590042897807]
[889,null,null,null,null,"","",null,31.239828365949499,33.432731097800598,65.614237275076405,34.191111769905497,37.136025005027498,66.353590042897807]
[890,null,null,null,null,"","",null,31.239828365949499,33.432731097800598,65.614237275076405,34.191111769905497,37.136025005027498,66.353590042897807]
[891,null,null,null,null,"","",null,31.239828365949499,33.432731097800598,65.614237275076405,34.191111769905497,37.136025005027498,66.353590042897807]
[892,null,null,null,null,"","",null,31.239828365949499,33.432731097800598,65.614237275076405,34.191111769905497,37.136025005027498,66.353590042897807]
[893,null,null,null,null,"","",null,31.239828365949499,33.432731097800598,65.614237275076405,34.191111769905497,37.136025005027498,66.353590042897807]
[894,null,null,null,null,"","",null,31.239828365949499,33.432731097800598,65.614237275076405,34.191111769905497,37.136025005027498,66.353590042897807]
[895,null,null,null,null,"","",null,31.239828365949499,33.432731097800598,65.614237275076405,34.191111769905497,37.136025005027498,66.353590042897807]
[896,null,null,null,null,"","",null,31.239828365949499,33.432731097800598,65.614237275076405,34.191111769905497,37.136025005027498,66.353590042897807]
[897,null,null,null,null,"","",null,31.239828365949499,33.432731097800598,65.614237275076405,{"$f":"1.45776613020539E-13*(HOUR($E903)*60+MINUTE($E903))^5-5.56072270585461E-10*(HOUR($E903)*60+MINUTE($E903))^4+7.06833400255548E-07*(HOUR($E903)*60+MINUTE($E903))^3-0.000318788465226261*(HOUR($E903)*60+MINUTE($E903))^2+0.0281711711660364*(HOUR($E903)*60+MINUTE($E903))+34.1911117699055","v":34.191111769905497},37.136025005027498,66.353590042897807]
[898,null,null,null,null,"",{"$f":"IF(AND(ISBLANK(B904),NOT(ISNUMBER(F904))),\"\",IF(ISBLANK(B904),\"Measured DO Saturation Not entered!\",IF(ISNUMBER(F904),IF(B904<F904,\"No\",\"Yes\"),\"Enter all required values!\")))","v":""},null,{"$f":"1.18443700433286E-13*(HOUR($E904)*60+MINUTE($E904))^5 - 4.14323598958596E-10*(HOUR($E904)*60+MINUTE($E904))^4 + 4.77287727122539E-07*(HOUR($E904)*60+MINUTE($E904))^3 - 0.000196917585728373*(HOUR($E904)*60+MINUTE($E904))^2 + 0.0231405627601475*(HOUR($E904)*60+MINUTE($E904)) + 31.2398283659495","v":31.239828365949499},{"$f":"1.98879987167155E-13*(HOUR($E904)*60+MINUTE($E904))^5 - 6.89410992615642E-10*(HOUR($E904)*60+MINUTE($E904))^4 + 7.83730333422071E-07*(HOUR($E904)*60+MINUTE($E904))^3 - 0.00031597890334556*(HOUR($E904)*60+MINUTE($E904))^2 + 0.0355135105918976*(HOUR($E904)*60+MINUTE($E904)) + 33.4327310978006","v":33.432731097800598},{"$f":"9.08511511657608E-14*(HOUR($E904)*60+MINUTE($E904))^5 - 2.99407211249053E-10*(HOUR($E904)*60+MINUTE($E904))^4 + 3.1560253348998E-07*(HOUR($E904)*60+MINUTE($E904))^3 - 0.000108510891323021*(HOUR($E904)*60+MINUTE($E904))^2 + 0.00628484730145829*(HOUR($E904)*60+MINUTE($E904)) + 65.6142372750764","v":65.614237275076405},34.191111769905497,{"$f":"1.37090283182826E-13*(HOUR($E904)*60+MINUTE($E904))^5 - 5.04960255463897E-10*(HOUR($E904)*60+MINUTE($E904))^4 + 6.13524315934422E-07*(HOUR($E904)*60+MINUTE($E904))^3 - 0.00025817433468811*(HOUR($E904)*60+MINUTE($E904))^2 + 0.0195966892410979*(HOUR($E904)*60+MINUTE($E904)) + 37.1360250050275","v":37.136025005027498},{"$f":"7.11895278892582E-14*(HOUR($E904)*60+MINUTE($E904))^5-2.64195273421019E-10*(HOUR($E904)*60+MINUTE($E904))^4 + 3.22473039456213E-07*(HOUR($E904)*60+MINUTE($E904))^3 - 0.00013606873481109*(HOUR($E904)*60+MINUTE($E904))^2 + 0.0107100719720847*(HOUR($E904)*60+MINUTE($E904))+66.3535900428978","v":66.353590042897807}]
[899,null,null,null,null,{"$f":"IF(AND(ISBLANK($B905),ISBLANK($C905),ISBLANK($D905),ISBLANK($E905)),\"\",IF(OR(ISBLANK($B905),ISBLANK($C905),ISBLANK($D905),ISBLANK($E905)),\"Enter all required values\",IF($D905=\"Estuary/Marine\",\"Time of day Adjustment not appropriate for marine waters!\",IF(OR(CONCATENATE($C905,\"-\",$D905)=\"Peninsula-Lake/Wetland\",CONCATENATE($C905,\"-\",$D905)=\"Everglades-Lake/Wetland\"),M905,IF(OR(CONCATENATE($C905,\"-\",$D905)=\"Northeast-Lake/Wetland\",CONCATENATE($C905,\"-\",$D905)=\"Big Bend-Lake/Wetland\"),L905,IF(CONCATENATE($C905,\"-\",$D905)=\"Panhandle West-Lake/Wetland\",N905,IF(OR(CONCATENATE($C905,\"-\",$D905)=\"Peninsula-Stream/Canal\",CONCATENATE($C905,\"-\",$D905)=\"Everglades-Stream/Canal\"),J905,IF(OR(CONCATENATE($C905,\"-\",$D905)=\"Northeast-Stream/Canal\",CONCATENATE($C905,\"-\",$D905)=\"Big Bend-Stream/Canal\"),I905,IF(CONCATENATE($C905,\"-\",$D905)=\"Panhandle West-Stream/Canal\",K905,\"Error! Check Entries\")))))))))","v":""},"",null,31.239828365949499,33.432731097800598,65.614237275076405,34.191111769905497,37.136025005027498,66.353590042897807]
[900,null,null,null,null,"","",null,31.239828365949499,33.432731097800598,65.614237275076405,34.191111769905497,37.136025005027498,66.353590042897807]
[901,null,null,null,null,"","",null,31.239828365949499,33.432731097800598,65.614237275076405,34.191111769905497,37.136025005027498,66.353590042897807]
[902,null,null,null,null,"","",null,31.239828365949499,33.432731097800598,65.614237275076405,34.191111769905497,37.136025005027498,66.353590042897807]
[903,null,null,null,null,"","",null,31.239828365949499,33.432731097800598,65.614237275076405,34.191111769905497,37.136025005027498,66.353590042897807]
[904,null,null,null,null,"","",null,31.239828365949499,33.432731097800598,65.614237275076405,34.191111769905497,37.136025005027498,66.353590042897807]
[905,null,null,null,null,"","",null,31.239828365949499,33.432731097800598,65.614237275076405,34.191111769905497,37.136025005027498,66.353590042897807]
[906,null,null,null,null,"","",null,31.239828365949499,33.432731097800598,65.614237275076405,34.191111769905497,37.136025005027498,66.353590042897807]
[907,null,null,null,null,"","",null,31.239828365949499,33.432731097800598,65.614237275076405,34.191111769905497,37.136025005027498,66.353590042897807]
[908,null,null,null,null,"","",null,31.239828365949499,33.432731097800598,65.614237275076405,34.191111769905497,37.136025005027498,66.353590042897807]
[909,null,null,null,null,"","",null,31.239828365949499,33.432731097800598,65.614237275076405,34.191111769905497,37.136025005027498,66.353590042897807]
[910,null,null,null,null,"","",null,31.239828365949499,33.432731097800598,65.614237275076405,34.191111769905497,37.136025005027498,66.353590042897807]
[911,null,null,null,null,"","",null,31.239828365949499,33.432731097800598,65.614237275076405,34.191111769905497,37.136025005027498,66.353590042897807]
[912,null,null,null,null,"","",null,31.239828365949499,33.432731097800598,65.614237275076405,34.191111769905497,37.136025005027498,66.353590042897807]
[913,null,null,null,null,"","",null,31.239828365949499,33.432731097800598,65.614237275076405,34.191111769905497,37.136025005027498,66.353590042897807]
[914,null,null,null,null,"","",null,31.239828365949499,33.432731097800598,65.614237275076405,34.191111769905497,37.136025005027498,66.353590042897807]
[915,null,null,null,null,"","",null,31.239828365949499,33.432731097800598,65.614237275076405,34.191111769905497,37.136025005027498,66.353590042897807]
[916,null,null,null,null,"","",null,31.239828365949499,33.432731097800598,65.614237275076405,34.191111769905497,37.136025005027498,66.353590042897807]
[917,null,null,null,null,"","",null,31.239828365949499,33.432731097800598,65.614237275076405,34.191111769905497,37.136025005027498,66.353590042897807]
[918,null,null,null,null,"","",null,31.239828365949499,33.432731097800598,65.614237275076405,34.191111769905497,37.136025005027498,66.353590042897807]
[919,null,null,null,null,"","",null,31.239828365949499,33.432731097800598,65.614237275076405,34.191111769905497,37.136025005027498,66.353590042897807]
[920,null,null,null,null,"","",null,31.239828365949499,33.432731097800598,65.614237275076405,34.191111769905497,37.136025005027498,66.353590042897807]
[921,null,null,null,null,"","",null,31.239828365949499,33.432731097800598,65.614237275076405,34.191111769905497,37.136025005027498,66.353590042897807]
[922,null,null,null,null,"","",null,31.239828365949499,33.432731097800598,65.614237275076405,34.191111769905497,37.136025005027498,66.353590042897807]
[923,null,null,null,null,"","",null,31.239828365949499,33.432731097800598,65.614237275076405,34.191111769905497,37.136025005027498,66.353590042897807]
[924,null,null,null,null,"","",null,31.239828365949499,33.432731097800598,65.614237275076405,34.191111769905497,37.136025005027498,66.353590042897807]
[925,null,null,null,null,"","",null,31.239828365949499,33.432731097800598,65.614237275076405,34.191111769905497,37.136025005027498,66.353590042897807]
[926,null,null,null,null,"","",null,31.239828365949499,33.432731097800598,65.614237275076405,34.191111769905497,37.136025005027498,66.353590042897807]
[927,null,null,null,null,"","",null,31.239828365949499,33.432731097800598,65.614237275076405,34.191111769905497,37.136025005027498,66.353590042897807]
[928,null,null,null,null,"","",null,31.239828365949499,33.432731097800598,65.614237275076405,34.191111769905497,37.136025005027498,66.353590042897807]
[929,null,null,null,null,"","",null,31.239828365949499,33.432731097800598,65.614237275076405,34.191111769905497,37.136025005027498,66.353590042897807]
[930,null,null,null,null,"","",null,31.239828365949499,33.432731097800598,65.614237275076405,34.191111769905497,37.136025005027498,66.353590042897807]
[931,null,null,null,null,"","",null,31.239828365949499,33.432731097800598,65.614237275076405,34.191111769905497,37.136025005027498,66.353590042897807]
[932,null,null,null,null,"","",null,31.239828365949499,33.432731097800598,65.614237275076405,34.191111769905497,37.136025005027498,66.353590042897807]
[933,null,null,null,null,"","",null,31.239828365949499,33.432731097800598,65.614237275076405,34.191111769905497,37.136025005027498,66.353590042897807]
[934,null,null,null,null,"","",null,31.239828365949499,33.432731097800598,65.614237275076405,34.191111769905497,37.136025005027498,66.353590042897807]
[935,null,null,null,null,"","",null,31.239828365949499,33.432731097800598,65.614237275076405,34.191111769905497,37.136025005027498,66.353590042897807]
[936,null,null,null,null,"","",null,31.239828365949499,33.432731097800598,65.614237275076405,34.191111769905497,37.136025005027498,66.353590042897807]
[937,null,null,null,null,"","",null,31.239828365949499,33.432731097800598,65.614237275076405,34.191111769905497,37.136025005027498,66.353590042897807]
[938,null,null,null,null,"","",null,31.239828365949499,33.432731097800598,65.614237275076405,34.191111769905497,37.136025005027498,66.353590042897807]
[939,null,null,null,null,"","",null,31.239828365949499,33.432731097800598,65.614237275076405,34.191111769905497,37.136025005027498,66.353590042897807]
[940,null,null,null,null,"","",null,31.239828365949499,33.432731097800598,65.614237275076405,34.191111769905497,37.136025005027498,66.353590042897807]
[941,null,null,null,null,"","",null,31.239828365949499,33.432731097800598,65.614237275076405,34.191111769905497,37.136025005027498,66.353590042897807]
[942,null,null,null,null,"","",null,31.239828365949499,33.432731097800598,65.614237275076405,34.191111769905497,37.136025005027498,66.353590042897807]
[943,null,null,null,null,"","",null,31.239828365949499,33.432731097800598,65.614237275076405,34.191111769905497,37.136025005027498,66.353590042897807]
[944,null,null,null,null,"","",null,31.239828365949499,33.432731097800598,65.614237275076405,34.191111769905497,37.136025005027498,66.353590042897807]
[945,null,null,null,null,"","",null,31.239828365949499,33.432731097800598,65.614237275076405,34.191111769905497,37.136025005027498,66.353590042897807]
[946,null,null,null,null,"","",null,31.239828365949499,33.432731097800598,65.614237275076405,34.191111769905497,37.136025005027498,66.353590042897807]
[947,null,null,null,null,"","",null,31.239828365949499,33.432731097800598,65.614237275076405,34.191111769905497,37.136025005027498,66.353590042897807]
[948,null,null,null,null,"","",null,31.239828365949499,33.432731097800598,65.614237275076405,34.191111769905497,37.136025005027498,66.353590042897807]
[949,null,null,null,null,"","",null,31.239828365949499,33.432731097800598,65.614237275076405,34.191111769905497,37.136025005027498,66.353590042897807]
[950,null,null,null,null,"","",null,31.239828365949499,33.432731097800598,65.614237275076405,34.191111769905497,37.136025005027498,66.353590042897807]
[951,null,null,null,null,"","",null,31.239828365949499,33.432731097800598,65.614237275076405,34.191111769905497,37.136025005027498,66.353590042897807]
[952,null,null,null,null,"","",null,31.239828365949499,33.432731097800598,65.614237275076405,34.191111769905497,37.136025005027498,66.353590042897807]
[953,null,null,null,null,"","",null,31.239828365949499,33.432731097800598,65.614237275076405,34.191111769905497,37.136025005027498,66.353590042897807]
[954,null,null,null,null,"","",null,31.239828365949499,33.432731097800598,65.614237275076405,34.191111769905497,37.136025005027498,66.353590042897807]
[955,null,null,null,null,"","",null,31.239828365949499,33.432731097800598,65.614237275076405,34.191111769905497,37.136025005027498,66.353590042897807]
[956,null,null,null,null,"","",null,31.239828365949499,33.432731097800598,65.614237275076405,34.191111769905497,37.136025005027498,66.353590042897807]
[957,null,null,null,null,"","",null,31.239828365949499,33.432731097800598,65.614237275076405,34.191111769905497,37.136025005027498,66.353590042897807]
[958,null,null,null,null,"","",null,31.239828365949499,33.432731097800598,65.614237275076405,34.191111769905497,37.136025005027498,66.353590042897807]
[959,null,null,null,null,"","",null,31.239828365949499,33.432731097800598,65.614237275076405,34.191111769905497,37.136025005027498,66.353590042897807]
[960,null,null,null,null,"","",null,31.239828365949499,33.432731097800598,65.614237275076405,34.191111769905497,37.136025005027498,66.353590042897807]
[961,null,null,null,null,"","",null,31.239828365949499,33.432731097800598,65.614237275076405,{"$f":"1.45776613020539E-13*(HOUR($E967)*60+MINUTE($E967))^5-5.56072270585461E-10*(HOUR($E967)*60+MINUTE($E967))^4+7.06833400255548E-07*(HOUR($E967)*60+MINUTE($E967))^3-0.000318788465226261*(HOUR($E967)*60+MINUTE($E967))^2+0.0281711711660364*(HOUR($E967)*60+MINUTE($E967))+34.1911117699055","v":34.191111769905497},37.136025005027498,66.353590042897807]
[962,null,null,null,null,"",{"$f":"IF(AND(ISBLANK(B968),NOT(ISNUMBER(F968))),\"\",IF(ISBLANK(B968),\"Measured DO Saturation Not entered!\",IF(ISNUMBER(F968),IF(B968<F968,\"No\",\"Yes\"),\"Enter all required values!\")))","v":""},null,{"$f":"1.18443700433286E-13*(HOUR($E968)*60+MINUTE($E968))^5 - 4.14323598958596E-10*(HOUR($E968)*60+MINUTE($E968))^4 + 4.77287727122539E-07*(HOUR($E968)*60+MINUTE($E968))^3 - 0.000196917585728373*(HOUR($E968)*60+MINUTE($E968))^2 + 0.0231405627601475*(HOUR($E968)*60+MINUTE($E968)) + 31.2398283659495","v":31.239828365949499},{"$f":"1.98879987167155E-13*(HOUR($E968)*60+MINUTE($E968))^5 - 6.89410992615642E-10*(HOUR($E968)*60+MINUTE($E968))^4 + 7.83730333422071E-07*(HOUR($E968)*60+MINUTE($E968))^3 - 0.00031597890334556*(HOUR($E968)*60+MINUTE($E968))^2 + 0.0355135105918976*(HOUR($E968)*60+MINUTE($E968)) + 33.4327310978006","v":33.432731097800598},{"$f":"9.08511511657608E-14*(HOUR($E968)*60+MINUTE($E968))^5 - 2.99407211249053E-10*(HOUR($E968)*60+MINUTE($E968))^4 + 3.1560253348998E-07*(HOUR($E968)*60+MINUTE($E968))^3 - 0.000108510891323021*(HOUR($E968)*60+MINUTE($E968))^2 + 0.00628484730145829*(HOUR($E968)*60+MINUTE($E968)) + 65.6142372750764","v":65.614237275076405},34.191111769905497,{"$f":"1.37090283182826E-13*(HOUR($E968)*60+MINUTE($E968))^5 - 5.04960255463897E-10*(HOUR($E968)*60+MINUTE($E968))^4 + 6.13524315934422E-07*(HOUR($E968)*60+MINUTE($E968))^3 - 0.00025817433468811*(HOUR($E968)*60+MINUTE($E968))^2 + 0.0195966892410979*(HOUR($E968)*60+MINUTE($E968)) + 37.1360250050275","v":37.136025005027498},{"$f":"7.11895278892582E-14*(HOUR($E968)*60+MINUTE($E968))^5-2.64195273421019E-10*(HOUR($E968)*60+MINUTE($E968))^4 + 3.22473039456213E-07*(HOUR($E968)*60+MINUTE($E968))^3 - 0.00013606873481109*(HOUR($E968)*60+MINUTE($E968))^2 + 0.0107100719720847*(HOUR($E968)*60+MINUTE($E968))+66.3535900428978","v":66.353590042897807}]
[963,null,null,null,null,{"$f":"IF(AND(ISBLANK($B969),ISBLANK($C969),ISBLANK($D969),ISBLANK($E969)),\"\",IF(OR(ISBLANK($B969),ISBLANK($C969),ISBLANK($D969),ISBLANK($E969)),\"Enter all required values\",IF($D969=\"Estuary/Marine\",\"Time of day Adjustment not appropriate for marine waters!\",IF(OR(CONCATENATE($C969,\"-\",$D969)=\"Peninsula-Lake/Wetland\",CONCATENATE($C969,\"-\",$D969)=\"Everglades-Lake/Wetland\"),M969,IF(OR(CONCATENATE($C969,\"-\",$D969)=\"Northeast-Lake/Wetland\",CONCATENATE($C969,\"-\",$D969)=\"Big Bend-Lake/Wetland\"),L969,IF(CONCATENATE($C969,\"-\",$D969)=\"Panhandle West-Lake/Wetland\",N969,IF(OR(CONCATENATE($C969,\"-\",$D969)=\"Peninsula-Stream/Canal\",CONCATENATE($C969,\"-\",$D969)=\"Everglades-Stream/Canal\"),J969,IF(OR(CONCATENATE($C969,\"-\",$D969)=\"Northeast-Stream/Canal\",CONCATENATE($C969,\"-\",$D969)=\"Big Bend-Stream/Canal\"),I969,IF(CONCATENATE($C969,\"-\",$D969)=\"Panhandle West-Stream/Canal\",K969,\"Error! Check Entries\")))))))))","v":""},"",null,31.239828365949499,33.432731097800598,65.614237275076405,34.191111769905497,37.136025005027498,66.353590042897807]
[964,null,null,null,null,"","",null,31.239828365949499,33.432731097800598,65.614237275076405,34.191111769905497,37.136025005027498,66.353590042897807]
[965,null,null,null,null,"","",null,31.239828365949499,33.432731097800598,65.614237275076405,34.191111769905497,37.136025005027498,66.353590042897807]
[966,null,null,null,null,"","",null,31.239828365949499,33.432731097800598,65.614237275076405,34.191111769905497,37.136025005027498,66.353590042897807]
[967,null,null,null,null,"","",null,31.239828365949499,33.432731097800598,65.614237275076405,34.191111769905497,37.136025005027498,66.353590042897807]
[968,null,null,null,null,"","",null,31.239828365949499,33.432731097800598,65.614237275076405,34.191111769905497,37.136025005027498,66.353590042897807]
[969,null,null,null,null,"","",null,31.239828365949499,33.432731097800598,65.614237275076405,34.191111769905497,37.136025005027498,66.353590042897807]
[970,null,null,null,null,"","",null,31.239828365949499,33.432731097800598,65.614237275076405,34.191111769905497,37.136025005027498,66.353590042897807]
[971,null,null,null,null,"","",null,31.239828365949499,33.432731097800598,65.614237275076405,34.191111769905497,37.136025005027498,66.353590042897807]
[972,null,null,null,null,"","",null,31.239828365949499,33.432731097800598,65.614237275076405,34.191111769905497,37.136025005027498,66.353590042897807]
[973,null,null,null,null,"","",null,31.239828365949499,33.432731097800598,65.614237275076405,34.191111769905497,37.136025005027498,66.353590042897807]
[974,null,null,null,null,"","",null,31.239828365949499,33.432731097800598,65.614237275076405,34.191111769905497,37.136025005027498,66.353590042897807]
[975,null,null,null,null,"","",null,31.239828365949499,33.432731097800598,65.614237275076405,34.191111769905497,37.136025005027498,66.353590042897807]
[976,null,null,null,null,"","",null,31.239828365949499,33.432731097800598,65.614237275076405,34.191111769905497,37.136025005027498,66.353590042897807]
[977,null,null,null,null,"","",null,31.239828365949499,33.432731097800598,65.614237275076405,34.191111769905497,37.136025005027498,66.353590042897807]
[978,null,null,null,null,"","",null,31.239828365949499,33.432731097800598,65.614237275076405,34.191111769905497,37.136025005027498,66.353590042897807]
[979,null,null,null,null,"","",null,31.239828365949499,33.432731097800598,65.614237275076405,34.191111769905497,37.136025005027498,66.353590042897807]
[980,null,null,null,null,"","",null,31.239828365949499,33.432731097800598,65.614237275076405,34.191111769905497,37.136025005027498,66.353590042897807]
[981,null,null,null,null,"","",null,31.239828365949499,33.432731097800598,65.614237275076405,34.191111769905497,37.136025005027498,66.353590042897807]
[982,null,null,null,null,"","",null,31.239828365949499,33.432731097800598,65.614237275076405,34.191111769905497,37.136025005027498,66.353590042897807]
[983,null,null,null,null,"","",null,31.239828365949499,33.432731097800598,65.614237275076405,34.191111769905497,37.136025005027498,66.353590042897807]
[984,null,null,null,null,"","",null,31.239828365949499,33.432731097800598,65.614237275076405,34.191111769905497,37.136025005027498,66.353590042897807]
[985,null,null,null,null,"","",null,31.239828365949499,33.432731097800598,65.614237275076405,34.191111769905497,37.136025005027498,66.353590042897807]
[986,null,null,null,null,"","",null,31.239828365949499,33.432731097800598,65.614237275076405,34.191111769905497,37.136025005027498,66.353590042897807]
[987,null,null,null,null,"","",null,31.239828365949499,33.432731097800598,65.614237275076405,34.191111769905497,37.136025005027498,66.353590042897807]
[988,null,null,null,null,"","",null,31.239828365949499,33.432731097800598,65.614237275076405,34.191111769905497,37.136025005027498,66.353590042897807]
[989,null,null,null,null,"","",null,31.239828365949499,33.432731097800598,65.614237275076405,34.191111769905497,37.136025005027498,66.353590042897807]
[990,null,null,null,null,"","",null,31.239828365949499,33.432731097800598,65.614237275076405,34.191111769905497,37.136025005027498,66.353590042897807]
[991,null,null,null,null,"","",null,31.239828365949499,33.432731097800598,65.614237275076405,34.191111769905497,37.136025005027498,66.353590042897807]
[992,null,null,null,null,"","",null,31.239828365949499,33.432731097800598,65.614237275076405,34.191111769905497,37.136025005027498,66.353590042897807]
[993,null,null,null,null,"","",null,31.239828365949499,33.432731097800598,65.614237275076405,34.191111769905497,37.136025005027498,66.353590042897807]
[994,null,null,null,null,"","",null,31.239828365949499,33.432731097800598,65.614237275076405,34.191111769905497,37.136025005027498,66.353590042897807]
[995,null,null,null,null,"","",null,31.239828365949499,33.432731097800598,65.614237275076405,34.191111769905497,37.136025005027498,66.353590042897807]
[996,null,null,null,null,"","",null,31.239828365949499,33.432731097800598,65.614237275076405,34.191111769905497,37.136025005027498,66.353590042897807]
[997,null,null,null,null,"","",null,31.239828365949499,33.432731097800598,65.614237275076405,34.191111769905497,37.136025005027498,66.353590042897807]
[998,null,null,null,null,"","",null,31.239828365949499,33.432731097800598,65.614237275076405,34.191111769905497,37.136025005027498,66.353590042897807]
[999,null,null,null,null,"","",null,31.239828365949499,33.432731097800598,65.614237275076405,34.191111769905497,37.136025005027498,66.353590042897807]
[1000,null,null,null,null,"","",null,31.239828365949499,33.432731097800598,65.614237275076405,34.191111769905497,37.136025005027498,66.353590042897807]
[1001,null,null,null,null,"","",null,31.239828365949499,33.432731097800598,65.614237275076405,34.191111769905497,37.136025005027498,66.353590042897807]
[1002,null,null,null,null,"","",null,31.239828365949499,33.432731097800598,65.614237275076405,34.191111769905497,37.136025005027498,66.353590042897807]
[1003,null,null,null,null,"","",null,31.239828365949499,33.432731097800598,65.614237275076405,34.191111769905497,37.136025005027498,66.353590042897807]
[1004,null,null,null,null,"","",null,31.239828365949499,33.432731097800598,65.614237275076405,34.191111769905497,37.136025005027498,66.353590042897807]
[1005,null,null,null,null,"","",null,31.239828365949499,33.432731097800598,65.614237275076405,34.191111769905497,37.136025005027498,66.353590042897807]
[1006,null,null,null,null,"","",null,31.239828365949499,33.432731097800598,65.614237275076405,34.191111769905497,37.136025005027498,66.353590042897807]
[1007,null,null,null,null,"","",null,31.239828365949499,33.432731097800598,65.614237275076405,34.191111769905497,37.136025005027498,66.353590042897807]
[1008,null,null,null,null,"","",null,31.239828365949499,33.432731097800598,65.614237275076405,34.191111769905497,37.136025005027498,66.353590042897807]
[1009,null,null,null,null,"","",null,31.239828365949499,33.432731097800598,65.614237275076405,34.191111769905497,37.136025005027498,66.353590042897807]
[1010,null,null,null,null,"","",null,31.239828365949499,33.432731097800598,65.614237275076405,34.191111769905497,37.136025005027498,66.353590042897807]
[1011,null,null,null,null,"","",null,31.239828365949499,33.432731097800598,65.614237275076405,34.191111769905497,37.136025005027498,66.353590042897807]
[1012,null,null,null,null,"","",null,31.239828365949499,33.432731097800598,65.614237275076405,34.191111769905497,37.136025005027498,66.353590042897807]
[1013,null,null,null,null,"","",null,31.239828365949499,33.432731097800598,65.614237275076405,34.191111769905497,37.136025005027498,66.353590042897807]
[1014,null,null,null,null,"","",null,31.239828365949499,33.432731097800598,65.614237275076405,34.191111769905497,37.136025005027498,66.353590042897807]
[1015,null,null,null,null,"","",null,31.239828365949499,33.432731097800598,65.614237275076405,34.191111769905497,37.136025005027498,66.353590042897807]
[1016,null,null,null,null,"","",null,31.239828365949499,33.432731097800598,65.614237275076405,34.191111769905497,37.136025005027498,66.353590042897807]
[1017,null,null,null,null,"","",null,31.239828365949499,33.432731097800598,65.614237275076405,34.191111769905497,37.136025005027498,66.353590042897807]
[1018,null,null,null,null,"","",null,31.239828365949499,33.432731097800598,65.614237275076405,34.191111769905497,37.136025005027498,66.353590042897807]
[1019,null,null,null,null,"","",null,31.239828365949499,33.432731097800598,65.614237275076405,34.191111769905497,37.136025005027498,66.353590042897807]
[1020,null,null,null,null,"","",null,31.239828365949499,33.432731097800598,65.614237275076405,34.191111769905497,37.136025005027498,66.353590042897807]
[1021,null,null,null,null,"","",null,31.239828365949499,33.432731097800598,65.614237275076405,34.191111769905497,37.136025005027498,66.353590042897807]
[1022,null,null,null,null,"","",null,31.239828365949499,33.432731097800598,65.614237275076405,34.191111769905497,37.136025005027498,66.353590042897807]
[1023,null,null,null,null,"","",null,31.239828365949499,33.432731097800598,65.614237275076405,34.191111769905497,37.136025005027498,66.353590042897807]
[1024,null,null,null,null,"","",null,31.239828365949499,33.432731097800598,65.614237275076405,34.191111769905497,37.136025005027498,66.353590042897807]
[1025,null,null,null,null,"","",null,31.239828365949499,33.432731097800598,65.614237275076405,{"$f":"1.45776613020539E-13*(HOUR($E1031)*60+MINUTE($E1031))^5-5.56072270585461E-10*(HOUR($E1031)*60+MINUTE($E1031))^4+7.06833400255548E-07*(HOUR($E1031)*60+MINUTE($E1031))^3-0.000318788465226261*(HOUR($E1031)*60+MINUTE($E1031))^2+0.0281711711660364*(HOUR($E1031)*60+MINUTE($E1031))+34.1911117699055","v":34.191111769905497},37.136025005027498,66.353590042897807]
[1026,null,null,null,null,"",{"$f":"IF(AND(ISBLANK(B1032),NOT(ISNUMBER(F1032))),\"\",IF(ISBLANK(B1032),\"Measured DO Saturation Not entered!\",IF(ISNUMBER(F1032),IF(B1032<F1032,\"No\",\"Yes\"),\"Enter all required values!\")))","v":""},null,{"$f":"1.18443700433286E-13*(HOUR($E1032)*60+MINUTE($E1032))^5 - 4.14323598958596E-10*(HOUR($E1032)*60+MINUTE($E1032))^4 + 4.77287727122539E-07*(HOUR($E1032)*60+MINUTE($E1032))^3 - 0.000196917585728373*(HOUR($E1032)*60+MINUTE($E1032))^2 + 0.0231405627601475*(HOUR($E1032)*60+MINUTE($E1032)) + 31.2398283659495","v":31.239828365949499},{"$f":"1.98879987167155E-13*(HOUR($E1032)*60+MINUTE($E1032))^5 - 6.89410992615642E-10*(HOUR($E1032)*60+MINUTE($E1032))^4 + 7.83730333422071E-07*(HOUR($E1032)*60+MINUTE($E1032))^3 - 0.00031597890334556*(HOUR($E1032)*60+MINUTE($E1032))^2 + 0.0355135105918976*(HOUR($E1032)*60+MINUTE($E1032)) + 33.4327310978006","v":33.432731097800598},{"$f":"9.08511511657608E-14*(HOUR($E1032)*60+MINUTE($E1032))^5 - 2.99407211249053E-10*(HOUR($E1032)*60+MINUTE($E1032))^4 + 3.1560253348998E-07*(HOUR($E1032)*60+MINUTE($E1032))^3 - 0.000108510891323021*(HOUR($E1032)*60+MINUTE($E1032))^2 + 0.00628484730145829*(HOUR($E1032)*60+MINUTE($E1032)) + 65.6142372750764","v":65.614237275076405},34.191111769905497,{"$f":"1.37090283182826E-13*(HOUR($E1032)*60+MINUTE($E1032))^5 - 5.04960255463897E-10*(HOUR($E1032)*60+MINUTE($E1032))^4 + 6.13524315934422E-07*(HOUR($E1032)*60+MINUTE($E1032))^3 - 0.00025817433468811*(HOUR($E1032)*60+MINUTE($E1032))^2 + 0.0195966892410979*(HOUR($E1032)*60+MINUTE($E1032)) + 37.1360250050275","v":37.136025005027498},{"$f":"7.11895278892582E-14*(HOUR($E1032)*60+MINUTE($E1032))^5-2.64195273421019E-10*(HOUR($E1032)*60+MINUTE($E1032))^4 + 3.22473039456213E-07*(HOUR($E1032)*60+MINUTE($E1032))^3 - 0.00013606873481109*(HOUR($E1032)*60+MINUTE($E1032))^2 + 0.0107100719720847*(HOUR($E1032)*60+MINUTE($E1032))+66.3535900428978","v":66.353590042897807}]
[1027,null,null,null,null,{"$f":"IF(AND(ISBLANK($B1033),ISBLANK($C1033),ISBLANK($D1033),ISBLANK($E1033)),\"\",IF(OR(ISBLANK($B1033),ISBLANK($C1033),ISBLANK($D1033),ISBLANK($E1033)),\"Enter all required values\",IF($D1033=\"Estuary/Marine\",\"Time of day Adjustment not appropriate for marine waters!\",IF(OR(CONCATENATE($C1033,\"-\",$D1033)=\"Peninsula-Lake/Wetland\",CONCATENATE($C1033,\"-\",$D1033)=\"Everglades-Lake/Wetland\"),M1033,IF(OR(CONCATENATE($C1033,\"-\",$D1033)=\"Northeast-Lake/Wetland\",CONCATENATE($C1033,\"-\",$D1033)=\"Big Bend-Lake/Wetland\"),L1033,IF(CONCATENATE($C1033,\"-\",$D1033)=\"Panhandle West-Lake/Wetland\",N1033,IF(OR(CONCATENATE($C1033,\"-\",$D1033)=\"Peninsula-Stream/Canal\",CONCATENATE($C1033,\"-\",$D1033)=\"Everglades-Stream/Canal\"),J1033,IF(OR(CONCATENATE($C1033,\"-\",$D1033)=\"Northeast-Stream/Canal\",CONCATENATE($C1033,\"-\",$D1033)=\"Big Bend-Stream/Canal\"),I1033,IF(CONCATENATE($C1033,\"-\",$D1033)=\"Panhandle West-Stream/Canal\",K1033,\"Error! Check Entries\")))))))))","v":""},"",null,31.239828365949499,33.432731097800598,65.614237275076405,34.191111769905497,37.136025005027498,66.353590042897807]
[1028,null,null,null,null,"","",null,31.239828365949499,33.432731097800598,65.614237275076405,34.191111769905497,37.136025005027498,66.353590042897807]
[1029,null,null,null,null,"","",null,31.239828365949499,33.432731097800598,65.614237275076405,34.191111769905497,37.136025005027498,66.353590042897807]
[1030,null,null,null,null,"","",null,31.239828365949499,33.432731097800598,65.614237275076405,34.191111769905497,37.136025005027498,66.353590042897807]
[1031,null,null,null,null,"","",null,31.239828365949499,33.432731097800598,65.614237275076405,34.191111769905497,37.136025005027498,66.353590042897807]
[1032,null,null,null,null,"","",null,31.239828365949499,33.432731097800598,65.614237275076405,34.191111769905497,37.136025005027498,66.353590042897807]
[1033,null,null,null,null,"","",null,31.239828365949499,33.432731097800598,65.614237275076405,34.191111769905497,37.136025005027498,66.353590042897807]
[1034,null,null,null,null,"","",null,31.239828365949499,33.432731097800598,65.614237275076405,34.191111769905497,37.136025005027498,66.353590042897807]
[1035,null,null,null,null,"","",null,31.239828365949499,33.432731097800598,65.614237275076405,34.191111769905497,37.136025005027498,66.353590042897807]
[1036,null,null,null,null,"","",null,31.239828365949499,33.432731097800598,65.614237275076405,34.191111769905497,37.136025005027498,66.353590042897807]
[1037,null,null,null,null,"","",null,31.239828365949499,33.432731097800598,65.614237275076405,34.191111769905497,37.136025005027498,66.353590042897807]
[1038,null,null,null,null,"","",null,31.239828365949499,33.432731097800598,65.614237275076405,34.191111769905497,37.136025005027498,66.353590042897807]
[1039,null,null,null,null,"","",null,31.239828365949499,33.432731097800598,65.614237275076405,34.191111769905497,37.136025005027498,66.353590042897807]
[1040,null,null,null,null,"","",null,31.239828365949499,33.432731097800598,65.614237275076405,34.191111769905497,37.136025005027498,66.353590042897807]
[1041,null,null,null,null,"","",null,31.239828365949499,33.432731097800598,65.614237275076405,34.191111769905497,37.136025005027498,66.353590042897807]
[1042,null,null,null,null,"","",null,31.239828365949499,33.432731097800598,65.614237275076405,34.191111769905497,37.136025005027498,66.353590042897807]
[1043,null,null,null,null,"","",null,31.239828365949499,33.432731097800598,65.614237275076405,34.191111769905497,37.136025005027498,66.353590042897807]
[1044,null,null,null,null,"","",null,31.239828365949499,33.432731097800598,65.614237275076405,34.191111769905497,37.136025005027498,66.353590042897807]
[1045,null,null,null,null,"","",null,31.239828365949499,33.432731097800598,65.614237275076405,34.191111769905497,37.136025005027498,66.353590042897807]
[1046,null,null,null,null,"","",null,31.239828365949499,33.432731097800598,65.614237275076405,34.191111769905497,37.136025005027498,66.353590042897807]
[1047,null,null,null,null,"","",null,31.239828365949499,33.432731097800598,65.614237275076405,34.191111769905497,37.136025005027498,66.353590042897807]
[1048,null,null,null,null,"","",null,31.239828365949499,33.432731097800598,65.614237275076405,34.191111769905497,37.136025005027498,66.353590042897807]
[1049,null,null,null,null,"","",null,31.239828365949499,33.432731097800598,65.614237275076405,34.191111769905497,37.136025005027498,66.353590042897807]
[1050,null,null,null,null,"","",null,31.239828365949499,33.432731097800598,65.614237275076405,34.191111769905497,37.136025005027498,66.353590042897807]
[1051,null,null,null,null,"","",null,31.239828365949499,33.432731097800598,65.614237275076405,34.191111769905497,37.136025005027498,66.353590042897807]
[1052,null,null,null,null,"","",null,31.239828365949499,33.432731097800598,65.614237275076405,34.191111769905497,37.136025005027498,66.353590042897807]
[1053,null,null,null,null,"","",null,31.239828365949499,33.432731097800598,65.614237275076405,34.191111769905497,37.136025005027498,66.353590042897807]
[1054,null,null,null,null,"","",null,31.239828365949499,33.432731097800598,65.614237275076405,34.191111769905497,37.136025005027498,66.353590042897807]
[1055,null,null,null,null,"","",null,31.239828365949499,33.432731097800598,65.614237275076405,34.191111769905497,37.136025005027498,66.353590042897807]
[1056,null,null,null,null,"","",null,31.239828365949499,33.432731097800598,65.614237275076405,34.191111769905497,37.136025005027498,66.353590042897807]
[1057,null,null,null,null,"","",null,31.239828365949499,33.432731097800598,65.614237275076405,34.191111769905497,37.136025005027498,66.353590042897807]
[1058,null,null,null,null,"","",null,31.239828365949499,33.432731097800598,65.614237275076405,34.191111769905497,37.136025005027498,66.353590042897807]
[1059,null,null,null,null,"","",null,31.239828365949499,33.432731097800598,65.614237275076405,34.191111769905497,37.136025005027498,66.353590042897807]
[1060,null,null,null,null,"","",null,31.239828365949499,33.432731097800598,65.614237275076405,34.191111769905497,37.136025005027498,66.353590042897807]
[1061,null,null,null,null,"","",null,31.239828365949499,33.432731097800598,65.614237275076405,34.191111769905497,37.136025005027498,66.353590042897807]
[1062,null,null,null,null,"","",null,31.239828365949499,33.432731097800598,65.614237275076405,34.191111769905497,37.136025005027498,66.353590042897807]
[1063,null,null,null,null,"","",null,31.239828365949499,33.432731097800598,65.614237275076405,34.191111769905497,37.136025005027498,66.353590042897807]
[1064,null,null,null,null,"","",null,31.239828365949499,33.432731097800598,65.614237275076405,34.191111769905497,37.136025005027498,66.353590042897807]
[1065,null,null,null,null,"","",null,31.239828365949499,33.432731097800598,65.614237275076405,34.191111769905497,37.136025005027498,66.353590042897807]
[1066,null,null,null,null,"","",null,31.239828365949499,33.432731097800598,65.614237275076405,34.191111769905497,37.136025005027498,66.353590042897807]
[1067,null,null,null,null,"","",null,31.239828365949499,33.432731097800598,65.614237275076405,34.191111769905497,37.136025005027498,66.353590042897807]
[1068,null,null,null,null,"","",null,31.239828365949499,33.432731097800598,65.614237275076405,34.191111769905497,37.136025005027498,66.353590042897807]
[1069,null,null,null,null,"","",null,31.239828365949499,33.432731097800598,65.614237275076405,34.191111769905497,37.136025005027498,66.353590042897807]
[1070,null,null,null,null,"","",null,31.239828365949499,33.432731097800598,65.614237275076405,34.191111769905497,37.136025005027498,66.353590042897807]
[1071,null,null,null,null,"","",null,31.239828365949499,33.432731097800598,65.614237275076405,34.191111769905497,37.136025005027498,66.353590042897807]
[1072,null,null,null,null,"","",null,31.239828365949499,33.432731097800598,65.614237275076405,34.191111769905497,37.136025005027498,66.353590042897807]
[1073,null,null,null,null,"","",null,31.239828365949499,33.432731097800598,65.614237275076405,34.191111769905497,37.136025005027498,66.353590042897807]
[1074,null,null,null,null,"","",null,31.239828365949499,33.432731097800598,65.614237275076405,34.191111769905497,37.136025005027498,66.353590042897807]
[1075,null,null,null,null,"","",null,31.239828365949499,33.432731097800598,65.614237275076405,34.191111769905497,37.136025005027498,66.353590042897807]
[1076,null,null,null,null,"","",null,31.239828365949499,33.432731097800598,65.614237275076405,34.191111769905497,37.136025005027498,66.353590042897807]
[1077,null,null,null,null,"","",null,31.239828365949499,33.432731097800598,65.614237275076405,34.191111769905497,37.136025005027498,66.353590042897807]
[1078,null,null,null,null,"","",null,31.239828365949499,33.432731097800598,65.614237275076405,34.191111769905497,37.136025005027498,66.353590042897807]
[1079,null,null,null,null,"","",null,31.239828365949499,33.432731097800598,65.614237275076405,34.191111769905497,37.136025005027498,66.353590042897807]
[1080,null,null,null,null,"","",null,31.239828365949499,33.432731097800598,65.614237275076405,34.191111769905497,37.136025005027498,66.353590042897807]
[1081,null,null,null,null,"","",null,31.239828365949499,33.432731097800598,65.614237275076405,34.191111769905497,37.136025005027498,66.353590042897807]
[1082,null,null,null,null,"","",null,31.239828365949499,33.432731097800598,65.614237275076405,34.191111769905497,37.136025005027498,66.353590042897807]
[1083,null,null,null,null,"","",null,31.239828365949499,33.432731097800598,65.614237275076405,34.191111769905497,37.136025005027498,66.353590042897807]
[1084,null,null,null,null,"","",null,31.239828365949499,33.432731097800598,65.614237275076405,34.191111769905497,37.136025005027498,66.353590042897807]
[1085,null,null,null,null,"","",null,31.239828365949499,33.432731097800598,65.614237275076405,34.191111769905497,37.136025005027498,66.353590042897807]
[1086,null,null,null,null,"","",null,31.239828365949499,33.432731097800598,65.614237275076405,34.191111769905497,37.136025005027498,66.353590042897807]
[1087,null,null,null,null,"","",null,31.239828365949499,33.432731097800598,65.614237275076405,34.191111769905497,37.136025005027498,66.353590042897807]
[1088,null,null,null,null,"","",null,31.239828365949499,33.432731097800598,65.614237275076405,34.191111769905497,37.136025005027498,66.353590042897807]
[1089,null,null,null,null,"","",null,31.239828365949499,33.432731097800598,65.614237275076405,{"$f":"1.45776613020539E-13*(HOUR($E1095)*60+MINUTE($E1095))^5-5.56072270585461E-10*(HOUR($E1095)*60+MINUTE($E1095))^4+7.06833400255548E-07*(HOUR($E1095)*60+MINUTE($E1095))^3-0.000318788465226261*(HOUR($E1095)*60+MINUTE($E1095))^2+0.0281711711660364*(HOUR($E1095)*60+MINUTE($E1095))+34.1911117699055","v":34.191111769905497},37.136025005027498,66.353590042897807]
[1090,null,null,null,null,"",{"$f":"IF(AND(ISBLANK(B1096),NOT(ISNUMBER(F1096))),\"\",IF(ISBLANK(B1096),\"Measured DO Saturation Not entered!\",IF(ISNUMBER(F1096),IF(B1096<F1096,\"No\",\"Yes\"),\"Enter all required values!\")))","v":""},null,{"$f":"1.18443700433286E-13*(HOUR($E1096)*60+MINUTE($E1096))^5 - 4.14323598958596E-10*(HOUR($E1096)*60+MINUTE($E1096))^4 + 4.77287727122539E-07*(HOUR($E1096)*60+MINUTE($E1096))^3 - 0.000196917585728373*(HOUR($E1096)*60+MINUTE($E1096))^2 + 0.0231405627601475*(HOUR($E1096)*60+MINUTE($E1096)) + 31.2398283659495","v":31.239828365949499},{"$f":"1.98879987167155E-13*(HOUR($E1096)*60+MINUTE($E1096))^5 - 6.89410992615642E-10*(HOUR($E1096)*60+MINUTE($E1096))^4 + 7.83730333422071E-07*(HOUR($E1096)*60+MINUTE($E1096))^3 - 0.00031597890334556*(HOUR($E1096)*60+MINUTE($E1096))^2 + 0.0355135105918976*(HOUR($E1096)*60+MINUTE($E1096)) + 33.4327310978006","v":33.432731097800598},{"$f":"9.08511511657608E-14*(HOUR($E1096)*60+MINUTE($E1096))^5 - 2.99407211249053E-10*(HOUR($E1096)*60+MINUTE($E1096))^4 + 3.1560253348998E-07*(HOUR($E1096)*60+MINUTE($E1096))^3 - 0.000108510891323021*(HOUR($E1096)*60+MINUTE($E1096))^2 + 0.00628484730145829*(HOUR($E1096)*60+MINUTE($E1096)) + 65.6142372750764","v":65.614237275076405},34.191111769905497,{"$f":"1.37090283182826E-13*(HOUR($E1096)*60+MINUTE($E1096))^5 - 5.04960255463897E-10*(HOUR($E1096)*60+MINUTE($E1096))^4 + 6.13524315934422E-07*(HOUR($E1096)*60+MINUTE($E1096))^3 - 0.00025817433468811*(HOUR($E1096)*60+MINUTE($E1096))^2 + 0.0195966892410979*(HOUR($E1096)*60+MINUTE($E1096)) + 37.1360250050275","v":37.136025005027498},{"$f":"7.11895278892582E-14*(HOUR($E1096)*60+MINUTE($E1096))^5-2.64195273421019E-10*(HOUR($E1096)*60+MINUTE($E1096))^4 + 3.22473039456213E-07*(HOUR($E1096)*60+MINUTE($E1096))^3 - 0.00013606873481109*(HOUR($E1096)*60+MINUTE($E1096))^2 + 0.0107100719720847*(HOUR($E1096)*60+MINUTE($E1096))+66.3535900428978","v":66.353590042897807}]
[1091,null,null,null,null,{"$f":"IF(AND(ISBLANK($B1097),ISBLANK($C1097),ISBLANK($D1097),ISBLANK($E1097)),\"\",IF(OR(ISBLANK($B1097),ISBLANK($C1097),ISBLANK($D1097),ISBLANK($E1097)),\"Enter all required values\",IF($D1097=\"Estuary/Marine\",\"Time of day Adjustment not appropriate for marine waters!\",IF(OR(CONCATENATE($C1097,\"-\",$D1097)=\"Peninsula-Lake/Wetland\",CONCATENATE($C1097,\"-\",$D1097)=\"Everglades-Lake/Wetland\"),M1097,IF(OR(CONCATENATE($C1097,\"-\",$D1097)=\"Northeast-Lake/Wetland\",CONCATENATE($C1097,\"-\",$D1097)=\"Big Bend-Lake/Wetland\"),L1097,IF(CONCATENATE($C1097,\"-\",$D1097)=\"Panhandle West-Lake/Wetland\",N1097,IF(OR(CONCATENATE($C1097,\"-\",$D1097)=\"Peninsula-Stream/Canal\",CONCATENATE($C1097,\"-\",$D1097)=\"Everglades-Stream/Canal\"),J1097,IF(OR(CONCATENATE($C1097,\"-\",$D1097)=\"Northeast-Stream/Canal\",CONCATENATE($C1097,\"-\",$D1097)=\"Big Bend-Stream/Canal\"),I1097,IF(CONCATENATE($C1097,\"-\",$D1097)=\"Panhandle West-Stream/Canal\",K1097,\"Error! Check Entries\")))))))))","v":""},"",null,31.239828365949499,33.432731097800598,65.614237275076405,34.191111769905497,37.136025005027498,66.353590042897807]
[1092,null,null,null,null,"","",null,31.239828365949499,33.432731097800598,65.614237275076405,34.191111769905497,37.136025005027498,66.353590042897807]
[1093,null,null,null,null,"","",null,31.239828365949499,33.432731097800598,65.614237275076405,34.191111769905497,37.136025005027498,66.353590042897807]
[1094,null,null,null,null,"","",null,31.239828365949499,33.432731097800598,65.614237275076405,34.191111769905497,37.136025005027498,66.353590042897807]
[1095,null,null,null,null,"","",null,31.239828365949499,33.432731097800598,65.614237275076405,34.191111769905497,37.136025005027498,66.353590042897807]
[1096,null,null,null,null,"","",null,31.239828365949499,33.432731097800598,65.614237275076405,34.191111769905497,37.136025005027498,66.353590042897807]
[1097,null,null,null,null,"","",null,31.239828365949499,33.432731097800598,65.614237275076405,34.191111769905497,37.136025005027498,66.353590042897807]
[1098,null,null,null,null,"","",null,31.239828365949499,33.432731097800598,65.614237275076405,34.191111769905497,37.136025005027498,66.353590042897807]
[1099,null,null,null,null,"","",null,31.239828365949499,33.432731097800598,65.614237275076405,34.191111769905497,37.136025005027498,66.353590042897807]
[1100,null,null,null,null,"","",null,31.239828365949499,33.432731097800598,65.614237275076405,34.191111769905497,37.136025005027498,66.353590042897807]
[1101,null,null,null,null,"","",null,31.239828365949499,33.432731097800598,65.614237275076405,34.191111769905497,37.136025005027498,66.353590042897807]
[1102,null,null,null,null,"","",null,31.239828365949499,33.432731097800598,65.614237275076405,34.191111769905497,37.136025005027498,66.353590042897807]
[1103,null,null,null,null,"","",null,31.239828365949499,33.432731097800598,65.614237275076405,34.191111769905497,37.136025005027498,66.353590042897807]
[1104,null,null,null,null,"","",null,31.239828365949499,33.432731097800598,65.614237275076405,34.191111769905497,37.136025005027498,66.353590042897807]
[1105,null,null,null,null,"","",null,31.239828365949499,33.432731097800598,65.614237275076405,34.191111769905497,37.136025005027498,66.353590042897807]
[1106,null,null,null,null,"","",null,31.239828365949499,33.432731097800598,65.614237275076405,34.191111769905497,37.136025005027498,66.353590042897807]
[1107,null,null,null,null,"","",null,31.239828365949499,33.432731097800598,65.614237275076405,34.191111769905497,37.136025005027498,66.353590042897807]
[1108,null,null,null,null,"","",null,31.239828365949499,33.432731097800598,65.614237275076405,34.191111769905497,37.136025005027498,66.353590042897807]
[1109,null,null,null,null,"","",null,31.239828365949499,33.432731097800598,65.614237275076405,34.191111769905497,37.136025005027498,66.353590042897807]
[1110,null,null,null,null,"","",null,31.239828365949499,33.432731097800598,65.614237275076405,34.191111769905497,37.136025005027498,66.353590042897807]
[1111,null,null,null,null,"","",null,31.239828365949499,33.432731097800598,65.614237275076405,34.191111769905497,37.136025005027498,66.353590042897807]
[1112,null,null,null,null,"","",null,31.239828365949499,33.432731097800598,65.614237275076405,34.191111769905497,37.136025005027498,66.353590042897807]
[1113,null,null,null,null,"","",null,31.239828365949499,33.432731097800598,65.614237275076405,34.191111769905497,37.136025005027498,66.353590042897807]
[1114,null,null,null,null,"","",null,31.239828365949499,33.432731097800598,65.614237275076405,34.191111769905497,37.136025005027498,66.353590042897807]
[1115,null,null,null,null,"","",null,31.239828365949499,33.432731097800598,65.614237275076405,34.191111769905497,37.136025005027498,66.353590042897807]
[1116,null,null,null,null,"","",null,31.239828365949499,33.432731097800598,65.614237275076405,34.191111769905497,37.136025005027498,66.353590042897807]
[1117,null,null,null,null,"","",null,31.239828365949499,33.432731097800598,65.614237275076405,34.191111769905497,37.136025005027498,66.353590042897807]
[1118,null,null,null,null,"","",null,31.239828365949499,33.432731097800598,65.614237275076405,34.191111769905497,37.136025005027498,66.353590042897807]
[1119,null,null,null,null,"","",null,31.239828365949499,33.432731097800598,65.614237275076405,34.191111769905497,37.136025005027498,66.353590042897807]
[1120,null,null,null,null,"","",null,31.239828365949499,33.432731097800598,65.614237275076405,34.191111769905497,37.136025005027498,66.353590042897807]
[1121,null,null,null,null,"","",null,31.239828365949499,33.432731097800598,65.614237275076405,34.191111769905497,37.136025005027498,66.353590042897807]
[1122,null,null,null,null,"","",null,31.239828365949499,33.432731097800598,65.614237275076405,34.191111769905497,37.136025005027498,66.353590042897807]
[1123,null,null,null,null,"","",null,31.239828365949499,33.432731097800598,65.614237275076405,34.191111769905497,37.136025005027498,66.353590042897807]
[1124,null,null,null,null,"","",null,31.239828365949499,33.432731097800598,65.614237275076405,34.191111769905497,37.136025005027498,66.353590042897807]
[1125,null,null,null,null,"","",null,31.239828365949499,33.432731097800598,65.614237275076405,34.191111769905497,37.136025005027498,66.353590042897807]
[1126,null,null,null,null,"","",null,31.239828365949499,33.432731097800598,65.614237275076405,34.191111769905497,37.136025005027498,66.353590042897807]
[1127,null,null,null,null,"","",null,31.239828365949499,33.432731097800598,65.614237275076405,34.191111769905497,37.136025005027498,66.353590042897807]
[1128,null,null,null,null,"","",null,31.239828365949499,33.432731097800598,65.614237275076405,34.191111769905497,37.136025005027498,66.353590042897807]
[1129,null,null,null,null,"","",null,31.239828365949499,33.432731097800598,65.614237275076405,34.191111769905497,37.136025005027498,66.353590042897807]
[1130,null,null,null,null,"","",null,31.239828365949499,33.432731097800598,65.614237275076405,34.191111769905497,37.136025005027498,66.353590042897807]
[1131,null,null,null,null,"","",null,31.239828365949499,33.432731097800598,65.614237275076405,34.191111769905497,37.136025005027498,66.353590042897807]
[1132,null,null,null,null,"","",null,31.239828365949499,33.432731097800598,65.614237275076405,34.191111769905497,37.136025005027498,66.353590042897807]
[1133,null,null,null,null,"","",null,31.239828365949499,33.432731097800598,65.614237275076405,34.191111769905497,37.136025005027498,66.353590042897807]
[1134,null,null,null,null,"","",null,31.239828365949499,33.432731097800598,65.614237275076405,34.191111769905497,37.136025005027498,66.353590042897807]
[1135,null,null,null,null,"","",null,31.239828365949499,33.432731097800598,65.614237275076405,34.191111769905497,37.136025005027498,66.353590042897807]
[1136,null,null,null,null,"","",null,31.239828365949499,33.432731097800598,65.614237275076405,34.191111769905497,37.136025005027498,66.353590042897807]
[1137,null,null,null,null,"","",null,31.239828365949499,33.432731097800598,65.614237275076405,34.191111769905497,37.136025005027498,66.353590042897807]
[1138,null,null,null,null,"","",null,31.239828365949499,33.432731097800598,65.614237275076405,34.191111769905497,37.136025005027498,66.353590042897807]
[1139,null,null,null,null,"","",null,31.239828365949499,33.432731097800598,65.614237275076405,34.191111769905497,37.136025005027498,66.353590042897807]
[1140,null,null,null,null,"","",null,31.239828365949499,33.432731097800598,65.614237275076405,34.191111769905497,37.136025005027498,66.353590042897807]
[1141,null,null,null,null,"","",null,31.239828365949499,33.432731097800598,65.614237275076405,34.191111769905497,37.136025005027498,66.353590042897807]
[1142,null,null,null,null,"","",null,31.239828365949499,33.432731097800598,65.614237275076405,34.191111769905497,37.136025005027498,66.353590042897807]
[1143,null,null,null,null,"","",null,31.239828365949499,33.432731097800598,65.614237275076405,34.191111769905497,37.136025005027498,66.353590042897807]
[1144,null,null,null,null,"","",null,31.239828365949499,33.432731097800598,65.614237275076405,34.191111769905497,37.136025005027498,66.353590042897807]
[1145,null,null,null,null,"","",null,31.239828365949499,33.432731097800598,65.614237275076405,34.191111769905497,37.136025005027498,66.353590042897807]
[1146,null,null,null,null,"","",null,31.239828365949499,33.432731097800598,65.614237275076405,34.191111769905497,37.136025005027498,66.353590042897807]
[1147,null,null,null,null,"","",null,31.239828365949499,33.432731097800598,65.614237275076405,34.191111769905497,37.136025005027498,66.353590042897807]
[1148,null,null,null,null,"","",null,31.239828365949499,33.432731097800598,65.614237275076405,34.191111769905497,37.136025005027498,66.353590042897807]
[1149,null,null,null,null,"","",null,31.239828365949499,33.432731097800598,65.614237275076405,34.191111769905497,37.136025005027498,66.353590042897807]
[1150,null,null,null,null,"","",null,31.239828365949499,33.432731097800598,65.614237275076405,34.191111769905497,37.136025005027498,66.353590042897807]
[1151,null,null,null,null,"","",null,31.239828365949499,33.432731097800598,65.614237275076405,34.191111769905497,37.136025005027498,66.353590042897807]
[1152,null,null,null,null,"","",null,31.239828365949499,33.432731097800598,65.614237275076405,34.191111769905497,37.136025005027498,66.353590042897807]
[1153,null,null,null,null,"","",null,31.239828365949499,33.432731097800598,65.614237275076405,{"$f":"1.45776613020539E-13*(HOUR($E1159)*60+MINUTE($E1159))^5-5.56072270585461E-10*(HOUR($E1159)*60+MINUTE($E1159))^4+7.06833400255548E-07*(HOUR($E1159)*60+MINUTE($E1159))^3-0.000318788465226261*(HOUR($E1159)*60+MINUTE($E1159))^2+0.0281711711660364*(HOUR($E1159)*60+MINUTE($E1159))+34.1911117699055","v":34.191111769905497},37.136025005027498,66.353590042897807]
[1154,null,null,null,null,"",{"$f":"IF(AND(ISBLANK(B1160),NOT(ISNUMBER(F1160))),\"\",IF(ISBLANK(B1160),\"Measured DO Saturation Not entered!\",IF(ISNUMBER(F1160),IF(B1160<F1160,\"No\",\"Yes\"),\"Enter all required values!\")))","v":""},null,{"$f":"1.18443700433286E-13*(HOUR($E1160)*60+MINUTE($E1160))^5 - 4.14323598958596E-10*(HOUR($E1160)*60+MINUTE($E1160))^4 + 4.77287727122539E-07*(HOUR($E1160)*60+MINUTE($E1160))^3 - 0.000196917585728373*(HOUR($E1160)*60+MINUTE($E1160))^2 + 0.0231405627601475*(HOUR($E1160)*60+MINUTE($E1160)) + 31.2398283659495","v":31.239828365949499},{"$f":"1.98879987167155E-13*(HOUR($E1160)*60+MINUTE($E1160))^5 - 6.89410992615642E-10*(HOUR($E1160)*60+MINUTE($E1160))^4 + 7.83730333422071E-07*(HOUR($E1160)*60+MINUTE($E1160))^3 - 0.00031597890334556*(HOUR($E1160)*60+MINUTE($E1160))^2 + 0.0355135105918976*(HOUR($E1160)*60+MINUTE($E1160)) + 33.4327310978006","v":33.432731097800598},{"$f":"9.08511511657608E-14*(HOUR($E1160)*60+MINUTE($E1160))^5 - 2.99407211249053E-10*(HOUR($E1160)*60+MINUTE($E1160))^4 + 3.1560253348998E-07*(HOUR($E1160)*60+MINUTE($E1160))^3 - 0.000108510891323021*(HOUR($E1160)*60+MINUTE($E1160))^2 + 0.00628484730145829*(HOUR($E1160)*60+MINUTE($E1160)) + 65.6142372750764","v":65.614237275076405},34.191111769905497,{"$f":"1.37090283182826E-13*(HOUR($E1160)*60+MINUTE($E1160))^5 - 5.04960255463897E-10*(HOUR($E1160)*60+MINUTE($E1160))^4 + 6.13524315934422E-07*(HOUR($E1160)*60+MINUTE($E1160))^3 - 0.00025817433468811*(HOUR($E1160)*60+MINUTE($E1160))^2 + 0.0195966892410979*(HOUR($E1160)*60+MINUTE($E1160)) + 37.1360250050275","v":37.136025005027498},{"$f":"7.11895278892582E-14*(HOUR($E1160)*60+MINUTE($E1160))^5-2.64195273421019E-10*(HOUR($E1160)*60+MINUTE($E1160))^4 + 3.22473039456213E-07*(HOUR($E1160)*60+MINUTE($E1160))^3 - 0.00013606873481109*(HOUR($E1160)*60+MINUTE($E1160))^2 + 0.0107100719720847*(HOUR($E1160)*60+MINUTE($E1160))+66.3535900428978","v":66.353590042897807}]
[1155,null,null,null,null,{"$f":"IF(AND(ISBLANK($B1161),ISBLANK($C1161),ISBLANK($D1161),ISBLANK($E1161)),\"\",IF(OR(ISBLANK($B1161),ISBLANK($C1161),ISBLANK($D1161),ISBLANK($E1161)),\"Enter all required values\",IF($D1161=\"Estuary/Marine\",\"Time of day Adjustment not appropriate for marine waters!\",IF(OR(CONCATENATE($C1161,\"-\",$D1161)=\"Peninsula-Lake/Wetland\",CONCATENATE($C1161,\"-\",$D1161)=\"Everglades-Lake/Wetland\"),M1161,IF(OR(CONCATENATE($C1161,\"-\",$D1161)=\"Northeast-Lake/Wetland\",CONCATENATE($C1161,\"-\",$D1161)=\"Big Bend-Lake/Wetland\"),L1161,IF(CONCATENATE($C1161,\"-\",$D1161)=\"Panhandle West-Lake/Wetland\",N1161,IF(OR(CONCATENATE($C1161,\"-\",$D1161)=\"Peninsula-Stream/Canal\",CONCATENATE($C1161,\"-\",$D1161)=\"Everglades-Stream/Canal\"),J1161,IF(OR(CONCATENATE($C1161,\"-\",$D1161)=\"Northeast-Stream/Canal\",CONCATENATE($C1161,\"-\",$D1161)=\"Big Bend-Stream/Canal\"),I1161,IF(CONCATENATE($C1161,\"-\",$D1161)=\"Panhandle West-Stream/Canal\",K1161,\"Error! Check Entries\")))))))))","v":""},"",null,31.239828365949499,33.432731097800598,65.614237275076405,34.191111769905497,37.136025005027498,66.353590042897807]
[1156,null,null,null,null,"","",null,31.239828365949499,33.432731097800598,65.614237275076405,34.191111769905497,37.136025005027498,66.353590042897807]
[1157,null,null,null,null,"","",null,31.239828365949499,33.432731097800598,65.614237275076405,34.191111769905497,37.136025005027498,66.353590042897807]
[1158,null,null,null,null,"","",null,31.239828365949499,33.432731097800598,65.614237275076405,34.191111769905497,37.136025005027498,66.353590042897807]
[1159,null,null,null,null,"","",null,31.239828365949499,33.432731097800598,65.614237275076405,34.191111769905497,37.136025005027498,66.353590042897807]
[1160,null,null,null,null,"","",null,31.239828365949499,33.432731097800598,65.614237275076405,34.191111769905497,37.136025005027498,66.353590042897807]
[1161,null,null,null,null,"","",null,31.239828365949499,33.432731097800598,65.614237275076405,34.191111769905497,37.136025005027498,66.353590042897807]
[1162,null,null,null,null,"","",null,31.239828365949499,33.432731097800598,65.614237275076405,34.191111769905497,37.136025005027498,66.353590042897807]
[1163,null,null,null,null,"","",null,31.239828365949499,33.432731097800598,65.614237275076405,34.191111769905497,37.136025005027498,66.353590042897807]
[1164,null,null,null,null,"","",null,31.239828365949499,33.432731097800598,65.614237275076405,34.191111769905497,37.136025005027498,66.353590042897807]
[1165,null,null,null,null,"","",null,31.239828365949499,33.432731097800598,65.614237275076405,34.191111769905497,37.136025005027498,66.353590042897807]
[1166,null,null,null,null,"","",null,31.239828365949499,33.432731097800598,65.614237275076405,34.191111769905497,37.136025005027498,66.353590042897807]
[1167,null,null,null,null,"","",null,31.239828365949499,33.432731097800598,65.614237275076405,34.191111769905497,37.136025005027498,66.353590042897807]
[1168,null,null,null,null,"","",null,31.239828365949499,33.432731097800598,65.614237275076405,34.191111769905497,37.136025005027498,66.353590042897807]
[1169,null,null,null,null,"","",null,31.239828365949499,33.432731097800598,65.614237275076405,34.191111769905497,37.136025005027498,66.353590042897807]
[1170,null,null,null,null,"","",null,31.239828365949499,33.432731097800598,65.614237275076405,34.191111769905497,37.136025005027498,66.353590042897807]
[1171,null,null,null,null,"","",null,31.239828365949499,33.432731097800598,65.614237275076405,34.191111769905497,37.136025005027498,66.353590042897807]
[1172,null,null,null,null,"","",null,31.239828365949499,33.432731097800598,65.614237275076405,34.191111769905497,37.136025005027498,66.353590042897807]
[1173,null,null,null,null,"","",null,31.239828365949499,33.432731097800598,65.614237275076405,34.191111769905497,37.136025005027498,66.353590042897807]
[1174,null,null,null,null,"","",null,31.239828365949499,33.432731097800598,65.614237275076405,34.191111769905497,37.136025005027498,66.353590042897807]
[1175,null,null,null,null,"","",null,31.239828365949499,33.432731097800598,65.614237275076405,34.191111769905497,37.136025005027498,66.353590042897807]
[1176,null,null,null,null,"","",null,31.239828365949499,33.432731097800598,65.614237275076405,34.191111769905497,37.136025005027498,66.353590042897807]
[1177,null,null,null,null,"","",null,31.239828365949499,33.432731097800598,65.614237275076405,34.191111769905497,37.136025005027498,66.353590042897807]
[1178,null,null,null,null,"","",null,31.239828365949499,33.432731097800598,65.614237275076405,34.191111769905497,37.136025005027498,66.353590042897807]
[1179,null,null,null,null,"","",null,31.239828365949499,33.432731097800598,65.614237275076405,34.191111769905497,37.136025005027498,66.353590042897807]
[1180,null,null,null,null,"","",null,31.239828365949499,33.432731097800598,65.614237275076405,34.191111769905497,37.136025005027498,66.353590042897807]
[1181,null,null,null,null,"","",null,31.239828365949499,33.432731097800598,65.614237275076405,34.191111769905497,37.136025005027498,66.353590042897807]
[1182,null,null,null,null,"","",null,31.239828365949499,33.432731097800598,65.614237275076405,34.191111769905497,37.136025005027498,66.353590042897807]
[1183,null,null,null,null,"","",null,31.239828365949499,33.432731097800598,65.614237275076405,34.191111769905497,37.136025005027498,66.353590042897807]
[1184,null,null,null,null,"","",null,31.239828365949499,33.432731097800598,65.614237275076405,34.191111769905497,37.136025005027498,66.353590042897807]
[1185,null,null,null,null,"","",null,31.239828365949499,33.432731097800598,65.614237275076405,34.191111769905497,37.136025005027498,66.353590042897807]
[1186,null,null,null,null,"","",null,31.239828365949499,33.432731097800598,65.614237275076405,34.191111769905497,37.136025005027498,66.353590042897807]
[1187,null,null,null,null,"","",null,31.239828365949499,33.432731097800598,65.614237275076405,34.191111769905497,37.136025005027498,66.353590042897807]
[1188,null,null,null,null,"","",null,31.239828365949499,33.432731097800598,65.614237275076405,34.191111769905497,37.136025005027498,66.353590042897807]
[1189,null,null,null,null,"","",null,31.239828365949499,33.432731097800598,65.614237275076405,34.191111769905497,37.136025005027498,66.353590042897807]
[1190,null,null,null,null,"","",null,31.239828365949499,33.432731097800598,65.614237275076405,34.191111769905497,37.136025005027498,66.353590042897807]
[1191,null,null,null,null,"","",null,31.239828365949499,33.432731097800598,65.614237275076405,34.191111769905497,37.136025005027498,66.353590042897807]
[1192,null,null,null,null,"","",null,31.239828365949499,33.432731097800598,65.614237275076405,34.191111769905497,37.136025005027498,66.353590042897807]
[1193,null,null,null,null,"","",null,31.239828365949499,33.432731097800598,65.614237275076405,34.191111769905497,37.136025005027498,66.353590042897807]
[1194,null,null,null,null,"","",null,31.239828365949499,33.432731097800598,65.614237275076405,34.191111769905497,37.136025005027498,66.353590042897807]
[1195,null,null,null,null,"","",null,31.239828365949499,33.432731097800598,65.614237275076405,34.191111769905497,37.136025005027498,66.353590042897807]
[1196,null,null,null,null,"","",null,31.239828365949499,33.432731097800598,65.614237275076405,34.191111769905497,37.136025005027498,66.353590042897807]
[1197,null,null,null,null,"","",null,31.239828365949499,33.432731097800598,65.614237275076405,34.191111769905497,37.136025005027498,66.353590042897807]
[1198,null,null,null,null,"","",null,31.239828365949499,33.432731097800598,65.614237275076405,34.191111769905497,37.136025005027498,66.353590042897807]
[1199,null,null,null,null,"","",null,31.239828365949499,33.432731097800598,65.614237275076405,34.191111769905497,37.136025005027498,66.353590042897807]
[1200,null,null,null,null,"","",null,31.239828365949499,33.432731097800598,65.614237275076405,34.191111769905497,37.136025005027498,66.353590042897807]
[1201,null,null,null,null,"","",null,31.239828365949499,33.432731097800598,65.614237275076405,34.191111769905497,37.136025005027498,66.353590042897807]
[1202,null,null,null,null,"","",null,31.239828365949499,33.432731097800598,65.614237275076405,34.191111769905497,37.136025005027498,66.353590042897807]
[1203,null,null,null,null,"","",null,31.239828365949499,33.432731097800598,65.614237275076405,34.191111769905497,37.136025005027498,66.353590042897807]
[1204,null,null,null,null,"","",null,31.239828365949499,33.432731097800598,65.614237275076405,34.191111769905497,37.136025005027498,66.353590042897807]
[1205,null,null,null,null,"","",null,31.239828365949499,33.432731097800598,65.614237275076405,34.191111769905497,37.136025005027498,66.353590042897807]
[1206,null,null,null,null,"","",null,31.239828365949499,33.432731097800598,65.614237275076405,34.191111769905497,37.136025005027498,66.353590042897807]
[1207,null,null,null,null,"","",null,31.239828365949499,33.432731097800598,65.614237275076405,34.191111769905497,37.136025005027498,66.353590042897807]
[1208,null,null,null,null,"","",null,31.239828365949499,33.432731097800598,65.614237275076405,34.191111769905497,37.136025005027498,66.353590042897807]
[1209,null,null,null,null,"","",null,31.239828365949499,33.432731097800598,65.614237275076405,34.191111769905497,37.136025005027498,66.353590042897807]
[1210,null,null,null,null,"","",null,31.239828365949499,33.432731097800598,65.614237275076405,34.191111769905497,37.136025005027498,66.353590042897807]
[1211,null,null,null,null,"","",null,31.239828365949499,33.432731097800598,65.614237275076405,34.191111769905497,37.136025005027498,66.353590042897807]
[1212,null,null,null,null,"","",null,31.239828365949499,33.432731097800598,65.614237275076405,34.191111769905497,37.136025005027498,66.353590042897807]
[1213,null,null,null,null,"","",null,31.239828365949499,33.432731097800598,65.614237275076405,34.191111769905497,37.136025005027498,66.353590042897807]
[1214,null,null,null,null,"","",null,31.239828365949499,33.432731097800598,65.614237275076405,34.191111769905497,37.136025005027498,66.353590042897807]
[1215,null,null,null,null,"","",null,31.239828365949499,33.432731097800598,65.614237275076405,34.191111769905497,37.136025005027498,66.353590042897807]
[1216,null,null,null,null,"","",null,31.239828365949499,33.432731097800598,65.614237275076405,34.191111769905497,37.136025005027498,66.353590042897807]
[1217,null,null,null,null,"","",null,31.239828365949499,33.432731097800598,65.614237275076405,{"$f":"1.45776613020539E-13*(HOUR($E1223)*60+MINUTE($E1223))^5-5.56072270585461E-10*(HOUR($E1223)*60+MINUTE($E1223))^4+7.06833400255548E-07*(HOUR($E1223)*60+MINUTE($E1223))^3-0.000318788465226261*(HOUR($E1223)*60+MINUTE($E1223))^2+0.0281711711660364*(HOUR($E1223)*60+MINUTE($E1223))+34.1911117699055","v":34.191111769905497},37.136025005027498,66.353590042897807]
[1218,null,null,null,null,"",{"$f":"IF(AND(ISBLANK(B1224),NOT(ISNUMBER(F1224))),\"\",IF(ISBLANK(B1224),\"Measured DO Saturation Not entered!\",IF(ISNUMBER(F1224),IF(B1224<F1224,\"No\",\"Yes\"),\"Enter all required values!\")))","v":""},null,{"$f":"1.18443700433286E-13*(HOUR($E1224)*60+MINUTE($E1224))^5 - 4.14323598958596E-10*(HOUR($E1224)*60+MINUTE($E1224))^4 + 4.77287727122539E-07*(HOUR($E1224)*60+MINUTE($E1224))^3 - 0.000196917585728373*(HOUR($E1224)*60+MINUTE($E1224))^2 + 0.0231405627601475*(HOUR($E1224)*60+MINUTE($E1224)) + 31.2398283659495","v":31.239828365949499},{"$f":"1.98879987167155E-13*(HOUR($E1224)*60+MINUTE($E1224))^5 - 6.89410992615642E-10*(HOUR($E1224)*60+MINUTE($E1224))^4 + 7.83730333422071E-07*(HOUR($E1224)*60+MINUTE($E1224))^3 - 0.00031597890334556*(HOUR($E1224)*60+MINUTE($E1224))^2 + 0.0355135105918976*(HOUR($E1224)*60+MINUTE($E1224)) + 33.4327310978006","v":33.432731097800598},{"$f":"9.08511511657608E-14*(HOUR($E1224)*60+MINUTE($E1224))^5 - 2.99407211249053E-10*(HOUR($E1224)*60+MINUTE($E1224))^4 + 3.1560253348998E-07*(HOUR($E1224)*60+MINUTE($E1224))^3 - 0.000108510891323021*(HOUR($E1224)*60+MINUTE($E1224))^2 + 0.00628484730145829*(HOUR($E1224)*60+MINUTE($E1224)) + 65.6142372750764","v":65.614237275076405},34.191111769905497,{"$f":"1.37090283182826E-13*(HOUR($E1224)*60+MINUTE($E1224))^5 - 5.04960255463897E-10*(HOUR($E1224)*60+MINUTE($E1224))^4 + 6.13524315934422E-07*(HOUR($E1224)*60+MINUTE($E1224))^3 - 0.00025817433468811*(HOUR($E1224)*60+MINUTE($E1224))^2 + 0.0195966892410979*(HOUR($E1224)*60+MINUTE($E1224)) + 37.1360250050275","v":37.136025005027498},{"$f":"7.11895278892582E-14*(HOUR($E1224)*60+MINUTE($E1224))^5-2.64195273421019E-10*(HOUR($E1224)*60+MINUTE($E1224))^4 + 3.22473039456213E-07*(HOUR($E1224)*60+MINUTE($E1224))^3 - 0.00013606873481109*(HOUR($E1224)*60+MINUTE($E1224))^2 + 0.0107100719720847*(HOUR($E1224)*60+MINUTE($E1224))+66.3535900428978","v":66.353590042897807}]
[1219,null,null,null,null,{"$f":"IF(AND(ISBLANK($B1225),ISBLANK($C1225),ISBLANK($D1225),ISBLANK($E1225)),\"\",IF(OR(ISBLANK($B1225),ISBLANK($C1225),ISBLANK($D1225),ISBLANK($E1225)),\"Enter all required values\",IF($D1225=\"Estuary/Marine\",\"Time of day Adjustment not appropriate for marine waters!\",IF(OR(CONCATENATE($C1225,\"-\",$D1225)=\"Peninsula-Lake/Wetland\",CONCATENATE($C1225,\"-\",$D1225)=\"Everglades-Lake/Wetland\"),M1225,IF(OR(CONCATENATE($C1225,\"-\",$D1225)=\"Northeast-Lake/Wetland\",CONCATENATE($C1225,\"-\",$D1225)=\"Big Bend-Lake/Wetland\"),L1225,IF(CONCATENATE($C1225,\"-\",$D1225)=\"Panhandle West-Lake/Wetland\",N1225,IF(OR(CONCATENATE($C1225,\"-\",$D1225)=\"Peninsula-Stream/Canal\",CONCATENATE($C1225,\"-\",$D1225)=\"Everglades-Stream/Canal\"),J1225,IF(OR(CONCATENATE($C1225,\"-\",$D1225)=\"Northeast-Stream/Canal\",CONCATENATE($C1225,\"-\",$D1225)=\"Big Bend-Stream/Canal\"),I1225,IF(CONCATENATE($C1225,\"-\",$D1225)=\"Panhandle West-Stream/Canal\",K1225,\"Error! Check Entries\")))))))))","v":""},"",null,31.239828365949499,33.432731097800598,65.614237275076405,34.191111769905497,37.136025005027498,66.353590042897807]
[1220,null,null,null,null,"","",null,31.239828365949499,33.432731097800598,65.614237275076405,34.191111769905497,37.136025005027498,66.353590042897807]
[1221,null,null,null,null,"","",null,31.239828365949499,33.432731097800598,65.614237275076405,34.191111769905497,37.136025005027498,66.353590042897807]
[1222,null,null,null,null,"","",null,31.239828365949499,33.432731097800598,65.614237275076405,34.191111769905497,37.136025005027498,66.353590042897807]
[1223,null,null,null,null,"","",null,31.239828365949499,33.432731097800598,65.614237275076405,34.191111769905497,37.136025005027498,66.353590042897807]
[1224,null,null,null,null,"","",null,31.239828365949499,33.432731097800598,65.614237275076405,34.191111769905497,37.136025005027498,66.353590042897807]
[1225,null,null,null,null,"","",null,31.239828365949499,33.432731097800598,65.614237275076405,34.191111769905497,37.136025005027498,66.353590042897807]
[1226,null,null,null,null,"","",null,31.239828365949499,33.432731097800598,65.614237275076405,34.191111769905497,37.136025005027498,66.353590042897807]
[1227,null,null,null,null,"","",null,31.239828365949499,33.432731097800598,65.614237275076405,34.191111769905497,37.136025005027498,66.353590042897807]
[1228,null,null,null,null,"","",null,31.239828365949499,33.432731097800598,65.614237275076405,34.191111769905497,37.136025005027498,66.353590042897807]
[1229,null,null,null,null,"","",null,31.239828365949499,33.432731097800598,65.614237275076405,34.191111769905497,37.136025005027498,66.353590042897807]
[1230,null,null,null,null,"","",null,31.239828365949499,33.432731097800598,65.614237275076405,34.191111769905497,37.136025005027498,66.353590042897807]
[1231,null,null,null,null,"","",null,31.239828365949499,33.432731097800598,65.614237275076405,34.191111769905497,37.136025005027498,66.353590042897807]
[1232,null,null,null,null,"","",null,31.239828365949499,33.432731097800598,65.614237275076405,34.191111769905497,37.136025005027498,66.353590042897807]
[1233,null,null,null,null,"","",null,31.239828365949499,33.432731097800598,65.614237275076405,34.191111769905497,37.136025005027498,66.353590042897807]
[1234,null,null,null,null,"","",null,31.239828365949499,33.432731097800598,65.614237275076405,34.191111769905497,37.136025005027498,66.353590042897807]
[1235,null,null,null,null,"","",null,31.239828365949499,33.432731097800598,65.614237275076405,34.191111769905497,37.136025005027498,66.353590042897807]
[1236,null,null,null,null,"","",null,31.239828365949499,33.432731097800598,65.614237275076405,34.191111769905497,37.136025005027498,66.353590042897807]
[1237,null,null,null,null,"","",null,31.239828365949499,33.432731097800598,65.614237275076405,34.191111769905497,37.136025005027498,66.353590042897807]
[1238,null,null,null,null,"","",null,31.239828365949499,33.432731097800598,65.614237275076405,34.191111769905497,37.136025005027498,66.353590042897807]
[1239,null,null,null,null,"","",null,31.239828365949499,33.432731097800598,65.614237275076405,34.191111769905497,37.136025005027498,66.353590042897807]
[1240,null,null,null,null,"","",null,31.239828365949499,33.432731097800598,65.614237275076405,34.191111769905497,37.136025005027498,66.353590042897807]
[1241,null,null,null,null,"","",null,31.239828365949499,33.432731097800598,65.614237275076405,34.191111769905497,37.136025005027498,66.353590042897807]
[1242,null,null,null,null,"","",null,31.239828365949499,33.432731097800598,65.614237275076405,34.191111769905497,37.136025005027498,66.353590042897807]
[1243,null,null,null,null,"","",null,31.239828365949499,33.432731097800598,65.614237275076405,34.191111769905497,37.136025005027498,66.353590042897807]
[1244,null,null,null,null,"","",null,31.239828365949499,33.432731097800598,65.614237275076405,34.191111769905497,37.136025005027498,66.353590042897807]
[1245,null,null,null,null,"","",null,31.239828365949499,33.432731097800598,65.614237275076405,34.191111769905497,37.136025005027498,66.353590042897807]
[1246,null,null,null,null,"","",null,31.239828365949499,33.432731097800598,65.614237275076405,34.191111769905497,37.136025005027498,66.353590042897807]
[1247,null,null,null,null,"","",null,31.239828365949499,33.432731097800598,65.614237275076405,34.191111769905497,37.136025005027498,66.353590042897807]
[1248,null,null,null,null,"","",null,31.239828365949499,33.432731097800598,65.614237275076405,34.191111769905497,37.136025005027498,66.353590042897807]
[1249,null,null,null,null,"","",null,31.239828365949499,33.432731097800598,65.614237275076405,34.191111769905497,37.136025005027498,66.353590042897807]
[1250,null,null,null,null,"","",null,31.239828365949499,33.432731097800598,65.614237275076405,34.191111769905497,37.136025005027498,66.353590042897807]
[1251,null,null,null,null,"","",null,31.239828365949499,33.432731097800598,65.614237275076405,34.191111769905497,37.136025005027498,66.353590042897807]
[1252,null,null,null,null,"","",null,31.239828365949499,33.432731097800598,65.614237275076405,34.191111769905497,37.136025005027498,66.353590042897807]
[1253,null,null,null,null,"","",null,31.239828365949499,33.432731097800598,65.614237275076405,34.191111769905497,37.136025005027498,66.353590042897807]
[1254,null,null,null,null,"","",null,31.239828365949499,33.432731097800598,65.614237275076405,34.191111769905497,37.136025005027498,66.353590042897807]
[1255,null,null,null,null,"","",null,31.239828365949499,33.432731097800598,65.614237275076405,34.191111769905497,37.136025005027498,66.353590042897807]
[1256,null,null,null,null,"","",null,31.239828365949499,33.432731097800598,65.614237275076405,34.191111769905497,37.136025005027498,66.353590042897807]
[1257,null,null,null,null,"","",null,31.239828365949499,33.432731097800598,65.614237275076405,34.191111769905497,37.136025005027498,66.353590042897807]
[1258,null,null,null,null,"","",null,31.239828365949499,33.432731097800598,65.614237275076405,34.191111769905497,37.136025005027498,66.353590042897807]
[1259,null,null,null,null,"","",null,31.239828365949499,33.432731097800598,65.614237275076405,34.191111769905497,37.136025005027498,66.353590042897807]
[1260,null,null,null,null,"","",null,31.239828365949499,33.432731097800598,65.614237275076405,34.191111769905497,37.136025005027498,66.353590042897807]
[1261,null,null,null,null,"","",null,31.239828365949499,33.432731097800598,65.614237275076405,34.191111769905497,37.136025005027498,66.353590042897807]
[1262,null,null,null,null,"","",null,31.239828365949499,33.432731097800598,65.614237275076405,34.191111769905497,37.136025005027498,66.353590042897807]
[1263,null,null,null,null,"","",null,31.239828365949499,33.432731097800598,65.614237275076405,34.191111769905497,37.136025005027498,66.353590042897807]
[1264,null,null,null,null,"","",null,31.239828365949499,33.432731097800598,65.614237275076405,34.191111769905497,37.136025005027498,66.353590042897807]
[1265,null,null,null,null,"","",null,31.239828365949499,33.432731097800598,65.614237275076405,34.191111769905497,37.136025005027498,66.353590042897807]
[1266,null,null,null,null,"","",null,31.239828365949499,33.432731097800598,65.614237275076405,34.191111769905497,37.136025005027498,66.353590042897807]
[1267,null,null,null,null,"","",null,31.239828365949499,33.432731097800598,65.614237275076405,34.191111769905497,37.136025005027498,66.353590042897807]
[1268,null,null,null,null,"","",null,31.239828365949499,33.432731097800598,65.614237275076405,34.191111769905497,37.136025005027498,66.353590042897807]
[1269,null,null,null,null,"","",null,31.239828365949499,33.432731097800598,65.614237275076405,34.191111769905497,37.136025005027498,66.353590042897807]
[1270,null,null,null,null,"","",null,31.239828365949499,33.432731097800598,65.614237275076405,34.191111769905497,37.136025005027498,66.353590042897807]
[1271,null,null,null,null,"","",null,31.239828365949499,33.432731097800598,65.614237275076405,34.191111769905497,37.136025005027498,66.353590042897807]
[1272,null,null,null,null,"","",null,31.239828365949499,33.432731097800598,65.614237275076405,34.191111769905497,37.136025005027498,66.353590042897807]
[1273,null,null,null,null,"","",null,31.239828365949499,33.432731097800598,65.614237275076405,34.191111769905497,37.136025005027498,66.353590042897807]
[1274,null,null,null,null,"","",null,31.239828365949499,33.432731097800598,65.614237275076405,34.191111769905497,37.136025005027498,66.353590042897807]
[1275,null,null,null,null,"","",null,31.239828365949499,33.432731097800598,65.614237275076405,34.191111769905497,37.136025005027498,66.353590042897807]
[1276,null,null,null,null,"","",null,31.239828365949499,33.432731097800598,65.614237275076405,34.191111769905497,37.136025005027498,66.353590042897807]
[1277,null,null,null,null,"","",null,31.239828365949499,33.432731097800598,65.614237275076405,34.191111769905497,37.136025005027498,66.353590042897807]
[1278,null,null,null,null,"","",null,31.239828365949499,33.432731097800598,65.614237275076405,34.191111769905497,37.136025005027498,66.353590042897807]
[1279,null,null,null,null,"","",null,31.239828365949499,33.432731097800598,65.614237275076405,34.191111769905497,37.136025005027498,66.353590042897807]
[1280,null,null,null,null,"","",null,31.239828365949499,33.432731097800598,65.614237275076405,34.191111769905497,37.136025005027498,66.353590042897807]
[1281,null,null,null,null,"","",null,31.239828365949499,33.432731097800598,65.614237275076405,{"$f":"1.45776613020539E-13*(HOUR($E1287)*60+MINUTE($E1287))^5-5.56072270585461E-10*(HOUR($E1287)*60+MINUTE($E1287))^4+7.06833400255548E-07*(HOUR($E1287)*60+MINUTE($E1287))^3-0.000318788465226261*(HOUR($E1287)*60+MINUTE($E1287))^2+0.0281711711660364*(HOUR($E1287)*60+MINUTE($E1287))+34.1911117699055","v":34.191111769905497},37.136025005027498,66.353590042897807]
[1282,null,null,null,null,"",{"$f":"IF(AND(ISBLANK(B1288),NOT(ISNUMBER(F1288))),\"\",IF(ISBLANK(B1288),\"Measured DO Saturation Not entered!\",IF(ISNUMBER(F1288),IF(B1288<F1288,\"No\",\"Yes\"),\"Enter all required values!\")))","v":""},null,{"$f":"1.18443700433286E-13*(HOUR($E1288)*60+MINUTE($E1288))^5 - 4.14323598958596E-10*(HOUR($E1288)*60+MINUTE($E1288))^4 + 4.77287727122539E-07*(HOUR($E1288)*60+MINUTE($E1288))^3 - 0.000196917585728373*(HOUR($E1288)*60+MINUTE($E1288))^2 + 0.0231405627601475*(HOUR($E1288)*60+MINUTE($E1288)) + 31.2398283659495","v":31.239828365949499},{"$f":"1.98879987167155E-13*(HOUR($E1288)*60+MINUTE($E1288))^5 - 6.89410992615642E-10*(HOUR($E1288)*60+MINUTE($E1288))^4 + 7.83730333422071E-07*(HOUR($E1288)*60+MINUTE($E1288))^3 - 0.00031597890334556*(HOUR($E1288)*60+MINUTE($E1288))^2 + 0.0355135105918976*(HOUR($E1288)*60+MINUTE($E1288)) + 33.4327310978006","v":33.432731097800598},{"$f":"9.08511511657608E-14*(HOUR($E1288)*60+MINUTE($E1288))^5 - 2.99407211249053E-10*(HOUR($E1288)*60+MINUTE($E1288))^4 + 3.1560253348998E-07*(HOUR($E1288)*60+MINUTE($E1288))^3 - 0.000108510891323021*(HOUR($E1288)*60+MINUTE($E1288))^2 + 0.00628484730145829*(HOUR($E1288)*60+MINUTE($E1288)) + 65.6142372750764","v":65.614237275076405},34.191111769905497,{"$f":"1.37090283182826E-13*(HOUR($E1288)*60+MINUTE($E1288))^5 - 5.04960255463897E-10*(HOUR($E1288)*60+MINUTE($E1288))^4 + 6.13524315934422E-07*(HOUR($E1288)*60+MINUTE($E1288))^3 - 0.00025817433468811*(HOUR($E1288)*60+MINUTE($E1288))^2 + 0.0195966892410979*(HOUR($E1288)*60+MINUTE($E1288)) + 37.1360250050275","v":37.136025005027498},{"$f":"7.11895278892582E-14*(HOUR($E1288)*60+MINUTE($E1288))^5-2.64195273421019E-10*(HOUR($E1288)*60+MINUTE($E1288))^4 + 3.22473039456213E-07*(HOUR($E1288)*60+MINUTE($E1288))^3 - 0.00013606873481109*(HOUR($E1288)*60+MINUTE($E1288))^2 + 0.0107100719720847*(HOUR($E1288)*60+MINUTE($E1288))+66.3535900428978","v":66.353590042897807}]
[1283,null,null,null,null,{"$f":"IF(AND(ISBLANK($B1289),ISBLANK($C1289),ISBLANK($D1289),ISBLANK($E1289)),\"\",IF(OR(ISBLANK($B1289),ISBLANK($C1289),ISBLANK($D1289),ISBLANK($E1289)),\"Enter all required values\",IF($D1289=\"Estuary/Marine\",\"Time of day Adjustment not appropriate for marine waters!\",IF(OR(CONCATENATE($C1289,\"-\",$D1289)=\"Peninsula-Lake/Wetland\",CONCATENATE($C1289,\"-\",$D1289)=\"Everglades-Lake/Wetland\"),M1289,IF(OR(CONCATENATE($C1289,\"-\",$D1289)=\"Northeast-Lake/Wetland\",CONCATENATE($C1289,\"-\",$D1289)=\"Big Bend-Lake/Wetland\"),L1289,IF(CONCATENATE($C1289,\"-\",$D1289)=\"Panhandle West-Lake/Wetland\",N1289,IF(OR(CONCATENATE($C1289,\"-\",$D1289)=\"Peninsula-Stream/Canal\",CONCATENATE($C1289,\"-\",$D1289)=\"Everglades-Stream/Canal\"),J1289,IF(OR(CONCATENATE($C1289,\"-\",$D1289)=\"Northeast-Stream/Canal\",CONCATENATE($C1289,\"-\",$D1289)=\"Big Bend-Stream/Canal\"),I1289,IF(CONCATENATE($C1289,\"-\",$D1289)=\"Panhandle West-Stream/Canal\",K1289,\"Error! Check Entries\")))))))))","v":""},"",null,31.239828365949499,33.432731097800598,65.614237275076405,34.191111769905497,37.136025005027498,66.353590042897807]
[1284,null,null,null,null,"","",null,31.239828365949499,33.432731097800598,65.614237275076405,34.191111769905497,37.136025005027498,66.353590042897807]
[1285,null,null,null,null,"","",null,31.239828365949499,33.432731097800598,65.614237275076405,34.191111769905497,37.136025005027498,66.353590042897807]
[1286,null,null,null,null,"","",null,31.239828365949499,33.432731097800598,65.614237275076405,34.191111769905497,37.136025005027498,66.353590042897807]
[1287,null,null,null,null,"","",null,31.239828365949499,33.432731097800598,65.614237275076405,34.191111769905497,37.136025005027498,66.353590042897807]
[1288,null,null,null,null,"","",null,31.239828365949499,33.432731097800598,65.614237275076405,34.191111769905497,37.136025005027498,66.353590042897807]
[1289,null,null,null,null,"","",null,31.239828365949499,33.432731097800598,65.614237275076405,34.191111769905497,37.136025005027498,66.353590042897807]
[1290,null,null,null,null,"","",null,31.239828365949499,33.432731097800598,65.614237275076405,34.191111769905497,37.136025005027498,66.353590042897807]
[1291,null,null,null,null,"","",null,31.239828365949499,33.432731097800598,65.614237275076405,34.191111769905497,37.136025005027498,66.353590042897807]
[1292,null,null,null,null,"","",null,31.239828365949499,33.432731097800598,65.614237275076405,34.191111769905497,37.136025005027498,66.353590042897807]
[1293,null,null,null,null,"","",null,31.239828365949499,33.432731097800598,65.614237275076405,34.191111769905497,37.136025005027498,66.353590042897807]
[1294,null,null,null,null,"","",null,31.239828365949499,33.432731097800598,65.614237275076405,34.191111769905497,37.136025005027498,66.353590042897807]
[1295,null,null,null,null,"","",null,31.239828365949499,33.432731097800598,65.614237275076405,34.191111769905497,37.136025005027498,66.353590042897807]
[1296,null,null,null,null,"","",null,31.239828365949499,33.432731097800598,65.614237275076405,34.191111769905497,37.136025005027498,66.353590042897807]
[1297,null,null,null,null,"","",null,31.239828365949499,33.432731097800598,65.614237275076405,34.191111769905497,37.136025005027498,66.353590042897807]
[1298,null,null,null,null,"","",null,31.239828365949499,33.432731097800598,65.614237275076405,34.191111769905497,37.136025005027498,66.353590042897807]
[1299,null,null,null,null,"","",null,31.239828365949499,33.432731097800598,65.614237275076405,34.191111769905497,37.136025005027498,66.353590042897807]
[1300,null,null,null,null,"","",null,31.239828365949499,33.432731097800598,65.614237275076405,34.191111769905497,37.136025005027498,66.353590042897807]
[1301,null,null,null,null,"","",null,31.239828365949499,33.432731097800598,65.614237275076405,34.191111769905497,37.136025005027498,66.353590042897807]
[1302,null,null,null,null,"","",null,31.239828365949499,33.432731097800598,65.614237275076405,34.191111769905497,37.136025005027498,66.353590042897807]
[1303,null,null,null,null,"","",null,31.239828365949499,33.432731097800598,65.614237275076405,34.191111769905497,37.136025005027498,66.353590042897807]
[1304,null,null,null,null,"","",null,31.239828365949499,33.432731097800598,65.614237275076405,34.191111769905497,37.136025005027498,66.353590042897807]
[1305,null,null,null,null,"","",null,31.239828365949499,33.432731097800598,65.614237275076405,34.191111769905497,37.136025005027498,66.353590042897807]
[1306,null,null,null,null,"","",null,31.239828365949499,33.432731097800598,65.614237275076405,34.191111769905497,37.136025005027498,66.353590042897807]
[1307,null,null,null,null,"","",null,31.239828365949499,33.432731097800598,65.614237275076405,34.191111769905497,37.136025005027498,66.353590042897807]
[1308,null,null,null,null,"","",null,31.239828365949499,33.432731097800598,65.614237275076405,34.191111769905497,37.136025005027498,66.353590042897807]
[1309,null,null,null,null,"","",null,31.239828365949499,33.432731097800598,65.614237275076405,34.191111769905497,37.136025005027498,66.353590042897807]
[1310,null,null,null,null,"","",null,31.239828365949499,33.432731097800598,65.614237275076405,34.191111769905497,37.136025005027498,66.353590042897807]
[1311,null,null,null,null,"","",null,31.239828365949499,33.432731097800598,65.614237275076405,34.191111769905497,37.136025005027498,66.353590042897807]
[1312,null,null,null,null,"","",null,31.239828365949499,33.432731097800598,65.614237275076405,34.191111769905497,37.136025005027498,66.353590042897807]
[1313,null,null,null,null,"","",null,31.239828365949499,33.432731097800598,65.614237275076405,34.191111769905497,37.136025005027498,66.353590042897807]
[1314,null,null,null,null,"","",null,31.239828365949499,33.432731097800598,65.614237275076405,34.191111769905497,37.136025005027498,66.353590042897807]
[1315,null,null,null,null,"","",null,31.239828365949499,33.432731097800598,65.614237275076405,34.191111769905497,37.136025005027498,66.353590042897807]
[1316,null,null,null,null,"","",null,31.239828365949499,33.432731097800598,65.614237275076405,34.191111769905497,37.136025005027498,66.353590042897807]
[1317,null,null,null,null,"","",null,31.239828365949499,33.432731097800598,65.614237275076405,34.191111769905497,37.136025005027498,66.353590042897807]
[1318,null,null,null,null,"","",null,31.239828365949499,33.432731097800598,65.614237275076405,34.191111769905497,37.136025005027498,66.353590042897807]
[1319,null,null,null,null,"","",null,31.239828365949499,33.432731097800598,65.614237275076405,34.191111769905497,37.136025005027498,66.353590042897807]
[1320,null,null,null,null,"","",null,31.239828365949499,33.432731097800598,65.614237275076405,34.191111769905497,37.136025005027498,66.353590042897807]
[1321,null,null,null,null,"","",null,31.239828365949499,33.432731097800598,65.614237275076405,34.191111769905497,37.136025005027498,66.353590042897807]
[1322,null,null,null,null,"","",null,31.239828365949499,33.432731097800598,65.614237275076405,34.191111769905497,37.136025005027498,66.353590042897807]
[1323,null,null,null,null,"","",null,31.239828365949499,33.432731097800598,65.614237275076405,34.191111769905497,37.136025005027498,66.353590042897807]
[1324,null,null,null,null,"","",null,31.239828365949499,33.432731097800598,65.614237275076405,34.191111769905497,37.136025005027498,66.353590042897807]
[1325,null,null,null,null,"","",null,31.239828365949499,33.432731097800598,65.614237275076405,34.191111769905497,37.136025005027498,66.353590042897807]
[1326,null,null,null,null,"","",null,31.239828365949499,33.432731097800598,65.614237275076405,34.191111769905497,37.136025005027498,66.353590042897807]
[1327,null,null,null,null,"","",null,31.239828365949499,33.432731097800598,65.614237275076405,34.191111769905497,37.136025005027498,66.353590042897807]
[1328,null,null,null,null,"","",null,31.239828365949499,33.432731097800598,65.614237275076405,34.191111769905497,37.136025005027498,66.353590042897807]
[1329,null,null,null,null,"","",null,31.239828365949499,33.432731097800598,65.614237275076405,34.191111769905497,37.136025005027498,66.353590042897807]
[1330,null,null,null,null,"","",null,31.239828365949499,33.432731097800598,65.614237275076405,34.191111769905497,37.136025005027498,66.353590042897807]
[1331,null,null,null,null,"","",null,31.239828365949499,33.432731097800598,65.614237275076405,34.191111769905497,37.136025005027498,66.353590042897807]
[1332,null,null,null,null,"","",null,31.239828365949499,33.432731097800598,65.614237275076405,34.191111769905497,37.136025005027498,66.353590042897807]
[1333,null,null,null,null,"","",null,31.239828365949499,33.432731097800598,65.614237275076405,34.191111769905497,37.136025005027498,66.353590042897807]
[1334,null,null,null,null,"","",null,31.239828365949499,33.432731097800598,65.614237275076405,34.191111769905497,37.136025005027498,66.353590042897807]
[1335,null,null,null,null,"","",null,31.239828365949499,33.432731097800598,65.614237275076405,34.191111769905497,37.136025005027498,66.353590042897807]
[1336,null,null,null,null,"","",null,31.239828365949499,33.432731097800598,65.614237275076405,34.191111769905497,37.136025005027498,66.353590042897807]
[1337,null,null,null,null,"","",null,31.239828365949499,33.432731097800598,65.614237275076405,34.191111769905497,37.136025005027498,66.353590042897807]
[1338,null,null,null,null,"","",null,31.239828365949499,33.432731097800598,65.614237275076405,34.191111769905497,37.136025005027498,66.353590042897807]
[1339,null,null,null,null,"","",null,31.239828365949499,33.432731097800598,65.614237275076405,34.191111769905497,37.136025005027498,66.353590042897807]
[1340,null,null,null,null,"","",null,31.239828365949499,33.432731097800598,65.614237275076405,34.191111769905497,37.136025005027498,66.353590042897807]
[1341,null,null,null,null,"","",null,31.239828365949499,33.432731097800598,65.614237275076405,34.191111769905497,37.136025005027498,66.353590042897807]
[1342,null,null,null,null,"","",null,31.239828365949499,33.432731097800598,65.614237275076405,34.191111769905497,37.136025005027498,66.353590042897807]
[1343,null,null,null,null,"","",null,31.239828365949499,33.432731097800598,65.614237275076405,34.191111769905497,37.136025005027498,66.353590042897807]
[1344,null,null,null,null,"","",null,31.239828365949499,33.432731097800598,65.614237275076405,34.191111769905497,37.136025005027498,66.353590042897807]
[1345,null,null,null,null,"","",null,31.239828365949499,33.432731097800598,65.614237275076405,{"$f":"1.45776613020539E-13*(HOUR($E1351)*60+MINUTE($E1351))^5-5.56072270585461E-10*(HOUR($E1351)*60+MINUTE($E1351))^4+7.06833400255548E-07*(HOUR($E1351)*60+MINUTE($E1351))^3-0.000318788465226261*(HOUR($E1351)*60+MINUTE($E1351))^2+0.0281711711660364*(HOUR($E1351)*60+MINUTE($E1351))+34.1911117699055","v":34.191111769905497},37.136025005027498,66.353590042897807]
[1346,null,null,null,null,"",{"$f":"IF(AND(ISBLANK(B1352),NOT(ISNUMBER(F1352))),\"\",IF(ISBLANK(B1352),\"Measured DO Saturation Not entered!\",IF(ISNUMBER(F1352),IF(B1352<F1352,\"No\",\"Yes\"),\"Enter all required values!\")))","v":""},null,{"$f":"1.18443700433286E-13*(HOUR($E1352)*60+MINUTE($E1352))^5 - 4.14323598958596E-10*(HOUR($E1352)*60+MINUTE($E1352))^4 + 4.77287727122539E-07*(HOUR($E1352)*60+MINUTE($E1352))^3 - 0.000196917585728373*(HOUR($E1352)*60+MINUTE($E1352))^2 + 0.0231405627601475*(HOUR($E1352)*60+MINUTE($E1352)) + 31.2398283659495","v":31.239828365949499},{"$f":"1.98879987167155E-13*(HOUR($E1352)*60+MINUTE($E1352))^5 - 6.89410992615642E-10*(HOUR($E1352)*60+MINUTE($E1352))^4 + 7.83730333422071E-07*(HOUR($E1352)*60+MINUTE($E1352))^3 - 0.00031597890334556*(HOUR($E1352)*60+MINUTE($E1352))^2 + 0.0355135105918976*(HOUR($E1352)*60+MINUTE($E1352)) + 33.4327310978006","v":33.432731097800598},{"$f":"9.08511511657608E-14*(HOUR($E1352)*60+MINUTE($E1352))^5 - 2.99407211249053E-10*(HOUR($E1352)*60+MINUTE($E1352))^4 + 3.1560253348998E-07*(HOUR($E1352)*60+MINUTE($E1352))^3 - 0.000108510891323021*(HOUR($E1352)*60+MINUTE($E1352))^2 + 0.00628484730145829*(HOUR($E1352)*60+MINUTE($E1352)) + 65.6142372750764","v":65.614237275076405},34.191111769905497,{"$f":"1.37090283182826E-13*(HOUR($E1352)*60+MINUTE($E1352))^5 - 5.04960255463897E-10*(HOUR($E1352)*60+MINUTE($E1352))^4 + 6.13524315934422E-07*(HOUR($E1352)*60+MINUTE($E1352))^3 - 0.00025817433468811*(HOUR($E1352)*60+MINUTE($E1352))^2 + 0.0195966892410979*(HOUR($E1352)*60+MINUTE($E1352)) + 37.1360250050275","v":37.136025005027498},{"$f":"7.11895278892582E-14*(HOUR($E1352)*60+MINUTE($E1352))^5-2.64195273421019E-10*(HOUR($E1352)*60+MINUTE($E1352))^4 + 3.22473039456213E-07*(HOUR($E1352)*60+MINUTE($E1352))^3 - 0.00013606873481109*(HOUR($E1352)*60+MINUTE($E1352))^2 + 0.0107100719720847*(HOUR($E1352)*60+MINUTE($E1352))+66.3535900428978","v":66.353590042897807}]
[1347,null,null,null,null,{"$f":"IF(AND(ISBLANK($B1353),ISBLANK($C1353),ISBLANK($D1353),ISBLANK($E1353)),\"\",IF(OR(ISBLANK($B1353),ISBLANK($C1353),ISBLANK($D1353),ISBLANK($E1353)),\"Enter all required values\",IF($D1353=\"Estuary/Marine\",\"Time of day Adjustment not appropriate for marine waters!\",IF(OR(CONCATENATE($C1353,\"-\",$D1353)=\"Peninsula-Lake/Wetland\",CONCATENATE($C1353,\"-\",$D1353)=\"Everglades-Lake/Wetland\"),M1353,IF(OR(CONCATENATE($C1353,\"-\",$D1353)=\"Northeast-Lake/Wetland\",CONCATENATE($C1353,\"-\",$D1353)=\"Big Bend-Lake/Wetland\"),L1353,IF(CONCATENATE($C1353,\"-\",$D1353)=\"Panhandle West-Lake/Wetland\",N1353,IF(OR(CONCATENATE($C1353,\"-\",$D1353)=\"Peninsula-Stream/Canal\",CONCATENATE($C1353,\"-\",$D1353)=\"Everglades-Stream/Canal\"),J1353,IF(OR(CONCATENATE($C1353,\"-\",$D1353)=\"Northeast-Stream/Canal\",CONCATENATE($C1353,\"-\",$D1353)=\"Big Bend-Stream/Canal\"),I1353,IF(CONCATENATE($C1353,\"-\",$D1353)=\"Panhandle West-Stream/Canal\",K1353,\"Error! Check Entries\")))))))))","v":""},"",null,31.239828365949499,33.432731097800598,65.614237275076405,34.191111769905497,37.136025005027498,66.353590042897807]
[1348,null,null,null,null,"","",null,31.239828365949499,33.432731097800598,65.614237275076405,34.191111769905497,37.136025005027498,66.353590042897807]
[1349,null,null,null,null,"","",null,31.239828365949499,33.432731097800598,65.614237275076405,34.191111769905497,37.136025005027498,66.353590042897807]
[1350,null,null,null,null,"","",null,31.239828365949499,33.432731097800598,65.614237275076405,34.191111769905497,37.136025005027498,66.353590042897807]
[1351,null,null,null,null,"","",null,31.239828365949499,33.432731097800598,65.614237275076405,34.191111769905497,37.136025005027498,66.353590042897807]
[1352,null,null,null,null,"","",null,31.239828365949499,33.432731097800598,65.614237275076405,34.191111769905497,37.136025005027498,66.353590042897807]
[1353,null,null,null,null,"","",null,31.239828365949499,33.432731097800598,65.614237275076405,34.191111769905497,37.136025005027498,66.353590042897807]
[1354,null,null,null,null,"","",null,31.239828365949499,33.432731097800598,65.614237275076405,34.191111769905497,37.136025005027498,66.353590042897807]
[1355,null,null,null,null,"","",null,31.239828365949499,33.432731097800598,65.614237275076405,34.191111769905497,37.136025005027498,66.353590042897807]
[1356,null,null,null,null,"","",null,31.239828365949499,33.432731097800598,65.614237275076405,34.191111769905497,37.136025005027498,66.353590042897807]
[1357,null,null,null,null,"","",null,31.239828365949499,33.432731097800598,65.614237275076405,34.191111769905497,37.136025005027498,66.353590042897807]
[1358,null,null,null,null,"","",null,31.239828365949499,33.432731097800598,65.614237275076405,34.191111769905497,37.136025005027498,66.353590042897807]
[1359,null,null,null,null,"","",null,31.239828365949499,33.432731097800598,65.614237275076405,34.191111769905497,37.136025005027498,66.353590042897807]
[1360,null,null,null,null,"","",null,31.239828365949499,33.432731097800598,65.614237275076405,34.191111769905497,37.136025005027498,66.353590042897807]
[1361,null,null,null,null,"","",null,31.239828365949499,33.432731097800598,65.614237275076405,34.191111769905497,37.136025005027498,66.353590042897807]
[1362,null,null,null,null,"","",null,31.239828365949499,33.432731097800598,65.614237275076405,34.191111769905497,37.136025005027498,66.353590042897807]
[1363,null,null,null,null,"","",null,31.239828365949499,33.432731097800598,65.614237275076405,34.191111769905497,37.136025005027498,66.353590042897807]
[1364,null,null,null,null,"","",null,31.239828365949499,33.432731097800598,65.614237275076405,34.191111769905497,37.136025005027498,66.353590042897807]
[1365,null,null,null,null,"","",null,31.239828365949499,33.432731097800598,65.614237275076405,34.191111769905497,37.136025005027498,66.353590042897807]
[1366,null,null,null,null,"","",null,31.239828365949499,33.432731097800598,65.614237275076405,34.191111769905497,37.136025005027498,66.353590042897807]
[1367,null,null,null,null,"","",null,31.239828365949499,33.432731097800598,65.614237275076405,34.191111769905497,37.136025005027498,66.353590042897807]
[1368,null,null,null,null,"","",null,31.239828365949499,33.432731097800598,65.614237275076405,34.191111769905497,37.136025005027498,66.353590042897807]
[1369,null,null,null,null,"","",null,31.239828365949499,33.432731097800598,65.614237275076405,34.191111769905497,37.136025005027498,66.353590042897807]
[1370,null,null,null,null,"","",null,31.239828365949499,33.432731097800598,65.614237275076405,34.191111769905497,37.136025005027498,66.353590042897807]
[1371,null,null,null,null,"","",null,31.239828365949499,33.432731097800598,65.614237275076405,34.191111769905497,37.136025005027498,66.353590042897807]
[1372,null,null,null,null,"","",null,31.239828365949499,33.432731097800598,65.614237275076405,34.191111769905497,37.136025005027498,66.353590042897807]
[1373,null,null,null,null,"","",null,31.239828365949499,33.432731097800598,65.614237275076405,34.191111769905497,37.136025005027498,66.353590042897807]
[1374,null,null,null,null,"","",null,31.239828365949499,33.432731097800598,65.614237275076405,34.191111769905497,37.136025005027498,66.353590042897807]
[1375,null,null,null,null,"","",null,31.239828365949499,33.432731097800598,65.614237275076405,34.191111769905497,37.136025005027498,66.353590042897807]
[1376,null,null,null,null,"","",null,31.239828365949499,33.432731097800598,65.614237275076405,34.191111769905497,37.136025005027498,66.353590042897807]
[1377,null,null,null,null,"","",null,31.239828365949499,33.432731097800598,65.614237275076405,34.191111769905497,37.136025005027498,66.353590042897807]
[1378,null,null,null,null,"","",null,31.239828365949499,33.432731097800598,65.614237275076405,34.191111769905497,37.136025005027498,66.353590042897807]
[1379,null,null,null,null,"","",null,31.239828365949499,33.432731097800598,65.614237275076405,34.191111769905497,37.136025005027498,66.353590042897807]
[1380,null,null,null,null,"","",null,31.239828365949499,33.432731097800598,65.614237275076405,34.191111769905497,37.136025005027498,66.353590042897807]
[1381,null,null,null,null,"","",null,31.239828365949499,33.432731097800598,65.614237275076405,34.191111769905497,37.136025005027498,66.353590042897807]
[1382,null,null,null,null,"","",null,31.239828365949499,33.432731097800598,65.614237275076405,34.191111769905497,37.136025005027498,66.353590042897807]
[1383,null,null,null,null,"","",null,31.239828365949499,33.432731097800598,65.614237275076405,34.191111769905497,37.136025005027498,66.353590042897807]
[1384,null,null,null,null,"","",null,31.239828365949499,33.432731097800598,65.614237275076405,34.191111769905497,37.136025005027498,66.353590042897807]
[1385,null,null,null,null,"","",null,31.239828365949499,33.432731097800598,65.614237275076405,34.191111769905497,37.136025005027498,66.353590042897807]
[1386,null,null,null,null,"","",null,31.239828365949499,33.432731097800598,65.614237275076405,34.191111769905497,37.136025005027498,66.353590042897807]
[1387,null,null,null,null,"","",null,31.239828365949499,33.432731097800598,65.614237275076405,34.191111769905497,37.136025005027498,66.353590042897807]
[1388,null,null,null,null,"","",null,31.239828365949499,33.432731097800598,65.614237275076405,34.191111769905497,37.136025005027498,66.353590042897807]
[1389,null,null,null,null,"","",null,31.239828365949499,33.432731097800598,65.614237275076405,34.191111769905497,37.136025005027498,66.353590042897807]
[1390,null,null,null,null,"","",null,31.239828365949499,33.432731097800598,65.614237275076405,34.191111769905497,37.136025005027498,66.353590042897807]
[1391,null,null,null,null,"","",null,31.239828365949499,33.432731097800598,65.614237275076405,34.191111769905497,37.136025005027498,66.353590042897807]
[1392,null,null,null,null,"","",null,31.239828365949499,33.432731097800598,65.614237275076405,34.191111769905497,37.136025005027498,66.353590042897807]
[1393,null,null,null,null,"","",null,31.239828365949499,33.432731097800598,65.614237275076405,34.191111769905497,37.136025005027498,66.353590042897807]
[1394,null,null,null,null,"","",null,31.239828365949499,33.432731097800598,65.614237275076405,34.191111769905497,37.136025005027498,66.353590042897807]
[1395,null,null,null,null,"","",null,31.239828365949499,33.432731097800598,65.614237275076405,34.191111769905497,37.136025005027498,66.353590042897807]
[1396,null,null,null,null,"","",null,31.239828365949499,33.432731097800598,65.614237275076405,34.191111769905497,37.136025005027498,66.353590042897807]
[1397,null,null,null,null,"","",null,31.239828365949499,33.432731097800598,65.614237275076405,34.191111769905497,37.136025005027498,66.353590042897807]
[1398,null,null,null,null,"","",null,31.239828365949499,33.432731097800598,65.614237275076405,34.191111769905497,37.136025005027498,66.353590042897807]
[1399,null,null,null,null,"","",null,31.239828365949499,33.432731097800598,65.614237275076405,34.191111769905497,37.136025005027498,66.353590042897807]
[1400,null,null,null,null,"","",null,31.239828365949499,33.432731097800598,65.614237275076405,34.191111769905497,37.136025005027498,66.353590042897807]
[1401,null,null,null,null,"","",null,31.239828365949499,33.432731097800598,65.614237275076405,34.191111769905497,37.136025005027498,66.353590042897807]
[1402,null,null,null,null,"","",null,31.239828365949499,33.432731097800598,65.614237275076405,34.191111769905497,37.136025005027498,66.353590042897807]
[1403,null,null,null,null,"","",null,31.239828365949499,33.432731097800598,65.614237275076405,34.191111769905497,37.136025005027498,66.353590042897807]
[1404,null,null,null,null,"","",null,31.239828365949499,33.432731097800598,65.614237275076405,34.191111769905497,37.136025005027498,66.353590042897807]
[1405,null,null,null,null,"","",null,31.239828365949499,33.432731097800598,65.614237275076405,34.191111769905497,37.136025005027498,66.353590042897807]
[1406,null,null,null,null,"","",null,31.239828365949499,33.432731097800598,65.614237275076405,34.191111769905497,37.136025005027498,66.353590042897807]
[1407,null,null,null,null,"","",null,31.239828365949499,33.432731097800598,65.614237275076405,34.191111769905497,37.136025005027498,66.353590042897807]
[1408,null,null,null,null,"","",null,31.239828365949499,33.432731097800598,65.614237275076405,34.191111769905497,37.136025005027498,66.353590042897807]
[1409,null,null,null,null,"","",null,31.239828365949499,33.432731097800598,65.614237275076405,{"$f":"1.45776613020539E-13*(HOUR($E1415)*60+MINUTE($E1415))^5-5.56072270585461E-10*(HOUR($E1415)*60+MINUTE($E1415))^4+7.06833400255548E-07*(HOUR($E1415)*60+MINUTE($E1415))^3-0.000318788465226261*(HOUR($E1415)*60+MINUTE($E1415))^2+0.0281711711660364*(HOUR($E1415)*60+MINUTE($E1415))+34.1911117699055","v":34.191111769905497},37.136025005027498,66.353590042897807]
[1410,null,null,null,null,"",{"$f":"IF(AND(ISBLANK(B1416),NOT(ISNUMBER(F1416))),\"\",IF(ISBLANK(B1416),\"Measured DO Saturation Not entered!\",IF(ISNUMBER(F1416),IF(B1416<F1416,\"No\",\"Yes\"),\"Enter all required values!\")))","v":""},null,{"$f":"1.18443700433286E-13*(HOUR($E1416)*60+MINUTE($E1416))^5 - 4.14323598958596E-10*(HOUR($E1416)*60+MINUTE($E1416))^4 + 4.77287727122539E-07*(HOUR($E1416)*60+MINUTE($E1416))^3 - 0.000196917585728373*(HOUR($E1416)*60+MINUTE($E1416))^2 + 0.0231405627601475*(HOUR($E1416)*60+MINUTE($E1416)) + 31.2398283659495","v":31.239828365949499},{"$f":"1.98879987167155E-13*(HOUR($E1416)*60+MINUTE($E1416))^5 - 6.89410992615642E-10*(HOUR($E1416)*60+MINUTE($E1416))^4 + 7.83730333422071E-07*(HOUR($E1416)*60+MINUTE($E1416))^3 - 0.00031597890334556*(HOUR($E1416)*60+MINUTE($E1416))^2 + 0.0355135105918976*(HOUR($E1416)*60+MINUTE($E1416)) + 33.4327310978006","v":33.432731097800598},{"$f":"9.08511511657608E-14*(HOUR($E1416)*60+MINUTE($E1416))^5 - 2.99407211249053E-10*(HOUR($E1416)*60+MINUTE($E1416))^4 + 3.1560253348998E-07*(HOUR($E1416)*60+MINUTE($E1416))^3 - 0.000108510891323021*(HOUR($E1416)*60+MINUTE($E1416))^2 + 0.00628484730145829*(HOUR($E1416)*60+MINUTE($E1416)) + 65.6142372750764","v":65.614237275076405},34.191111769905497,{"$f":"1.37090283182826E-13*(HOUR($E1416)*60+MINUTE($E1416))^5 - 5.04960255463897E-10*(HOUR($E1416)*60+MINUTE($E1416))^4 + 6.13524315934422E-07*(HOUR($E1416)*60+MINUTE($E1416))^3 - 0.00025817433468811*(HOUR($E1416)*60+MINUTE($E1416))^2 + 0.0195966892410979*(HOUR($E1416)*60+MINUTE($E1416)) + 37.1360250050275","v":37.136025005027498},{"$f":"7.11895278892582E-14*(HOUR($E1416)*60+MINUTE($E1416))^5-2.64195273421019E-10*(HOUR($E1416)*60+MINUTE($E1416))^4 + 3.22473039456213E-07*(HOUR($E1416)*60+MINUTE($E1416))^3 - 0.00013606873481109*(HOUR($E1416)*60+MINUTE($E1416))^2 + 0.0107100719720847*(HOUR($E1416)*60+MINUTE($E1416))+66.3535900428978","v":66.353590042897807}]
[1411,null,null,null,null,{"$f":"IF(AND(ISBLANK($B1417),ISBLANK($C1417),ISBLANK($D1417),ISBLANK($E1417)),\"\",IF(OR(ISBLANK($B1417),ISBLANK($C1417),ISBLANK($D1417),ISBLANK($E1417)),\"Enter all required values\",IF($D1417=\"Estuary/Marine\",\"Time of day Adjustment not appropriate for marine waters!\",IF(OR(CONCATENATE($C1417,\"-\",$D1417)=\"Peninsula-Lake/Wetland\",CONCATENATE($C1417,\"-\",$D1417)=\"Everglades-Lake/Wetland\"),M1417,IF(OR(CONCATENATE($C1417,\"-\",$D1417)=\"Northeast-Lake/Wetland\",CONCATENATE($C1417,\"-\",$D1417)=\"Big Bend-Lake/Wetland\"),L1417,IF(CONCATENATE($C1417,\"-\",$D1417)=\"Panhandle West-Lake/Wetland\",N1417,IF(OR(CONCATENATE($C1417,\"-\",$D1417)=\"Peninsula-Stream/Canal\",CONCATENATE($C1417,\"-\",$D1417)=\"Everglades-Stream/Canal\"),J1417,IF(OR(CONCATENATE($C1417,\"-\",$D1417)=\"Northeast-Stream/Canal\",CONCATENATE($C1417,\"-\",$D1417)=\"Big Bend-Stream/Canal\"),I1417,IF(CONCATENATE($C1417,\"-\",$D1417)=\"Panhandle West-Stream/Canal\",K1417,\"Error! Check Entries\")))))))))","v":""},"",null,31.239828365949499,33.432731097800598,65.614237275076405,34.191111769905497,37.136025005027498,66.353590042897807]
[1412,null,null,null,null,"","",null,31.239828365949499,33.432731097800598,65.614237275076405,34.191111769905497,37.136025005027498,66.353590042897807]
[1413,null,null,null,null,"","",null,31.239828365949499,33.432731097800598,65.614237275076405,34.191111769905497,37.136025005027498,66.353590042897807]
[1414,null,null,null,null,"","",null,31.239828365949499,33.432731097800598,65.614237275076405,34.191111769905497,37.136025005027498,66.353590042897807]
[1415,null,null,null,null,"","",null,31.239828365949499,33.432731097800598,65.614237275076405,34.191111769905497,37.136025005027498,66.353590042897807]
[1416,null,null,null,null,"","",null,31.239828365949499,33.432731097800598,65.614237275076405,34.191111769905497,37.136025005027498,66.353590042897807]
[1417,null,null,null,null,"","",null,31.239828365949499,33.432731097800598,65.614237275076405,34.191111769905497,37.136025005027498,66.353590042897807]
[1418,null,null,null,null,"","",null,31.239828365949499,33.432731097800598,65.614237275076405,34.191111769905497,37.136025005027498,66.353590042897807]
[1419,null,null,null,null,"","",null,31.239828365949499,33.432731097800598,65.614237275076405,34.191111769905497,37.136025005027498,66.353590042897807]
[1420,null,null,null,null,"","",null,31.239828365949499,33.432731097800598,65.614237275076405,34.191111769905497,37.136025005027498,66.353590042897807]
[1421,null,null,null,null,"","",null,31.239828365949499,33.432731097800598,65.614237275076405,34.191111769905497,37.136025005027498,66.353590042897807]
[1422,null,null,null,null,"","",null,31.239828365949499,33.432731097800598,65.614237275076405,34.191111769905497,37.136025005027498,66.353590042897807]
[1423,null,null,null,null,"","",null,31.239828365949499,33.432731097800598,65.614237275076405,34.191111769905497,37.136025005027498,66.353590042897807]
[1424,null,null,null,null,"","",null,31.239828365949499,33.432731097800598,65.614237275076405,34.191111769905497,37.136025005027498,66.353590042897807]
[1425,null,null,null,null,"","",null,31.239828365949499,33.432731097800598,65.614237275076405,34.191111769905497,37.136025005027498,66.353590042897807]
[1426,null,null,null,null,"","",null,31.239828365949499,33.432731097800598,65.614237275076405,34.191111769905497,37.136025005027498,66.353590042897807]
[1427,null,null,null,null,"","",null,31.239828365949499,33.432731097800598,65.614237275076405,34.191111769905497,37.136025005027498,66.353590042897807]
[1428,null,null,null,null,"","",null,31.239828365949499,33.432731097800598,65.614237275076405,34.191111769905497,37.136025005027498,66.353590042897807]
[1429,null,null,null,null,"","",null,31.239828365949499,33.432731097800598,65.614237275076405,34.191111769905497,37.136025005027498,66.353590042897807]
[1430,null,null,null,null,"","",null,31.239828365949499,33.432731097800598,65.614237275076405,34.191111769905497,37.136025005027498,66.353590042897807]
[1431,null,null,null,null,"","",null,31.239828365949499,33.432731097800598,65.614237275076405,34.191111769905497,37.136025005027498,66.353590042897807]
[1432,null,null,null,null,"","",null,31.239828365949499,33.432731097800598,65.614237275076405,34.191111769905497,37.136025005027498,66.353590042897807]
[1433,null,null,null,null,"","",null,31.239828365949499,33.432731097800598,65.614237275076405,34.191111769905497,37.136025005027498,66.353590042897807]
[1434,null,null,null,null,"","",null,31.239828365949499,33.432731097800598,65.614237275076405,34.191111769905497,37.136025005027498,66.353590042897807]
[1435,null,null,null,null,"","",null,31.239828365949499,33.432731097800598,65.614237275076405,34.191111769905497,37.136025005027498,66.353590042897807]
[1436,null,null,null,null,"","",null,31.239828365949499,33.432731097800598,65.614237275076405,34.191111769905497,37.136025005027498,66.353590042897807]
[1437,null,null,null,null,"","",null,31.239828365949499,33.432731097800598,65.614237275076405,34.191111769905497,37.136025005027498,66.353590042897807]
[1438,null,null,null,null,"","",null,31.239828365949499,33.432731097800598,65.614237275076405,34.191111769905497,37.136025005027498,66.353590042897807]
[1439,null,null,null,null,"","",null,31.239828365949499,33.432731097800598,65.614237275076405,34.191111769905497,37.136025005027498,66.353590042897807]
[1440,null,null,null,null,"","",null,31.239828365949499,33.432731097800598,65.614237275076405,34.191111769905497,37.136025005027498,66.353590042897807]
[1441,null,null,null,null,"","",null,31.239828365949499,33.432731097800598,65.614237275076405,34.191111769905497,37.136025005027498,66.353590042897807]
[1442,null,null,null,null,"","",null,31.239828365949499,33.432731097800598,65.614237275076405,34.191111769905497,37.136025005027498,66.353590042897807]
[1443,null,null,null,null,"","",null,31.239828365949499,33.432731097800598,65.614237275076405,34.191111769905497,37.136025005027498,66.353590042897807]
[1444,null,null,null,null,"","",null,31.239828365949499,33.432731097800598,65.614237275076405,34.191111769905497,37.136025005027498,66.353590042897807]
[1445,null,null,null,null,"","",null,31.239828365949499,33.432731097800598,65.614237275076405,34.191111769905497,37.136025005027498,66.353590042897807]
[1446,null,null,null,null,"","",null,31.239828365949499,33.432731097800598,65.614237275076405,34.191111769905497,37.136025005027498,66.353590042897807]
[1447,null,null,null,null,"","",null,31.239828365949499,33.432731097800598,65.614237275076405,34.191111769905497,37.136025005027498,66.353590042897807]
[1448,null,null,null,null,"","",null,31.239828365949499,33.432731097800598,65.614237275076405,34.191111769905497,37.136025005027498,66.353590042897807]
[1449,null,null,null,null,"","",null,31.239828365949499,33.432731097800598,65.614237275076405,34.191111769905497,37.136025005027498,66.353590042897807]
[1450,null,null,null,null,"","",null,31.239828365949499,33.432731097800598,65.614237275076405,34.191111769905497,37.136025005027498,66.353590042897807]
[1451,null,null,null,null,"","",null,31.239828365949499,33.432731097800598,65.614237275076405,34.191111769905497,37.136025005027498,66.353590042897807]
[1452,null,null,null,null,"","",null,31.239828365949499,33.432731097800598,65.614237275076405,34.191111769905497,37.136025005027498,66.353590042897807]
[1453,null,null,null,null,"","",null,31.239828365949499,33.432731097800598,65.614237275076405,34.191111769905497,37.136025005027498,66.353590042897807]
[1454,null,null,null,null,"","",null,31.239828365949499,33.432731097800598,65.614237275076405,34.191111769905497,37.136025005027498,66.353590042897807]
[1455,null,null,null,null,"","",null,31.239828365949499,33.432731097800598,65.614237275076405,34.191111769905497,37.136025005027498,66.353590042897807]
[1456,null,null,null,null,"","",null,31.239828365949499,33.432731097800598,65.614237275076405,34.191111769905497,37.136025005027498,66.353590042897807]
[1457,null,null,null,null,"","",null,31.239828365949499,33.432731097800598,65.614237275076405,34.191111769905497,37.136025005027498,66.353590042897807]
[1458,null,null,null,null,"","",null,31.239828365949499,33.432731097800598,65.614237275076405,34.191111769905497,37.136025005027498,66.353590042897807]
[1459,null,null,null,null,"","",null,31.239828365949499,33.432731097800598,65.614237275076405,34.191111769905497,37.136025005027498,66.353590042897807]
[1460,null,null,null,null,"","",null,31.239828365949499,33.432731097800598,65.614237275076405,34.191111769905497,37.136025005027498,66.353590042897807]
[1461,null,null,null,null,"","",null,31.239828365949499,33.432731097800598,65.614237275076405,34.191111769905497,37.136025005027498,66.353590042897807]
[1462,null,null,null,null,"","",null,31.239828365949499,33.432731097800598,65.614237275076405,34.191111769905497,37.136025005027498,66.353590042897807]
[1463,null,null,null,null,"","",null,31.239828365949499,33.432731097800598,65.614237275076405,34.191111769905497,37.136025005027498,66.353590042897807]
[1464,null,null,null,null,"","",null,31.239828365949499,33.432731097800598,65.614237275076405,34.191111769905497,37.136025005027498,66.353590042897807]
[1465,null,null,null,null,"","",null,31.239828365949499,33.432731097800598,65.614237275076405,34.191111769905497,37.136025005027498,66.353590042897807]
[1466,null,null,null,null,"","",null,31.239828365949499,33.432731097800598,65.614237275076405,34.191111769905497,37.136025005027498,66.353590042897807]
[1467,null,null,null,null,"","",null,31.239828365949499,33.432731097800598,65.614237275076405,34.191111769905497,37.136025005027498,66.353590042897807]
[1468,null,null,null,null,"","",null,31.239828365949499,33.432731097800598,65.614237275076405,34.191111769905497,37.136025005027498,66.353590042897807]
[1469,null,null,null,null,"","",null,31.239828365949499,33.432731097800598,65.614237275076405,34.191111769905497,37.136025005027498,66.353590042897807]
[1470,null,null,null,null,"","",null,31.239828365949499,33.432731097800598,65.614237275076405,34.191111769905497,37.136025005027498,66.353590042897807]
[1471,null,null,null,null,"","",null,31.239828365949499,33.432731097800598,65.614237275076405,34.191111769905497,37.136025005027498,66.353590042897807]
[1472,null,null,null,null,"","",null,31.239828365949499,33.432731097800598,65.614237275076405,34.191111769905497,37.136025005027498,66.353590042897807]
[1473,null,null,null,null,"","",null,31.239828365949499,33.432731097800598,65.614237275076405,{"$f":"1.45776613020539E-13*(HOUR($E1479)*60+MINUTE($E1479))^5-5.56072270585461E-10*(HOUR($E1479)*60+MINUTE($E1479))^4+7.06833400255548E-07*(HOUR($E1479)*60+MINUTE($E1479))^3-0.000318788465226261*(HOUR($E1479)*60+MINUTE($E1479))^2+0.0281711711660364*(HOUR($E1479)*60+MINUTE($E1479))+34.1911117699055","v":34.191111769905497},37.136025005027498,66.353590042897807]
[1474,null,null,null,null,"",{"$f":"IF(AND(ISBLANK(B1480),NOT(ISNUMBER(F1480))),\"\",IF(ISBLANK(B1480),\"Measured DO Saturation Not entered!\",IF(ISNUMBER(F1480),IF(B1480<F1480,\"No\",\"Yes\"),\"Enter all required values!\")))","v":""},null,{"$f":"1.18443700433286E-13*(HOUR($E1480)*60+MINUTE($E1480))^5 - 4.14323598958596E-10*(HOUR($E1480)*60+MINUTE($E1480))^4 + 4.77287727122539E-07*(HOUR($E1480)*60+MINUTE($E1480))^3 - 0.000196917585728373*(HOUR($E1480)*60+MINUTE($E1480))^2 + 0.0231405627601475*(HOUR($E1480)*60+MINUTE($E1480)) + 31.2398283659495","v":31.239828365949499},{"$f":"1.98879987167155E-13*(HOUR($E1480)*60+MINUTE($E1480))^5 - 6.89410992615642E-10*(HOUR($E1480)*60+MINUTE($E1480))^4 + 7.83730333422071E-07*(HOUR($E1480)*60+MINUTE($E1480))^3 - 0.00031597890334556*(HOUR($E1480)*60+MINUTE($E1480))^2 + 0.0355135105918976*(HOUR($E1480)*60+MINUTE($E1480)) + 33.4327310978006","v":33.432731097800598},{"$f":"9.08511511657608E-14*(HOUR($E1480)*60+MINUTE($E1480))^5 - 2.99407211249053E-10*(HOUR($E1480)*60+MINUTE($E1480))^4 + 3.1560253348998E-07*(HOUR($E1480)*60+MINUTE($E1480))^3 - 0.000108510891323021*(HOUR($E1480)*60+MINUTE($E1480))^2 + 0.00628484730145829*(HOUR($E1480)*60+MINUTE($E1480)) + 65.6142372750764","v":65.614237275076405},34.191111769905497,{"$f":"1.37090283182826E-13*(HOUR($E1480)*60+MINUTE($E1480))^5 - 5.04960255463897E-10*(HOUR($E1480)*60+MINUTE($E1480))^4 + 6.13524315934422E-07*(HOUR($E1480)*60+MINUTE($E1480))^3 - 0.00025817433468811*(HOUR($E1480)*60+MINUTE($E1480))^2 + 0.0195966892410979*(HOUR($E1480)*60+MINUTE($E1480)) + 37.1360250050275","v":37.136025005027498},{"$f":"7.11895278892582E-14*(HOUR($E1480)*60+MINUTE($E1480))^5-2.64195273421019E-10*(HOUR($E1480)*60+MINUTE($E1480))^4 + 3.22473039456213E-07*(HOUR($E1480)*60+MINUTE($E1480))^3 - 0.00013606873481109*(HOUR($E1480)*60+MINUTE($E1480))^2 + 0.0107100719720847*(HOUR($E1480)*60+MINUTE($E1480))+66.3535900428978","v":66.353590042897807}]
[1475,null,null,null,null,{"$f":"IF(AND(ISBLANK($B1481),ISBLANK($C1481),ISBLANK($D1481),ISBLANK($E1481)),\"\",IF(OR(ISBLANK($B1481),ISBLANK($C1481),ISBLANK($D1481),ISBLANK($E1481)),\"Enter all required values\",IF($D1481=\"Estuary/Marine\",\"Time of day Adjustment not appropriate for marine waters!\",IF(OR(CONCATENATE($C1481,\"-\",$D1481)=\"Peninsula-Lake/Wetland\",CONCATENATE($C1481,\"-\",$D1481)=\"Everglades-Lake/Wetland\"),M1481,IF(OR(CONCATENATE($C1481,\"-\",$D1481)=\"Northeast-Lake/Wetland\",CONCATENATE($C1481,\"-\",$D1481)=\"Big Bend-Lake/Wetland\"),L1481,IF(CONCATENATE($C1481,\"-\",$D1481)=\"Panhandle West-Lake/Wetland\",N1481,IF(OR(CONCATENATE($C1481,\"-\",$D1481)=\"Peninsula-Stream/Canal\",CONCATENATE($C1481,\"-\",$D1481)=\"Everglades-Stream/Canal\"),J1481,IF(OR(CONCATENATE($C1481,\"-\",$D1481)=\"Northeast-Stream/Canal\",CONCATENATE($C1481,\"-\",$D1481)=\"Big Bend-Stream/Canal\"),I1481,IF(CONCATENATE($C1481,\"-\",$D1481)=\"Panhandle West-Stream/Canal\",K1481,\"Error! Check Entries\")))))))))","v":""},"",null,31.239828365949499,33.432731097800598,65.614237275076405,34.191111769905497,37.136025005027498,66.353590042897807]
[1476,null,null,null,null,"","",null,31.239828365949499,33.432731097800598,65.614237275076405,34.191111769905497,37.136025005027498,66.353590042897807]
[1477,null,null,null,null,"","",null,31.239828365949499,33.432731097800598,65.614237275076405,34.191111769905497,37.136025005027498,66.353590042897807]
[1478,null,null,null,null,"","",null,31.239828365949499,33.432731097800598,65.614237275076405,34.191111769905497,37.136025005027498,66.353590042897807]
[1479,null,null,null,null,"","",null,31.239828365949499,33.432731097800598,65.614237275076405,34.191111769905497,37.136025005027498,66.353590042897807]
[1480,null,null,null,null,"","",null,31.239828365949499,33.432731097800598,65.614237275076405,34.191111769905497,37.136025005027498,66.353590042897807]
[1481,null,null,null,null,"","",null,31.239828365949499,33.432731097800598,65.614237275076405,34.191111769905497,37.136025005027498,66.353590042897807]
[1482,null,null,null,null,"","",null,31.239828365949499,33.432731097800598,65.614237275076405,34.191111769905497,37.136025005027498,66.353590042897807]
[1483,null,null,null,null,"","",null,31.239828365949499,33.432731097800598,65.614237275076405,34.191111769905497,37.136025005027498,66.353590042897807]
[1484,null,null,null,null,"","",null,31.239828365949499,33.432731097800598,65.614237275076405,34.191111769905497,37.136025005027498,66.353590042897807]
[1485,null,null,null,null,"","",null,31.239828365949499,33.432731097800598,65.614237275076405,34.191111769905497,37.136025005027498,66.353590042897807]
[1486,null,null,null,null,"","",null,31.239828365949499,33.432731097800598,65.614237275076405,34.191111769905497,37.136025005027498,66.353590042897807]
[1487,null,null,null,null,"","",null,31.239828365949499,33.432731097800598,65.614237275076405,34.191111769905497,37.136025005027498,66.353590042897807]
[1488,null,null,null,null,"","",null,31.239828365949499,33.432731097800598,65.614237275076405,34.191111769905497,37.136025005027498,66.353590042897807]
[1489,null,null,null,null,"","",null,31.239828365949499,33.432731097800598,65.614237275076405,34.191111769905497,37.136025005027498,66.353590042897807]
[1490,null,null,null,null,"","",null,31.239828365949499,33.432731097800598,65.614237275076405,34.191111769905497,37.136025005027498,66.353590042897807]
[1491,null,null,null,null,"","",null,31.239828365949499,33.432731097800598,65.614237275076405,34.191111769905497,37.136025005027498,66.353590042897807]
[1492,null,null,null,null,"","",null,31.239828365949499,33.432731097800598,65.614237275076405,34.191111769905497,37.136025005027498,66.353590042897807]
[1493,null,null,null,null,"","",null,31.239828365949499,33.432731097800598,65.614237275076405,34.191111769905497,37.136025005027498,66.353590042897807]
[1494,null,null,null,null,"","",null,31.239828365949499,33.432731097800598,65.614237275076405,34.191111769905497,37.136025005027498,66.353590042897807]
[1495,null,null,null,null,"","",null,31.239828365949499,33.432731097800598,65.614237275076405,34.191111769905497,37.136025005027498,66.353590042897807]
[1496,null,null,null,null,"","",null,31.239828365949499,33.432731097800598,65.614237275076405,34.191111769905497,37.136025005027498,66.353590042897807]
[1497,null,null,null,null,"","",null,31.239828365949499,33.432731097800598,65.614237275076405,34.191111769905497,37.136025005027498,66.353590042897807]
[1498,null,null,null,null,"","",null,31.239828365949499,33.432731097800598,65.614237275076405,34.191111769905497,37.136025005027498,66.353590042897807]
[1499,null,null,null,null,"","",null,31.239828365949499,33.432731097800598,65.614237275076405,34.191111769905497,37.136025005027498,66.353590042897807]
[1500,null,null,null,null,"","",null,31.239828365949499,33.432731097800598,65.614237275076405,34.191111769905497,37.136025005027498,66.353590042897807]
[1501,null,null,null,null,"","",null,31.239828365949499,33.432731097800598,65.614237275076405,34.191111769905497,37.136025005027498,66.353590042897807]

{"sheet":"Combined DO Sat and Criteria","index":4,"n_rows":1506,"n_cols":25,"rows_kept":1506,"cut":false,"hidden":false,"merged":[[3,16,3,18],[3,19,3,21],[0,0,0,12],[1,1,1,12],[2,0,2,12],[3,0,3,12]]}
["Dissolved Oxygen Percent Saturation and Applicable DO Criteria Calculator"]
["To use: ","1) Press \"Clear Entries\" button on right to remove all old data entries.  2) Choose SCI Bioregion and waterbody type from Drop-down lists.  3) Enter local time at which DO measurement was taken in 24 hour format (e.g., 16:10).  4) Enter measured DO concentration in mg/L and Water Temperature in °C (DO concentration and water temperature are always required).  5) Then enter Salinity (ppt)/Specific Conductance measurement in µmhos/cm if available (salinity or conductivity is required for estuarine/marine waters, and is optional for freshwaters) (Note: Calculation preferentially uses salinity.  If salinity data is not available then leave salinity blank and enter conductivity and it will be used.  If neither salinity or conductivity data are entered then a salinity of zero is assumed.)   6) Entry of Barometric Pressure is optional and should generally be left blank (if blank, 1 atmosphere (i.e., 760 mm Hg) is assumed).",null,null,null,null,null,null,null,null,null,null,null,null,null,null,null,null,null,null,null,null,null,"Bioregions","Waterbody Type"]
["White fields (Columns A - I) are for data entry.                          Additional notes are embedded as comments in the heading for each column, please review before using!",null,null,null,null,null,null,null,null,null,null,null,null,null,null,null,null,null,null,null,null,null,null,"Big Bend","Stream/Canal"]
["Shaded fields (Columns J - M) are results fields and are protected from change.                                                Do Not Attempt to Change These Fields!",null,null,null,null,null,null,null,null,null,null,null,null,null,null,null,"Streams",null,null,"Lakes",null,null,null,"Everglades","Lake/Wetland"]
["Site ID","SCI-2012 Bioregion","Waterbody Type (e.g., Lake or Stream)","Time-of-day Sample Collected (local time, 23:15)","Measured DO Concentration, mg/L","Measured Water Temperature (°C)","Measured Salinity (ppt) (Salinity = 1.80655*Chlorinity = 1.0045 Chloride)","Measured Specific Conductance (μS/cm)","Barometric Pressure (mm Hg) (1 atm = 760 mm Hg)","DO Concentration (mg/L) at 100% Saturation","DO Percent Saturation for Given DO Concentration","Applicable DO Criteria","Comments/Error Message","Final Barometric Pressure","Final Salinity",null,"Northeast + Big Bend","Peninsula + Everglades","Panhandle West","Northeast + Big Bend","Peninsula + Everglades","Panhandle West",null,"Northeast","Estuary/Marine"]
[1,"Northeast","Lake/Wetland","12:45:00",4.2,20,null,566,null,{"$f":"IF(OR(ISBLANK($E6),ISBLANK($F6)),\"\",(EXP((-139.34411+(157570.1/($F6+273.15)-(66423080/($F6+273.15)^2)+(12438000000/($F6+273.15)^3)-(862194900000/($F6+273.15)^4))-($O6*(0.017674-(10.754/($F6+273.15))+(2140.7/($F6+273.15)^2))))))*($N6/760)*((1-((EXP(11.8581-(3840.7/($F6+273.15))-(216961/($F6+273.15)^2)))/($N6/760)))*(1-(0.000975-(0.00001426*$F6)+(0.00000006436*$F6^2))*($N6/760)))/((1-(EXP(11.8581-(3840.7/($F6+273.15))-(216961/($F6+273.15)^2))))*(1-(0.000975-(0.00001426*$F6)+(0.00000006436*$F6^2)))))","v":9.0777066402724316},{"$f":"IF(OR(ISBLANK(E6),ISBLANK(F6)),\"\",E6/J6*100)","v":46.267192435665159},{"$f":"IF(AND(ISBLANK($B6),ISBLANK($C6),ISBLANK($D6)),\"\",IF(OR(ISBLANK($B6),ISBLANK($C6),ISBLANK($D6)),\"Must Enter All Required Data\",IF($O6>2.7,42,IF(AND($O6=0,OR($B6=\"Marine\",$C6=\"Estuary/Marine\")),42,IF(OR(CONCATENATE($B6,\"-\",$C6)=\"Peninsula-Lake/Wetland\",CONCATENATE($B6,\"-\",$C6)=\"Everglades-Lake/Wetland\"),U6,IF(OR(CONCATENATE($B6,\"-\",$C6)=\"Northeast-Lake/Wetland\",CONCATENATE($B6,\"-\",$C6)=\"Big Bend-Lake/Wetland\"),T6,IF(CONCATENATE($B6,\"-\",$C6)=\"Panhandle West-Lake/Wetland\",V6,IF(OR(CONCATENATE($B6,\"-\",$C6)=\"Peninsula-Stream/Canal\",CONCATENATE($B6,\"-\",$C6)=\"Everglades-Stream/Canal\"),R6,IF(OR(CONCATENATE($B6,\"-\",$C6)=\"Northeast-Stream/Canal\",CONCATENATE($B6,\"-\",$C6)=\"Big Bend-Stream/Canal\"),Q6,IF(CONCATENATE($B6,\"-\",$C6)=\"Panhandle West-Stream/Canal\",S6,\"Error! Check Entries\"))))))))))","v":33.372102435936718},{"$f":"IF(O6>2.7,\"Marine Criteria Apply, No time of day adjustment.\",IF(AND(O6=0,OR(B6=\"Marine\",C6=\"Estuary/Marine\")),\"Marine Criteria Apply, No time of day adjustment.\",IF(AND($O6<=2.7,OR($B6=\"Marine\",$C6=\"Estuary/Marine\")),\"Salinity and Bioregion or Waterbody Type Don't Agree\",\"\")))","v":""},{"$f":"IF(ISBLANK(I6),760,I6)","v":760},{"$f":"IF(AND(ISBLANK($G6),ISBLANK($H6)),0,IF(ISBLANK($G6),IF($H6=0,0,(0.008-(0.1692*((($H6*(1+0.0191*($F6-25))/10000)/4.2914)/((1+(($N6/760*1.01325)*(0.000207-(0.0000000637*($N6/760*1.01325))+(0.000000000003989*($N6/760*1.01325)^2))/(1+(0.03426*$F6)+(0.0004464*$F6^2)+(0.4215-0.003107*$F6)*((($H6*(1+0.0191*($F6-25))/10000)/4.2914)))))*(0.6766097+0.0200564*$F6+0.0001104259*$F6^2-0.00000069698*$F6^3+0.0000000010031*$F6^4)))^0.5)+(25.3851*((($H6*(1+0.0191*($F6-25))/10000)/4.2914)/((1+(($N6/760*1.01325)*(0.000207-(0.0000000637*($N6/760*1.01325))+(0.000000000003989*($N6/760*1.01325)^2))/(1+(0.03426*$F6)+(0.0004464*$F6^2)+(0.4215-0.003107*$F6)*((($H6*(1+0.0191*($F6-25))/10000)/4.2914)))))*(0.6766097+0.0200564*$F6+0.0001104259*$F6^2-0.00000069698*$F6^3+0.0000000010031*$F6^4))))+(14.0941*((($H6*(1+0.0191*($F6-25))/10000)/4.2914)/((1+(($N6/760*1.01325)*(0.000207-(0.0000000637*($N6/760*1.01325))+(0.000000000003989*($N6/760*1.01325)^2))/(1+(0.03426*$F6)+(0.0004464*$F6^2)+(0.4215-0.003107*$F6)*((($H6*(1+0.0191*($F6-25))/10000)/4.2914)))))*(0.6766097+0.0200564*$F6+0.0001104259*$F6^2-0.00000069698*$F6^3+0.0000000010031*$F6^4)))^1.5)-(7.0261*((($H6*(1+0.0191*($F6-25))/10000)/4.2914)/((1+(($N6/760*1.01325)*(0.000207-(0.0000000637*($N6/760*1.01325))+(0.000000000003989*($N6/760*1.01325)^2))/(1+(0.03426*$F6)+(0.0004464*$F6^2)+(0.4215-0.003107*$F6)*((($H6*(1+0.0191*($F6-25))/10000)/4.2914)))))*(0.6766097+0.0200564*$F6+0.0001104259*$F6^2-0.00000069698*$F6^3+0.0000000010031*$F6^4)))^2)+(2.7081*((($H6*(1+0.0191*($F6-25))/10000)/4.2914)/((1+(($N6/760*1.01325)*(0.000207-(0.0000000637*($N6/760*1.01325))+(0.000000000003989*($N6/760*1.01325)^2))/(1+(0.03426*$F6)+(0.0004464*$F6^2)+(0.4215-0.003107*$F6)*((($H6*(1+0.0191*($F6-25))/10000)/4.2914)))))*(0.6766097+0.0200564*$F6+0.0001104259*$F6^2-0.00000069698*$F6^3+0.0000000010031*$F6^4)))^2.5)+(($F6-15)/(1+0.0162*($F6-15))*(0.0005-0.0056*((($H6*(1+0.0191*($F6-25))/10000)/4.2914)/((1+(($N6/760*1.01325)*(0.000207-(0.0000000637*($N6/760*1.01325))+(0.000000000003989*($N6/760*1.01325)^2))/(1+(0.03426*$F6)+(0.0004464*$F6^2)+(0.4215-0.003107*$F6)*((($H6*(1+0.0191*($F6-25))/10000)/4.2914)))))*(0.6766097+0.0200564*$F6+0.0001104259*$F6^2-0.00000069698*$F6^3+0.0000000010031*$F6^4)))^0.5-0.0066*((($H6*(1+0.0191*($F6-25))/10000)/4.2914)/((1+(($N6/760*1.01325)*(0.000207-(0.0000000637*($N6/760*1.01325))+(0.000000000003989*($N6/760*1.01325)^2))/(1+(0.03426*$F6)+(0.0004464*$F6^2)+(0.4215-0.003107*$F6)*((($H6*(1+0.0191*($F6-25))/10000)/4.2914)))))*(0.6766097+0.0200564*$F6+0.0001104259*$F6^2-0.00000069698*$F6^3+0.0000000010031*$F6^4)))-0.0375*((($H6*(1+0.0191*($F6-25))/10000)/4.2914)/((1+(($N6/760*1.01325)*(0.000207-(0.0000000637*($N6/760*1.01325))+(0.000000000003989*($N6/760*1.01325)^2))/(1+(0.03426*$F6)+(0.0004464*$F6^2)+(0.4215-0.003107*$F6)*((($H6*(1+0.0191*($F6-25))/10000)/4.2914)))))*(0.6766097+0.0200564*$F6+0.0001104259*$F6^2-0.00000069698*$F6^3+0.0000000010031*$F6^4)))^1.5+0.0636*((($H6*(1+0.0191*($F6-25))/10000)/4.2914)/((1+(($N6/760*1.01325)*(0.000207-(0.0000000637*($N6/760*1.01325))+(0.000000000003989*($N6/760*1.01325)^2))/(1+(0.03426*$F6)+(0.0004464*$F6^2)+(0.4215-0.003107*$F6)*((($H6*(1+0.0191*($F6-25))/10000)/4.2914)))))*(0.6766097+0.0200564*$F6+0.0001104259*$F6^2-0.00000069698*$F6^3+0.0000000010031*$F6^4)))^2-0.0144*((($H6*(1+0.0191*($F6-25))/10000)/4.2914)/((1+(($N6/760*1.01325)*(0.000207-(0.0000000637*($N6/760*1.01325))+(0.000000000003989*($N6/760*1.01325)^2))/(1+(0.03426*$F6)+(0.0004464*$F6^2)+(0.4215-0.003107*$F6)*((($H6*(1+0.0191*($F6-25))/10000)/4.2914)))))*(0.6766097+0.0200564*$F6+0.0001104259*$F6^2-0.00000069698*$F6^3+0.0000000010031*$F6^4)))^2.5)))-(0.008/(1+(1.5*400*((($H6*(1+0.0191*($F6-25))/10000)/4.2914)/((1+(($N6/760*1.01325)*(0.000207-(0.0000000637*($N6/760*1.01325))+(0.000000000003989*($N6/760*1.01325)^2))/(1+(0.03426*$F6)+(0.0004464*$F6^2)+(0.4215-0.003107*$F6)*((($H6*(1+0.0191*($F6-25))/10000)/4.2914)))))*(0.6766097+0.0200564*$F6+0.0001104259*$F6^2-0.00000069698*$F6^3+0.0000000010031*$F6^4))))+(400*((($H6*(1+0.0191*($F6-25))/10000)/4.2914)/((1+(($N6/760*1.01325)*(0.000207-(0.0000000637*($N6/760*1.01325))+(0.000000000003989*($N6/760*1.01325)^2))/(1+(0.03426*$F6)+(0.0004464*$F6^2)+(0.4215-0.003107*$F6)*((($H6*(1+0.0191*($F6-25))/10000)/4.2914)))))*(0.6766097+0.0200564*$F6+0.0001104259*$F6^2-0.00000069698*$F6^3+0.0000000010031*$F6^4))))^2))-((0.0005*($F6-15)/(1+0.0162*($F6-15)))/(1+(100*((($H6*(1+0.0191*($F6-25))/10000)/4.2914)/((1+(($N6/760*1.01325)*(0.000207-(0.0000000637*($N6/760*1.01325))+(0.000000000003989*($N6/760*1.01325)^2))/(1+(0.03426*$F6)+(0.0004464*$F6^2)+(0.4215-0.003107*$F6)*((($H6*(1+0.0191*($F6-25))/10000)/4.2914)))))*(0.6766097+0.0200564*$F6+0.0001104259*$F6^2-0.00000069698*$F6^3+0.0000000010031*$F6^4))))^0.5+(100*((($H6*(1+0.0191*($F6-25))/10000)/4.2914)/((1+(($N6/760*1.01325)*(0.000207-(0.0000000637*($N6/760*1.01325))+(0.000000000003989*($N6/760*1.01325)^2))/(1+(0.03426*$F6)+(0.0004464*$F6^2)+(0.4215-0.003107*$F6)*((($H6*(1+0.0191*($F6-25))/10000)/4.2914)))))*(0.6766097+0.0200564*$F6+0.0001104259*$F6^2-0.00000069698*$F6^3+0.0000000010031*$F6^4))))^1.5))),$G6))","v":0.27461355073475502},null,{"$f":"1.18443700433286E-13*(HOUR($D6)*60+MINUTE($D6))^5 - 4.14323598958596E-10*(HOUR($D6)*60+MINUTE($D6))^4 + 4.77287727122539E-07*(HOUR($D6)*60+MINUTE($D6))^3 - 0.000196917585728373*(HOUR($D6)*60+MINUTE($D6))^2 + 0.0231405627601475*(HOUR($D6)*60+MINUTE($D6)) + 31.2398283659495","v":36.513292670023446},{"$f":"1.98879987167155E-13*(HOUR($D6)*60+MINUTE($D6))^5 - 6.89410992615642E-10*(HOUR($D6)*60+MINUTE($D6))^4 + 7.83730333422071E-07*(HOUR($D6)*60+MINUTE($D6))^3 - 0.00031597890334556*(HOUR($D6)*60+MINUTE($D6))^2 + 0.0355135105918976*(HOUR($D6)*60+MINUTE($D6)) + 33.4327310978006","v":42.547693402822432},{"$f":"9.08511511657608E-14*(HOUR($D6)*60+MINUTE($D6))^5 - 2.99407211249053E-10*(HOUR($D6)*60+MINUTE($D6))^4 + 3.1560253348998E-07*(HOUR($D6)*60+MINUTE($D6))^3 - 0.000108510891323021*(HOUR($D6)*60+MINUTE($D6))^2 + 0.00628484730145829*(HOUR($D6)*60+MINUTE($D6)) + 65.6142372750764","v":69.473063121827337},{"$f":"1.45776613020539E-13*(HOUR($D6)*60+MINUTE($D6))^5-5.56072270585461E-10*(HOUR($D6)*60+MINUTE($D6))^4+7.06833400255548E-07*(HOUR($D6)*60+MINUTE($D6))^3-0.000318788465226261*(HOUR($D6)*60+MINUTE($D6))^2+0.0281711711660364*(HOUR($D6)*60+MINUTE($D6))+34.1911117699055","v":33.372102435936718},{"$f":"1.37090283182826E-13*(HOUR($D6)*60+MINUTE($D6))^5 - 5.04960255463897E-10*(HOUR($D6)*60+MINUTE($D6))^4 + 6.13524315934422E-07*(HOUR($D6)*60+MINUTE($D6))^3 - 0.00025817433468811*(HOUR($D6)*60+MINUTE($D6))^2 + 0.0195966892410979*(HOUR($D6)*60+MINUTE($D6)) + 37.1360250050275","v":38.685650702461579},{"$f":"7.11895278892582E-14*(HOUR($D6)*60+MINUTE($D6))^5-2.64195273421019E-10*(HOUR($D6)*60+MINUTE($D6))^4 + 3.22473039456213E-07*(HOUR($D6)*60+MINUTE($D6))^3 - 0.00013606873481109*(HOUR($D6)*60+MINUTE($D6))^2 + 0.0107100719720847*(HOUR($D6)*60+MINUTE($D6))+66.3535900428978","v":67.45434122741095},null,"Panhandle West"]
[2,null,null,null,null,null,null,null,null,"","","","",760,0,null,31.239828365949499,33.432731097800598,65.614237275076405,34.191111769905497,37.136025005027498,66.353590042897807,null,"Peninsula"]
[3,null,null,null,null,null,null,null,null,"","","","",760,0,null,31.239828365949499,33.432731097800598,65.614237275076405,34.191111769905497,37.136025005027498,66.353590042897807,null,"Marine"]
[4,null,null,null,null,null,null,null,null,"","","","",760,0,null,31.239828365949499,33.432731097800598,65.614237275076405,34.191111769905497,37.136025005027498,66.353590042897807]
[5,null,null,null,null,null,null,null,null,"",{"$f":"IF(OR(ISBLANK(E10),ISBLANK(F10)),\"\",E10/J10*100)","v":""},{"$f":"IF(AND(ISBLANK($B10),ISBLANK($C10),ISBLANK($D10)),\"\",IF(OR(ISBLANK($B10),ISBLANK($C10),ISBLANK($D10)),\"Must Enter All Required Data\",IF($O10>2.7,42,IF(AND($O10=0,OR($B10=\"Marine\",$C10=\"Estuary/Marine\")),42,IF(OR(CONCATENATE($B10,\"-\",$C10)=\"Peninsula-Lake/Wetland\",CONCATENATE($B10,\"-\",$C10)=\"Everglades-Lake/Wetland\"),U10,IF(OR(CONCATENATE($B10,\"-\",$C10)=\"Northeast-Lake/Wetland\",CONCATENATE($B10,\"-\",$C10)=\"Big Bend-Lake/Wetland\"),T10,IF(CONCATENATE($B10,\"-\",$C10)=\"Panhandle West-Lake/Wetland\",V10,IF(OR(CONCATENATE($B10,\"-\",$C10)=\"Peninsula-Stream/Canal\",CONCATENATE($B10,\"-\",$C10)=\"Everglades-Stream/Canal\"),R10,IF(OR(CONCATENATE($B10,\"-\",$C10)=\"Northeast-Stream/Canal\",CONCATENATE($B10,\"-\",$C10)=\"Big Bend-Stream/Canal\"),Q10,IF(CONCATENATE($B10,\"-\",$C10)=\"Panhandle West-Stream/Canal\",S10,\"Error! Check Entries\"))))))))))","v":""},{"$f":"IF(O10>2.7,\"Marine Criteria Apply, No time of day adjustment.\",IF(AND(O10=0,OR(B10=\"Marine\",C10=\"Estuary/Marine\")),\"Marine Criteria Apply, No time of day adjustment.\",IF(AND($O10<=2.7,OR($B10=\"Marine\",$C10=\"Estuary/Marine\")),\"Salinity and Bioregion or Waterbody Type Don't Agree\",\"\")))","v":""},{"$f":"IF(ISBLANK(I10),760,I10)","v":760},0,null,31.239828365949499,33.432731097800598,65.614237275076405,34.191111769905497,37.136025005027498,66.353590042897807]
[6,null,null,null,null,null,null,null,null,"","","","",760,0,null,31.239828365949499,33.432731097800598,65.614237275076405,34.191111769905497,37.136025005027498,66.353590042897807]
[7,null,null,null,null,null,null,null,null,"","","","",760,0,null,31.239828365949499,33.432731097800598,65.614237275076405,34.191111769905497,37.136025005027498,66.353590042897807]
[8,null,null,null,null,null,null,null,null,"","","","",760,0,null,31.239828365949499,33.432731097800598,65.614237275076405,34.191111769905497,37.136025005027498,66.353590042897807]
[9,null,null,null,null,null,null,null,null,"","","","",760,0,null,31.239828365949499,33.432731097800598,65.614237275076405,34.191111769905497,37.136025005027498,66.353590042897807]
[10,null,null,null,null,null,null,null,null,"","","","",760,0,null,31.239828365949499,33.432731097800598,65.614237275076405,34.191111769905497,37.136025005027498,66.353590042897807]
[11,null,null,null,null,null,null,null,null,"","","","",760,0,null,31.239828365949499,33.432731097800598,65.614237275076405,34.191111769905497,37.136025005027498,66.353590042897807]
[12,null,null,null,null,null,null,null,null,"","","","",760,0,null,31.239828365949499,33.432731097800598,65.614237275076405,34.191111769905497,37.136025005027498,66.353590042897807]
[13,null,null,null,null,null,null,null,null,"","","","",760,0,null,31.239828365949499,33.432731097800598,65.614237275076405,34.191111769905497,37.136025005027498,66.353590042897807]
[14,null,null,null,null,null,null,null,null,"","","","",760,0,null,31.239828365949499,33.432731097800598,65.614237275076405,34.191111769905497,37.136025005027498,66.353590042897807]
[15,null,null,null,null,null,null,null,null,"","","","",760,0,null,31.239828365949499,33.432731097800598,65.614237275076405,34.191111769905497,37.136025005027498,66.353590042897807]
[16,null,null,null,null,null,null,null,null,"","","","",760,0,null,31.239828365949499,33.432731097800598,65.614237275076405,34.191111769905497,37.136025005027498,66.353590042897807]
[17,null,null,null,null,null,null,null,null,"","","","",760,0,null,31.239828365949499,33.432731097800598,65.614237275076405,34.191111769905497,37.136025005027498,66.353590042897807]
[18,null,null,null,null,null,null,null,null,"","","","",760,0,null,31.239828365949499,33.432731097800598,65.614237275076405,34.191111769905497,37.136025005027498,66.353590042897807]
[19,null,null,null,null,null,null,null,null,"","","","",760,0,null,31.239828365949499,33.432731097800598,65.614237275076405,34.191111769905497,37.136025005027498,66.353590042897807]
[20,null,null,null,null,null,null,null,null,"","","","",760,0,null,31.239828365949499,33.432731097800598,65.614237275076405,34.191111769905497,37.136025005027498,66.353590042897807]
[21,null,null,null,null,null,null,null,null,"","","","",760,0,null,31.239828365949499,33.432731097800598,65.614237275076405,34.191111769905497,37.136025005027498,66.353590042897807]
[22,null,null,null,null,null,null,null,null,"","","","",760,0,null,31.239828365949499,33.432731097800598,65.614237275076405,34.191111769905497,37.136025005027498,66.353590042897807]
[23,null,null,null,null,null,null,null,null,"","","","",760,0,null,31.239828365949499,33.432731097800598,65.614237275076405,34.191111769905497,37.136025005027498,66.353590042897807]
[24,null,null,null,null,null,null,null,null,"","","","",760,0,null,31.239828365949499,33.432731097800598,65.614237275076405,34.191111769905497,37.136025005027498,66.353590042897807]
[25,null,null,null,null,null,null,null,null,"","","","",760,0,null,31.239828365949499,33.432731097800598,65.614237275076405,34.191111769905497,37.136025005027498,66.353590042897807]
[26,null,null,null,null,null,null,null,null,"","","","",760,0,null,31.239828365949499,33.432731097800598,65.614237275076405,34.191111769905497,37.136025005027498,66.353590042897807]
[27,null,null,null,null,null,null,null,null,"","","","",760,0,null,31.239828365949499,33.432731097800598,65.614237275076405,34.191111769905497,37.136025005027498,66.353590042897807]
[28,null,null,null,null,null,null,null,null,"","","","",760,0,null,31.239828365949499,33.432731097800598,65.614237275076405,34.191111769905497,37.136025005027498,66.353590042897807]
[29,null,null,null,null,null,null,null,null,"","","","",760,0,null,31.239828365949499,33.432731097800598,65.614237275076405,34.191111769905497,37.136025005027498,66.353590042897807]
[30,null,null,null,null,null,null,null,null,"","","","",760,0,null,31.239828365949499,33.432731097800598,65.614237275076405,34.191111769905497,37.136025005027498,66.353590042897807]
[31,null,null,null,null,null,null,null,null,"","","","",760,0,null,31.239828365949499,33.432731097800598,65.614237275076405,34.191111769905497,37.136025005027498,66.353590042897807]
[32,null,null,null,null,null,null,null,null,"","","","",760,0,null,31.239828365949499,33.432731097800598,65.614237275076405,34.191111769905497,37.136025005027498,66.353590042897807]
[33,null,null,null,null,null,null,null,null,"","","","",760,0,null,31.239828365949499,33.432731097800598,65.614237275076405,34.191111769905497,37.136025005027498,66.353590042897807]
[34,null,null,null,null,null,null,null,null,"","","","",760,0,null,31.239828365949499,33.432731097800598,65.614237275076405,34.191111769905497,37.136025005027498,66.353590042897807]
[35,null,null,null,null,null,null,null,null,"","","","",760,0,null,31.239828365949499,33.432731097800598,65.614237275076405,34.191111769905497,37.136025005027498,66.353590042897807]
[36,null,null,null,null,null,null,null,null,"","","","",760,0,null,31.239828365949499,33.432731097800598,65.614237275076405,34.191111769905497,37.136025005027498,66.353590042897807]
[37,null,null,null,null,null,null,null,null,"","","","",760,0,null,31.239828365949499,33.432731097800598,65.614237275076405,34.191111769905497,37.136025005027498,66.353590042897807]
[38,null,null,null,null,null,null,null,null,"","","","",760,0,null,31.239828365949499,33.432731097800598,65.614237275076405,34.191111769905497,37.136025005027498,66.353590042897807]
[39,null,null,null,null,null,null,null,null,"","","","",760,0,null,31.239828365949499,33.432731097800598,65.614237275076405,34.191111769905497,37.136025005027498,66.353590042897807]
[40,null,null,null,null,null,null,null,null,"","","","",760,0,null,31.239828365949499,33.432731097800598,65.614237275076405,34.191111769905497,37.136025005027498,66.353590042897807]
[41,null,null,null,null,null,null,null,null,"","","","",760,0,null,31.239828365949499,33.432731097800598,65.614237275076405,34.191111769905497,37.136025005027498,66.353590042897807]
[42,null,null,null,null,null,null,null,null,"","","","",760,0,null,31.239828365949499,33.432731097800598,65.614237275076405,34.191111769905497,37.136025005027498,66.353590042897807]
[43,null,null,null,null,null,null,null,null,"","","","",760,0,null,31.239828365949499,33.432731097800598,65.614237275076405,34.191111769905497,37.136025005027498,66.353590042897807]
[44,null,null,null,null,null,null,null,null,"","","","",760,0,null,31.239828365949499,33.432731097800598,65.614237275076405,34.191111769905497,37.136025005027498,66.353590042897807]
[45,null,null,null,null,null,null,null,null,"","","","",760,0,null,31.239828365949499,33.432731097800598,65.614237275076405,34.191111769905497,37.136025005027498,66.353590042897807]
[46,null,null,null,null,null,null,null,null,"","","","",760,0,null,31.239828365949499,33.432731097800598,65.614237275076405,34.191111769905497,37.136025005027498,66.353590042897807]
[47,null,null,null,null,null,null,null,null,"","","","",760,0,null,31.239828365949499,33.432731097800598,65.614237275076405,34.191111769905497,37.136025005027498,66.353590042897807]
[48,null,null,null,null,null,null,null,null,"","","","",760,0,null,31.239828365949499,33.432731097800598,65.614237275076405,34.191111769905497,37.136025005027498,66.353590042897807]
[49,null,null,null,null,null,null,null,null,"","","","",760,0,null,31.239828365949499,33.432731097800598,65.614237275076405,34.191111769905497,37.136025005027498,66.353590042897807]
[50,null,null,null,null,null,null,null,null,"","","","",760,0,null,31.239828365949499,33.432731097800598,65.614237275076405,34.191111769905497,37.136025005027498,66.353590042897807]
[51,null,null,null,null,null,null,null,null,"","","","",760,0,null,31.239828365949499,33.432731097800598,65.614237275076405,34.191111769905497,37.136025005027498,66.353590042897807]
[52,null,null,null,null,null,null,null,null,"","","","",760,0,null,31.239828365949499,33.432731097800598,65.614237275076405,34.191111769905497,37.136025005027498,66.353590042897807]
[53,null,null,null,null,null,null,null,null,"","","","",760,0,null,31.239828365949499,33.432731097800598,65.614237275076405,34.191111769905497,37.136025005027498,66.353590042897807]
[54,null,null,null,null,null,null,null,null,"","","","",760,0,null,31.239828365949499,33.432731097800598,65.614237275076405,34.191111769905497,37.136025005027498,66.353590042897807]
[55,null,null,null,null,null,null,null,null,"","","","",760,0,null,31.239828365949499,33.432731097800598,65.614237275076405,34.191111769905497,37.136025005027498,66.353590042897807]
[56,null,null,null,null,null,null,null,null,"","","","",760,0,null,31.239828365949499,33.432731097800598,65.614237275076405,34.191111769905497,37.136025005027498,66.353590042897807]
[57,null,null,null,null,null,null,null,null,"","","","",760,0,null,31.239828365949499,33.432731097800598,65.614237275076405,34.191111769905497,37.136025005027498,66.353590042897807]
[58,null,null,null,null,null,null,null,null,"","","","",760,0,null,31.239828365949499,33.432731097800598,65.614237275076405,34.191111769905497,37.136025005027498,66.353590042897807]
[59,null,null,null,null,null,null,null,null,"","","","",760,0,null,31.239828365949499,33.432731097800598,65.614237275076405,34.191111769905497,37.136025005027498,66.353590042897807]
[60,null,null,null,null,null,null,null,null,"","","","",760,0,null,31.239828365949499,33.432731097800598,65.614237275076405,34.191111769905497,37.136025005027498,66.353590042897807]
[61,null,null,null,null,null,null,null,null,"","","","",760,0,null,31.239828365949499,33.432731097800598,65.614237275076405,34.191111769905497,37.136025005027498,66.353590042897807]
[62,null,null,null,null,null,null,null,null,"","","","",760,0,null,31.239828365949499,33.432731097800598,65.614237275076405,34.191111769905497,37.136025005027498,66.353590042897807]
[63,null,null,null,null,null,null,null,null,"","","","",760,0,null,31.239828365949499,33.432731097800598,65.614237275076405,34.191111769905497,37.136025005027498,66.353590042897807]
[64,null,null,null,null,null,null,null,null,"","","","",760,0,null,31.239828365949499,33.432731097800598,65.614237275076405,34.191111769905497,37.136025005027498,66.353590042897807]
[65,null,null,null,null,null,null,null,null,{"$f":"IF(OR(ISBLANK($E70),ISBLANK($F70)),\"\",(EXP((-139.34411+(157570.1/($F70+273.15)-(66423080/($F70+273.15)^2)+(12438000000/($F70+273.15)^3)-(862194900000/($F70+273.15)^4))-($O70*(0.017674-(10.754/($F70+273.15))+(2140.7/($F70+273.15)^2))))))*($N70/760)*((1-((EXP(11.8581-(3840.7/($F70+273.15))-(216961/($F70+273.15)^2)))/($N70/760)))*(1-(0.000975-(0.00001426*$F70)+(0.00000006436*$F70^2))*($N70/760)))/((1-(EXP(11.8581-(3840.7/($F70+273.15))-(216961/($F70+273.15)^2))))*(1-(0.000975-(0.00001426*$F70)+(0.00000006436*$F70^2)))))","v":""},"","","",760,{"$f":"IF(AND(ISBLANK($G70),ISBLANK($H70)),0,IF(ISBLANK($G70),IF($H70=0,0,(0.008-(0.1692*((($H70*(1+0.0191*($F70-25))/10000)/4.2914)/((1+(($N70/760*1.01325)*(0.000207-(0.0000000637*($N70/760*1.01325))+(0.000000000003989*($N70/760*1.01325)^2))/(1+(0.03426*$F70)+(0.0004464*$F70^2)+(0.4215-0.003107*$F70)*((($H70*(1+0.0191*($F70-25))/10000)/4.2914)))))*(0.6766097+0.0200564*$F70+0.0001104259*$F70^2-0.00000069698*$F70^3+0.0000000010031*$F70^4)))^0.5)+(25.3851*((($H70*(1+0.0191*($F70-25))/10000)/4.2914)/((1+(($N70/760*1.01325)*(0.000207-(0.0000000637*($N70/760*1.01325))+(0.000000000003989*($N70/760*1.01325)^2))/(1+(0.03426*$F70)+(0.0004464*$F70^2)+(0.4215-0.003107*$F70)*((($H70*(1+0.0191*($F70-25))/10000)/4.2914)))))*(0.6766097+0.0200564*$F70+0.0001104259*$F70^2-0.00000069698*$F70^3+0.0000000010031*$F70^4))))+(14.0941*((($H70*(1+0.0191*($F70-25))/10000)/4.2914)/((1+(($N70/760*1.01325)*(0.000207-(0.0000000637*($N70/760*1.01325))+(0.000000000003989*($N70/760*1.01325)^2))/(1+(0.03426*$F70)+(0.0004464*$F70^2)+(0.4215-0.003107*$F70)*((($H70*(1+0.0191*($F70-25))/10000)/4.2914)))))*(0.6766097+0.0200564*$F70+0.0001104259*$F70^2-0.00000069698*$F70^3+0.0000000010031*$F70^4)))^1.5)-(7.0261*((($H70*(1+0.0191*($F70-25))/10000)/4.2914)/((1+(($N70/760*1.01325)*(0.000207-(0.0000000637*($N70/760*1.01325))+(0.000000000003989*($N70/760*1.01325)^2))/(1+(0.03426*$F70)+(0.0004464*$F70^2)+(0.4215-0.003107*$F70)*((($H70*(1+0.0191*($F70-25))/10000)/4.2914)))))*(0.6766097+0.0200564*$F70+0.0001104259*$F70^2-0.00000069698*$F70^3+0.0000000010031*$F70^4)))^2)+(2.7081*((($H70*(1+0.0191*($F70-25))/10000)/4.2914)/((1+(($N70/760*1.01325)*(0.000207-(0.0000000637*($N70/760*1.01325))+(0.000000000003989*($N70/760*1.01325)^2))/(1+(0.03426*$F70)+(0.0004464*$F70^2)+(0.4215-0.003107*$F70)*((($H70*(1+0.0191*($F70-25))/10000)/4.2914)))))*(0.6766097+0.0200564*$F70+0.0001104259*$F70^2-0.00000069698*$F70^3+0.0000000010031*$F70^4)))^2.5)+(($F70-15)/(1+0.0162*($F70-15))*(0.0005-0.0056*((($H70*(1+0.0191*($F70-25))/10000)/4.2914)/((1+(($N70/760*1.01325)*(0.000207-(0.0000000637*($N70/760*1.01325))+(0.000000000003989*($N70/760*1.01325)^2))/(1+(0.03426*$F70)+(0.0004464*$F70^2)+(0.4215-0.003107*$F70)*((($H70*(1+0.0191*($F70-25))/10000)/4.2914)))))*(0.6766097+0.0200564*$F70+0.0001104259*$F70^2-0.00000069698*$F70^3+0.0000000010031*$F70^4)))^0.5-0.0066*((($H70*(1+0.0191*($F70-25))/10000)/4.2914)/((1+(($N70/760*1.01325)*(0.000207-(0.0000000637*($N70/760*1.01325))+(0.000000000003989*($N70/760*1.01325)^2))/(1+(0.03426*$F70)+(0.0004464*$F70^2)+(0.4215-0.003107*$F70)*((($H70*(1+0.0191*($F70-25))/10000)/4.2914)))))*(0.6766097+0.0200564*$F70+0.0001104259*$F70^2-0.00000069698*$F70^3+0.0000000010031*$F70^4)))-0.0375*((($H70*(1+0.0191*($F70-25))/10000)/4.2914)/((1+(($N70/760*1.01325)*(0.000207-(0.0000000637*($N70/760*1.01325))+(0.000000000003989*($N70/760*1.01325)^2))/(1+(0.03426*$F70)+(0.0004464*$F70^2)+(0.4215-0.003107*$F70)*((($H70*(1+0.0191*($F70-25))/10000)/4.2914)))))*(0.6766097+0.0200564*$F70+0.0001104259*$F70^2-0.00000069698*$F70^3+0.0000000010031*$F70^4)))^1.5+0.0636*((($H70*(1+0.0191*($F70-25))/10000)/4.2914)/((1+(($N70/760*1.01325)*(0.000207-(0.0000000637*($N70/760*1.01325))+(0.000000000003989*($N70/760*1.01325)^2))/(1+(0.03426*$F70)+(0.0004464*$F70^2)+(0.4215-0.003107*$F70)*((($H70*(1+0.0191*($F70-25))/10000)/4.2914)))))*(0.6766097+0.0200564*$F70+0.0001104259*$F70^2-0.00000069698*$F70^3+0.0000000010031*$F70^4)))^2-0.0144*((($H70*(1+0.0191*($F70-25))/10000)/4.2914)/((1+(($N70/760*1.01325)*(0.000207-(0.0000000637*($N70/760*1.01325))+(0.000000000003989*($N70/760*1.01325)^2))/(1+(0.03426*$F70)+(0.0004464*$F70^2)+(0.4215-0.003107*$F70)*((($H70*(1+0.0191*($F70-25))/10000)/4.2914)))))*(0.6766097+0.0200564*$F70+0.0001104259*$F70^2-0.00000069698*$F70^3+0.0000000010031*$F70^4)))^2.5)))-(0.008/(1+(1.5*400*((($H70*(1+0.0191*($F70-25))/10000)/4.2914)/((1+(($N70/760*1.01325)*(0.000207-(0.0000000637*($N70/760*1.01325))+(0.000000000003989*($N70/760*1.01325)^2))/(1+(0.03426*$F70)+(0.0004464*$F70^2)+(0.4215-0.003107*$F70)*((($H70*(1+0.0191*($F70-25))/10000)/4.2914)))))*(0.6766097+0.0200564*$F70+0.0001104259*$F70^2-0.00000069698*$F70^3+0.0000000010031*$F70^4))))+(400*((($H70*(1+0.0191*($F70-25))/10000)/4.2914)/((1+(($N70/760*1.01325)*(0.000207-(0.0000000637*($N70/760*1.01325))+(0.000000000003989*($N70/760*1.01325)^2))/(1+(0.03426*$F70)+(0.0004464*$F70^2)+(0.4215-0.003107*$F70)*((($H70*(1+0.0191*($F70-25))/10000)/4.2914)))))*(0.6766097+0.0200564*$F70+0.0001104259*$F70^2-0.00000069698*$F70^3+0.0000000010031*$F70^4))))^2))-((0.0005*($F70-15)/(1+0.0162*($F70-15)))/(1+(100*((($H70*(1+0.0191*($F70-25))/10000)/4.2914)/((1+(($N70/760*1.01325)*(0.000207-(0.0000000637*($N70/760*1.01325))+(0.000000000003989*($N70/760*1.01325)^2))/(1+(0.03426*$F70)+(0.0004464*$F70^2)+(0.4215-0.003107*$F70)*((($H70*(1+0.0191*($F70-25))/10000)/4.2914)))))*(0.6766097+0.0200564*$F70+0.0001104259*$F70^2-0.00000069698*$F70^3+0.0000000010031*$F70^4))))^0.5+(100*((($H70*(1+0.0191*($F70-25))/10000)/4.2914)/((1+(($N70/760*1.01325)*(0.000207-(0.0000000637*($N70/760*1.01325))+(0.000000000003989*($N70/760*1.01325)^2))/(1+(0.03426*$F70)+(0.0004464*$F70^2)+(0.4215-0.003107*$F70)*((($H70*(1+0.0191*($F70-25))/10000)/4.2914)))))*(0.6766097+0.0200564*$F70+0.0001104259*$F70^2-0.00000069698*$F70^3+0.0000000010031*$F70^4))))^1.5))),$G70))","v":0},null,{"$f":"1.18443700433286E-13*(HOUR($D70)*60+MINUTE($D70))^5 - 4.14323598958596E-10*(HOUR($D70)*60+MINUTE($D70))^4 + 4.77287727122539E-07*(HOUR($D70)*60+MINUTE($D70))^3 - 0.000196917585728373*(HOUR($D70)*60+MINUTE($D70))^2 + 0.0231405627601475*(HOUR($D70)*60+MINUTE($D70)) + 31.2398283659495","v":31.239828365949499},{"$f":"1.98879987167155E-13*(HOUR($D70)*60+MINUTE($D70))^5 - 6.89410992615642E-10*(HOUR($D70)*60+MINUTE($D70))^4 + 7.83730333422071E-07*(HOUR($D70)*60+MINUTE($D70))^3 - 0.00031597890334556*(HOUR($D70)*60+MINUTE($D70))^2 + 0.0355135105918976*(HOUR($D70)*60+MINUTE($D70)) + 33.4327310978006","v":33.432731097800598},{"$f":"9.08511511657608E-14*(HOUR($D70)*60+MINUTE($D70))^5 - 2.99407211249053E-10*(HOUR($D70)*60+MINUTE($D70))^4 + 3.1560253348998E-07*(HOUR($D70)*60+MINUTE($D70))^3 - 0.000108510891323021*(HOUR($D70)*60+MINUTE($D70))^2 + 0.00628484730145829*(HOUR($D70)*60+MINUTE($D70)) + 65.6142372750764","v":65.614237275076405},{"$f":"1.45776613020539E-13*(HOUR($D70)*60+MINUTE($D70))^5-5.56072270585461E-10*(HOUR($D70)*60+MINUTE($D70))^4+7.06833400255548E-07*(HOUR($D70)*60+MINUTE($D70))^3-0.000318788465226261*(HOUR($D70)*60+MINUTE($D70))^2+0.0281711711660364*(HOUR($D70)*60+MINUTE($D70))+34.1911117699055","v":34.191111769905497},{"$f":"1.37090283182826E-13*(HOUR($D70)*60+MINUTE($D70))^5 - 5.04960255463897E-10*(HOUR($D70)*60+MINUTE($D70))^4 + 6.13524315934422E-07*(HOUR($D70)*60+MINUTE($D70))^3 - 0.00025817433468811*(HOUR($D70)*60+MINUTE($D70))^2 + 0.0195966892410979*(HOUR($D70)*60+MINUTE($D70)) + 37.1360250050275","v":37.136025005027498},{"$f":"7.11895278892582E-14*(HOUR($D70)*60+MINUTE($D70))^5-2.64195273421019E-10*(HOUR($D70)*60+MINUTE($D70))^4 + 3.22473039456213E-07*(HOUR($D70)*60+MINUTE($D70))^3 - 0.00013606873481109*(HOUR($D70)*60+MINUTE($D70))^2 + 0.0107100719720847*(HOUR($D70)*60+MINUTE($D70))+66.3535900428978","v":66.353590042897807}]
[66,null,null,null,null,null,null,null,null,"","","","",760,0,null,31.239828365949499,33.432731097800598,65.614237275076405,34.191111769905497,37.136025005027498,66.353590042897807]
[67,null,null,null,null,null,null,null,null,"","","","",760,0,null,31.239828365949499,33.432731097800598,65.614237275076405,34.191111769905497,37.136025005027498,66.353590042897807]
[68,null,null,null,null,null,null,null,null,"","","","",760,0,null,31.239828365949499,33.432731097800598,65.614237275076405,34.191111769905497,37.136025005027498,66.353590042897807]
[69,null,null,null,null,null,null,null,null,"",{"$f":"IF(OR(ISBLANK(E74),ISBLANK(F74)),\"\",E74/J74*100)","v":""},{"$f":"IF(AND(ISBLANK($B74),ISBLANK($C74),ISBLANK($D74)),\"\",IF(OR(ISBLANK($B74),ISBLANK($C74),ISBLANK($D74)),\"Must Enter All Required Data\",IF($O74>2.7,42,IF(AND($O74=0,OR($B74=\"Marine\",$C74=\"Estuary/Marine\")),42,IF(OR(CONCATENATE($B74,\"-\",$C74)=\"Peninsula-Lake/Wetland\",CONCATENATE($B74,\"-\",$C74)=\"Everglades-Lake/Wetland\"),U74,IF(OR(CONCATENATE($B74,\"-\",$C74)=\"Northeast-Lake/Wetland\",CONCATENATE($B74,\"-\",$C74)=\"Big Bend-Lake/Wetland\"),T74,IF(CONCATENATE($B74,\"-\",$C74)=\"Panhandle West-Lake/Wetland\",V74,IF(OR(CONCATENATE($B74,\"-\",$C74)=\"Peninsula-Stream/Canal\",CONCATENATE($B74,\"-\",$C74)=\"Everglades-Stream/Canal\"),R74,IF(OR(CONCATENATE($B74,\"-\",$C74)=\"Northeast-Stream/Canal\",CONCATENATE($B74,\"-\",$C74)=\"Big Bend-Stream/Canal\"),Q74,IF(CONCATENATE($B74,\"-\",$C74)=\"Panhandle West-Stream/Canal\",S74,\"Error! Check Entries\"))))))))))","v":""},{"$f":"IF(O74>2.7,\"Marine Criteria Apply, No time of day adjustment.\",IF(AND(O74=0,OR(B74=\"Marine\",C74=\"Estuary/Marine\")),\"Marine Criteria Apply, No time of day adjustment.\",IF(AND($O74<=2.7,OR($B74=\"Marine\",$C74=\"Estuary/Marine\")),\"Salinity and Bioregion or Waterbody Type Don't Agree\",\"\")))","v":""},{"$f":"IF(ISBLANK(I74),760,I74)","v":760},0,null,31.239828365949499,33.432731097800598,65.614237275076405,34.191111769905497,37.136025005027498,66.353590042897807]
[70,null,null,null,null,null,null,null,null,"","","","",760,0,null,31.239828365949499,33.432731097800598,65.614237275076405,34.191111769905497,37.136025005027498,66.353590042897807]
[71,null,null,null,null,null,null,null,null,"","","","",760,0,null,31.239828365949499,33.432731097800598,65.614237275076405,34.191111769905497,37.136025005027498,66.353590042897807]
[72,null,null,null,null,null,null,null,null,"","","","",760,0,null,31.239828365949499,33.432731097800598,65.614237275076405,34.191111769905497,37.136025005027498,66.353590042897807]
[73,null,null,null,null,null,null,null,null,"","","","",760,0,null,31.239828365949499,33.432731097800598,65.614237275076405,34.191111769905497,37.136025005027498,66.353590042897807]
[74,null,null,null,null,null,null,null,null,"","","","",760,0,null,31.239828365949499,33.432731097800598,65.614237275076405,34.191111769905497,37.136025005027498,66.353590042897807]
[75,null,null,null,null,null,null,null,null,"","","","",760,0,null,31.239828365949499,33.432731097800598,65.614237275076405,34.191111769905497,37.136025005027498,66.353590042897807]
[76,null,null,null,null,null,null,null,null,"","","","",760,0,null,31.239828365949499,33.432731097800598,65.614237275076405,34.191111769905497,37.136025005027498,66.353590042897807]
[77,null,null,null,null,null,null,null,null,"","","","",760,0,null,31.239828365949499,33.432731097800598,65.614237275076405,34.191111769905497,37.136025005027498,66.353590042897807]
[78,null,null,null,null,null,null,null,null,"","","","",760,0,null,31.239828365949499,33.432731097800598,65.614237275076405,34.191111769905497,37.136025005027498,66.353590042897807]
[79,null,null,null,null,null,null,null,null,"","","","",760,0,null,31.239828365949499,33.432731097800598,65.614237275076405,34.191111769905497,37.136025005027498,66.353590042897807]
[80,null,null,null,null,null,null,null,null,"","","","",760,0,null,31.239828365949499,33.432731097800598,65.614237275076405,34.191111769905497,37.136025005027498,66.353590042897807]
[81,null,null,null,null,null,null,null,null,"","","","",760,0,null,31.239828365949499,33.432731097800598,65.614237275076405,34.191111769905497,37.136025005027498,66.353590042897807]
[82,null,null,null,null,null,null,null,null,"","","","",760,0,null,31.239828365949499,33.432731097800598,65.614237275076405,34.191111769905497,37.136025005027498,66.353590042897807]
[83,null,null,null,null,null,null,null,null,"","","","",760,0,null,31.239828365949499,33.432731097800598,65.614237275076405,34.191111769905497,37.136025005027498,66.353590042897807]
[84,null,null,null,null,null,null,null,null,"","","","",760,0,null,31.239828365949499,33.432731097800598,65.614237275076405,34.191111769905497,37.136025005027498,66.353590042897807]
[85,null,null,null,null,null,null,null,null,"","","","",760,0,null,31.239828365949499,33.432731097800598,65.614237275076405,34.191111769905497,37.136025005027498,66.353590042897807]
[86,null,null,null,null,null,null,null,null,"","","","",760,0,null,31.239828365949499,33.432731097800598,65.614237275076405,34.191111769905497,37.136025005027498,66.353590042897807]
[87,null,null,null,null,null,null,null,null,"","","","",760,0,null,31.239828365949499,33.432731097800598,65.614237275076405,34.191111769905497,37.136025005027498,66.353590042897807]
[88,null,null,null,null,null,null,null,null,"","","","",760,0,null,31.239828365949499,33.432731097800598,65.614237275076405,34.191111769905497,37.136025005027498,66.353590042897807]
[89,null,null,null,null,null,null,null,null,"","","","",760,0,null,31.239828365949499,33.432731097800598,65.614237275076405,34.191111769905497,37.136025005027498,66.353590042897807]
[90,null,null,null,null,null,null,null,null,"","","","",760,0,null,31.239828365949499,33.432731097800598,65.614237275076405,34.191111769905497,37.136025005027498,66.353590042897807]
[91,null,null,null,null,null,null,null,null,"","","","",760,0,null,31.239828365949499,33.432731097800598,65.614237275076405,34.191111769905497,37.136025005027498,66.353590042897807]
[92,null,null,null,null,null,null,null,null,"","","","",760,0,null,31.239828365949499,33.432731097800598,65.614237275076405,34.191111769905497,37.136025005027498,66.353590042897807]
[93,null,null,null,null,null,null,null,null,"","","","",760,0,null,31.239828365949499,33.432731097800598,65.614237275076405,34.191111769905497,37.136025005027498,66.353590042897807]
[94,null,null,null,null,null,null,null,null,"","","","",760,0,null,31.239828365949499,33.432731097800598,65.614237275076405,34.191111769905497,37.136025005027498,66.353590042897807]
[95,null,null,null,null,null,null,null,null,"","","","",760,0,null,31.239828365949499,33.432731097800598,65.614237275076405,34.191111769905497,37.136025005027498,66.353590042897807]
[96,null,null,null,null,null,null,null,null,"","","","",760,0,null,31.239828365949499,33.432731097800598,65.614237275076405,34.191111769905497,37.136025005027498,66.353590042897807]
[97,null,null,null,null,null,null,null,null,"","","","",760,0,null,31.239828365949499,33.432731097800598,65.614237275076405,34.191111769905497,37.136025005027498,66.353590042897807]
[98,null,null,null,null,null,null,null,null,"","","","",760,0,null,31.239828365949499,33.432731097800598,65.614237275076405,34.191111769905497,37.136025005027498,66.353590042897807]
[99,null,null,null,null,null,null,null,null,"","","","",760,0,null,31.239828365949499,33.432731097800598,65.614237275076405,34.191111769905497,37.136025005027498,66.353590042897807]
[100,null,null,null,null,null,null,null,null,"","","","",760,0,null,31.239828365949499,33.432731097800598,65.614237275076405,34.191111769905497,37.136025005027498,66.353590042897807]
[101,null,null,null,null,null,null,null,null,"","","","",760,0,null,31.239828365949499,33.432731097800598,65.614237275076405,34.191111769905497,37.136025005027498,66.353590042897807]
[102,null,null,null,null,null,null,null,null,"","","","",760,0,null,31.239828365949499,33.432731097800598,65.614237275076405,34.191111769905497,37.136025005027498,66.353590042897807]
[103,null,null,null,null,null,null,null,null,"","","","",760,0,null,31.239828365949499,33.432731097800598,65.614237275076405,34.191111769905497,37.136025005027498,66.353590042897807]
[104,null,null,null,null,null,null,null,null,"","","","",760,0,null,31.239828365949499,33.432731097800598,65.614237275076405,34.191111769905497,37.136025005027498,66.353590042897807]
[105,null,null,null,null,null,null,null,null,"","","","",760,0,null,31.239828365949499,33.432731097800598,65.614237275076405,34.191111769905497,37.136025005027498,66.353590042897807]
[106,null,null,null,null,null,null,null,null,"","","","",760,0,null,31.239828365949499,33.432731097800598,65.614237275076405,34.191111769905497,37.136025005027498,66.353590042897807]
[107,null,null,null,null,null,null,null,null,"","","","",760,0,null,31.239828365949499,33.432731097800598,65.614237275076405,34.191111769905497,37.136025005027498,66.353590042897807]
[108,null,null,null,null,null,null,null,null,"","","","",760,0,null,31.239828365949499,33.432731097800598,65.614237275076405,34.191111769905497,37.136025005027498,66.353590042897807]
[109,null,null,null,null,null,null,null,null,"","","","",760,0,null,31.239828365949499,33.432731097800598,65.614237275076405,34.191111769905497,37.136025005027498,66.353590042897807]
[110,null,null,null,null,null,null,null,null,"","","","",760,0,null,31.239828365949499,33.432731097800598,65.614237275076405,34.191111769905497,37.136025005027498,66.353590042897807]
[111,null,null,null,null,null,null,null,null,"","","","",760,0,null,31.239828365949499,33.432731097800598,65.614237275076405,34.191111769905497,37.136025005027498,66.353590042897807]
[112,null,null,null,null,null,null,null,null,"","","","",760,0,null,31.239828365949499,33.432731097800598,65.614237275076405,34.191111769905497,37.136025005027498,66.353590042897807]
[113,null,null,null,null,null,null,null,null,"","","","",760,0,null,31.239828365949499,33.432731097800598,65.614237275076405,34.191111769905497,37.136025005027498,66.353590042897807]
[114,null,null,null,null,null,null,null,null,"","","","",760,0,null,31.239828365949499,33.432731097800598,65.614237275076405,34.191111769905497,37.136025005027498,66.353590042897807]
[115,null,null,null,null,null,null,null,null,"","","","",760,0,null,31.239828365949499,33.432731097800598,65.614237275076405,34.191111769905497,37.136025005027498,66.353590042897807]
[116,null,null,null,null,null,null,null,null,"","","","",760,0,null,31.239828365949499,33.432731097800598,65.614237275076405,34.191111769905497,37.136025005027498,66.353590042897807]
[117,null,null,null,null,null,null,null,null,"","","","",760,0,null,31.239828365949499,33.432731097800598,65.614237275076405,34.191111769905497,37.136025005027498,66.353590042897807]
[118,null,null,null,null,null,null,null,null,"","","","",760,0,null,31.239828365949499,33.432731097800598,65.614237275076405,34.191111769905497,37.136025005027498,66.353590042897807]
[119,null,null,null,null,null,null,null,null,"","","","",760,0,null,31.239828365949499,33.432731097800598,65.614237275076405,34.191111769905497,37.136025005027498,66.353590042897807]
[120,null,null,null,null,null,null,null,null,"","","","",760,0,null,31.239828365949499,33.432731097800598,65.614237275076405,34.191111769905497,37.136025005027498,66.353590042897807]
[121,null,null,null,null,null,null,null,null,"","","","",760,0,null,31.239828365949499,33.432731097800598,65.614237275076405,34.191111769905497,37.136025005027498,66.353590042897807]
[122,null,null,null,null,null,null,null,null,"","","","",760,0,null,31.239828365949499,33.432731097800598,65.614237275076405,34.191111769905497,37.136025005027498,66.353590042897807]
[123,null,null,null,null,null,null,null,null,"","","","",760,0,null,31.239828365949499,33.432731097800598,65.614237275076405,34.191111769905497,37.136025005027498,66.353590042897807]
[124,null,null,null,null,null,null,null,null,"","","","",760,0,null,31.239828365949499,33.432731097800598,65.614237275076405,34.191111769905497,37.136025005027498,66.353590042897807]
[125,null,null,null,null,null,null,null,null,"","","","",760,0,null,31.239828365949499,33.432731097800598,65.614237275076405,34.191111769905497,37.136025005027498,66.353590042897807]
[126,null,null,null,null,null,null,null,null,"","","","",760,0,null,31.239828365949499,33.432731097800598,65.614237275076405,34.191111769905497,37.136025005027498,66.353590042897807]
[127,null,null,null,null,null,null,null,null,"","","","",760,0,null,31.239828365949499,33.432731097800598,65.614237275076405,34.191111769905497,37.136025005027498,66.353590042897807]
[128,null,null,null,null,null,null,null,null,"","","","",760,0,null,31.239828365949499,33.432731097800598,65.614237275076405,34.191111769905497,37.136025005027498,66.353590042897807]
[129,null,null,null,null,null,null,null,null,{"$f":"IF(OR(ISBLANK($E134),ISBLANK($F134)),\"\",(EXP((-139.34411+(157570.1/($F134+273.15)-(66423080/($F134+273.15)^2)+(12438000000/($F134+273.15)^3)-(862194900000/($F134+273.15)^4))-($O134*(0.017674-(10.754/($F134+273.15))+(2140.7/($F134+273.15)^2))))))*($N134/760)*((1-((EXP(11.8581-(3840.7/($F134+273.15))-(216961/($F134+273.15)^2)))/($N134/760)))*(1-(0.000975-(0.00001426*$F134)+(0.00000006436*$F134^2))*($N134/760)))/((1-(EXP(11.8581-(3840.7/($F134+273.15))-(216961/($F134+273.15)^2))))*(1-(0.000975-(0.00001426*$F134)+(0.00000006436*$F134^2)))))","v":""},"","","",760,{"$f":"IF(AND(ISBLANK($G134),ISBLANK($H134)),0,IF(ISBLANK($G134),IF($H134=0,0,(0.008-(0.1692*((($H134*(1+0.0191*($F134-25))/10000)/4.2914)/((1+(($N134/760*1.01325)*(0.000207-(0.0000000637*($N134/760*1.01325))+(0.000000000003989*($N134/760*1.01325)^2))/(1+(0.03426*$F134)+(0.0004464*$F134^2)+(0.4215-0.003107*$F134)*((($H134*(1+0.0191*($F134-25))/10000)/4.2914)))))*(0.6766097+0.0200564*$F134+0.0001104259*$F134^2-0.00000069698*$F134^3+0.0000000010031*$F134^4)))^0.5)+(25.3851*((($H134*(1+0.0191*($F134-25))/10000)/4.2914)/((1+(($N134/760*1.01325)*(0.000207-(0.0000000637*($N134/760*1.01325))+(0.000000000003989*($N134/760*1.01325)^2))/(1+(0.03426*$F134)+(0.0004464*$F134^2)+(0.4215-0.003107*$F134)*((($H134*(1+0.0191*($F134-25))/10000)/4.2914)))))*(0.6766097+0.0200564*$F134+0.0001104259*$F134^2-0.00000069698*$F134^3+0.0000000010031*$F134^4))))+(14.0941*((($H134*(1+0.0191*($F134-25))/10000)/4.2914)/((1+(($N134/760*1.01325)*(0.000207-(0.0000000637*($N134/760*1.01325))+(0.000000000003989*($N134/760*1.01325)^2))/(1+(0.03426*$F134)+(0.0004464*$F134^2)+(0.4215-0.003107*$F134)*((($H134*(1+0.0191*($F134-25))/10000)/4.2914)))))*(0.6766097+0.0200564*$F134+0.0001104259*$F134^2-0.00000069698*$F134^3+0.0000000010031*$F134^4)))^1.5)-(7.0261*((($H134*(1+0.0191*($F134-25))/10000)/4.2914)/((1+(($N134/760*1.01325)*(0.000207-(0.0000000637*($N134/760*1.01325))+(0.000000000003989*($N134/760*1.01325)^2))/(1+(0.03426*$F134)+(0.0004464*$F134^2)+(0.4215-0.003107*$F134)*((($H134*(1+0.0191*($F134-25))/10000)/4.2914)))))*(0.6766097+0.0200564*$F134+0.0001104259*$F134^2-0.00000069698*$F134^3+0.0000000010031*$F134^4)))^2)+(2.7081*((($H134*(1+0.0191*($F134-25))/10000)/4.2914)/((1+(($N134/760*1.01325)*(0.000207-(0.0000000637*($N134/760*1.01325))+(0.000000000003989*($N134/760*1.01325)^2))/(1+(0.03426*$F134)+(0.0004464*$F134^2)+(0.4215-0.003107*$F134)*((($H134*(1+0.0191*($F134-25))/10000)/4.2914)))))*(0.6766097+0.0200564*$F134+0.0001104259*$F134^2-0.00000069698*$F134^3+0.0000000010031*$F134^4)))^2.5)+(($F134-15)/(1+0.0162*($F134-15))*(0.0005-0.0056*((($H134*(1+0.0191*($F134-25))/10000)/4.2914)/((1+(($N134/760*1.01325)*(0.000207-(0.0000000637*($N134/760*1.01325))+(0.000000000003989*($N134/760*1.01325)^2))/(1+(0.03426*$F134)+(0.0004464*$F134^2)+(0.4215-0.003107*$F134)*((($H134*(1+0.0191*($F134-25))/10000)/4.2914)))))*(0.6766097+0.0200564*$F134+0.0001104259*$F134^2-0.00000069698*$F134^3+0.0000000010031*$F134^4)))^0.5-0.0066*((($H134*(1+0.0191*($F134-25))/10000)/4.2914)/((1+(($N134/760*1.01325)*(0.000207-(0.0000000637*($N134/760*1.01325))+(0.000000000003989*($N134/760*1.01325)^2))/(1+(0.03426*$F134)+(0.0004464*$F134^2)+(0.4215-0.003107*$F134)*((($H134*(1+0.0191*($F134-25))/10000)/4.2914)))))*(0.6766097+0.0200564*$F134+0.0001104259*$F134^2-0.00000069698*$F134^3+0.0000000010031*$F134^4)))-0.0375*((($H134*(1+0.0191*($F134-25))/10000)/4.2914)/((1+(($N134/760*1.01325)*(0.000207-(0.0000000637*($N134/760*1.01325))+(0.000000000003989*($N134/760*1.01325)^2))/(1+(0.03426*$F134)+(0.0004464*$F134^2)+(0.4215-0.003107*$F134)*((($H134*(1+0.0191*($F134-25))/10000)/4.2914)))))*(0.6766097+0.0200564*$F134+0.0001104259*$F134^2-0.00000069698*$F134^3+0.0000000010031*$F134^4)))^1.5+0.0636*((($H134*(1+0.0191*($F134-25))/10000)/4.2914)/((1+(($N134/760*1.01325)*(0.000207-(0.0000000637*($N134/760*1.01325))+(0.000000000003989*($N134/760*1.01325)^2))/(1+(0.03426*$F134)+(0.0004464*$F134^2)+(0.4215-0.003107*$F134)*((($H134*(1+0.0191*($F134-25))/10000)/4.2914)))))*(0.6766097+0.0200564*$F134+0.0001104259*$F134^2-0.00000069698*$F134^3+0.0000000010031*$F134^4)))^2-0.0144*((($H134*(1+0.0191*($F134-25))/10000)/4.2914)/((1+(($N134/760*1.01325)*(0.000207-(0.0000000637*($N134/760*1.01325))+(0.000000000003989*($N134/760*1.01325)^2))/(1+(0.03426*$F134)+(0.0004464*$F134^2)+(0.4215-0.003107*$F134)*((($H134*(1+0.0191*($F134-25))/10000)/4.2914)))))*(0.6766097+0.0200564*$F134+0.0001104259*$F134^2-0.00000069698*$F134^3+0.0000000010031*$F134^4)))^2.5)))-(0.008/(1+(1.5*400*((($H134*(1+0.0191*($F134-25))/10000)/4.2914)/((1+(($N134/760*1.01325)*(0.000207-(0.0000000637*($N134/760*1.01325))+(0.000000000003989*($N134/760*1.01325)^2))/(1+(0.03426*$F134)+(0.0004464*$F134^2)+(0.4215-0.003107*$F134)*((($H134*(1+0.0191*($F134-25))/10000)/4.2914)))))*(0.6766097+0.0200564*$F134+0.0001104259*$F134^2-0.00000069698*$F134^3+0.0000000010031*$F134^4))))+(400*((($H134*(1+0.0191*($F134-25))/10000)/4.2914)/((1+(($N134/760*1.01325)*(0.000207-(0.0000000637*($N134/760*1.01325))+(0.000000000003989*($N134/760*1.01325)^2))/(1+(0.03426*$F134)+(0.0004464*$F134^2)+(0.4215-0.003107*$F134)*((($H134*(1+0.0191*($F134-25))/10000)/4.2914)))))*(0.6766097+0.0200564*$F134+0.0001104259*$F134^2-0.00000069698*$F134^3+0.0000000010031*$F134^4))))^2))-((0.0005*($F134-15)/(1+0.0162*($F134-15)))/(1+(100*((($H134*(1+0.0191*($F134-25))/10000)/4.2914)/((1+(($N134/760*1.01325)*(0.000207-(0.0000000637*($N134/760*1.01325))+(0.000000000003989*($N134/760*1.01325)^2))/(1+(0.03426*$F134)+(0.0004464*$F134^2)+(0.4215-0.003107*$F134)*((($H134*(1+0.0191*($F134-25))/10000)/4.2914)))))*(0.6766097+0.0200564*$F134+0.0001104259*$F134^2-0.00000069698*$F134^3+0.0000000010031*$F134^4))))^0.5+(100*((($H134*(1+0.0191*($F134-25))/10000)/4.2914)/((1+(($N134/760*1.01325)*(0.000207-(0.0000000637*($N134/760*1.01325))+(0.000000000003989*($N134/760*1.01325)^2))/(1+(0.03426*$F134)+(0.0004464*$F134^2)+(0.4215-0.003107*$F134)*((($H134*(1+0.0191*($F134-25))/10000)/4.2914)))))*(0.6766097+0.0200564*$F134+0.0001104259*$F134^2-0.00000069698*$F134^3+0.0000000010031*$F134^4))))^1.5))),$G134))","v":0},null,{"$f":"1.18443700433286E-13*(HOUR($D134)*60+MINUTE($D134))^5 - 4.14323598958596E-10*(HOUR($D134)*60+MINUTE($D134))^4 + 4.77287727122539E-07*(HOUR($D134)*60+MINUTE($D134))^3 - 0.000196917585728373*(HOUR($D134)*60+MINUTE($D134))^2 + 0.0231405627601475*(HOUR($D134)*60+MINUTE($D134)) + 31.2398283659495","v":31.239828365949499},{"$f":"1.98879987167155E-13*(HOUR($D134)*60+MINUTE($D134))^5 - 6.89410992615642E-10*(HOUR($D134)*60+MINUTE($D134))^4 + 7.83730333422071E-07*(HOUR($D134)*60+MINUTE($D134))^3 - 0.00031597890334556*(HOUR($D134)*60+MINUTE($D134))^2 + 0.0355135105918976*(HOUR($D134)*60+MINUTE($D134)) + 33.4327310978006","v":33.432731097800598},{"$f":"9.08511511657608E-14*(HOUR($D134)*60+MINUTE($D134))^5 - 2.99407211249053E-10*(HOUR($D134)*60+MINUTE($D134))^4 + 3.1560253348998E-07*(HOUR($D134)*60+MINUTE($D134))^3 - 0.000108510891323021*(HOUR($D134)*60+MINUTE($D134))^2 + 0.00628484730145829*(HOUR($D134)*60+MINUTE($D134)) + 65.6142372750764","v":65.614237275076405},{"$f":"1.45776613020539E-13*(HOUR($D134)*60+MINUTE($D134))^5-5.56072270585461E-10*(HOUR($D134)*60+MINUTE($D134))^4+7.06833400255548E-07*(HOUR($D134)*60+MINUTE($D134))^3-0.000318788465226261*(HOUR($D134)*60+MINUTE($D134))^2+0.0281711711660364*(HOUR($D134)*60+MINUTE($D134))+34.1911117699055","v":34.191111769905497},{"$f":"1.37090283182826E-13*(HOUR($D134)*60+MINUTE($D134))^5 - 5.04960255463897E-10*(HOUR($D134)*60+MINUTE($D134))^4 + 6.13524315934422E-07*(HOUR($D134)*60+MINUTE($D134))^3 - 0.00025817433468811*(HOUR($D134)*60+MINUTE($D134))^2 + 0.0195966892410979*(HOUR($D134)*60+MINUTE($D134)) + 37.1360250050275","v":37.136025005027498},{"$f":"7.11895278892582E-14*(HOUR($D134)*60+MINUTE($D134))^5-2.64195273421019E-10*(HOUR($D134)*60+MINUTE($D134))^4 + 3.22473039456213E-07*(HOUR($D134)*60+MINUTE($D134))^3 - 0.00013606873481109*(HOUR($D134)*60+MINUTE($D134))^2 + 0.0107100719720847*(HOUR($D134)*60+MINUTE($D134))+66.3535900428978","v":66.353590042897807}]
[130,null,null,null,null,null,null,null,null,"","","","",760,0,null,31.239828365949499,33.432731097800598,65.614237275076405,34.191111769905497,37.136025005027498,66.353590042897807]
[131,null,null,null,null,null,null,null,null,"","","","",760,0,null,31.239828365949499,33.432731097800598,65.614237275076405,34.191111769905497,37.136025005027498,66.353590042897807]
[132,null,null,null,null,null,null,null,null,"","","","",760,0,null,31.239828365949499,33.432731097800598,65.614237275076405,34.191111769905497,37.136025005027498,66.353590042897807]
[133,null,null,null,null,null,null,null,null,"",{"$f":"IF(OR(ISBLANK(E138),ISBLANK(F138)),\"\",E138/J138*100)","v":""},{"$f":"IF(AND(ISBLANK($B138),ISBLANK($C138),ISBLANK($D138)),\"\",IF(OR(ISBLANK($B138),ISBLANK($C138),ISBLANK($D138)),\"Must Enter All Required Data\",IF($O138>2.7,42,IF(AND($O138=0,OR($B138=\"Marine\",$C138=\"Estuary/Marine\")),42,IF(OR(CONCATENATE($B138,\"-\",$C138)=\"Peninsula-Lake/Wetland\",CONCATENATE($B138,\"-\",$C138)=\"Everglades-Lake/Wetland\"),U138,IF(OR(CONCATENATE($B138,\"-\",$C138)=\"Northeast-Lake/Wetland\",CONCATENATE($B138,\"-\",$C138)=\"Big Bend-Lake/Wetland\"),T138,IF(CONCATENATE($B138,\"-\",$C138)=\"Panhandle West-Lake/Wetland\",V138,IF(OR(CONCATENATE($B138,\"-\",$C138)=\"Peninsula-Stream/Canal\",CONCATENATE($B138,\"-\",$C138)=\"Everglades-Stream/Canal\"),R138,IF(OR(CONCATENATE($B138,\"-\",$C138)=\"Northeast-Stream/Canal\",CONCATENATE($B138,\"-\",$C138)=\"Big Bend-Stream/Canal\"),Q138,IF(CONCATENATE($B138,\"-\",$C138)=\"Panhandle West-Stream/Canal\",S138,\"Error! Check Entries\"))))))))))","v":""},{"$f":"IF(O138>2.7,\"Marine Criteria Apply, No time of day adjustment.\",IF(AND(O138=0,OR(B138=\"Marine\",C138=\"Estuary/Marine\")),\"Marine Criteria Apply, No time of day adjustment.\",IF(AND($O138<=2.7,OR($B138=\"Marine\",$C138=\"Estuary/Marine\")),\"Salinity and Bioregion or Waterbody Type Don't Agree\",\"\")))","v":""},{"$f":"IF(ISBLANK(I138),760,I138)","v":760},0,null,31.239828365949499,33.432731097800598,65.614237275076405,34.191111769905497,37.136025005027498,66.353590042897807]
[134,null,null,null,null,null,null,null,null,"","","","",760,0,null,31.239828365949499,33.432731097800598,65.614237275076405,34.191111769905497,37.136025005027498,66.353590042897807]
[135,null,null,null,null,null,null,null,null,"","","","",760,0,null,31.239828365949499,33.432731097800598,65.614237275076405,34.191111769905497,37.136025005027498,66.353590042897807]
[136,null,null,null,null,null,null,null,null,"","","","",760,0,null,31.239828365949499,33.432731097800598,65.614237275076405,34.191111769905497,37.136025005027498,66.353590042897807]
[137,null,null,null,null,null,null,null,null,"","","","",760,0,null,31.239828365949499,33.432731097800598,65.614237275076405,34.191111769905497,37.136025005027498,66.353590042897807]
[138,null,null,null,null,null,null,null,null,"","","","",760,0,null,31.239828365949499,33.432731097800598,65.614237275076405,34.191111769905497,37.136025005027498,66.353590042897807]
[139,null,null,null,null,null,null,null,null,"","","","",760,0,null,31.239828365949499,33.432731097800598,65.614237275076405,34.191111769905497,37.136025005027498,66.353590042897807]
[140,null,null,null,null,null,null,null,null,"","","","",760,0,null,31.239828365949499,33.432731097800598,65.614237275076405,34.191111769905497,37.136025005027498,66.353590042897807]
[141,null,null,null,null,null,null,null,null,"","","","",760,0,null,31.239828365949499,33.432731097800598,65.614237275076405,34.191111769905497,37.136025005027498,66.353590042897807]
[142,null,null,null,null,null,null,null,null,"","","","",760,0,null,31.239828365949499,33.432731097800598,65.614237275076405,34.191111769905497,37.136025005027498,66.353590042897807]
[143,null,null,null,null,null,null,null,null,"","","","",760,0,null,31.239828365949499,33.432731097800598,65.614237275076405,34.191111769905497,37.136025005027498,66.353590042897807]
[144,null,null,null,null,null,null,null,null,"","","","",760,0,null,31.239828365949499,33.432731097800598,65.614237275076405,34.191111769905497,37.136025005027498,66.353590042897807]
[145,null,null,null,null,null,null,null,null,"","","","",760,0,null,31.239828365949499,33.432731097800598,65.614237275076405,34.191111769905497,37.136025005027498,66.353590042897807]
[146,null,null,null,null,null,null,null,null,"","","","",760,0,null,31.239828365949499,33.432731097800598,65.614237275076405,34.191111769905497,37.136025005027498,66.353590042897807]
[147,null,null,null,null,null,null,null,null,"","","","",760,0,null,31.239828365949499,33.432731097800598,65.614237275076405,34.191111769905497,37.136025005027498,66.353590042897807]
[148,null,null,null,null,null,null,null,null,"","","","",760,0,null,31.239828365949499,33.432731097800598,65.614237275076405,34.191111769905497,37.136025005027498,66.353590042897807]
[149,null,null,null,null,null,null,null,null,"","","","",760,0,null,31.239828365949499,33.432731097800598,65.614237275076405,34.191111769905497,37.136025005027498,66.353590042897807]
[150,null,null,null,null,null,null,null,null,"","","","",760,0,null,31.239828365949499,33.432731097800598,65.614237275076405,34.191111769905497,37.136025005027498,66.353590042897807]
[151,null,null,null,null,null,null,null,null,"","","","",760,0,null,31.239828365949499,33.432731097800598,65.614237275076405,34.191111769905497,37.136025005027498,66.353590042897807]
[152,null,null,null,null,null,null,null,null,"","","","",760,0,null,31.239828365949499,33.432731097800598,65.614237275076405,34.191111769905497,37.136025005027498,66.353590042897807]
[153,null,null,null,null,null,null,null,null,"","","","",760,0,null,31.239828365949499,33.432731097800598,65.614237275076405,34.191111769905497,37.136025005027498,66.353590042897807]
[154,null,null,null,null,null,null,null,null,"","","","",760,0,null,31.239828365949499,33.432731097800598,65.614237275076405,34.191111769905497,37.136025005027498,66.353590042897807]
[155,null,null,null,null,null,null,null,null,"","","","",760,0,null,31.239828365949499,33.432731097800598,65.614237275076405,34.191111769905497,37.136025005027498,66.353590042897807]
[156,null,null,null,null,null,null,null,null,"","","","",760,0,null,31.239828365949499,33.432731097800598,65.614237275076405,34.191111769905497,37.136025005027498,66.353590042897807]
[157,null,null,null,null,null,null,null,null,"","","","",760,0,null,31.239828365949499,33.432731097800598,65.614237275076405,34.191111769905497,37.136025005027498,66.353590042897807]
[158,null,null,null,null,null,null,null,null,"","","","",760,0,null,31.239828365949499,33.432731097800598,65.614237275076405,34.191111769905497,37.136025005027498,66.353590042897807]
[159,null,null,null,null,null,null,null,null,"","","","",760,0,null,31.239828365949499,33.432731097800598,65.614237275076405,34.191111769905497,37.136025005027498,66.353590042897807]
[160,null,null,null,null,null,null,null,null,"","","","",760,0,null,31.239828365949499,33.432731097800598,65.614237275076405,34.191111769905497,37.136025005027498,66.353590042897807]
[161,null,null,null,null,null,null,null,null,"","","","",760,0,null,31.239828365949499,33.432731097800598,65.614237275076405,34.191111769905497,37.136025005027498,66.353590042897807]
[162,null,null,null,null,null,null,null,null,"","","","",760,0,null,31.239828365949499,33.432731097800598,65.614237275076405,34.191111769905497,37.136025005027498,66.353590042897807]
[163,null,null,null,null,null,null,null,null,"","","","",760,0,null,31.239828365949499,33.432731097800598,65.614237275076405,34.191111769905497,37.136025005027498,66.353590042897807]
[164,null,null,null,null,null,null,null,null,"","","","",760,0,null,31.239828365949499,33.432731097800598,65.614237275076405,34.191111769905497,37.136025005027498,66.353590042897807]
[165,null,null,null,null,null,null,null,null,"","","","",760,0,null,31.239828365949499,33.432731097800598,65.614237275076405,34.191111769905497,37.136025005027498,66.353590042897807]
[166,null,null,null,null,null,null,null,null,"","","","",760,0,null,31.239828365949499,33.432731097800598,65.614237275076405,34.191111769905497,37.136025005027498,66.353590042897807]
[167,null,null,null,null,null,null,null,null,"","","","",760,0,null,31.239828365949499,33.432731097800598,65.614237275076405,34.191111769905497,37.136025005027498,66.353590042897807]
[168,null,null,null,null,null,null,null,null,"","","","",760,0,null,31.239828365949499,33.432731097800598,65.614237275076405,34.191111769905497,37.136025005027498,66.353590042897807]
[169,null,null,null,null,null,null,null,null,"","","","",760,0,null,31.239828365949499,33.432731097800598,65.614237275076405,34.191111769905497,37.136025005027498,66.353590042897807]
[170,null,null,null,null,null,null,null,null,"","","","",760,0,null,31.239828365949499,33.432731097800598,65.614237275076405,34.191111769905497,37.136025005027498,66.353590042897807]
[171,null,null,null,null,null,null,null,null,"","","","",760,0,null,31.239828365949499,33.432731097800598,65.614237275076405,34.191111769905497,37.136025005027498,66.353590042897807]
[172,null,null,null,null,null,null,null,null,"","","","",760,0,null,31.239828365949499,33.432731097800598,65.614237275076405,34.191111769905497,37.136025005027498,66.353590042897807]
[173,null,null,null,null,null,null,null,null,"","","","",760,0,null,31.239828365949499,33.432731097800598,65.614237275076405,34.191111769905497,37.136025005027498,66.353590042897807]
[174,null,null,null,null,null,null,null,null,"","","","",760,0,null,31.239828365949499,33.432731097800598,65.614237275076405,34.191111769905497,37.136025005027498,66.353590042897807]
[175,null,null,null,null,null,null,null,null,"","","","",760,0,null,31.239828365949499,33.432731097800598,65.614237275076405,34.191111769905497,37.136025005027498,66.353590042897807]
[176,null,null,null,null,null,null,null,null,"","","","",760,0,null,31.239828365949499,33.432731097800598,65.614237275076405,34.191111769905497,37.136025005027498,66.353590042897807]
[177,null,null,null,null,null,null,null,null,"","","","",760,0,null,31.239828365949499,33.432731097800598,65.614237275076405,34.191111769905497,37.136025005027498,66.353590042897807]
[178,null,null,null,null,null,null,null,null,"","","","",760,0,null,31.239828365949499,33.432731097800598,65.614237275076405,34.191111769905497,37.136025005027498,66.353590042897807]
[179,null,null,null,null,null,null,null,null,"","","","",760,0,null,31.239828365949499,33.432731097800598,65.614237275076405,34.191111769905497,37.136025005027498,66.353590042897807]
[180,null,null,null,null,null,null,null,null,"","","","",760,0,null,31.239828365949499,33.432731097800598,65.614237275076405,34.191111769905497,37.136025005027498,66.353590042897807]
[181,null,null,null,null,null,null,null,null,"","","","",760,0,null,31.239828365949499,33.432731097800598,65.614237275076405,34.191111769905497,37.136025005027498,66.353590042897807]
[182,null,null,null,null,null,null,null,null,"","","","",760,0,null,31.239828365949499,33.432731097800598,65.614237275076405,34.191111769905497,37.136025005027498,66.353590042897807]
[183,null,null,null,null,null,null,null,null,"","","","",760,0,null,31.239828365949499,33.432731097800598,65.614237275076405,34.191111769905497,37.136025005027498,66.353590042897807]
[184,null,null,null,null,null,null,null,null,"","","","",760,0,null,31.239828365949499,33.432731097800598,65.614237275076405,34.191111769905497,37.136025005027498,66.353590042897807]
[185,null,null,null,null,null,null,null,null,"","","","",760,0,null,31.239828365949499,33.432731097800598,65.614237275076405,34.191111769905497,37.136025005027498,66.353590042897807]
[186,null,null,null,null,null,null,null,null,"","","","",760,0,null,31.239828365949499,33.432731097800598,65.614237275076405,34.191111769905497,37.136025005027498,66.353590042897807]
[187,null,null,null,null,null,null,null,null,"","","","",760,0,null,31.239828365949499,33.432731097800598,65.614237275076405,34.191111769905497,37.136025005027498,66.353590042897807]
[188,null,null,null,null,null,null,null,null,"","","","",760,0,null,31.239828365949499,33.432731097800598,65.614237275076405,34.191111769905497,37.136025005027498,66.353590042897807]
[189,null,null,null,null,null,null,null,null,"","","","",760,0,null,31.239828365949499,33.432731097800598,65.614237275076405,34.191111769905497,37.136025005027498,66.353590042897807]
[190,null,null,null,null,null,null,null,null,"","","","",760,0,null,31.239828365949499,33.432731097800598,65.614237275076405,34.191111769905497,37.136025005027498,66.353590042897807]
[191,null,null,null,null,null,null,null,null,"","","","",760,0,null,31.239828365949499,33.432731097800598,65.614237275076405,34.191111769905497,37.136025005027498,66.353590042897807]
[192,null,null,null,null,null,null,null,null,"","","","",760,0,null,31.239828365949499,33.432731097800598,65.614237275076405,34.191111769905497,37.136025005027498,66.353590042897807]
[193,null,null,null,null,null,null,null,null,{"$f":"IF(OR(ISBLANK($E198),ISBLANK($F198)),\"\",(EXP((-139.34411+(157570.1/($F198+273.15)-(66423080/($F198+273.15)^2)+(12438000000/($F198+273.15)^3)-(862194900000/($F198+273.15)^4))-($O198*(0.017674-(10.754/($F198+273.15))+(2140.7/($F198+273.15)^2))))))*($N198/760)*((1-((EXP(11.8581-(3840.7/($F198+273.15))-(216961/($F198+273.15)^2)))/($N198/760)))*(1-(0.000975-(0.00001426*$F198)+(0.00000006436*$F198^2))*($N198/760)))/((1-(EXP(11.8581-(3840.7/($F198+273.15))-(216961/($F198+273.15)^2))))*(1-(0.000975-(0.00001426*$F198)+(0.00000006436*$F198^2)))))","v":""},"","","",760,{"$f":"IF(AND(ISBLANK($G198),ISBLANK($H198)),0,IF(ISBLANK($G198),IF($H198=0,0,(0.008-(0.1692*((($H198*(1+0.0191*($F198-25))/10000)/4.2914)/((1+(($N198/760*1.01325)*(0.000207-(0.0000000637*($N198/760*1.01325))+(0.000000000003989*($N198/760*1.01325)^2))/(1+(0.03426*$F198)+(0.0004464*$F198^2)+(0.4215-0.003107*$F198)*((($H198*(1+0.0191*($F198-25))/10000)/4.2914)))))*(0.6766097+0.0200564*$F198+0.0001104259*$F198^2-0.00000069698*$F198^3+0.0000000010031*$F198^4)))^0.5)+(25.3851*((($H198*(1+0.0191*($F198-25))/10000)/4.2914)/((1+(($N198/760*1.01325)*(0.000207-(0.0000000637*($N198/760*1.01325))+(0.000000000003989*($N198/760*1.01325)^2))/(1+(0.03426*$F198)+(0.0004464*$F198^2)+(0.4215-0.003107*$F198)*((($H198*(1+0.0191*($F198-25))/10000)/4.2914)))))*(0.6766097+0.0200564*$F198+0.0001104259*$F198^2-0.00000069698*$F198^3+0.0000000010031*$F198^4))))+(14.0941*((($H198*(1+0.0191*($F198-25))/10000)/4.2914)/((1+(($N198/760*1.01325)*(0.000207-(0.0000000637*($N198/760*1.01325))+(0.000000000003989*($N198/760*1.01325)^2))/(1+(0.03426*$F198)+(0.0004464*$F198^2)+(0.4215-0.003107*$F198)*((($H198*(1+0.0191*($F198-25))/10000)/4.2914)))))*(0.6766097+0.0200564*$F198+0.0001104259*$F198^2-0.00000069698*$F198^3+0.0000000010031*$F198^4)))^1.5)-(7.0261*((($H198*(1+0.0191*($F198-25))/10000)/4.2914)/((1+(($N198/760*1.01325)*(0.000207-(0.0000000637*($N198/760*1.01325))+(0.000000000003989*($N198/760*1.01325)^2))/(1+(0.03426*$F198)+(0.0004464*$F198^2)+(0.4215-0.003107*$F198)*((($H198*(1+0.0191*($F198-25))/10000)/4.2914)))))*(0.6766097+0.0200564*$F198+0.0001104259*$F198^2-0.00000069698*$F198^3+0.0000000010031*$F198^4)))^2)+(2.7081*((($H198*(1+0.0191*($F198-25))/10000)/4.2914)/((1+(($N198/760*1.01325)*(0.000207-(0.0000000637*($N198/760*1.01325))+(0.000000000003989*($N198/760*1.01325)^2))/(1+(0.03426*$F198)+(0.0004464*$F198^2)+(0.4215-0.003107*$F198)*((($H198*(1+0.0191*($F198-25))/10000)/4.2914)))))*(0.6766097+0.0200564*$F198+0.0001104259*$F198^2-0.00000069698*$F198^3+0.0000000010031*$F198^4)))^2.5)+(($F198-15)/(1+0.0162*($F198-15))*(0.0005-0.0056*((($H198*(1+0.0191*($F198-25))/10000)/4.2914)/((1+(($N198/760*1.01325)*(0.000207-(0.0000000637*($N198/760*1.01325))+(0.000000000003989*($N198/760*1.01325)^2))/(1+(0.03426*$F198)+(0.0004464*$F198^2)+(0.4215-0.003107*$F198)*((($H198*(1+0.0191*($F198-25))/10000)/4.2914)))))*(0.6766097+0.0200564*$F198+0.0001104259*$F198^2-0.00000069698*$F198^3+0.0000000010031*$F198^4)))^0.5-0.0066*((($H198*(1+0.0191*($F198-25))/10000)/4.2914)/((1+(($N198/760*1.01325)*(0.000207-(0.0000000637*($N198/760*1.01325))+(0.000000000003989*($N198/760*1.01325)^2))/(1+(0.03426*$F198)+(0.0004464*$F198^2)+(0.4215-0.003107*$F198)*((($H198*(1+0.0191*($F198-25))/10000)/4.2914)))))*(0.6766097+0.0200564*$F198+0.0001104259*$F198^2-0.00000069698*$F198^3+0.0000000010031*$F198^4)))-0.0375*((($H198*(1+0.0191*($F198-25))/10000)/4.2914)/((1+(($N198/760*1.01325)*(0.000207-(0.0000000637*($N198/760*1.01325))+(0.000000000003989*($N198/760*1.01325)^2))/(1+(0.03426*$F198)+(0.0004464*$F198^2)+(0.4215-0.003107*$F198)*((($H198*(1+0.0191*($F198-25))/10000)/4.2914)))))*(0.6766097+0.0200564*$F198+0.0001104259*$F198^2-0.00000069698*$F198^3+0.0000000010031*$F198^4)))^1.5+0.0636*((($H198*(1+0.0191*($F198-25))/10000)/4.2914)/((1+(($N198/760*1.01325)*(0.000207-(0.0000000637*($N198/760*1.01325))+(0.000000000003989*($N198/760*1.01325)^2))/(1+(0.03426*$F198)+(0.0004464*$F198^2)+(0.4215-0.003107*$F198)*((($H198*(1+0.0191*($F198-25))/10000)/4.2914)))))*(0.6766097+0.0200564*$F198+0.0001104259*$F198^2-0.00000069698*$F198^3+0.0000000010031*$F198^4)))^2-0.0144*((($H198*(1+0.0191*($F198-25))/10000)/4.2914)/((1+(($N198/760*1.01325)*(0.000207-(0.0000000637*($N198/760*1.01325))+(0.000000000003989*($N198/760*1.01325)^2))/(1+(0.03426*$F198)+(0.0004464*$F198^2)+(0.4215-0.003107*$F198)*((($H198*(1+0.0191*($F198-25))/10000)/4.2914)))))*(0.6766097+0.0200564*$F198+0.0001104259*$F198^2-0.00000069698*$F198^3+0.0000000010031*$F198^4)))^2.5)))-(0.008/(1+(1.5*400*((($H198*(1+0.0191*($F198-25))/10000)/4.2914)/((1+(($N198/760*1.01325)*(0.000207-(0.0000000637*($N198/760*1.01325))+(0.000000000003989*($N198/760*1.01325)^2))/(1+(0.03426*$F198)+(0.0004464*$F198^2)+(0.4215-0.003107*$F198)*((($H198*(1+0.0191*($F198-25))/10000)/4.2914)))))*(0.6766097+0.0200564*$F198+0.0001104259*$F198^2-0.00000069698*$F198^3+0.0000000010031*$F198^4))))+(400*((($H198*(1+0.0191*($F198-25))/10000)/4.2914)/((1+(($N198/760*1.01325)*(0.000207-(0.0000000637*($N198/760*1.01325))+(0.000000000003989*($N198/760*1.01325)^2))/(1+(0.03426*$F198)+(0.0004464*$F198^2)+(0.4215-0.003107*$F198)*((($H198*(1+0.0191*($F198-25))/10000)/4.2914)))))*(0.6766097+0.0200564*$F198+0.0001104259*$F198^2-0.00000069698*$F198^3+0.0000000010031*$F198^4))))^2))-((0.0005*($F198-15)/(1+0.0162*($F198-15)))/(1+(100*((($H198*(1+0.0191*($F198-25))/10000)/4.2914)/((1+(($N198/760*1.01325)*(0.000207-(0.0000000637*($N198/760*1.01325))+(0.000000000003989*($N198/760*1.01325)^2))/(1+(0.03426*$F198)+(0.0004464*$F198^2)+(0.4215-0.003107*$F198)*((($H198*(1+0.0191*($F198-25))/10000)/4.2914)))))*(0.6766097+0.0200564*$F198+0.0001104259*$F198^2-0.00000069698*$F198^3+0.0000000010031*$F198^4))))^0.5+(100*((($H198*(1+0.0191*($F198-25))/10000)/4.2914)/((1+(($N198/760*1.01325)*(0.000207-(0.0000000637*($N198/760*1.01325))+(0.000000000003989*($N198/760*1.01325)^2))/(1+(0.03426*$F198)+(0.0004464*$F198^2)+(0.4215-0.003107*$F198)*((($H198*(1+0.0191*($F198-25))/10000)/4.2914)))))*(0.6766097+0.0200564*$F198+0.0001104259*$F198^2-0.00000069698*$F198^3+0.0000000010031*$F198^4))))^1.5))),$G198))","v":0},null,{"$f":"1.18443700433286E-13*(HOUR($D198)*60+MINUTE($D198))^5 - 4.14323598958596E-10*(HOUR($D198)*60+MINUTE($D198))^4 + 4.77287727122539E-07*(HOUR($D198)*60+MINUTE($D198))^3 - 0.000196917585728373*(HOUR($D198)*60+MINUTE($D198))^2 + 0.0231405627601475*(HOUR($D198)*60+MINUTE($D198)) + 31.2398283659495","v":31.239828365949499},{"$f":"1.98879987167155E-13*(HOUR($D198)*60+MINUTE($D198))^5 - 6.89410992615642E-10*(HOUR($D198)*60+MINUTE($D198))^4 + 7.83730333422071E-07*(HOUR($D198)*60+MINUTE($D198))^3 - 0.00031597890334556*(HOUR($D198)*60+MINUTE($D198))^2 + 0.0355135105918976*(HOUR($D198)*60+MINUTE($D198)) + 33.4327310978006","v":33.432731097800598},{"$f":"9.08511511657608E-14*(HOUR($D198)*60+MINUTE($D198))^5 - 2.99407211249053E-10*(HOUR($D198)*60+MINUTE($D198))^4 + 3.1560253348998E-07*(HOUR($D198)*60+MINUTE($D198))^3 - 0.000108510891323021*(HOUR($D198)*60+MINUTE($D198))^2 + 0.00628484730145829*(HOUR($D198)*60+MINUTE($D198)) + 65.6142372750764","v":65.614237275076405},{"$f":"1.45776613020539E-13*(HOUR($D198)*60+MINUTE($D198))^5-5.56072270585461E-10*(HOUR($D198)*60+MINUTE($D198))^4+7.06833400255548E-07*(HOUR($D198)*60+MINUTE($D198))^3-0.000318788465226261*(HOUR($D198)*60+MINUTE($D198))^2+0.0281711711660364*(HOUR($D198)*60+MINUTE($D198))+34.1911117699055","v":34.191111769905497},{"$f":"1.37090283182826E-13*(HOUR($D198)*60+MINUTE($D198))^5 - 5.04960255463897E-10*(HOUR($D198)*60+MINUTE($D198))^4 + 6.13524315934422E-07*(HOUR($D198)*60+MINUTE($D198))^3 - 0.00025817433468811*(HOUR($D198)*60+MINUTE($D198))^2 + 0.0195966892410979*(HOUR($D198)*60+MINUTE($D198)) + 37.1360250050275","v":37.136025005027498},{"$f":"7.11895278892582E-14*(HOUR($D198)*60+MINUTE($D198))^5-2.64195273421019E-10*(HOUR($D198)*60+MINUTE($D198))^4 + 3.22473039456213E-07*(HOUR($D198)*60+MINUTE($D198))^3 - 0.00013606873481109*(HOUR($D198)*60+MINUTE($D198))^2 + 0.0107100719720847*(HOUR($D198)*60+MINUTE($D198))+66.3535900428978","v":66.353590042897807}]
[194,null,null,null,null,null,null,null,null,"","","","",760,0,null,31.239828365949499,33.432731097800598,65.614237275076405,34.191111769905497,37.136025005027498,66.353590042897807]
[195,null,null,null,null,null,null,null,null,"","","","",760,0,null,31.239828365949499,33.432731097800598,65.614237275076405,34.191111769905497,37.136025005027498,66.353590042897807]
[196,null,null,null,null,null,null,null,null,"","","","",760,0,null,31.239828365949499,33.432731097800598,65.614237275076405,34.191111769905497,37.136025005027498,66.353590042897807]
[197,null,null,null,null,null,null,null,null,"",{"$f":"IF(OR(ISBLANK(E202),ISBLANK(F202)),\"\",E202/J202*100)","v":""},{"$f":"IF(AND(ISBLANK($B202),ISBLANK($C202),ISBLANK($D202)),\"\",IF(OR(ISBLANK($B202),ISBLANK($C202),ISBLANK($D202)),\"Must Enter All Required Data\",IF($O202>2.7,42,IF(AND($O202=0,OR($B202=\"Marine\",$C202=\"Estuary/Marine\")),42,IF(OR(CONCATENATE($B202,\"-\",$C202)=\"Peninsula-Lake/Wetland\",CONCATENATE($B202,\"-\",$C202)=\"Everglades-Lake/Wetland\"),U202,IF(OR(CONCATENATE($B202,\"-\",$C202)=\"Northeast-Lake/Wetland\",CONCATENATE($B202,\"-\",$C202)=\"Big Bend-Lake/Wetland\"),T202,IF(CONCATENATE($B202,\"-\",$C202)=\"Panhandle West-Lake/Wetland\",V202,IF(OR(CONCATENATE($B202,\"-\",$C202)=\"Peninsula-Stream/Canal\",CONCATENATE($B202,\"-\",$C202)=\"Everglades-Stream/Canal\"),R202,IF(OR(CONCATENATE($B202,\"-\",$C202)=\"Northeast-Stream/Canal\",CONCATENATE($B202,\"-\",$C202)=\"Big Bend-Stream/Canal\"),Q202,IF(CONCATENATE($B202,\"-\",$C202)=\"Panhandle West-Stream/Canal\",S202,\"Error! Check Entries\"))))))))))","v":""},{"$f":"IF(O202>2.7,\"Marine Criteria Apply, No time of day adjustment.\",IF(AND(O202=0,OR(B202=\"Marine\",C202=\"Estuary/Marine\")),\"Marine Criteria Apply, No time of day adjustment.\",IF(AND($O202<=2.7,OR($B202=\"Marine\",$C202=\"Estuary/Marine\")),\"Salinity and Bioregion or Waterbody Type Don't Agree\",\"\")))","v":""},{"$f":"IF(ISBLANK(I202),760,I202)","v":760},0,null,31.239828365949499,33.432731097800598,65.614237275076405,34.191111769905497,37.136025005027498,66.353590042897807]
[198,null,null,null,null,null,null,null,null,"","","","",760,0,null,31.239828365949499,33.432731097800598,65.614237275076405,34.191111769905497,37.136025005027498,66.353590042897807]
[199,null,null,null,null,null,null,null,null,"","","","",760,0,null,31.239828365949499,33.432731097800598,65.614237275076405,34.191111769905497,37.136025005027498,66.353590042897807]
[200,null,null,null,null,null,null,null,null,"","","","",760,0,null,31.239828365949499,33.432731097800598,65.614237275076405,34.191111769905497,37.136025005027498,66.353590042897807]
[201,null,null,null,null,null,null,null,null,"","","","",760,0,null,31.239828365949499,33.432731097800598,65.614237275076405,34.191111769905497,37.136025005027498,66.353590042897807]
[202,null,null,null,null,null,null,null,null,"","","","",760,0,null,31.239828365949499,33.432731097800598,65.614237275076405,34.191111769905497,37.136025005027498,66.353590042897807]
[203,null,null,null,null,null,null,null,null,"","","","",760,0,null,31.239828365949499,33.432731097800598,65.614237275076405,34.191111769905497,37.136025005027498,66.353590042897807]
[204,null,null,null,null,null,null,null,null,"","","","",760,0,null,31.239828365949499,33.432731097800598,65.614237275076405,34.191111769905497,37.136025005027498,66.353590042897807]
[205,null,null,null,null,null,null,null,null,"","","","",760,0,null,31.239828365949499,33.432731097800598,65.614237275076405,34.191111769905497,37.136025005027498,66.353590042897807]
[206,null,null,null,null,null,null,null,null,"","","","",760,0,null,31.239828365949499,33.432731097800598,65.614237275076405,34.191111769905497,37.136025005027498,66.353590042897807]
[207,null,null,null,null,null,null,null,null,"","","","",760,0,null,31.239828365949499,33.432731097800598,65.614237275076405,34.191111769905497,37.136025005027498,66.353590042897807]
[208,null,null,null,null,null,null,null,null,"","","","",760,0,null,31.239828365949499,33.432731097800598,65.614237275076405,34.191111769905497,37.136025005027498,66.353590042897807]
[209,null,null,null,null,null,null,null,null,"","","","",760,0,null,31.239828365949499,33.432731097800598,65.614237275076405,34.191111769905497,37.136025005027498,66.353590042897807]
[210,null,null,null,null,null,null,null,null,"","","","",760,0,null,31.239828365949499,33.432731097800598,65.614237275076405,34.191111769905497,37.136025005027498,66.353590042897807]
[211,null,null,null,null,null,null,null,null,"","","","",760,0,null,31.239828365949499,33.432731097800598,65.614237275076405,34.191111769905497,37.136025005027498,66.353590042897807]
[212,null,null,null,null,null,null,null,null,"","","","",760,0,null,31.239828365949499,33.432731097800598,65.614237275076405,34.191111769905497,37.136025005027498,66.353590042897807]
[213,null,null,null,null,null,null,null,null,"","","","",760,0,null,31.239828365949499,33.432731097800598,65.614237275076405,34.191111769905497,37.136025005027498,66.353590042897807]
[214,null,null,null,null,null,null,null,null,"","","","",760,0,null,31.239828365949499,33.432731097800598,65.614237275076405,34.191111769905497,37.136025005027498,66.353590042897807]
[215,null,null,null,null,null,null,null,null,"","","","",760,0,null,31.239828365949499,33.432731097800598,65.614237275076405,34.191111769905497,37.136025005027498,66.353590042897807]
[216,null,null,null,null,null,null,null,null,"","","","",760,0,null,31.239828365949499,33.432731097800598,65.614237275076405,34.191111769905497,37.136025005027498,66.353590042897807]
[217,null,null,null,null,null,null,null,null,"","","","",760,0,null,31.239828365949499,33.432731097800598,65.614237275076405,34.191111769905497,37.136025005027498,66.353590042897807]
[218,null,null,null,null,null,null,null,null,"","","","",760,0,null,31.239828365949499,33.432731097800598,65.614237275076405,34.191111769905497,37.136025005027498,66.353590042897807]
[219,null,null,null,null,null,null,null,null,"","","","",760,0,null,31.239828365949499,33.432731097800598,65.614237275076405,34.191111769905497,37.136025005027498,66.353590042897807]
[220,null,null,null,null,null,null,null,null,"","","","",760,0,null,31.239828365949499,33.432731097800598,65.614237275076405,34.191111769905497,37.136025005027498,66.353590042897807]
[221,null,null,null,null,null,null,null,null,"","","","",760,0,null,31.239828365949499,33.432731097800598,65.614237275076405,34.191111769905497,37.136025005027498,66.353590042897807]
[222,null,null,null,null,null,null,null,null,"","","","",760,0,null,31.239828365949499,33.432731097800598,65.614237275076405,34.191111769905497,37.136025005027498,66.353590042897807]
[223,null,null,null,null,null,null,null,null,"","","","",760,0,null,31.239828365949499,33.432731097800598,65.614237275076405,34.191111769905497,37.136025005027498,66.353590042897807]
[224,null,null,null,null,null,null,null,null,"","","","",760,0,null,31.239828365949499,33.432731097800598,65.614237275076405,34.191111769905497,37.136025005027498,66.353590042897807]
[225,null,null,null,null,null,null,null,null,"","","","",760,0,null,31.239828365949499,33.432731097800598,65.614237275076405,34.191111769905497,37.136025005027498,66.353590042897807]
[226,null,null,null,null,null,null,null,null,"","","","",760,0,null,31.239828365949499,33.432731097800598,65.614237275076405,34.191111769905497,37.136025005027498,66.353590042897807]
[227,null,null,null,null,null,null,null,null,"","","","",760,0,null,31.239828365949499,33.432731097800598,65.614237275076405,34.191111769905497,37.136025005027498,66.353590042897807]
[228,null,null,null,null,null,null,null,null,"","","","",760,0,null,31.239828365949499,33.432731097800598,65.614237275076405,34.191111769905497,37.136025005027498,66.353590042897807]
[229,null,null,null,null,null,null,null,null,"","","","",760,0,null,31.239828365949499,33.432731097800598,65.614237275076405,34.191111769905497,37.136025005027498,66.353590042897807]
[230,null,null,null,null,null,null,null,null,"","","","",760,0,null,31.239828365949499,33.432731097800598,65.614237275076405,34.191111769905497,37.136025005027498,66.353590042897807]
[231,null,null,null,null,null,null,null,null,"","","","",760,0,null,31.239828365949499,33.432731097800598,65.614237275076405,34.191111769905497,37.136025005027498,66.353590042897807]
[232,null,null,null,null,null,null,null,null,"","","","",760,0,null,31.239828365949499,33.432731097800598,65.614237275076405,34.191111769905497,37.136025005027498,66.353590042897807]
[233,null,null,null,null,null,null,null,null,"","","","",760,0,null,31.239828365949499,33.432731097800598,65.614237275076405,34.191111769905497,37.136025005027498,66.353590042897807]
[234,null,null,null,null,null,null,null,null,"","","","",760,0,null,31.239828365949499,33.432731097800598,65.614237275076405,34.191111769905497,37.136025005027498,66.353590042897807]
[235,null,null,null,null,null,null,null,null,"","","","",760,0,null,31.239828365949499,33.432731097800598,65.614237275076405,34.191111769905497,37.136025005027498,66.353590042897807]
[236,null,null,null,null,null,null,null,null,"","","","",760,0,null,31.239828365949499,33.432731097800598,65.614237275076405,34.191111769905497,37.136025005027498,66.353590042897807]
[237,null,null,null,null,null,null,null,null,"","","","",760,0,null,31.239828365949499,33.432731097800598,65.614237275076405,34.191111769905497,37.136025005027498,66.353590042897807]
[238,null,null,null,null,null,null,null,null,"","","","",760,0,null,31.239828365949499,33.432731097800598,65.614237275076405,34.191111769905497,37.136025005027498,66.353590042897807]
[239,null,null,null,null,null,null,null,null,"","","","",760,0,null,31.239828365949499,33.432731097800598,65.614237275076405,34.191111769905497,37.136025005027498,66.353590042897807]
[240,null,null,null,null,null,null,null,null,"","","","",760,0,null,31.239828365949499,33.432731097800598,65.614237275076405,34.191111769905497,37.136025005027498,66.353590042897807]
[241,null,null,null,null,null,null,null,null,"","","","",760,0,null,31.239828365949499,33.432731097800598,65.614237275076405,34.191111769905497,37.136025005027498,66.353590042897807]
[242,null,null,null,null,null,null,null,null,"","","","",760,0,null,31.239828365949499,33.432731097800598,65.614237275076405,34.191111769905497,37.136025005027498,66.353590042897807]
[243,null,null,null,null,null,null,null,null,"","","","",760,0,null,31.239828365949499,33.432731097800598,65.614237275076405,34.191111769905497,37.136025005027498,66.353590042897807]
[244,null,null,null,null,null,null,null,null,"","","","",760,0,null,31.239828365949499,33.432731097800598,65.614237275076405,34.191111769905497,37.136025005027498,66.353590042897807]
[245,null,null,null,null,null,null,null,null,"","","","",760,0,null,31.239828365949499,33.432731097800598,65.614237275076405,34.191111769905497,37.136025005027498,66.353590042897807]
[246,null,null,null,null,null,null,null,null,"","","","",760,0,null,31.239828365949499,33.432731097800598,65.614237275076405,34.191111769905497,37.136025005027498,66.353590042897807]
[247,null,null,null,null,null,null,null,null,"","","","",760,0,null,31.239828365949499,33.432731097800598,65.614237275076405,34.191111769905497,37.136025005027498,66.353590042897807]
[248,null,null,null,null,null,null,null,null,"","","","",760,0,null,31.239828365949499,33.432731097800598,65.614237275076405,34.191111769905497,37.136025005027498,66.353590042897807]
[249,null,null,null,null,null,null,null,null,"","","","",760,0,null,31.239828365949499,33.432731097800598,65.614237275076405,34.191111769905497,37.136025005027498,66.353590042897807]
[250,null,null,null,null,null,null,null,null,"","","","",760,0,null,31.239828365949499,33.432731097800598,65.614237275076405,34.191111769905497,37.136025005027498,66.353590042897807]
[251,null,null,null,null,null,null,null,null,"","","","",760,0,null,31.239828365949499,33.432731097800598,65.614237275076405,34.191111769905497,37.136025005027498,66.353590042897807]
[252,null,null,null,null,null,null,null,null,"","","","",760,0,null,31.239828365949499,33.432731097800598,65.614237275076405,34.191111769905497,37.136025005027498,66.353590042897807]
[253,null,null,null,null,null,null,null,null,"","","","",760,0,null,31.239828365949499,33.432731097800598,65.614237275076405,34.191111769905497,37.136025005027498,66.353590042897807]
[254,null,null,null,null,null,null,null,null,"","","","",760,0,null,31.239828365949499,33.432731097800598,65.614237275076405,34.191111769905497,37.136025005027498,66.353590042897807]
[255,null,null,null,null,null,null,null,null,"","","","",760,0,null,31.239828365949499,33.432731097800598,65.614237275076405,34.191111769905497,37.136025005027498,66.353590042897807]
[256,null,null,null,null,null,null,null,null,"","","","",760,0,null,31.239828365949499,33.432731097800598,65.614237275076405,34.191111769905497,37.136025005027498,66.353590042897807]
[257,null,null,null,null,null,null,null,null,{"$f":"IF(OR(ISBLANK($E262),ISBLANK($F262)),\"\",(EXP((-139.34411+(157570.1/($F262+273.15)-(66423080/($F262+273.15)^2)+(12438000000/($F262+273.15)^3)-(862194900000/($F262+273.15)^4))-($O262*(0.017674-(10.754/($F262+273.15))+(2140.7/($F262+273.15)^2))))))*($N262/760)*((1-((EXP(11.8581-(3840.7/($F262+273.15))-(216961/($F262+273.15)^2)))/($N262/760)))*(1-(0.000975-(0.00001426*$F262)+(0.00000006436*$F262^2))*($N262/760)))/((1-(EXP(11.8581-(3840.7/($F262+273.15))-(216961/($F262+273.15)^2))))*(1-(0.000975-(0.00001426*$F262)+(0.00000006436*$F262^2)))))","v":""},"","","",760,{"$f":"IF(AND(ISBLANK($G262),ISBLANK($H262)),0,IF(ISBLANK($G262),IF($H262=0,0,(0.008-(0.1692*((($H262*(1+0.0191*($F262-25))/10000)/4.2914)/((1+(($N262/760*1.01325)*(0.000207-(0.0000000637*($N262/760*1.01325))+(0.000000000003989*($N262/760*1.01325)^2))/(1+(0.03426*$F262)+(0.0004464*$F262^2)+(0.4215-0.003107*$F262)*((($H262*(1+0.0191*($F262-25))/10000)/4.2914)))))*(0.6766097+0.0200564*$F262+0.0001104259*$F262^2-0.00000069698*$F262^3+0.0000000010031*$F262^4)))^0.5)+(25.3851*((($H262*(1+0.0191*($F262-25))/10000)/4.2914)/((1+(($N262/760*1.01325)*(0.000207-(0.0000000637*($N262/760*1.01325))+(0.000000000003989*($N262/760*1.01325)^2))/(1+(0.03426*$F262)+(0.0004464*$F262^2)+(0.4215-0.003107*$F262)*((($H262*(1+0.0191*($F262-25))/10000)/4.2914)))))*(0.6766097+0.0200564*$F262+0.0001104259*$F262^2-0.00000069698*$F262^3+0.0000000010031*$F262^4))))+(14.0941*((($H262*(1+0.0191*($F262-25))/10000)/4.2914)/((1+(($N262/760*1.01325)*(0.000207-(0.0000000637*($N262/760*1.01325))+(0.000000000003989*($N262/760*1.01325)^2))/(1+(0.03426*$F262)+(0.0004464*$F262^2)+(0.4215-0.003107*$F262)*((($H262*(1+0.0191*($F262-25))/10000)/4.2914)))))*(0.6766097+0.0200564*$F262+0.0001104259*$F262^2-0.00000069698*$F262^3+0.0000000010031*$F262^4)))^1.5)-(7.0261*((($H262*(1+0.0191*($F262-25))/10000)/4.2914)/((1+(($N262/760*1.01325)*(0.000207-(0.0000000637*($N262/760*1.01325))+(0.000000000003989*($N262/760*1.01325)^2))/(1+(0.03426*$F262)+(0.0004464*$F262^2)+(0.4215-0.003107*$F262)*((($H262*(1+0.0191*($F262-25))/10000)/4.2914)))))*(0.6766097+0.0200564*$F262+0.0001104259*$F262^2-0.00000069698*$F262^3+0.0000000010031*$F262^4)))^2)+(2.7081*((($H262*(1+0.0191*($F262-25))/10000)/4.2914)/((1+(($N262/760*1.01325)*(0.000207-(0.0000000637*($N262/760*1.01325))+(0.000000000003989*($N262/760*1.01325)^2))/(1+(0.03426*$F262)+(0.0004464*$F262^2)+(0.4215-0.003107*$F262)*((($H262*(1+0.0191*($F262-25))/10000)/4.2914)))))*(0.6766097+0.0200564*$F262+0.0001104259*$F262^2-0.00000069698*$F262^3+0.0000000010031*$F262^4)))^2.5)+(($F262-15)/(1+0.0162*($F262-15))*(0.0005-0.0056*((($H262*(1+0.0191*($F262-25))/10000)/4.2914)/((1+(($N262/760*1.01325)*(0.000207-(0.0000000637*($N262/760*1.01325))+(0.000000000003989*($N262/760*1.01325)^2))/(1+(0.03426*$F262)+(0.0004464*$F262^2)+(0.4215-0.003107*$F262)*((($H262*(1+0.0191*($F262-25))/10000)/4.2914)))))*(0.6766097+0.0200564*$F262+0.0001104259*$F262^2-0.00000069698*$F262^3+0.0000000010031*$F262^4)))^0.5-0.0066*((($H262*(1+0.0191*($F262-25))/10000)/4.2914)/((1+(($N262/760*1.01325)*(0.000207-(0.0000000637*($N262/760*1.01325))+(0.000000000003989*($N262/760*1.01325)^2))/(1+(0.03426*$F262)+(0.0004464*$F262^2)+(0.4215-0.003107*$F262)*((($H262*(1+0.0191*($F262-25))/10000)/4.2914)))))*(0.6766097+0.0200564*$F262+0.0001104259*$F262^2-0.00000069698*$F262^3+0.0000000010031*$F262^4)))-0.0375*((($H262*(1+0.0191*($F262-25))/10000)/4.2914)/((1+(($N262/760*1.01325)*(0.000207-(0.0000000637*($N262/760*1.01325))+(0.000000000003989*($N262/760*1.01325)^2))/(1+(0.03426*$F262)+(0.0004464*$F262^2)+(0.4215-0.003107*$F262)*((($H262*(1+0.0191*($F262-25))/10000)/4.2914)))))*(0.6766097+0.0200564*$F262+0.0001104259*$F262^2-0.00000069698*$F262^3+0.0000000010031*$F262^4)))^1.5+0.0636*((($H262*(1+0.0191*($F262-25))/10000)/4.2914)/((1+(($N262/760*1.01325)*(0.000207-(0.0000000637*($N262/760*1.01325))+(0.000000000003989*($N262/760*1.01325)^2))/(1+(0.03426*$F262)+(0.0004464*$F262^2)+(0.4215-0.003107*$F262)*((($H262*(1+0.0191*($F262-25))/10000)/4.2914)))))*(0.6766097+0.0200564*$F262+0.0001104259*$F262^2-0.00000069698*$F262^3+0.0000000010031*$F262^4)))^2-0.0144*((($H262*(1+0.0191*($F262-25))/10000)/4.2914)/((1+(($N262/760*1.01325)*(0.000207-(0.0000000637*($N262/760*1.01325))+(0.000000000003989*($N262/760*1.01325)^2))/(1+(0.03426*$F262)+(0.0004464*$F262^2)+(0.4215-0.003107*$F262)*((($H262*(1+0.0191*($F262-25))/10000)/4.2914)))))*(0.6766097+0.0200564*$F262+0.0001104259*$F262^2-0.00000069698*$F262^3+0.0000000010031*$F262^4)))^2.5)))-(0.008/(1+(1.5*400*((($H262*(1+0.0191*($F262-25))/10000)/4.2914)/((1+(($N262/760*1.01325)*(0.000207-(0.0000000637*($N262/760*1.01325))+(0.000000000003989*($N262/760*1.01325)^2))/(1+(0.03426*$F262)+(0.0004464*$F262^2)+(0.4215-0.003107*$F262)*((($H262*(1+0.0191*($F262-25))/10000)/4.2914)))))*(0.6766097+0.0200564*$F262+0.0001104259*$F262^2-0.00000069698*$F262^3+0.0000000010031*$F262^4))))+(400*((($H262*(1+0.0191*($F262-25))/10000)/4.2914)/((1+(($N262/760*1.01325)*(0.000207-(0.0000000637*($N262/760*1.01325))+(0.000000000003989*($N262/760*1.01325)^2))/(1+(0.03426*$F262)+(0.0004464*$F262^2)+(0.4215-0.003107*$F262)*((($H262*(1+0.0191*($F262-25))/10000)/4.2914)))))*(0.6766097+0.0200564*$F262+0.0001104259*$F262^2-0.00000069698*$F262^3+0.0000000010031*$F262^4))))^2))-((0.0005*($F262-15)/(1+0.0162*($F262-15)))/(1+(100*((($H262*(1+0.0191*($F262-25))/10000)/4.2914)/((1+(($N262/760*1.01325)*(0.000207-(0.0000000637*($N262/760*1.01325))+(0.000000000003989*($N262/760*1.01325)^2))/(1+(0.03426*$F262)+(0.0004464*$F262^2)+(0.4215-0.003107*$F262)*((($H262*(1+0.0191*($F262-25))/10000)/4.2914)))))*(0.6766097+0.0200564*$F262+0.0001104259*$F262^2-0.00000069698*$F262^3+0.0000000010031*$F262^4))))^0.5+(100*((($H262*(1+0.0191*($F262-25))/10000)/4.2914)/((1+(($N262/760*1.01325)*(0.000207-(0.0000000637*($N262/760*1.01325))+(0.000000000003989*($N262/760*1.01325)^2))/(1+(0.03426*$F262)+(0.0004464*$F262^2)+(0.4215-0.003107*$F262)*((($H262*(1+0.0191*($F262-25))/10000)/4.2914)))))*(0.6766097+0.0200564*$F262+0.0001104259*$F262^2-0.00000069698*$F262^3+0.0000000010031*$F262^4))))^1.5))),$G262))","v":0},null,{"$f":"1.18443700433286E-13*(HOUR($D262)*60+MINUTE($D262))^5 - 4.14323598958596E-10*(HOUR($D262)*60+MINUTE($D262))^4 + 4.77287727122539E-07*(HOUR($D262)*60+MINUTE($D262))^3 - 0.000196917585728373*(HOUR($D262)*60+MINUTE($D262))^2 + 0.0231405627601475*(HOUR($D262)*60+MINUTE($D262)) + 31.2398283659495","v":31.239828365949499},{"$f":"1.98879987167155E-13*(HOUR($D262)*60+MINUTE($D262))^5 - 6.89410992615642E-10*(HOUR($D262)*60+MINUTE($D262))^4 + 7.83730333422071E-07*(HOUR($D262)*60+MINUTE($D262))^3 - 0.00031597890334556*(HOUR($D262)*60+MINUTE($D262))^2 + 0.0355135105918976*(HOUR($D262)*60+MINUTE($D262)) + 33.4327310978006","v":33.432731097800598},{"$f":"9.08511511657608E-14*(HOUR($D262)*60+MINUTE($D262))^5 - 2.99407211249053E-10*(HOUR($D262)*60+MINUTE($D262))^4 + 3.1560253348998E-07*(HOUR($D262)*60+MINUTE($D262))^3 - 0.000108510891323021*(HOUR($D262)*60+MINUTE($D262))^2 + 0.00628484730145829*(HOUR($D262)*60+MINUTE($D262)) + 65.6142372750764","v":65.614237275076405},{"$f":"1.45776613020539E-13*(HOUR($D262)*60+MINUTE($D262))^5-5.56072270585461E-10*(HOUR($D262)*60+MINUTE($D262))^4+7.06833400255548E-07*(HOUR($D262)*60+MINUTE($D262))^3-0.000318788465226261*(HOUR($D262)*60+MINUTE($D262))^2+0.0281711711660364*(HOUR($D262)*60+MINUTE($D262))+34.1911117699055","v":34.191111769905497},{"$f":"1.37090283182826E-13*(HOUR($D262)*60+MINUTE($D262))^5 - 5.04960255463897E-10*(HOUR($D262)*60+MINUTE($D262))^4 + 6.13524315934422E-07*(HOUR($D262)*60+MINUTE($D262))^3 - 0.00025817433468811*(HOUR($D262)*60+MINUTE($D262))^2 + 0.0195966892410979*(HOUR($D262)*60+MINUTE($D262)) + 37.1360250050275","v":37.136025005027498},{"$f":"7.11895278892582E-14*(HOUR($D262)*60+MINUTE($D262))^5-2.64195273421019E-10*(HOUR($D262)*60+MINUTE($D262))^4 + 3.22473039456213E-07*(HOUR($D262)*60+MINUTE($D262))^3 - 0.00013606873481109*(HOUR($D262)*60+MINUTE($D262))^2 + 0.0107100719720847*(HOUR($D262)*60+MINUTE($D262))+66.3535900428978","v":66.353590042897807}]
[258,null,null,null,null,null,null,null,null,"","","","",760,0,null,31.239828365949499,33.432731097800598,65.614237275076405,34.191111769905497,37.136025005027498,66.353590042897807]
[259,null,null,null,null,null,null,null,null,"","","","",760,0,null,31.239828365949499,33.432731097800598,65.614237275076405,34.191111769905497,37.136025005027498,66.353590042897807]
[260,null,null,null,null,null,null,null,null,"","","","",760,0,null,31.239828365949499,33.432731097800598,65.614237275076405,34.191111769905497,37.136025005027498,66.353590042897807]
[261,null,null,null,null,null,null,null,null,"",{"$f":"IF(OR(ISBLANK(E266),ISBLANK(F266)),\"\",E266/J266*100)","v":""},{"$f":"IF(AND(ISBLANK($B266),ISBLANK($C266),ISBLANK($D266)),\"\",IF(OR(ISBLANK($B266),ISBLANK($C266),ISBLANK($D266)),\"Must Enter All Required Data\",IF($O266>2.7,42,IF(AND($O266=0,OR($B266=\"Marine\",$C266=\"Estuary/Marine\")),42,IF(OR(CONCATENATE($B266,\"-\",$C266)=\"Peninsula-Lake/Wetland\",CONCATENATE($B266,\"-\",$C266)=\"Everglades-Lake/Wetland\"),U266,IF(OR(CONCATENATE($B266,\"-\",$C266)=\"Northeast-Lake/Wetland\",CONCATENATE($B266,\"-\",$C266)=\"Big Bend-Lake/Wetland\"),T266,IF(CONCATENATE($B266,\"-\",$C266)=\"Panhandle West-Lake/Wetland\",V266,IF(OR(CONCATENATE($B266,\"-\",$C266)=\"Peninsula-Stream/Canal\",CONCATENATE($B266,\"-\",$C266)=\"Everglades-Stream/Canal\"),R266,IF(OR(CONCATENATE($B266,\"-\",$C266)=\"Northeast-Stream/Canal\",CONCATENATE($B266,\"-\",$C266)=\"Big Bend-Stream/Canal\"),Q266,IF(CONCATENATE($B266,\"-\",$C266)=\"Panhandle West-Stream/Canal\",S266,\"Error! Check Entries\"))))))))))","v":""},{"$f":"IF(O266>2.7,\"Marine Criteria Apply, No time of day adjustment.\",IF(AND(O266=0,OR(B266=\"Marine\",C266=\"Estuary/Marine\")),\"Marine Criteria Apply, No time of day adjustment.\",IF(AND($O266<=2.7,OR($B266=\"Marine\",$C266=\"Estuary/Marine\")),\"Salinity and Bioregion or Waterbody Type Don't Agree\",\"\")))","v":""},{"$f":"IF(ISBLANK(I266),760,I266)","v":760},0,null,31.239828365949499,33.432731097800598,65.614237275076405,34.191111769905497,37.136025005027498,66.353590042897807]
[262,null,null,null,null,null,null,null,null,"","","","",760,0,null,31.239828365949499,33.432731097800598,65.614237275076405,34.191111769905497,37.136025005027498,66.353590042897807]
[263,null,null,null,null,null,null,null,null,"","","","",760,0,null,31.239828365949499,33.432731097800598,65.614237275076405,34.191111769905497,37.136025005027498,66.353590042897807]
[264,null,null,null,null,null,null,null,null,"","","","",760,0,null,31.239828365949499,33.432731097800598,65.614237275076405,34.191111769905497,37.136025005027498,66.353590042897807]
[265,null,null,null,null,null,null,null,null,"","","","",760,0,null,31.239828365949499,33.432731097800598,65.614237275076405,34.191111769905497,37.136025005027498,66.353590042897807]
[266,null,null,null,null,null,null,null,null,"","","","",760,0,null,31.239828365949499,33.432731097800598,65.614237275076405,34.191111769905497,37.136025005027498,66.353590042897807]
[267,null,null,null,null,null,null,null,null,"","","","",760,0,null,31.239828365949499,33.432731097800598,65.614237275076405,34.191111769905497,37.136025005027498,66.353590042897807]
[268,null,null,null,null,null,null,null,null,"","","","",760,0,null,31.239828365949499,33.432731097800598,65.614237275076405,34.191111769905497,37.136025005027498,66.353590042897807]
[269,null,null,null,null,null,null,null,null,"","","","",760,0,null,31.239828365949499,33.432731097800598,65.614237275076405,34.191111769905497,37.136025005027498,66.353590042897807]
[270,null,null,null,null,null,null,null,null,"","","","",760,0,null,31.239828365949499,33.432731097800598,65.614237275076405,34.191111769905497,37.136025005027498,66.353590042897807]
[271,null,null,null,null,null,null,null,null,"","","","",760,0,null,31.239828365949499,33.432731097800598,65.614237275076405,34.191111769905497,37.136025005027498,66.353590042897807]
[272,null,null,null,null,null,null,null,null,"","","","",760,0,null,31.239828365949499,33.432731097800598,65.614237275076405,34.191111769905497,37.136025005027498,66.353590042897807]
[273,null,null,null,null,null,null,null,null,"","","","",760,0,null,31.239828365949499,33.432731097800598,65.614237275076405,34.191111769905497,37.136025005027498,66.353590042897807]
[274,null,null,null,null,null,null,null,null,"","","","",760,0,null,31.239828365949499,33.432731097800598,65.614237275076405,34.191111769905497,37.136025005027498,66.353590042897807]
[275,null,null,null,null,null,null,null,null,"","","","",760,0,null,31.239828365949499,33.432731097800598,65.614237275076405,34.191111769905497,37.136025005027498,66.353590042897807]
[276,null,null,null,null,null,null,null,null,"","","","",760,0,null,31.239828365949499,33.432731097800598,65.614237275076405,34.191111769905497,37.136025005027498,66.353590042897807]
[277,null,null,null,null,null,null,null,null,"","","","",760,0,null,31.239828365949499,33.432731097800598,65.614237275076405,34.191111769905497,37.136025005027498,66.353590042897807]
[278,null,null,null,null,null,null,null,null,"","","","",760,0,null,31.239828365949499,33.432731097800598,65.614237275076405,34.191111769905497,37.136025005027498,66.353590042897807]
[279,null,null,null,null,null,null,null,null,"","","","",760,0,null,31.239828365949499,33.432731097800598,65.614237275076405,34.191111769905497,37.136025005027498,66.353590042897807]
[280,null,null,null,null,null,null,null,null,"","","","",760,0,null,31.239828365949499,33.432731097800598,65.614237275076405,34.191111769905497,37.136025005027498,66.353590042897807]
[281,null,null,null,null,null,null,null,null,"","","","",760,0,null,31.239828365949499,33.432731097800598,65.614237275076405,34.191111769905497,37.136025005027498,66.353590042897807]
[282,null,null,null,null,null,null,null,null,"","","","",760,0,null,31.239828365949499,33.432731097800598,65.614237275076405,34.191111769905497,37.136025005027498,66.353590042897807]
[283,null,null,null,null,null,null,null,null,"","","","",760,0,null,31.239828365949499,33.432731097800598,65.614237275076405,34.191111769905497,37.136025005027498,66.353590042897807]
[284,null,null,null,null,null,null,null,null,"","","","",760,0,null,31.239828365949499,33.432731097800598,65.614237275076405,34.191111769905497,37.136025005027498,66.353590042897807]
[285,null,null,null,null,null,null,null,null,"","","","",760,0,null,31.239828365949499,33.432731097800598,65.614237275076405,34.191111769905497,37.136025005027498,66.353590042897807]
[286,null,null,null,null,null,null,null,null,"","","","",760,0,null,31.239828365949499,33.432731097800598,65.614237275076405,34.191111769905497,37.136025005027498,66.353590042897807]
[287,null,null,null,null,null,null,null,null,"","","","",760,0,null,31.239828365949499,33.432731097800598,65.614237275076405,34.191111769905497,37.136025005027498,66.353590042897807]
[288,null,null,null,null,null,null,null,null,"","","","",760,0,null,31.239828365949499,33.432731097800598,65.614237275076405,34.191111769905497,37.136025005027498,66.353590042897807]
[289,null,null,null,null,null,null,null,null,"","","","",760,0,null,31.239828365949499,33.432731097800598,65.614237275076405,34.191111769905497,37.136025005027498,66.353590042897807]
[290,null,null,null,null,null,null,null,null,"","","","",760,0,null,31.239828365949499,33.432731097800598,65.614237275076405,34.191111769905497,37.136025005027498,66.353590042897807]
[291,null,null,null,null,null,null,null,null,"","","","",760,0,null,31.239828365949499,33.432731097800598,65.614237275076405,34.191111769905497,37.136025005027498,66.353590042897807]
[292,null,null,null,null,null,null,null,null,"","","","",760,0,null,31.239828365949499,33.432731097800598,65.614237275076405,34.191111769905497,37.136025005027498,66.353590042897807]
[293,null,null,null,null,null,null,null,null,"","","","",760,0,null,31.239828365949499,33.432731097800598,65.614237275076405,34.191111769905497,37.136025005027498,66.353590042897807]
[294,null,null,null,null,null,null,null,null,"","","","",760,0,null,31.239828365949499,33.432731097800598,65.614237275076405,34.191111769905497,37.136025005027498,66.353590042897807]
[295,null,null,null,null,null,null,null,null,"","","","",760,0,null,31.239828365949499,33.432731097800598,65.614237275076405,34.191111769905497,37.136025005027498,66.353590042897807]
[296,null,null,null,null,null,null,null,null,"","","","",760,0,null,31.239828365949499,33.432731097800598,65.614237275076405,34.191111769905497,37.136025005027498,66.353590042897807]
[297,null,null,null,null,null,null,null,null,"","","","",760,0,null,31.239828365949499,33.432731097800598,65.614237275076405,34.191111769905497,37.136025005027498,66.353590042897807]
[298,null,null,null,null,null,null,null,null,"","","","",760,0,null,31.239828365949499,33.432731097800598,65.614237275076405,34.191111769905497,37.136025005027498,66.353590042897807]
[299,null,null,null,null,null,null,null,null,"","","","",760,0,null,31.239828365949499,33.432731097800598,65.614237275076405,34.191111769905497,37.136025005027498,66.353590042897807]
[300,null,null,null,null,null,null,null,null,"","","","",760,0,null,31.239828365949499,33.432731097800598,65.614237275076405,34.191111769905497,37.136025005027498,66.353590042897807]
[301,null,null,null,null,null,null,null,null,"","","","",760,0,null,31.239828365949499,33.432731097800598,65.614237275076405,34.191111769905497,37.136025005027498,66.353590042897807]
[302,null,null,null,null,null,null,null,null,"","","","",760,0,null,31.239828365949499,33.432731097800598,65.614237275076405,34.191111769905497,37.136025005027498,66.353590042897807]
[303,null,null,null,null,null,null,null,null,"","","","",760,0,null,31.239828365949499,33.432731097800598,65.614237275076405,34.191111769905497,37.136025005027498,66.353590042897807]
[304,null,null,null,null,null,null,null,null,"","","","",760,0,null,31.239828365949499,33.432731097800598,65.614237275076405,34.191111769905497,37.136025005027498,66.353590042897807]
[305,null,null,null,null,null,null,null,null,"","","","",760,0,null,31.239828365949499,33.432731097800598,65.614237275076405,34.191111769905497,37.136025005027498,66.353590042897807]
[306,null,null,null,null,null,null,null,null,"","","","",760,0,null,31.239828365949499,33.432731097800598,65.614237275076405,34.191111769905497,37.136025005027498,66.353590042897807]
[307,null,null,null,null,null,null,null,null,"","","","",760,0,null,31.239828365949499,33.432731097800598,65.614237275076405,34.191111769905497,37.136025005027498,66.353590042897807]
[308,null,null,null,null,null,null,null,null,"","","","",760,0,null,31.239828365949499,33.432731097800598,65.614237275076405,34.191111769905497,37.136025005027498,66.353590042897807]
[309,null,null,null,null,null,null,null,null,"","","","",760,0,null,31.239828365949499,33.432731097800598,65.614237275076405,34.191111769905497,37.136025005027498,66.353590042897807]
[310,null,null,null,null,null,null,null,null,"","","","",760,0,null,31.239828365949499,33.432731097800598,65.614237275076405,34.191111769905497,37.136025005027498,66.353590042897807]
[311,null,null,null,null,null,null,null,null,"","","","",760,0,null,31.239828365949499,33.432731097800598,65.614237275076405,34.191111769905497,37.136025005027498,66.353590042897807]
[312,null,null,null,null,null,null,null,null,"","","","",760,0,null,31.239828365949499,33.432731097800598,65.614237275076405,34.191111769905497,37.136025005027498,66.353590042897807]
[313,null,null,null,null,null,null,null,null,"","","","",760,0,null,31.239828365949499,33.432731097800598,65.614237275076405,34.191111769905497,37.136025005027498,66.353590042897807]
[314,null,null,null,null,null,null,null,null,"","","","",760,0,null,31.239828365949499,33.432731097800598,65.614237275076405,34.191111769905497,37.136025005027498,66.353590042897807]
[315,null,null,null,null,null,null,null,null,"","","","",760,0,null,31.239828365949499,33.432731097800598,65.614237275076405,34.191111769905497,37.136025005027498,66.353590042897807]
[316,null,null,null,null,null,null,null,null,"","","","",760,0,null,31.239828365949499,33.432731097800598,65.614237275076405,34.191111769905497,37.136025005027498,66.353590042897807]
[317,null,null,null,null,null,null,null,null,"","","","",760,0,null,31.239828365949499,33.432731097800598,65.614237275076405,34.191111769905497,37.136025005027498,66.353590042897807]
[318,null,null,null,null,null,null,null,null,"","","","",760,0,null,31.239828365949499,33.432731097800598,65.614237275076405,34.191111769905497,37.136025005027498,66.353590042897807]
[319,null,null,null,null,null,null,null,null,"","","","",760,0,null,31.239828365949499,33.432731097800598,65.614237275076405,34.191111769905497,37.136025005027498,66.353590042897807]
[320,null,null,null,null,null,null,null,null,"","","","",760,0,null,31.239828365949499,33.432731097800598,65.614237275076405,34.191111769905497,37.136025005027498,66.353590042897807]
[321,null,null,null,null,null,null,null,null,{"$f":"IF(OR(ISBLANK($E326),ISBLANK($F326)),\"\",(EXP((-139.34411+(157570.1/($F326+273.15)-(66423080/($F326+273.15)^2)+(12438000000/($F326+273.15)^3)-(862194900000/($F326+273.15)^4))-($O326*(0.017674-(10.754/($F326+273.15))+(2140.7/($F326+273.15)^2))))))*($N326/760)*((1-((EXP(11.8581-(3840.7/($F326+273.15))-(216961/($F326+273.15)^2)))/($N326/760)))*(1-(0.000975-(0.00001426*$F326)+(0.00000006436*$F326^2))*($N326/760)))/((1-(EXP(11.8581-(3840.7/($F326+273.15))-(216961/($F326+273.15)^2))))*(1-(0.000975-(0.00001426*$F326)+(0.00000006436*$F326^2)))))","v":""},"","","",760,{"$f":"IF(AND(ISBLANK($G326),ISBLANK($H326)),0,IF(ISBLANK($G326),IF($H326=0,0,(0.008-(0.1692*((($H326*(1+0.0191*($F326-25))/10000)/4.2914)/((1+(($N326/760*1.01325)*(0.000207-(0.0000000637*($N326/760*1.01325))+(0.000000000003989*($N326/760*1.01325)^2))/(1+(0.03426*$F326)+(0.0004464*$F326^2)+(0.4215-0.003107*$F326)*((($H326*(1+0.0191*($F326-25))/10000)/4.2914)))))*(0.6766097+0.0200564*$F326+0.0001104259*$F326^2-0.00000069698*$F326^3+0.0000000010031*$F326^4)))^0.5)+(25.3851*((($H326*(1+0.0191*($F326-25))/10000)/4.2914)/((1+(($N326/760*1.01325)*(0.000207-(0.0000000637*($N326/760*1.01325))+(0.000000000003989*($N326/760*1.01325)^2))/(1+(0.03426*$F326)+(0.0004464*$F326^2)+(0.4215-0.003107*$F326)*((($H326*(1+0.0191*($F326-25))/10000)/4.2914)))))*(0.6766097+0.0200564*$F326+0.0001104259*$F326^2-0.00000069698*$F326^3+0.0000000010031*$F326^4))))+(14.0941*((($H326*(1+0.0191*($F326-25))/10000)/4.2914)/((1+(($N326/760*1.01325)*(0.000207-(0.0000000637*($N326/760*1.01325))+(0.000000000003989*($N326/760*1.01325)^2))/(1+(0.03426*$F326)+(0.0004464*$F326^2)+(0.4215-0.003107*$F326)*((($H326*(1+0.0191*($F326-25))/10000)/4.2914)))))*(0.6766097+0.0200564*$F326+0.0001104259*$F326^2-0.00000069698*$F326^3+0.0000000010031*$F326^4)))^1.5)-(7.0261*((($H326*(1+0.0191*($F326-25))/10000)/4.2914)/((1+(($N326/760*1.01325)*(0.000207-(0.0000000637*($N326/760*1.01325))+(0.000000000003989*($N326/760*1.01325)^2))/(1+(0.03426*$F326)+(0.0004464*$F326^2)+(0.4215-0.003107*$F326)*((($H326*(1+0.0191*($F326-25))/10000)/4.2914)))))*(0.6766097+0.0200564*$F326+0.0001104259*$F326^2-0.00000069698*$F326^3+0.0000000010031*$F326^4)))^2)+(2.7081*((($H326*(1+0.0191*($F326-25))/10000)/4.2914)/((1+(($N326/760*1.01325)*(0.000207-(0.0000000637*($N326/760*1.01325))+(0.000000000003989*($N326/760*1.01325)^2))/(1+(0.03426*$F326)+(0.0004464*$F326^2)+(0.4215-0.003107*$F326)*((($H326*(1+0.0191*($F326-25))/10000)/4.2914)))))*(0.6766097+0.0200564*$F326+0.0001104259*$F326^2-0.00000069698*$F326^3+0.0000000010031*$F326^4)))^2.5)+(($F326-15)/(1+0.0162*($F326-15))*(0.0005-0.0056*((($H326*(1+0.0191*($F326-25))/10000)/4.2914)/((1+(($N326/760*1.01325)*(0.000207-(0.0000000637*($N326/760*1.01325))+(0.000000000003989*($N326/760*1.01325)^2))/(1+(0.03426*$F326)+(0.0004464*$F326^2)+(0.4215-0.003107*$F326)*((($H326*(1+0.0191*($F326-25))/10000)/4.2914)))))*(0.6766097+0.0200564*$F326+0.0001104259*$F326^2-0.00000069698*$F326^3+0.0000000010031*$F326^4)))^0.5-0.0066*((($H326*(1+0.0191*($F326-25))/10000)/4.2914)/((1+(($N326/760*1.01325)*(0.000207-(0.0000000637*($N326/760*1.01325))+(0.000000000003989*($N326/760*1.01325)^2))/(1+(0.03426*$F326)+(0.0004464*$F326^2)+(0.4215-0.003107*$F326)*((($H326*(1+0.0191*($F326-25))/10000)/4.2914)))))*(0.6766097+0.0200564*$F326+0.0001104259*$F326^2-0.00000069698*$F326^3+0.0000000010031*$F326^4)))-0.0375*((($H326*(1+0.0191*($F326-25))/10000)/4.2914)/((1+(($N326/760*1.01325)*(0.000207-(0.0000000637*($N326/760*1.01325))+(0.000000000003989*($N326/760*1.01325)^2))/(1+(0.03426*$F326)+(0.0004464*$F326^2)+(0.4215-0.003107*$F326)*((($H326*(1+0.0191*($F326-25))/10000)/4.2914)))))*(0.6766097+0.0200564*$F326+0.0001104259*$F326^2-0.00000069698*$F326^3+0.0000000010031*$F326^4)))^1.5+0.0636*((($H326*(1+0.0191*($F326-25))/10000)/4.2914)/((1+(($N326/760*1.01325)*(0.000207-(0.0000000637*($N326/760*1.01325))+(0.000000000003989*($N326/760*1.01325)^2))/(1+(0.03426*$F326)+(0.0004464*$F326^2)+(0.4215-0.003107*$F326)*((($H326*(1+0.0191*($F326-25))/10000)/4.2914)))))*(0.6766097+0.0200564*$F326+0.0001104259*$F326^2-0.00000069698*$F326^3+0.0000000010031*$F326^4)))^2-0.0144*((($H326*(1+0.0191*($F326-25))/10000)/4.2914)/((1+(($N326/760*1.01325)*(0.000207-(0.0000000637*($N326/760*1.01325))+(0.000000000003989*($N326/760*1.01325)^2))/(1+(0.03426*$F326)+(0.0004464*$F326^2)+(0.4215-0.003107*$F326)*((($H326*(1+0.0191*($F326-25))/10000)/4.2914)))))*(0.6766097+0.0200564*$F326+0.0001104259*$F326^2-0.00000069698*$F326^3+0.0000000010031*$F326^4)))^2.5)))-(0.008/(1+(1.5*400*((($H326*(1+0.0191*($F326-25))/10000)/4.2914)/((1+(($N326/760*1.01325)*(0.000207-(0.0000000637*($N326/760*1.01325))+(0.000000000003989*($N326/760*1.01325)^2))/(1+(0.03426*$F326)+(0.0004464*$F326^2)+(0.4215-0.003107*$F326)*((($H326*(1+0.0191*($F326-25))/10000)/4.2914)))))*(0.6766097+0.0200564*$F326+0.0001104259*$F326^2-0.00000069698*$F326^3+0.0000000010031*$F326^4))))+(400*((($H326*(1+0.0191*($F326-25))/10000)/4.2914)/((1+(($N326/760*1.01325)*(0.000207-(0.0000000637*($N326/760*1.01325))+(0.000000000003989*($N326/760*1.01325)^2))/(1+(0.03426*$F326)+(0.0004464*$F326^2)+(0.4215-0.003107*$F326)*((($H326*(1+0.0191*($F326-25))/10000)/4.2914)))))*(0.6766097+0.0200564*$F326+0.0001104259*$F326^2-0.00000069698*$F326^3+0.0000000010031*$F326^4))))^2))-((0.0005*($F326-15)/(1+0.0162*($F326-15)))/(1+(100*((($H326*(1+0.0191*($F326-25))/10000)/4.2914)/((1+(($N326/760*1.01325)*(0.000207-(0.0000000637*($N326/760*1.01325))+(0.000000000003989*($N326/760*1.01325)^2))/(1+(0.03426*$F326)+(0.0004464*$F326^2)+(0.4215-0.003107*$F326)*((($H326*(1+0.0191*($F326-25))/10000)/4.2914)))))*(0.6766097+0.0200564*$F326+0.0001104259*$F326^2-0.00000069698*$F326^3+0.0000000010031*$F326^4))))^0.5+(100*((($H326*(1+0.0191*($F326-25))/10000)/4.2914)/((1+(($N326/760*1.01325)*(0.000207-(0.0000000637*($N326/760*1.01325))+(0.000000000003989*($N326/760*1.01325)^2))/(1+(0.03426*$F326)+(0.0004464*$F326^2)+(0.4215-0.003107*$F326)*((($H326*(1+0.0191*($F326-25))/10000)/4.2914)))))*(0.6766097+0.0200564*$F326+0.0001104259*$F326^2-0.00000069698*$F326^3+0.0000000010031*$F326^4))))^1.5))),$G326))","v":0},null,{"$f":"1.18443700433286E-13*(HOUR($D326)*60+MINUTE($D326))^5 - 4.14323598958596E-10*(HOUR($D326)*60+MINUTE($D326))^4 + 4.77287727122539E-07*(HOUR($D326)*60+MINUTE($D326))^3 - 0.000196917585728373*(HOUR($D326)*60+MINUTE($D326))^2 + 0.0231405627601475*(HOUR($D326)*60+MINUTE($D326)) + 31.2398283659495","v":31.239828365949499},{"$f":"1.98879987167155E-13*(HOUR($D326)*60+MINUTE($D326))^5 - 6.89410992615642E-10*(HOUR($D326)*60+MINUTE($D326))^4 + 7.83730333422071E-07*(HOUR($D326)*60+MINUTE($D326))^3 - 0.00031597890334556*(HOUR($D326)*60+MINUTE($D326))^2 + 0.0355135105918976*(HOUR($D326)*60+MINUTE($D326)) + 33.4327310978006","v":33.432731097800598},{"$f":"9.08511511657608E-14*(HOUR($D326)*60+MINUTE($D326))^5 - 2.99407211249053E-10*(HOUR($D326)*60+MINUTE($D326))^4 + 3.1560253348998E-07*(HOUR($D326)*60+MINUTE($D326))^3 - 0.000108510891323021*(HOUR($D326)*60+MINUTE($D326))^2 + 0.00628484730145829*(HOUR($D326)*60+MINUTE($D326)) + 65.6142372750764","v":65.614237275076405},{"$f":"1.45776613020539E-13*(HOUR($D326)*60+MINUTE($D326))^5-5.56072270585461E-10*(HOUR($D326)*60+MINUTE($D326))^4+7.06833400255548E-07*(HOUR($D326)*60+MINUTE($D326))^3-0.000318788465226261*(HOUR($D326)*60+MINUTE($D326))^2+0.0281711711660364*(HOUR($D326)*60+MINUTE($D326))+34.1911117699055","v":34.191111769905497},{"$f":"1.37090283182826E-13*(HOUR($D326)*60+MINUTE($D326))^5 - 5.04960255463897E-10*(HOUR($D326)*60+MINUTE($D326))^4 + 6.13524315934422E-07*(HOUR($D326)*60+MINUTE($D326))^3 - 0.00025817433468811*(HOUR($D326)*60+MINUTE($D326))^2 + 0.0195966892410979*(HOUR($D326)*60+MINUTE($D326)) + 37.1360250050275","v":37.136025005027498},{"$f":"7.11895278892582E-14*(HOUR($D326)*60+MINUTE($D326))^5-2.64195273421019E-10*(HOUR($D326)*60+MINUTE($D326))^4 + 3.22473039456213E-07*(HOUR($D326)*60+MINUTE($D326))^3 - 0.00013606873481109*(HOUR($D326)*60+MINUTE($D326))^2 + 0.0107100719720847*(HOUR($D326)*60+MINUTE($D326))+66.3535900428978","v":66.353590042897807}]
[322,null,null,null,null,null,null,null,null,"","","","",760,0,null,31.239828365949499,33.432731097800598,65.614237275076405,34.191111769905497,37.136025005027498,66.353590042897807]
[323,null,null,null,null,null,null,null,null,"","","","",760,0,null,31.239828365949499,33.432731097800598,65.614237275076405,34.191111769905497,37.136025005027498,66.353590042897807]
[324,null,null,null,null,null,null,null,null,"","","","",760,0,null,31.239828365949499,33.432731097800598,65.614237275076405,34.191111769905497,37.136025005027498,66.353590042897807]
[325,null,null,null,null,null,null,null,null,"",{"$f":"IF(OR(ISBLANK(E330),ISBLANK(F330)),\"\",E330/J330*100)","v":""},{"$f":"IF(AND(ISBLANK($B330),ISBLANK($C330),ISBLANK($D330)),\"\",IF(OR(ISBLANK($B330),ISBLANK($C330),ISBLANK($D330)),\"Must Enter All Required Data\",IF($O330>2.7,42,IF(AND($O330=0,OR($B330=\"Marine\",$C330=\"Estuary/Marine\")),42,IF(OR(CONCATENATE($B330,\"-\",$C330)=\"Peninsula-Lake/Wetland\",CONCATENATE($B330,\"-\",$C330)=\"Everglades-Lake/Wetland\"),U330,IF(OR(CONCATENATE($B330,\"-\",$C330)=\"Northeast-Lake/Wetland\",CONCATENATE($B330,\"-\",$C330)=\"Big Bend-Lake/Wetland\"),T330,IF(CONCATENATE($B330,\"-\",$C330)=\"Panhandle West-Lake/Wetland\",V330,IF(OR(CONCATENATE($B330,\"-\",$C330)=\"Peninsula-Stream/Canal\",CONCATENATE($B330,\"-\",$C330)=\"Everglades-Stream/Canal\"),R330,IF(OR(CONCATENATE($B330,\"-\",$C330)=\"Northeast-Stream/Canal\",CONCATENATE($B330,\"-\",$C330)=\"Big Bend-Stream/Canal\"),Q330,IF(CONCATENATE($B330,\"-\",$C330)=\"Panhandle West-Stream/Canal\",S330,\"Error! Check Entries\"))))))))))","v":""},{"$f":"IF(O330>2.7,\"Marine Criteria Apply, No time of day adjustment.\",IF(AND(O330=0,OR(B330=\"Marine\",C330=\"Estuary/Marine\")),\"Marine Criteria Apply, No time of day adjustment.\",IF(AND($O330<=2.7,OR($B330=\"Marine\",$C330=\"Estuary/Marine\")),\"Salinity and Bioregion or Waterbody Type Don't Agree\",\"\")))","v":""},{"$f":"IF(ISBLANK(I330),760,I330)","v":760},0,null,31.239828365949499,33.432731097800598,65.614237275076405,34.191111769905497,37.136025005027498,66.353590042897807]
[326,null,null,null,null,null,null,null,null,"","","","",760,0,null,31.239828365949499,33.432731097800598,65.614237275076405,34.191111769905497,37.136025005027498,66.353590042897807]
[327,null,null,null,null,null,null,null,null,"","","","",760,0,null,31.239828365949499,33.432731097800598,65.614237275076405,34.191111769905497,37.136025005027498,66.353590042897807]
[328,null,null,null,null,null,null,null,null,"","","","",760,0,null,31.239828365949499,33.432731097800598,65.614237275076405,34.191111769905497,37.136025005027498,66.353590042897807]
[329,null,null,null,null,null,null,null,null,"","","","",760,0,null,31.239828365949499,33.432731097800598,65.614237275076405,34.191111769905497,37.136025005027498,66.353590042897807]
[330,null,null,null,null,null,null,null,null,"","","","",760,0,null,31.239828365949499,33.432731097800598,65.614237275076405,34.191111769905497,37.136025005027498,66.353590042897807]
[331,null,null,null,null,null,null,null,null,"","","","",760,0,null,31.239828365949499,33.432731097800598,65.614237275076405,34.191111769905497,37.136025005027498,66.353590042897807]
[332,null,null,null,null,null,null,null,null,"","","","",760,0,null,31.239828365949499,33.432731097800598,65.614237275076405,34.191111769905497,37.136025005027498,66.353590042897807]
[333,null,null,null,null,null,null,null,null,"","","","",760,0,null,31.239828365949499,33.432731097800598,65.614237275076405,34.191111769905497,37.136025005027498,66.353590042897807]
[334,null,null,null,null,null,null,null,null,"","","","",760,0,null,31.239828365949499,33.432731097800598,65.614237275076405,34.191111769905497,37.136025005027498,66.353590042897807]
[335,null,null,null,null,null,null,null,null,"","","","",760,0,null,31.239828365949499,33.432731097800598,65.614237275076405,34.191111769905497,37.136025005027498,66.353590042897807]
[336,null,null,null,null,null,null,null,null,"","","","",760,0,null,31.239828365949499,33.432731097800598,65.614237275076405,34.191111769905497,37.136025005027498,66.353590042897807]
[337,null,null,null,null,null,null,null,null,"","","","",760,0,null,31.239828365949499,33.432731097800598,65.614237275076405,34.191111769905497,37.136025005027498,66.353590042897807]
[338,null,null,null,null,null,null,null,null,"","","","",760,0,null,31.239828365949499,33.432731097800598,65.614237275076405,34.191111769905497,37.136025005027498,66.353590042897807]
[339,null,null,null,null,null,null,null,null,"","","","",760,0,null,31.239828365949499,33.432731097800598,65.614237275076405,34.191111769905497,37.136025005027498,66.353590042897807]
[340,null,null,null,null,null,null,null,null,"","","","",760,0,null,31.239828365949499,33.432731097800598,65.614237275076405,34.191111769905497,37.136025005027498,66.353590042897807]
[341,null,null,null,null,null,null,null,null,"","","","",760,0,null,31.239828365949499,33.432731097800598,65.614237275076405,34.191111769905497,37.136025005027498,66.353590042897807]
[342,null,null,null,null,null,null,null,null,"","","","",760,0,null,31.239828365949499,33.432731097800598,65.614237275076405,34.191111769905497,37.136025005027498,66.353590042897807]
[343,null,null,null,null,null,null,null,null,"","","","",760,0,null,31.239828365949499,33.432731097800598,65.614237275076405,34.191111769905497,37.136025005027498,66.353590042897807]
[344,null,null,null,null,null,null,null,null,"","","","",760,0,null,31.239828365949499,33.432731097800598,65.614237275076405,34.191111769905497,37.136025005027498,66.353590042897807]
[345,null,null,null,null,null,null,null,null,"","","","",760,0,null,31.239828365949499,33.432731097800598,65.614237275076405,34.191111769905497,37.136025005027498,66.353590042897807]
[346,null,null,null,null,null,null,null,null,"","","","",760,0,null,31.239828365949499,33.432731097800598,65.614237275076405,34.191111769905497,37.136025005027498,66.353590042897807]
[347,null,null,null,null,null,null,null,null,"","","","",760,0,null,31.239828365949499,33.432731097800598,65.614237275076405,34.191111769905497,37.136025005027498,66.353590042897807]
[348,null,null,null,null,null,null,null,null,"","","","",760,0,null,31.239828365949499,33.432731097800598,65.614237275076405,34.191111769905497,37.136025005027498,66.353590042897807]
[349,null,null,null,null,null,null,null,null,"","","","",760,0,null,31.239828365949499,33.432731097800598,65.614237275076405,34.191111769905497,37.136025005027498,66.353590042897807]
[350,null,null,null,null,null,null,null,null,"","","","",760,0,null,31.239828365949499,33.432731097800598,65.614237275076405,34.191111769905497,37.136025005027498,66.353590042897807]
[351,null,null,null,null,null,null,null,null,"","","","",760,0,null,31.239828365949499,33.432731097800598,65.614237275076405,34.191111769905497,37.136025005027498,66.353590042897807]
[352,null,null,null,null,null,null,null,null,"","","","",760,0,null,31.239828365949499,33.432731097800598,65.614237275076405,34.191111769905497,37.136025005027498,66.353590042897807]
[353,null,null,null,null,null,null,null,null,"","","","",760,0,null,31.239828365949499,33.432731097800598,65.614237275076405,34.191111769905497,37.136025005027498,66.353590042897807]
[354,null,null,null,null,null,null,null,null,"","","","",760,0,null,31.239828365949499,33.432731097800598,65.614237275076405,34.191111769905497,37.136025005027498,66.353590042897807]
[355,null,null,null,null,null,null,null,null,"","","","",760,0,null,31.239828365949499,33.432731097800598,65.614237275076405,34.191111769905497,37.136025005027498,66.353590042897807]
[356,null,null,null,null,null,null,null,null,"","","","",760,0,null,31.239828365949499,33.432731097800598,65.614237275076405,34.191111769905497,37.136025005027498,66.353590042897807]
[357,null,null,null,null,null,null,null,null,"","","","",760,0,null,31.239828365949499,33.432731097800598,65.614237275076405,34.191111769905497,37.136025005027498,66.353590042897807]
[358,null,null,null,null,null,null,null,null,"","","","",760,0,null,31.239828365949499,33.432731097800598,65.614237275076405,34.191111769905497,37.136025005027498,66.353590042897807]
[359,null,null,null,null,null,null,null,null,"","","","",760,0,null,31.239828365949499,33.432731097800598,65.614237275076405,34.191111769905497,37.136025005027498,66.353590042897807]
[360,null,null,null,null,null,null,null,null,"","","","",760,0,null,31.239828365949499,33.432731097800598,65.614237275076405,34.191111769905497,37.136025005027498,66.353590042897807]
[361,null,null,null,null,null,null,null,null,"","","","",760,0,null,31.239828365949499,33.432731097800598,65.614237275076405,34.191111769905497,37.136025005027498,66.353590042897807]
[362,null,null,null,null,null,null,null,null,"","","","",760,0,null,31.239828365949499,33.432731097800598,65.614237275076405,34.191111769905497,37.136025005027498,66.353590042897807]
[363,null,null,null,null,null,null,null,null,"","","","",760,0,null,31.239828365949499,33.432731097800598,65.614237275076405,34.191111769905497,37.136025005027498,66.353590042897807]
[364,null,null,null,null,null,null,null,null,"","","","",760,0,null,31.239828365949499,33.432731097800598,65.614237275076405,34.191111769905497,37.136025005027498,66.353590042897807]
[365,null,null,null,null,null,null,null,null,"","","","",760,0,null,31.239828365949499,33.432731097800598,65.614237275076405,34.191111769905497,37.136025005027498,66.353590042897807]
[366,null,null,null,null,null,null,null,null,"","","","",760,0,null,31.239828365949499,33.432731097800598,65.614237275076405,34.191111769905497,37.136025005027498,66.353590042897807]
[367,null,null,null,null,null,null,null,null,"","","","",760,0,null,31.239828365949499,33.432731097800598,65.614237275076405,34.191111769905497,37.136025005027498,66.353590042897807]
[368,null,null,null,null,null,null,null,null,"","","","",760,0,null,31.239828365949499,33.432731097800598,65.614237275076405,34.191111769905497,37.136025005027498,66.353590042897807]
[369,null,null,null,null,null,null,null,null,"","","","",760,0,null,31.239828365949499,33.432731097800598,65.614237275076405,34.191111769905497,37.136025005027498,66.353590042897807]
[370,null,null,null,null,null,null,null,null,"","","","",760,0,null,31.239828365949499,33.432731097800598,65.614237275076405,34.191111769905497,37.136025005027498,66.353590042897807]
[371,null,null,null,null,null,null,null,null,"","","","",760,0,null,31.239828365949499,33.432731097800598,65.614237275076405,34.191111769905497,37.136025005027498,66.353590042897807]
[372,null,null,null,null,null,null,null,null,"","","","",760,0,null,31.239828365949499,33.432731097800598,65.614237275076405,34.191111769905497,37.136025005027498,66.353590042897807]
[373,null,null,null,null,null,null,null,null,"","","","",760,0,null,31.239828365949499,33.432731097800598,65.614237275076405,34.191111769905497,37.136025005027498,66.353590042897807]
[374,null,null,null,null,null,null,null,null,"","","","",760,0,null,31.239828365949499,33.432731097800598,65.614237275076405,34.191111769905497,37.136025005027498,66.353590042897807]
[375,null,null,null,null,null,null,null,null,"","","","",760,0,null,31.239828365949499,33.432731097800598,65.614237275076405,34.191111769905497,37.136025005027498,66.353590042897807]
[376,null,null,null,null,null,null,null,null,"","","","",760,0,null,31.239828365949499,33.432731097800598,65.614237275076405,34.191111769905497,37.136025005027498,66.353590042897807]
[377,null,null,null,null,null,null,null,null,"","","","",760,0,null,31.239828365949499,33.432731097800598,65.614237275076405,34.191111769905497,37.136025005027498,66.353590042897807]
[378,null,null,null,null,null,null,null,null,"","","","",760,0,null,31.239828365949499,33.432731097800598,65.614237275076405,34.191111769905497,37.136025005027498,66.353590042897807]
[379,null,null,null,null,null,null,null,null,"","","","",760,0,null,31.239828365949499,33.432731097800598,65.614237275076405,34.191111769905497,37.136025005027498,66.353590042897807]
[380,null,null,null,null,null,null,null,null,"","","","",760,0,null,31.239828365949499,33.432731097800598,65.614237275076405,34.191111769905497,37.136025005027498,66.353590042897807]
[381,null,null,null,null,null,null,null,null,"","","","",760,0,null,31.239828365949499,33.432731097800598,65.614237275076405,34.191111769905497,37.136025005027498,66.353590042897807]
[382,null,null,null,null,null,null,null,null,"","","","",760,0,null,31.239828365949499,33.432731097800598,65.614237275076405,34.191111769905497,37.136025005027498,66.353590042897807]
[383,null,null,null,null,null,null,null,null,"","","","",760,0,null,31.239828365949499,33.432731097800598,65.614237275076405,34.191111769905497,37.136025005027498,66.353590042897807]
[384,null,null,null,null,null,null,null,null,"","","","",760,0,null,31.239828365949499,33.432731097800598,65.614237275076405,34.191111769905497,37.136025005027498,66.353590042897807]
[385,null,null,null,null,null,null,null,null,{"$f":"IF(OR(ISBLANK($E390),ISBLANK($F390)),\"\",(EXP((-139.34411+(157570.1/($F390+273.15)-(66423080/($F390+273.15)^2)+(12438000000/($F390+273.15)^3)-(862194900000/($F390+273.15)^4))-($O390*(0.017674-(10.754/($F390+273.15))+(2140.7/($F390+273.15)^2))))))*($N390/760)*((1-((EXP(11.8581-(3840.7/($F390+273.15))-(216961/($F390+273.15)^2)))/($N390/760)))*(1-(0.000975-(0.00001426*$F390)+(0.00000006436*$F390^2))*($N390/760)))/((1-(EXP(11.8581-(3840.7/($F390+273.15))-(216961/($F390+273.15)^2))))*(1-(0.000975-(0.00001426*$F390)+(0.00000006436*$F390^2)))))","v":""},"","","",760,{"$f":"IF(AND(ISBLANK($G390),ISBLANK($H390)),0,IF(ISBLANK($G390),IF($H390=0,0,(0.008-(0.1692*((($H390*(1+0.0191*($F390-25))/10000)/4.2914)/((1+(($N390/760*1.01325)*(0.000207-(0.0000000637*($N390/760*1.01325))+(0.000000000003989*($N390/760*1.01325)^2))/(1+(0.03426*$F390)+(0.0004464*$F390^2)+(0.4215-0.003107*$F390)*((($H390*(1+0.0191*($F390-25))/10000)/4.2914)))))*(0.6766097+0.0200564*$F390+0.0001104259*$F390^2-0.00000069698*$F390^3+0.0000000010031*$F390^4)))^0.5)+(25.3851*((($H390*(1+0.0191*($F390-25))/10000)/4.2914)/((1+(($N390/760*1.01325)*(0.000207-(0.0000000637*($N390/760*1.01325))+(0.000000000003989*($N390/760*1.01325)^2))/(1+(0.03426*$F390)+(0.0004464*$F390^2)+(0.4215-0.003107*$F390)*((($H390*(1+0.0191*($F390-25))/10000)/4.2914)))))*(0.6766097+0.0200564*$F390+0.0001104259*$F390^2-0.00000069698*$F390^3+0.0000000010031*$F390^4))))+(14.0941*((($H390*(1+0.0191*($F390-25))/10000)/4.2914)/((1+(($N390/760*1.01325)*(0.000207-(0.0000000637*($N390/760*1.01325))+(0.000000000003989*($N390/760*1.01325)^2))/(1+(0.03426*$F390)+(0.0004464*$F390^2)+(0.4215-0.003107*$F390)*((($H390*(1+0.0191*($F390-25))/10000)/4.2914)))))*(0.6766097+0.0200564*$F390+0.0001104259*$F390^2-0.00000069698*$F390^3+0.0000000010031*$F390^4)))^1.5)-(7.0261*((($H390*(1+0.0191*($F390-25))/10000)/4.2914)/((1+(($N390/760*1.01325)*(0.000207-(0.0000000637*($N390/760*1.01325))+(0.000000000003989*($N390/760*1.01325)^2))/(1+(0.03426*$F390)+(0.0004464*$F390^2)+(0.4215-0.003107*$F390)*((($H390*(1+0.0191*($F390-25))/10000)/4.2914)))))*(0.6766097+0.0200564*$F390+0.0001104259*$F390^2-0.00000069698*$F390^3+0.0000000010031*$F390^4)))^2)+(2.7081*((($H390*(1+0.0191*($F390-25))/10000)/4.2914)/((1+(($N390/760*1.01325)*(0.000207-(0.0000000637*($N390/760*1.01325))+(0.000000000003989*($N390/760*1.01325)^2))/(1+(0.03426*$F390)+(0.0004464*$F390^2)+(0.4215-0.003107*$F390)*((($H390*(1+0.0191*($F390-25))/10000)/4.2914)))))*(0.6766097+0.0200564*$F390+0.0001104259*$F390^2-0.00000069698*$F390^3+0.0000000010031*$F390^4)))^2.5)+(($F390-15)/(1+0.0162*($F390-15))*(0.0005-0.0056*((($H390*(1+0.0191*($F390-25))/10000)/4.2914)/((1+(($N390/760*1.01325)*(0.000207-(0.0000000637*($N390/760*1.01325))+(0.000000000003989*($N390/760*1.01325)^2))/(1+(0.03426*$F390)+(0.0004464*$F390^2)+(0.4215-0.003107*$F390)*((($H390*(1+0.0191*($F390-25))/10000)/4.2914)))))*(0.6766097+0.0200564*$F390+0.0001104259*$F390^2-0.00000069698*$F390^3+0.0000000010031*$F390^4)))^0.5-0.0066*((($H390*(1+0.0191*($F390-25))/10000)/4.2914)/((1+(($N390/760*1.01325)*(0.000207-(0.0000000637*($N390/760*1.01325))+(0.000000000003989*($N390/760*1.01325)^2))/(1+(0.03426*$F390)+(0.0004464*$F390^2)+(0.4215-0.003107*$F390)*((($H390*(1+0.0191*($F390-25))/10000)/4.2914)))))*(0.6766097+0.0200564*$F390+0.0001104259*$F390^2-0.00000069698*$F390^3+0.0000000010031*$F390^4)))-0.0375*((($H390*(1+0.0191*($F390-25))/10000)/4.2914)/((1+(($N390/760*1.01325)*(0.000207-(0.0000000637*($N390/760*1.01325))+(0.000000000003989*($N390/760*1.01325)^2))/(1+(0.03426*$F390)+(0.0004464*$F390^2)+(0.4215-0.003107*$F390)*((($H390*(1+0.0191*($F390-25))/10000)/4.2914)))))*(0.6766097+0.0200564*$F390+0.0001104259*$F390^2-0.00000069698*$F390^3+0.0000000010031*$F390^4)))^1.5+0.0636*((($H390*(1+0.0191*($F390-25))/10000)/4.2914)/((1+(($N390/760*1.01325)*(0.000207-(0.0000000637*($N390/760*1.01325))+(0.000000000003989*($N390/760*1.01325)^2))/(1+(0.03426*$F390)+(0.0004464*$F390^2)+(0.4215-0.003107*$F390)*((($H390*(1+0.0191*($F390-25))/10000)/4.2914)))))*(0.6766097+0.0200564*$F390+0.0001104259*$F390^2-0.00000069698*$F390^3+0.0000000010031*$F390^4)))^2-0.0144*((($H390*(1+0.0191*($F390-25))/10000)/4.2914)/((1+(($N390/760*1.01325)*(0.000207-(0.0000000637*($N390/760*1.01325))+(0.000000000003989*($N390/760*1.01325)^2))/(1+(0.03426*$F390)+(0.0004464*$F390^2)+(0.4215-0.003107*$F390)*((($H390*(1+0.0191*($F390-25))/10000)/4.2914)))))*(0.6766097+0.0200564*$F390+0.0001104259*$F390^2-0.00000069698*$F390^3+0.0000000010031*$F390^4)))^2.5)))-(0.008/(1+(1.5*400*((($H390*(1+0.0191*($F390-25))/10000)/4.2914)/((1+(($N390/760*1.01325)*(0.000207-(0.0000000637*($N390/760*1.01325))+(0.000000000003989*($N390/760*1.01325)^2))/(1+(0.03426*$F390)+(0.0004464*$F390^2)+(0.4215-0.003107*$F390)*((($H390*(1+0.0191*($F390-25))/10000)/4.2914)))))*(0.6766097+0.0200564*$F390+0.0001104259*$F390^2-0.00000069698*$F390^3+0.0000000010031*$F390^4))))+(400*((($H390*(1+0.0191*($F390-25))/10000)/4.2914)/((1+(($N390/760*1.01325)*(0.000207-(0.0000000637*($N390/760*1.01325))+(0.000000000003989*($N390/760*1.01325)^2))/(1+(0.03426*$F390)+(0.0004464*$F390^2)+(0.4215-0.003107*$F390)*((($H390*(1+0.0191*($F390-25))/10000)/4.2914)))))*(0.6766097+0.0200564*$F390+0.0001104259*$F390^2-0.00000069698*$F390^3+0.0000000010031*$F390^4))))^2))-((0.0005*($F390-15)/(1+0.0162*($F390-15)))/(1+(100*((($H390*(1+0.0191*($F390-25))/10000)/4.2914)/((1+(($N390/760*1.01325)*(0.000207-(0.0000000637*($N390/760*1.01325))+(0.000000000003989*($N390/760*1.01325)^2))/(1+(0.03426*$F390)+(0.0004464*$F390^2)+(0.4215-0.003107*$F390)*((($H390*(1+0.0191*($F390-25))/10000)/4.2914)))))*(0.6766097+0.0200564*$F390+0.0001104259*$F390^2-0.00000069698*$F390^3+0.0000000010031*$F390^4))))^0.5+(100*((($H390*(1+0.0191*($F390-25))/10000)/4.2914)/((1+(($N390/760*1.01325)*(0.000207-(0.0000000637*($N390/760*1.01325))+(0.000000000003989*($N390/760*1.01325)^2))/(1+(0.03426*$F390)+(0.0004464*$F390^2)+(0.4215-0.003107*$F390)*((($H390*(1+0.0191*($F390-25))/10000)/4.2914)))))*(0.6766097+0.0200564*$F390+0.0001104259*$F390^2-0.00000069698*$F390^3+0.0000000010031*$F390^4))))^1.5))),$G390))","v":0},null,{"$f":"1.18443700433286E-13*(HOUR($D390)*60+MINUTE($D390))^5 - 4.14323598958596E-10*(HOUR($D390)*60+MINUTE($D390))^4 + 4.77287727122539E-07*(HOUR($D390)*60+MINUTE($D390))^3 - 0.000196917585728373*(HOUR($D390)*60+MINUTE($D390))^2 + 0.0231405627601475*(HOUR($D390)*60+MINUTE($D390)) + 31.2398283659495","v":31.239828365949499},{"$f":"1.98879987167155E-13*(HOUR($D390)*60+MINUTE($D390))^5 - 6.89410992615642E-10*(HOUR($D390)*60+MINUTE($D390))^4 + 7.83730333422071E-07*(HOUR($D390)*60+MINUTE($D390))^3 - 0.00031597890334556*(HOUR($D390)*60+MINUTE($D390))^2 + 0.0355135105918976*(HOUR($D390)*60+MINUTE($D390)) + 33.4327310978006","v":33.432731097800598},{"$f":"9.08511511657608E-14*(HOUR($D390)*60+MINUTE($D390))^5 - 2.99407211249053E-10*(HOUR($D390)*60+MINUTE($D390))^4 + 3.1560253348998E-07*(HOUR($D390)*60+MINUTE($D390))^3 - 0.000108510891323021*(HOUR($D390)*60+MINUTE($D390))^2 + 0.00628484730145829*(HOUR($D390)*60+MINUTE($D390)) + 65.6142372750764","v":65.614237275076405},{"$f":"1.45776613020539E-13*(HOUR($D390)*60+MINUTE($D390))^5-5.56072270585461E-10*(HOUR($D390)*60+MINUTE($D390))^4+7.06833400255548E-07*(HOUR($D390)*60+MINUTE($D390))^3-0.000318788465226261*(HOUR($D390)*60+MINUTE($D390))^2+0.0281711711660364*(HOUR($D390)*60+MINUTE($D390))+34.1911117699055","v":34.191111769905497},{"$f":"1.37090283182826E-13*(HOUR($D390)*60+MINUTE($D390))^5 - 5.04960255463897E-10*(HOUR($D390)*60+MINUTE($D390))^4 + 6.13524315934422E-07*(HOUR($D390)*60+MINUTE($D390))^3 - 0.00025817433468811*(HOUR($D390)*60+MINUTE($D390))^2 + 0.0195966892410979*(HOUR($D390)*60+MINUTE($D390)) + 37.1360250050275","v":37.136025005027498},{"$f":"7.11895278892582E-14*(HOUR($D390)*60+MINUTE($D390))^5-2.64195273421019E-10*(HOUR($D390)*60+MINUTE($D390))^4 + 3.22473039456213E-07*(HOUR($D390)*60+MINUTE($D390))^3 - 0.00013606873481109*(HOUR($D390)*60+MINUTE($D390))^2 + 0.0107100719720847*(HOUR($D390)*60+MINUTE($D390))+66.3535900428978","v":66.353590042897807}]
[386,null,null,null,null,null,null,null,null,"","","","",760,0,null,31.239828365949499,33.432731097800598,65.614237275076405,34.191111769905497,37.136025005027498,66.353590042897807]
[387,null,null,null,null,null,null,null,null,"","","","",760,0,null,31.239828365949499,33.432731097800598,65.614237275076405,34.191111769905497,37.136025005027498,66.353590042897807]
[388,null,null,null,null,null,null,null,null,"","","","",760,0,null,31.239828365949499,33.432731097800598,65.614237275076405,34.191111769905497,37.136025005027498,66.353590042897807]
[389,null,null,null,null,null,null,null,null,"",{"$f":"IF(OR(ISBLANK(E394),ISBLANK(F394)),\"\",E394/J394*100)","v":""},{"$f":"IF(AND(ISBLANK($B394),ISBLANK($C394),ISBLANK($D394)),\"\",IF(OR(ISBLANK($B394),ISBLANK($C394),ISBLANK($D394)),\"Must Enter All Required Data\",IF($O394>2.7,42,IF(AND($O394=0,OR($B394=\"Marine\",$C394=\"Estuary/Marine\")),42,IF(OR(CONCATENATE($B394,\"-\",$C394)=\"Peninsula-Lake/Wetland\",CONCATENATE($B394,\"-\",$C394)=\"Everglades-Lake/Wetland\"),U394,IF(OR(CONCATENATE($B394,\"-\",$C394)=\"Northeast-Lake/Wetland\",CONCATENATE($B394,\"-\",$C394)=\"Big Bend-Lake/Wetland\"),T394,IF(CONCATENATE($B394,\"-\",$C394)=\"Panhandle West-Lake/Wetland\",V394,IF(OR(CONCATENATE($B394,\"-\",$C394)=\"Peninsula-Stream/Canal\",CONCATENATE($B394,\"-\",$C394)=\"Everglades-Stream/Canal\"),R394,IF(OR(CONCATENATE($B394,\"-\",$C394)=\"Northeast-Stream/Canal\",CONCATENATE($B394,\"-\",$C394)=\"Big Bend-Stream/Canal\"),Q394,IF(CONCATENATE($B394,\"-\",$C394)=\"Panhandle West-Stream/Canal\",S394,\"Error! Check Entries\"))))))))))","v":""},{"$f":"IF(O394>2.7,\"Marine Criteria Apply, No time of day adjustment.\",IF(AND(O394=0,OR(B394=\"Marine\",C394=\"Estuary/Marine\")),\"Marine Criteria Apply, No time of day adjustment.\",IF(AND($O394<=2.7,OR($B394=\"Marine\",$C394=\"Estuary/Marine\")),\"Salinity and Bioregion or Waterbody Type Don't Agree\",\"\")))","v":""},{"$f":"IF(ISBLANK(I394),760,I394)","v":760},0,null,31.239828365949499,33.432731097800598,65.614237275076405,34.191111769905497,37.136025005027498,66.353590042897807]
[390,null,null,null,null,null,null,null,null,"","","","",760,0,null,31.239828365949499,33.432731097800598,65.614237275076405,34.191111769905497,37.136025005027498,66.353590042897807]
[391,null,null,null,null,null,null,null,null,"","","","",760,0,null,31.239828365949499,33.432731097800598,65.614237275076405,34.191111769905497,37.136025005027498,66.353590042897807]
[392,null,null,null,null,null,null,null,null,"","","","",760,0,null,31.239828365949499,33.432731097800598,65.614237275076405,34.191111769905497,37.136025005027498,66.353590042897807]
[393,null,null,null,null,null,null,null,null,"","","","",760,0,null,31.239828365949499,33.432731097800598,65.614237275076405,34.191111769905497,37.136025005027498,66.353590042897807]
[394,null,null,null,null,null,null,null,null,"","","","",760,0,null,31.239828365949499,33.432731097800598,65.614237275076405,34.191111769905497,37.136025005027498,66.353590042897807]
[395,null,null,null,null,null,null,null,null,"","","","",760,0,null,31.239828365949499,33.432731097800598,65.614237275076405,34.191111769905497,37.136025005027498,66.353590042897807]
[396,null,null,null,null,null,null,null,null,"","","","",760,0,null,31.239828365949499,33.432731097800598,65.614237275076405,34.191111769905497,37.136025005027498,66.353590042897807]
[397,null,null,null,null,null,null,null,null,"","","","",760,0,null,31.239828365949499,33.432731097800598,65.614237275076405,34.191111769905497,37.136025005027498,66.353590042897807]
[398,null,null,null,null,null,null,null,null,"","","","",760,0,null,31.239828365949499,33.432731097800598,65.614237275076405,34.191111769905497,37.136025005027498,66.353590042897807]
[399,null,null,null,null,null,null,null,null,"","","","",760,0,null,31.239828365949499,33.432731097800598,65.614237275076405,34.191111769905497,37.136025005027498,66.353590042897807]
[400,null,null,null,null,null,null,null,null,"","","","",760,0,null,31.239828365949499,33.432731097800598,65.614237275076405,34.191111769905497,37.136025005027498,66.353590042897807]
[401,null,null,null,null,null,null,null,null,"","","","",760,0,null,31.239828365949499,33.432731097800598,65.614237275076405,34.191111769905497,37.136025005027498,66.353590042897807]
[402,null,null,null,null,null,null,null,null,"","","","",760,0,null,31.239828365949499,33.432731097800598,65.614237275076405,34.191111769905497,37.136025005027498,66.353590042897807]
[403,null,null,null,null,null,null,null,null,"","","","",760,0,null,31.239828365949499,33.432731097800598,65.614237275076405,34.191111769905497,37.136025005027498,66.353590042897807]
[404,null,null,null,null,null,null,null,null,"","","","",760,0,null,31.239828365949499,33.432731097800598,65.614237275076405,34.191111769905497,37.136025005027498,66.353590042897807]
[405,null,null,null,null,null,null,null,null,"","","","",760,0,null,31.239828365949499,33.432731097800598,65.614237275076405,34.191111769905497,37.136025005027498,66.353590042897807]
[406,null,null,null,null,null,null,null,null,"","","","",760,0,null,31.239828365949499,33.432731097800598,65.614237275076405,34.191111769905497,37.136025005027498,66.353590042897807]
[407,null,null,null,null,null,null,null,null,"","","","",760,0,null,31.239828365949499,33.432731097800598,65.614237275076405,34.191111769905497,37.136025005027498,66.353590042897807]
[408,null,null,null,null,null,null,null,null,"","","","",760,0,null,31.239828365949499,33.432731097800598,65.614237275076405,34.191111769905497,37.136025005027498,66.353590042897807]
[409,null,null,null,null,null,null,null,null,"","","","",760,0,null,31.239828365949499,33.432731097800598,65.614237275076405,34.191111769905497,37.136025005027498,66.353590042897807]
[410,null,null,null,null,null,null,null,null,"","","","",760,0,null,31.239828365949499,33.432731097800598,65.614237275076405,34.191111769905497,37.136025005027498,66.353590042897807]
[411,null,null,null,null,null,null,null,null,"","","","",760,0,null,31.239828365949499,33.432731097800598,65.614237275076405,34.191111769905497,37.136025005027498,66.353590042897807]
[412,null,null,null,null,null,null,null,null,"","","","",760,0,null,31.239828365949499,33.432731097800598,65.614237275076405,34.191111769905497,37.136025005027498,66.353590042897807]
[413,null,null,null,null,null,null,null,null,"","","","",760,0,null,31.239828365949499,33.432731097800598,65.614237275076405,34.191111769905497,37.136025005027498,66.353590042897807]
[414,null,null,null,null,null,null,null,null,"","","","",760,0,null,31.239828365949499,33.432731097800598,65.614237275076405,34.191111769905497,37.136025005027498,66.353590042897807]
[415,null,null,null,null,null,null,null,null,"","","","",760,0,null,31.239828365949499,33.432731097800598,65.614237275076405,34.191111769905497,37.136025005027498,66.353590042897807]
[416,null,null,null,null,null,null,null,null,"","","","",760,0,null,31.239828365949499,33.432731097800598,65.614237275076405,34.191111769905497,37.136025005027498,66.353590042897807]
[417,null,null,null,null,null,null,null,null,"","","","",760,0,null,31.239828365949499,33.432731097800598,65.614237275076405,34.191111769905497,37.136025005027498,66.353590042897807]
[418,null,null,null,null,null,null,null,null,"","","","",760,0,null,31.239828365949499,33.432731097800598,65.614237275076405,34.191111769905497,37.136025005027498,66.353590042897807]
[419,null,null,null,null,null,null,null,null,"","","","",760,0,null,31.239828365949499,33.432731097800598,65.614237275076405,34.191111769905497,37.136025005027498,66.353590042897807]
[420,null,null,null,null,null,null,null,null,"","","","",760,0,null,31.239828365949499,33.432731097800598,65.614237275076405,34.191111769905497,37.136025005027498,66.353590042897807]
[421,null,null,null,null,null,null,null,null,"","","","",760,0,null,31.239828365949499,33.432731097800598,65.614237275076405,34.191111769905497,37.136025005027498,66.353590042897807]
[422,null,null,null,null,null,null,null,null,"","","","",760,0,null,31.239828365949499,33.432731097800598,65.614237275076405,34.191111769905497,37.136025005027498,66.353590042897807]
[423,null,null,null,null,null,null,null,null,"","","","",760,0,null,31.239828365949499,33.432731097800598,65.614237275076405,34.191111769905497,37.136025005027498,66.353590042897807]
[424,null,null,null,null,null,null,null,null,"","","","",760,0,null,31.239828365949499,33.432731097800598,65.614237275076405,34.191111769905497,37.136025005027498,66.353590042897807]
[425,null,null,null,null,null,null,null,null,"","","","",760,0,null,31.239828365949499,33.432731097800598,65.614237275076405,34.191111769905497,37.136025005027498,66.353590042897807]
[426,null,null,null,null,null,null,null,null,"","","","",760,0,null,31.239828365949499,33.432731097800598,65.614237275076405,34.191111769905497,37.136025005027498,66.353590042897807]
[427,null,null,null,null,null,null,null,null,"","","","",760,0,null,31.239828365949499,33.432731097800598,65.614237275076405,34.191111769905497,37.136025005027498,66.353590042897807]
[428,null,null,null,null,null,null,null,null,"","","","",760,0,null,31.239828365949499,33.432731097800598,65.614237275076405,34.191111769905497,37.136025005027498,66.353590042897807]
[429,null,null,null,null,null,null,null,null,"","","","",760,0,null,31.239828365949499,33.432731097800598,65.614237275076405,34.191111769905497,37.136025005027498,66.353590042897807]
[430,null,null,null,null,null,null,null,null,"","","","",760,0,null,31.239828365949499,33.432731097800598,65.614237275076405,34.191111769905497,37.136025005027498,66.353590042897807]
[431,null,null,null,null,null,null,null,null,"","","","",760,0,null,31.239828365949499,33.432731097800598,65.614237275076405,34.191111769905497,37.136025005027498,66.353590042897807]
[432,null,null,null,null,null,null,null,null,"","","","",760,0,null,31.239828365949499,33.432731097800598,65.614237275076405,34.191111769905497,37.136025005027498,66.353590042897807]
[433,null,null,null,null,null,null,null,null,"","","","",760,0,null,31.239828365949499,33.432731097800598,65.614237275076405,34.191111769905497,37.136025005027498,66.353590042897807]
[434,null,null,null,null,null,null,null,null,"","","","",760,0,null,31.239828365949499,33.432731097800598,65.614237275076405,34.191111769905497,37.136025005027498,66.353590042897807]
[435,null,null,null,null,null,null,null,null,"","","","",760,0,null,31.239828365949499,33.432731097800598,65.614237275076405,34.191111769905497,37.136025005027498,66.353590042897807]
[436,null,null,null,null,null,null,null,null,"","","","",760,0,null,31.239828365949499,33.432731097800598,65.614237275076405,34.191111769905497,37.136025005027498,66.353590042897807]
[437,null,null,null,null,null,null,null,null,"","","","",760,0,null,31.239828365949499,33.432731097800598,65.614237275076405,34.191111769905497,37.136025005027498,66.353590042897807]
[438,null,null,null,null,null,null,null,null,"","","","",760,0,null,31.239828365949499,33.432731097800598,65.614237275076405,34.191111769905497,37.136025005027498,66.353590042897807]
[439,null,null,null,null,null,null,null,null,"","","","",760,0,null,31.239828365949499,33.432731097800598,65.614237275076405,34.191111769905497,37.136025005027498,66.353590042897807]
[440,null,null,null,null,null,null,null,null,"","","","",760,0,null,31.239828365949499,33.432731097800598,65.614237275076405,34.191111769905497,37.136025005027498,66.353590042897807]
[441,null,null,null,null,null,null,null,null,"","","","",760,0,null,31.239828365949499,33.432731097800598,65.614237275076405,34.191111769905497,37.136025005027498,66.353590042897807]
[442,null,null,null,null,null,null,null,null,"","","","",760,0,null,31.239828365949499,33.432731097800598,65.614237275076405,34.191111769905497,37.136025005027498,66.353590042897807]
[443,null,null,null,null,null,null,null,null,"","","","",760,0,null,31.239828365949499,33.432731097800598,65.614237275076405,34.191111769905497,37.136025005027498,66.353590042897807]
[444,null,null,null,null,null,null,null,null,"","","","",760,0,null,31.239828365949499,33.432731097800598,65.614237275076405,34.191111769905497,37.136025005027498,66.353590042897807]
[445,null,null,null,null,null,null,null,null,"","","","",760,0,null,31.239828365949499,33.432731097800598,65.614237275076405,34.191111769905497,37.136025005027498,66.353590042897807]
[446,null,null,null,null,null,null,null,null,"","","","",760,0,null,31.239828365949499,33.432731097800598,65.614237275076405,34.191111769905497,37.136025005027498,66.353590042897807]
[447,null,null,null,null,null,null,null,null,"","","","",760,0,null,31.239828365949499,33.432731097800598,65.614237275076405,34.191111769905497,37.136025005027498,66.353590042897807]
[448,null,null,null,null,null,null,null,null,"","","","",760,0,null,31.239828365949499,33.432731097800598,65.614237275076405,34.191111769905497,37.136025005027498,66.353590042897807]
[449,null,null,null,null,null,null,null,null,{"$f":"IF(OR(ISBLANK($E454),ISBLANK($F454)),\"\",(EXP((-139.34411+(157570.1/($F454+273.15)-(66423080/($F454+273.15)^2)+(12438000000/($F454+273.15)^3)-(862194900000/($F454+273.15)^4))-($O454*(0.017674-(10.754/($F454+273.15))+(2140.7/($F454+273.15)^2))))))*($N454/760)*((1-((EXP(11.8581-(3840.7/($F454+273.15))-(216961/($F454+273.15)^2)))/($N454/760)))*(1-(0.000975-(0.00001426*$F454)+(0.00000006436*$F454^2))*($N454/760)))/((1-(EXP(11.8581-(3840.7/($F454+273.15))-(216961/($F454+273.15)^2))))*(1-(0.000975-(0.00001426*$F454)+(0.00000006436*$F454^2)))))","v":""},"","","",760,{"$f":"IF(AND(ISBLANK($G454),ISBLANK($H454)),0,IF(ISBLANK($G454),IF($H454=0,0,(0.008-(0.1692*((($H454*(1+0.0191*($F454-25))/10000)/4.2914)/((1+(($N454/760*1.01325)*(0.000207-(0.0000000637*($N454/760*1.01325))+(0.000000000003989*($N454/760*1.01325)^2))/(1+(0.03426*$F454)+(0.0004464*$F454^2)+(0.4215-0.003107*$F454)*((($H454*(1+0.0191*($F454-25))/10000)/4.2914)))))*(0.6766097+0.0200564*$F454+0.0001104259*$F454^2-0.00000069698*$F454^3+0.0000000010031*$F454^4)))^0.5)+(25.3851*((($H454*(1+0.0191*($F454-25))/10000)/4.2914)/((1+(($N454/760*1.01325)*(0.000207-(0.0000000637*($N454/760*1.01325))+(0.000000000003989*($N454/760*1.01325)^2))/(1+(0.03426*$F454)+(0.0004464*$F454^2)+(0.4215-0.003107*$F454)*((($H454*(1+0.0191*($F454-25))/10000)/4.2914)))))*(0.6766097+0.0200564*$F454+0.0001104259*$F454^2-0.00000069698*$F454^3+0.0000000010031*$F454^4))))+(14.0941*((($H454*(1+0.0191*($F454-25))/10000)/4.2914)/((1+(($N454/760*1.01325)*(0.000207-(0.0000000637*($N454/760*1.01325))+(0.000000000003989*($N454/760*1.01325)^2))/(1+(0.03426*$F454)+(0.0004464*$F454^2)+(0.4215-0.003107*$F454)*((($H454*(1+0.0191*($F454-25))/10000)/4.2914)))))*(0.6766097+0.0200564*$F454+0.0001104259*$F454^2-0.00000069698*$F454^3+0.0000000010031*$F454^4)))^1.5)-(7.0261*((($H454*(1+0.0191*($F454-25))/10000)/4.2914)/((1+(($N454/760*1.01325)*(0.000207-(0.0000000637*($N454/760*1.01325))+(0.000000000003989*($N454/760*1.01325)^2))/(1+(0.03426*$F454)+(0.0004464*$F454^2)+(0.4215-0.003107*$F454)*((($H454*(1+0.0191*($F454-25))/10000)/4.2914)))))*(0.6766097+0.0200564*$F454+0.0001104259*$F454^2-0.00000069698*$F454^3+0.0000000010031*$F454^4)))^2)+(2.7081*((($H454*(1+0.0191*($F454-25))/10000)/4.2914)/((1+(($N454/760*1.01325)*(0.000207-(0.0000000637*($N454/760*1.01325))+(0.000000000003989*($N454/760*1.01325)^2))/(1+(0.03426*$F454)+(0.0004464*$F454^2)+(0.4215-0.003107*$F454)*((($H454*(1+0.0191*($F454-25))/10000)/4.2914)))))*(0.6766097+0.0200564*$F454+0.0001104259*$F454^2-0.00000069698*$F454^3+0.0000000010031*$F454^4)))^2.5)+(($F454-15)/(1+0.0162*($F454-15))*(0.0005-0.0056*((($H454*(1+0.0191*($F454-25))/10000)/4.2914)/((1+(($N454/760*1.01325)*(0.000207-(0.0000000637*($N454/760*1.01325))+(0.000000000003989*($N454/760*1.01325)^2))/(1+(0.03426*$F454)+(0.0004464*$F454^2)+(0.4215-0.003107*$F454)*((($H454*(1+0.0191*($F454-25))/10000)/4.2914)))))*(0.6766097+0.0200564*$F454+0.0001104259*$F454^2-0.00000069698*$F454^3+0.0000000010031*$F454^4)))^0.5-0.0066*((($H454*(1+0.0191*($F454-25))/10000)/4.2914)/((1+(($N454/760*1.01325)*(0.000207-(0.0000000637*($N454/760*1.01325))+(0.000000000003989*($N454/760*1.01325)^2))/(1+(0.03426*$F454)+(0.0004464*$F454^2)+(0.4215-0.003107*$F454)*((($H454*(1+0.0191*($F454-25))/10000)/4.2914)))))*(0.6766097+0.0200564*$F454+0.0001104259*$F454^2-0.00000069698*$F454^3+0.0000000010031*$F454^4)))-0.0375*((($H454*(1+0.0191*($F454-25))/10000)/4.2914)/((1+(($N454/760*1.01325)*(0.000207-(0.0000000637*($N454/760*1.01325))+(0.000000000003989*($N454/760*1.01325)^2))/(1+(0.03426*$F454)+(0.0004464*$F454^2)+(0.4215-0.003107*$F454)*((($H454*(1+0.0191*($F454-25))/10000)/4.2914)))))*(0.6766097+0.0200564*$F454+0.0001104259*$F454^2-0.00000069698*$F454^3+0.0000000010031*$F454^4)))^1.5+0.0636*((($H454*(1+0.0191*($F454-25))/10000)/4.2914)/((1+(($N454/760*1.01325)*(0.000207-(0.0000000637*($N454/760*1.01325))+(0.000000000003989*($N454/760*1.01325)^2))/(1+(0.03426*$F454)+(0.0004464*$F454^2)+(0.4215-0.003107*$F454)*((($H454*(1+0.0191*($F454-25))/10000)/4.2914)))))*(0.6766097+0.0200564*$F454+0.0001104259*$F454^2-0.00000069698*$F454^3+0.0000000010031*$F454^4)))^2-0.0144*((($H454*(1+0.0191*($F454-25))/10000)/4.2914)/((1+(($N454/760*1.01325)*(0.000207-(0.0000000637*($N454/760*1.01325))+(0.000000000003989*($N454/760*1.01325)^2))/(1+(0.03426*$F454)+(0.0004464*$F454^2)+(0.4215-0.003107*$F454)*((($H454*(1+0.0191*($F454-25))/10000)/4.2914)))))*(0.6766097+0.0200564*$F454+0.0001104259*$F454^2-0.00000069698*$F454^3+0.0000000010031*$F454^4)))^2.5)))-(0.008/(1+(1.5*400*((($H454*(1+0.0191*($F454-25))/10000)/4.2914)/((1+(($N454/760*1.01325)*(0.000207-(0.0000000637*($N454/760*1.01325))+(0.000000000003989*($N454/760*1.01325)^2))/(1+(0.03426*$F454)+(0.0004464*$F454^2)+(0.4215-0.003107*$F454)*((($H454*(1+0.0191*($F454-25))/10000)/4.2914)))))*(0.6766097+0.0200564*$F454+0.0001104259*$F454^2-0.00000069698*$F454^3+0.0000000010031*$F454^4))))+(400*((($H454*(1+0.0191*($F454-25))/10000)/4.2914)/((1+(($N454/760*1.01325)*(0.000207-(0.0000000637*($N454/760*1.01325))+(0.000000000003989*($N454/760*1.01325)^2))/(1+(0.03426*$F454)+(0.0004464*$F454^2)+(0.4215-0.003107*$F454)*((($H454*(1+0.0191*($F454-25))/10000)/4.2914)))))*(0.6766097+0.0200564*$F454+0.0001104259*$F454^2-0.00000069698*$F454^3+0.0000000010031*$F454^4))))^2))-((0.0005*($F454-15)/(1+0.0162*($F454-15)))/(1+(100*((($H454*(1+0.0191*($F454-25))/10000)/4.2914)/((1+(($N454/760*1.01325)*(0.000207-(0.0000000637*($N454/760*1.01325))+(0.000000000003989*($N454/760*1.01325)^2))/(1+(0.03426*$F454)+(0.0004464*$F454^2)+(0.4215-0.003107*$F454)*((($H454*(1+0.0191*($F454-25))/10000)/4.2914)))))*(0.6766097+0.0200564*$F454+0.0001104259*$F454^2-0.00000069698*$F454^3+0.0000000010031*$F454^4))))^0.5+(100*((($H454*(1+0.0191*($F454-25))/10000)/4.2914)/((1+(($N454/760*1.01325)*(0.000207-(0.0000000637*($N454/760*1.01325))+(0.000000000003989*($N454/760*1.01325)^2))/(1+(0.03426*$F454)+(0.0004464*$F454^2)+(0.4215-0.003107*$F454)*((($H454*(1+0.0191*($F454-25))/10000)/4.2914)))))*(0.6766097+0.0200564*$F454+0.0001104259*$F454^2-0.00000069698*$F454^3+0.0000000010031*$F454^4))))^1.5))),$G454))","v":0},null,{"$f":"1.18443700433286E-13*(HOUR($D454)*60+MINUTE($D454))^5 - 4.14323598958596E-10*(HOUR($D454)*60+MINUTE($D454))^4 + 4.77287727122539E-07*(HOUR($D454)*60+MINUTE($D454))^3 - 0.000196917585728373*(HOUR($D454)*60+MINUTE($D454))^2 + 0.0231405627601475*(HOUR($D454)*60+MINUTE($D454)) + 31.2398283659495","v":31.239828365949499},{"$f":"1.98879987167155E-13*(HOUR($D454)*60+MINUTE($D454))^5 - 6.89410992615642E-10*(HOUR($D454)*60+MINUTE($D454))^4 + 7.83730333422071E-07*(HOUR($D454)*60+MINUTE($D454))^3 - 0.00031597890334556*(HOUR($D454)*60+MINUTE($D454))^2 + 0.0355135105918976*(HOUR($D454)*60+MINUTE($D454)) + 33.4327310978006","v":33.432731097800598},{"$f":"9.08511511657608E-14*(HOUR($D454)*60+MINUTE($D454))^5 - 2.99407211249053E-10*(HOUR($D454)*60+MINUTE($D454))^4 + 3.1560253348998E-07*(HOUR($D454)*60+MINUTE($D454))^3 - 0.000108510891323021*(HOUR($D454)*60+MINUTE($D454))^2 + 0.00628484730145829*(HOUR($D454)*60+MINUTE($D454)) + 65.6142372750764","v":65.614237275076405},{"$f":"1.45776613020539E-13*(HOUR($D454)*60+MINUTE($D454))^5-5.56072270585461E-10*(HOUR($D454)*60+MINUTE($D454))^4+7.06833400255548E-07*(HOUR($D454)*60+MINUTE($D454))^3-0.000318788465226261*(HOUR($D454)*60+MINUTE($D454))^2+0.0281711711660364*(HOUR($D454)*60+MINUTE($D454))+34.1911117699055","v":34.191111769905497},{"$f":"1.37090283182826E-13*(HOUR($D454)*60+MINUTE($D454))^5 - 5.04960255463897E-10*(HOUR($D454)*60+MINUTE($D454))^4 + 6.13524315934422E-07*(HOUR($D454)*60+MINUTE($D454))^3 - 0.00025817433468811*(HOUR($D454)*60+MINUTE($D454))^2 + 0.0195966892410979*(HOUR($D454)*60+MINUTE($D454)) + 37.1360250050275","v":37.136025005027498},{"$f":"7.11895278892582E-14*(HOUR($D454)*60+MINUTE($D454))^5-2.64195273421019E-10*(HOUR($D454)*60+MINUTE($D454))^4 + 3.22473039456213E-07*(HOUR($D454)*60+MINUTE($D454))^3 - 0.00013606873481109*(HOUR($D454)*60+MINUTE($D454))^2 + 0.0107100719720847*(HOUR($D454)*60+MINUTE($D454))+66.3535900428978","v":66.353590042897807}]
[450,null,null,null,null,null,null,null,null,"","","","",760,0,null,31.239828365949499,33.432731097800598,65.614237275076405,34.191111769905497,37.136025005027498,66.353590042897807]
[451,null,null,null,null,null,null,null,null,"","","","",760,0,null,31.239828365949499,33.432731097800598,65.614237275076405,34.191111769905497,37.136025005027498,66.353590042897807]
[452,null,null,null,null,null,null,null,null,"","","","",760,0,null,31.239828365949499,33.432731097800598,65.614237275076405,34.191111769905497,37.136025005027498,66.353590042897807]
[453,null,null,null,null,null,null,null,null,"",{"$f":"IF(OR(ISBLANK(E458),ISBLANK(F458)),\"\",E458/J458*100)","v":""},{"$f":"IF(AND(ISBLANK($B458),ISBLANK($C458),ISBLANK($D458)),\"\",IF(OR(ISBLANK($B458),ISBLANK($C458),ISBLANK($D458)),\"Must Enter All Required Data\",IF($O458>2.7,42,IF(AND($O458=0,OR($B458=\"Marine\",$C458=\"Estuary/Marine\")),42,IF(OR(CONCATENATE($B458,\"-\",$C458)=\"Peninsula-Lake/Wetland\",CONCATENATE($B458,\"-\",$C458)=\"Everglades-Lake/Wetland\"),U458,IF(OR(CONCATENATE($B458,\"-\",$C458)=\"Northeast-Lake/Wetland\",CONCATENATE($B458,\"-\",$C458)=\"Big Bend-Lake/Wetland\"),T458,IF(CONCATENATE($B458,\"-\",$C458)=\"Panhandle West-Lake/Wetland\",V458,IF(OR(CONCATENATE($B458,\"-\",$C458)=\"Peninsula-Stream/Canal\",CONCATENATE($B458,\"-\",$C458)=\"Everglades-Stream/Canal\"),R458,IF(OR(CONCATENATE($B458,\"-\",$C458)=\"Northeast-Stream/Canal\",CONCATENATE($B458,\"-\",$C458)=\"Big Bend-Stream/Canal\"),Q458,IF(CONCATENATE($B458,\"-\",$C458)=\"Panhandle West-Stream/Canal\",S458,\"Error! Check Entries\"))))))))))","v":""},{"$f":"IF(O458>2.7,\"Marine Criteria Apply, No time of day adjustment.\",IF(AND(O458=0,OR(B458=\"Marine\",C458=\"Estuary/Marine\")),\"Marine Criteria Apply, No time of day adjustment.\",IF(AND($O458<=2.7,OR($B458=\"Marine\",$C458=\"Estuary/Marine\")),\"Salinity and Bioregion or Waterbody Type Don't Agree\",\"\")))","v":""},{"$f":"IF(ISBLANK(I458),760,I458)","v":760},0,null,31.239828365949499,33.432731097800598,65.614237275076405,34.191111769905497,37.136025005027498,66.353590042897807]
[454,null,null,null,null,null,null,null,null,"","","","",760,0,null,31.239828365949499,33.432731097800598,65.614237275076405,34.191111769905497,37.136025005027498,66.353590042897807]
[455,null,null,null,null,null,null,null,null,"","","","",760,0,null,31.239828365949499,33.432731097800598,65.614237275076405,34.191111769905497,37.136025005027498,66.353590042897807]
[456,null,null,null,null,null,null,null,null,"","","","",760,0,null,31.239828365949499,33.432731097800598,65.614237275076405,34.191111769905497,37.136025005027498,66.353590042897807]
[457,null,null,null,null,null,null,null,null,"","","","",760,0,null,31.239828365949499,33.432731097800598,65.614237275076405,34.191111769905497,37.136025005027498,66.353590042897807]
[458,null,null,null,null,null,null,null,null,"","","","",760,0,null,31.239828365949499,33.432731097800598,65.614237275076405,34.191111769905497,37.136025005027498,66.353590042897807]
[459,null,null,null,null,null,null,null,null,"","","","",760,0,null,31.239828365949499,33.432731097800598,65.614237275076405,34.191111769905497,37.136025005027498,66.353590042897807]
[460,null,null,null,null,null,null,null,null,"","","","",760,0,null,31.239828365949499,33.432731097800598,65.614237275076405,34.191111769905497,37.136025005027498,66.353590042897807]
[461,null,null,null,null,null,null,null,null,"","","","",760,0,null,31.239828365949499,33.432731097800598,65.614237275076405,34.191111769905497,37.136025005027498,66.353590042897807]
[462,null,null,null,null,null,null,null,null,"","","","",760,0,null,31.239828365949499,33.432731097800598,65.614237275076405,34.191111769905497,37.136025005027498,66.353590042897807]
[463,null,null,null,null,null,null,null,null,"","","","",760,0,null,31.239828365949499,33.432731097800598,65.614237275076405,34.191111769905497,37.136025005027498,66.353590042897807]
[464,null,null,null,null,null,null,null,null,"","","","",760,0,null,31.239828365949499,33.432731097800598,65.614237275076405,34.191111769905497,37.136025005027498,66.353590042897807]
[465,null,null,null,null,null,null,null,null,"","","","",760,0,null,31.239828365949499,33.432731097800598,65.614237275076405,34.191111769905497,37.136025005027498,66.353590042897807]
[466,null,null,null,null,null,null,null,null,"","","","",760,0,null,31.239828365949499,33.432731097800598,65.614237275076405,34.191111769905497,37.136025005027498,66.353590042897807]
[467,null,null,null,null,null,null,null,null,"","","","",760,0,null,31.239828365949499,33.432731097800598,65.614237275076405,34.191111769905497,37.136025005027498,66.353590042897807]
[468,null,null,null,null,null,null,null,null,"","","","",760,0,null,31.239828365949499,33.432731097800598,65.614237275076405,34.191111769905497,37.136025005027498,66.353590042897807]
[469,null,null,null,null,null,null,null,null,"","","","",760,0,null,31.239828365949499,33.432731097800598,65.614237275076405,34.191111769905497,37.136025005027498,66.353590042897807]
[470,null,null,null,null,null,null,null,null,"","","","",760,0,null,31.239828365949499,33.432731097800598,65.614237275076405,34.191111769905497,37.136025005027498,66.353590042897807]
[471,null,null,null,null,null,null,null,null,"","","","",760,0,null,31.239828365949499,33.432731097800598,65.614237275076405,34.191111769905497,37.136025005027498,66.353590042897807]
[472,null,null,null,null,null,null,null,null,"","","","",760,0,null,31.239828365949499,33.432731097800598,65.614237275076405,34.191111769905497,37.136025005027498,66.353590042897807]
[473,null,null,null,null,null,null,null,null,"","","","",760,0,null,31.239828365949499,33.432731097800598,65.614237275076405,34.191111769905497,37.136025005027498,66.353590042897807]
[474,null,null,null,null,null,null,null,null,"","","","",760,0,null,31.239828365949499,33.432731097800598,65.614237275076405,34.191111769905497,37.136025005027498,66.353590042897807]
[475,null,null,null,null,null,null,null,null,"","","","",760,0,null,31.239828365949499,33.432731097800598,65.614237275076405,34.191111769905497,37.136025005027498,66.353590042897807]
[476,null,null,null,null,null,null,null,null,"","","","",760,0,null,31.239828365949499,33.432731097800598,65.614237275076405,34.191111769905497,37.136025005027498,66.353590042897807]
[477,null,null,null,null,null,null,null,null,"","","","",760,0,null,31.239828365949499,33.432731097800598,65.614237275076405,34.191111769905497,37.136025005027498,66.353590042897807]
[478,null,null,null,null,null,null,null,null,"","","","",760,0,null,31.239828365949499,33.432731097800598,65.614237275076405,34.191111769905497,37.136025005027498,66.353590042897807]
[479,null,null,null,null,null,null,null,null,"","","","",760,0,null,31.239828365949499,33.432731097800598,65.614237275076405,34.191111769905497,37.136025005027498,66.353590042897807]
[480,null,null,null,null,null,null,null,null,"","","","",760,0,null,31.239828365949499,33.432731097800598,65.614237275076405,34.191111769905497,37.136025005027498,66.353590042897807]
[481,null,null,null,null,null,null,null,null,"","","","",760,0,null,31.239828365949499,33.432731097800598,65.614237275076405,34.191111769905497,37.136025005027498,66.353590042897807]
[482,null,null,null,null,null,null,null,null,"","","","",760,0,null,31.239828365949499,33.432731097800598,65.614237275076405,34.191111769905497,37.136025005027498,66.353590042897807]
[483,null,null,null,null,null,null,null,null,"","","","",760,0,null,31.239828365949499,33.432731097800598,65.614237275076405,34.191111769905497,37.136025005027498,66.353590042897807]
[484,null,null,null,null,null,null,null,null,"","","","",760,0,null,31.239828365949499,33.432731097800598,65.614237275076405,34.191111769905497,37.136025005027498,66.353590042897807]
[485,null,null,null,null,null,null,null,null,"","","","",760,0,null,31.239828365949499,33.432731097800598,65.614237275076405,34.191111769905497,37.136025005027498,66.353590042897807]
[486,null,null,null,null,null,null,null,null,"","","","",760,0,null,31.239828365949499,33.432731097800598,65.614237275076405,34.191111769905497,37.136025005027498,66.353590042897807]
[487,null,null,null,null,null,null,null,null,"","","","",760,0,null,31.239828365949499,33.432731097800598,65.614237275076405,34.191111769905497,37.136025005027498,66.353590042897807]
[488,null,null,null,null,null,null,null,null,"","","","",760,0,null,31.239828365949499,33.432731097800598,65.614237275076405,34.191111769905497,37.136025005027498,66.353590042897807]
[489,null,null,null,null,null,null,null,null,"","","","",760,0,null,31.239828365949499,33.432731097800598,65.614237275076405,34.191111769905497,37.136025005027498,66.353590042897807]
[490,null,null,null,null,null,null,null,null,"","","","",760,0,null,31.239828365949499,33.432731097800598,65.614237275076405,34.191111769905497,37.136025005027498,66.353590042897807]
[491,null,null,null,null,null,null,null,null,"","","","",760,0,null,31.239828365949499,33.432731097800598,65.614237275076405,34.191111769905497,37.136025005027498,66.353590042897807]
[492,null,null,null,null,null,null,null,null,"","","","",760,0,null,31.239828365949499,33.432731097800598,65.614237275076405,34.191111769905497,37.136025005027498,66.353590042897807]
[493,null,null,null,null,null,null,null,null,"","","","",760,0,null,31.239828365949499,33.432731097800598,65.614237275076405,34.191111769905497,37.136025005027498,66.353590042897807]
[494,null,null,null,null,null,null,null,null,"","","","",760,0,null,31.239828365949499,33.432731097800598,65.614237275076405,34.191111769905497,37.136025005027498,66.353590042897807]
[495,null,null,null,null,null,null,null,null,"","","","",760,0,null,31.239828365949499,33.432731097800598,65.614237275076405,34.191111769905497,37.136025005027498,66.353590042897807]
[496,null,null,null,null,null,null,null,null,"","","","",760,0,null,31.239828365949499,33.432731097800598,65.614237275076405,34.191111769905497,37.136025005027498,66.353590042897807]
[497,null,null,null,null,null,null,null,null,"","","","",760,0,null,31.239828365949499,33.432731097800598,65.614237275076405,34.191111769905497,37.136025005027498,66.353590042897807]
[498,null,null,null,null,null,null,null,null,"","","","",760,0,null,31.239828365949499,33.432731097800598,65.614237275076405,34.191111769905497,37.136025005027498,66.353590042897807]
[499,null,null,null,null,null,null,null,null,"","","","",760,0,null,31.239828365949499,33.432731097800598,65.614237275076405,34.191111769905497,37.136025005027498,66.353590042897807]
[500,null,null,null,null,null,null,null,null,"","","","",760,0,null,31.239828365949499,33.432731097800598,65.614237275076405,34.191111769905497,37.136025005027498,66.353590042897807]
[501,null,null,null,null,null,null,null,null,"","","","",760,0,null,31.239828365949499,33.432731097800598,65.614237275076405,34.191111769905497,37.136025005027498,66.353590042897807]
[502,null,null,null,null,null,null,null,null,"","","","",760,0,null,31.239828365949499,33.432731097800598,65.614237275076405,34.191111769905497,37.136025005027498,66.353590042897807]
[503,null,null,null,null,null,null,null,null,"","","","",760,0,null,31.239828365949499,33.432731097800598,65.614237275076405,34.191111769905497,37.136025005027498,66.353590042897807]
[504,null,null,null,null,null,null,null,null,"","","","",760,0,null,31.239828365949499,33.432731097800598,65.614237275076405,34.191111769905497,37.136025005027498,66.353590042897807]
[505,null,null,null,null,null,null,null,null,"","","","",760,0,null,31.239828365949499,33.432731097800598,65.614237275076405,34.191111769905497,37.136025005027498,66.353590042897807]
[506,null,null,null,null,null,null,null,null,"","","","",760,0,null,31.239828365949499,33.432731097800598,65.614237275076405,34.191111769905497,37.136025005027498,66.353590042897807]
[507,null,null,null,null,null,null,null,null,"","","","",760,0,null,31.239828365949499,33.432731097800598,65.614237275076405,34.191111769905497,37.136025005027498,66.353590042897807]
[508,null,null,null,null,null,null,null,null,"","","","",760,0,null,31.239828365949499,33.432731097800598,65.614237275076405,34.191111769905497,37.136025005027498,66.353590042897807]
[509,null,null,null,null,null,null,null,null,"","","","",760,0,null,31.239828365949499,33.432731097800598,65.614237275076405,34.191111769905497,37.136025005027498,66.353590042897807]
[510,null,null,null,null,null,null,null,null,"","","","",760,0,null,31.239828365949499,33.432731097800598,65.614237275076405,34.191111769905497,37.136025005027498,66.353590042897807]
[511,null,null,null,null,null,null,null,null,"","","","",760,0,null,31.239828365949499,33.432731097800598,65.614237275076405,34.191111769905497,37.136025005027498,66.353590042897807]
[512,null,null,null,null,null,null,null,null,"","","","",760,0,null,31.239828365949499,33.432731097800598,65.614237275076405,34.191111769905497,37.136025005027498,66.353590042897807]
[513,null,null,null,null,null,null,null,null,{"$f":"IF(OR(ISBLANK($E518),ISBLANK($F518)),\"\",(EXP((-139.34411+(157570.1/($F518+273.15)-(66423080/($F518+273.15)^2)+(12438000000/($F518+273.15)^3)-(862194900000/($F518+273.15)^4))-($O518*(0.017674-(10.754/($F518+273.15))+(2140.7/($F518+273.15)^2))))))*($N518/760)*((1-((EXP(11.8581-(3840.7/($F518+273.15))-(216961/($F518+273.15)^2)))/($N518/760)))*(1-(0.000975-(0.00001426*$F518)+(0.00000006436*$F518^2))*($N518/760)))/((1-(EXP(11.8581-(3840.7/($F518+273.15))-(216961/($F518+273.15)^2))))*(1-(0.000975-(0.00001426*$F518)+(0.00000006436*$F518^2)))))","v":""},"","","",760,{"$f":"IF(AND(ISBLANK($G518),ISBLANK($H518)),0,IF(ISBLANK($G518),IF($H518=0,0,(0.008-(0.1692*((($H518*(1+0.0191*($F518-25))/10000)/4.2914)/((1+(($N518/760*1.01325)*(0.000207-(0.0000000637*($N518/760*1.01325))+(0.000000000003989*($N518/760*1.01325)^2))/(1+(0.03426*$F518)+(0.0004464*$F518^2)+(0.4215-0.003107*$F518)*((($H518*(1+0.0191*($F518-25))/10000)/4.2914)))))*(0.6766097+0.0200564*$F518+0.0001104259*$F518^2-0.00000069698*$F518^3+0.0000000010031*$F518^4)))^0.5)+(25.3851*((($H518*(1+0.0191*($F518-25))/10000)/4.2914)/((1+(($N518/760*1.01325)*(0.000207-(0.0000000637*($N518/760*1.01325))+(0.000000000003989*($N518/760*1.01325)^2))/(1+(0.03426*$F518)+(0.0004464*$F518^2)+(0.4215-0.003107*$F518)*((($H518*(1+0.0191*($F518-25))/10000)/4.2914)))))*(0.6766097+0.0200564*$F518+0.0001104259*$F518^2-0.00000069698*$F518^3+0.0000000010031*$F518^4))))+(14.0941*((($H518*(1+0.0191*($F518-25))/10000)/4.2914)/((1+(($N518/760*1.01325)*(0.000207-(0.0000000637*($N518/760*1.01325))+(0.000000000003989*($N518/760*1.01325)^2))/(1+(0.03426*$F518)+(0.0004464*$F518^2)+(0.4215-0.003107*$F518)*((($H518*(1+0.0191*($F518-25))/10000)/4.2914)))))*(0.6766097+0.0200564*$F518+0.0001104259*$F518^2-0.00000069698*$F518^3+0.0000000010031*$F518^4)))^1.5)-(7.0261*((($H518*(1+0.0191*($F518-25))/10000)/4.2914)/((1+(($N518/760*1.01325)*(0.000207-(0.0000000637*($N518/760*1.01325))+(0.000000000003989*($N518/760*1.01325)^2))/(1+(0.03426*$F518)+(0.0004464*$F518^2)+(0.4215-0.003107*$F518)*((($H518*(1+0.0191*($F518-25))/10000)/4.2914)))))*(0.6766097+0.0200564*$F518+0.0001104259*$F518^2-0.00000069698*$F518^3+0.0000000010031*$F518^4)))^2)+(2.7081*((($H518*(1+0.0191*($F518-25))/10000)/4.2914)/((1+(($N518/760*1.01325)*(0.000207-(0.0000000637*($N518/760*1.01325))+(0.000000000003989*($N518/760*1.01325)^2))/(1+(0.03426*$F518)+(0.0004464*$F518^2)+(0.4215-0.003107*$F518)*((($H518*(1+0.0191*($F518-25))/10000)/4.2914)))))*(0.6766097+0.0200564*$F518+0.0001104259*$F518^2-0.00000069698*$F518^3+0.0000000010031*$F518^4)))^2.5)+(($F518-15)/(1+0.0162*($F518-15))*(0.0005-0.0056*((($H518*(1+0.0191*($F518-25))/10000)/4.2914)/((1+(($N518/760*1.01325)*(0.000207-(0.0000000637*($N518/760*1.01325))+(0.000000000003989*($N518/760*1.01325)^2))/(1+(0.03426*$F518)+(0.0004464*$F518^2)+(0.4215-0.003107*$F518)*((($H518*(1+0.0191*($F518-25))/10000)/4.2914)))))*(0.6766097+0.0200564*$F518+0.0001104259*$F518^2-0.00000069698*$F518^3+0.0000000010031*$F518^4)))^0.5-0.0066*((($H518*(1+0.0191*($F518-25))/10000)/4.2914)/((1+(($N518/760*1.01325)*(0.000207-(0.0000000637*($N518/760*1.01325))+(0.000000000003989*($N518/760*1.01325)^2))/(1+(0.03426*$F518)+(0.0004464*$F518^2)+(0.4215-0.003107*$F518)*((($H518*(1+0.0191*($F518-25))/10000)/4.2914)))))*(0.6766097+0.0200564*$F518+0.0001104259*$F518^2-0.00000069698*$F518^3+0.0000000010031*$F518^4)))-0.0375*((($H518*(1+0.0191*($F518-25))/10000)/4.2914)/((1+(($N518/760*1.01325)*(0.000207-(0.0000000637*($N518/760*1.01325))+(0.000000000003989*($N518/760*1.01325)^2))/(1+(0.03426*$F518)+(0.0004464*$F518^2)+(0.4215-0.003107*$F518)*((($H518*(1+0.0191*($F518-25))/10000)/4.2914)))))*(0.6766097+0.0200564*$F518+0.0001104259*$F518^2-0.00000069698*$F518^3+0.0000000010031*$F518^4)))^1.5+0.0636*((($H518*(1+0.0191*($F518-25))/10000)/4.2914)/((1+(($N518/760*1.01325)*(0.000207-(0.0000000637*($N518/760*1.01325))+(0.000000000003989*($N518/760*1.01325)^2))/(1+(0.03426*$F518)+(0.0004464*$F518^2)+(0.4215-0.003107*$F518)*((($H518*(1+0.0191*($F518-25))/10000)/4.2914)))))*(0.6766097+0.0200564*$F518+0.0001104259*$F518^2-0.00000069698*$F518^3+0.0000000010031*$F518^4)))^2-0.0144*((($H518*(1+0.0191*($F518-25))/10000)/4.2914)/((1+(($N518/760*1.01325)*(0.000207-(0.0000000637*($N518/760*1.01325))+(0.000000000003989*($N518/760*1.01325)^2))/(1+(0.03426*$F518)+(0.0004464*$F518^2)+(0.4215-0.003107*$F518)*((($H518*(1+0.0191*($F518-25))/10000)/4.2914)))))*(0.6766097+0.0200564*$F518+0.0001104259*$F518^2-0.00000069698*$F518^3+0.0000000010031*$F518^4)))^2.5)))-(0.008/(1+(1.5*400*((($H518*(1+0.0191*($F518-25))/10000)/4.2914)/((1+(($N518/760*1.01325)*(0.000207-(0.0000000637*($N518/760*1.01325))+(0.000000000003989*($N518/760*1.01325)^2))/(1+(0.03426*$F518)+(0.0004464*$F518^2)+(0.4215-0.003107*$F518)*((($H518*(1+0.0191*($F518-25))/10000)/4.2914)))))*(0.6766097+0.0200564*$F518+0.0001104259*$F518^2-0.00000069698*$F518^3+0.0000000010031*$F518^4))))+(400*((($H518*(1+0.0191*($F518-25))/10000)/4.2914)/((1+(($N518/760*1.01325)*(0.000207-(0.0000000637*($N518/760*1.01325))+(0.000000000003989*($N518/760*1.01325)^2))/(1+(0.03426*$F518)+(0.0004464*$F518^2)+(0.4215-0.003107*$F518)*((($H518*(1+0.0191*($F518-25))/10000)/4.2914)))))*(0.6766097+0.0200564*$F518+0.0001104259*$F518^2-0.00000069698*$F518^3+0.0000000010031*$F518^4))))^2))-((0.0005*($F518-15)/(1+0.0162*($F518-15)))/(1+(100*((($H518*(1+0.0191*($F518-25))/10000)/4.2914)/((1+(($N518/760*1.01325)*(0.000207-(0.0000000637*($N518/760*1.01325))+(0.000000000003989*($N518/760*1.01325)^2))/(1+(0.03426*$F518)+(0.0004464*$F518^2)+(0.4215-0.003107*$F518)*((($H518*(1+0.0191*($F518-25))/10000)/4.2914)))))*(0.6766097+0.0200564*$F518+0.0001104259*$F518^2-0.00000069698*$F518^3+0.0000000010031*$F518^4))))^0.5+(100*((($H518*(1+0.0191*($F518-25))/10000)/4.2914)/((1+(($N518/760*1.01325)*(0.000207-(0.0000000637*($N518/760*1.01325))+(0.000000000003989*($N518/760*1.01325)^2))/(1+(0.03426*$F518)+(0.0004464*$F518^2)+(0.4215-0.003107*$F518)*((($H518*(1+0.0191*($F518-25))/10000)/4.2914)))))*(0.6766097+0.0200564*$F518+0.0001104259*$F518^2-0.00000069698*$F518^3+0.0000000010031*$F518^4))))^1.5))),$G518))","v":0},null,{"$f":"1.18443700433286E-13*(HOUR($D518)*60+MINUTE($D518))^5 - 4.14323598958596E-10*(HOUR($D518)*60+MINUTE($D518))^4 + 4.77287727122539E-07*(HOUR($D518)*60+MINUTE($D518))^3 - 0.000196917585728373*(HOUR($D518)*60+MINUTE($D518))^2 + 0.0231405627601475*(HOUR($D518)*60+MINUTE($D518)) + 31.2398283659495","v":31.239828365949499},{"$f":"1.98879987167155E-13*(HOUR($D518)*60+MINUTE($D518))^5 - 6.89410992615642E-10*(HOUR($D518)*60+MINUTE($D518))^4 + 7.83730333422071E-07*(HOUR($D518)*60+MINUTE($D518))^3 - 0.00031597890334556*(HOUR($D518)*60+MINUTE($D518))^2 + 0.0355135105918976*(HOUR($D518)*60+MINUTE($D518)) + 33.4327310978006","v":33.432731097800598},{"$f":"9.08511511657608E-14*(HOUR($D518)*60+MINUTE($D518))^5 - 2.99407211249053E-10*(HOUR($D518)*60+MINUTE($D518))^4 + 3.1560253348998E-07*(HOUR($D518)*60+MINUTE($D518))^3 - 0.000108510891323021*(HOUR($D518)*60+MINUTE($D518))^2 + 0.00628484730145829*(HOUR($D518)*60+MINUTE($D518)) + 65.6142372750764","v":65.614237275076405},{"$f":"1.45776613020539E-13*(HOUR($D518)*60+MINUTE($D518))^5-5.56072270585461E-10*(HOUR($D518)*60+MINUTE($D518))^4+7.06833400255548E-07*(HOUR($D518)*60+MINUTE($D518))^3-0.000318788465226261*(HOUR($D518)*60+MINUTE($D518))^2+0.0281711711660364*(HOUR($D518)*60+MINUTE($D518))+34.1911117699055","v":34.191111769905497},{"$f":"1.37090283182826E-13*(HOUR($D518)*60+MINUTE($D518))^5 - 5.04960255463897E-10*(HOUR($D518)*60+MINUTE($D518))^4 + 6.13524315934422E-07*(HOUR($D518)*60+MINUTE($D518))^3 - 0.00025817433468811*(HOUR($D518)*60+MINUTE($D518))^2 + 0.0195966892410979*(HOUR($D518)*60+MINUTE($D518)) + 37.1360250050275","v":37.136025005027498},{"$f":"7.11895278892582E-14*(HOUR($D518)*60+MINUTE($D518))^5-2.64195273421019E-10*(HOUR($D518)*60+MINUTE($D518))^4 + 3.22473039456213E-07*(HOUR($D518)*60+MINUTE($D518))^3 - 0.00013606873481109*(HOUR($D518)*60+MINUTE($D518))^2 + 0.0107100719720847*(HOUR($D518)*60+MINUTE($D518))+66.3535900428978","v":66.353590042897807}]
[514,null,null,null,null,null,null,null,null,"","","","",760,0,null,31.239828365949499,33.432731097800598,65.614237275076405,34.191111769905497,37.136025005027498,66.353590042897807]
[515,null,null,null,null,null,null,null,null,"","","","",760,0,null,31.239828365949499,33.432731097800598,65.614237275076405,34.191111769905497,37.136025005027498,66.353590042897807]
[516,null,null,null,null,null,null,null,null,"","","","",760,0,null,31.239828365949499,33.432731097800598,65.614237275076405,34.191111769905497,37.136025005027498,66.353590042897807]
[517,null,null,null,null,null,null,null,null,"",{"$f":"IF(OR(ISBLANK(E522),ISBLANK(F522)),\"\",E522/J522*100)","v":""},{"$f":"IF(AND(ISBLANK($B522),ISBLANK($C522),ISBLANK($D522)),\"\",IF(OR(ISBLANK($B522),ISBLANK($C522),ISBLANK($D522)),\"Must Enter All Required Data\",IF($O522>2.7,42,IF(AND($O522=0,OR($B522=\"Marine\",$C522=\"Estuary/Marine\")),42,IF(OR(CONCATENATE($B522,\"-\",$C522)=\"Peninsula-Lake/Wetland\",CONCATENATE($B522,\"-\",$C522)=\"Everglades-Lake/Wetland\"),U522,IF(OR(CONCATENATE($B522,\"-\",$C522)=\"Northeast-Lake/Wetland\",CONCATENATE($B522,\"-\",$C522)=\"Big Bend-Lake/Wetland\"),T522,IF(CONCATENATE($B522,\"-\",$C522)=\"Panhandle West-Lake/Wetland\",V522,IF(OR(CONCATENATE($B522,\"-\",$C522)=\"Peninsula-Stream/Canal\",CONCATENATE($B522,\"-\",$C522)=\"Everglades-Stream/Canal\"),R522,IF(OR(CONCATENATE($B522,\"-\",$C522)=\"Northeast-Stream/Canal\",CONCATENATE($B522,\"-\",$C522)=\"Big Bend-Stream/Canal\"),Q522,IF(CONCATENATE($B522,\"-\",$C522)=\"Panhandle West-Stream/Canal\",S522,\"Error! Check Entries\"))))))))))","v":""},{"$f":"IF(O522>2.7,\"Marine Criteria Apply, No time of day adjustment.\",IF(AND(O522=0,OR(B522=\"Marine\",C522=\"Estuary/Marine\")),\"Marine Criteria Apply, No time of day adjustment.\",IF(AND($O522<=2.7,OR($B522=\"Marine\",$C522=\"Estuary/Marine\")),\"Salinity and Bioregion or Waterbody Type Don't Agree\",\"\")))","v":""},{"$f":"IF(ISBLANK(I522),760,I522)","v":760},0,null,31.239828365949499,33.432731097800598,65.614237275076405,34.191111769905497,37.136025005027498,66.353590042897807]
[518,null,null,null,null,null,null,null,null,"","","","",760,0,null,31.239828365949499,33.432731097800598,65.614237275076405,34.191111769905497,37.136025005027498,66.353590042897807]
[519,null,null,null,null,null,null,null,null,"","","","",760,0,null,31.239828365949499,33.432731097800598,65.614237275076405,34.191111769905497,37.136025005027498,66.353590042897807]
[520,null,null,null,null,null,null,null,null,"","","","",760,0,null,31.239828365949499,33.432731097800598,65.614237275076405,34.191111769905497,37.136025005027498,66.353590042897807]
[521,null,null,null,null,null,null,null,null,"","","","",760,0,null,31.239828365949499,33.432731097800598,65.614237275076405,34.191111769905497,37.136025005027498,66.353590042897807]
[522,null,null,null,null,null,null,null,null,"","","","",760,0,null,31.239828365949499,33.432731097800598,65.614237275076405,34.191111769905497,37.136025005027498,66.353590042897807]
[523,null,null,null,null,null,null,null,null,"","","","",760,0,null,31.239828365949499,33.432731097800598,65.614237275076405,34.191111769905497,37.136025005027498,66.353590042897807]
[524,null,null,null,null,null,null,null,null,"","","","",760,0,null,31.239828365949499,33.432731097800598,65.614237275076405,34.191111769905497,37.136025005027498,66.353590042897807]
[525,null,null,null,null,null,null,null,null,"","","","",760,0,null,31.239828365949499,33.432731097800598,65.614237275076405,34.191111769905497,37.136025005027498,66.353590042897807]
[526,null,null,null,null,null,null,null,null,"","","","",760,0,null,31.239828365949499,33.432731097800598,65.614237275076405,34.191111769905497,37.136025005027498,66.353590042897807]
[527,null,null,null,null,null,null,null,null,"","","","",760,0,null,31.239828365949499,33.432731097800598,65.614237275076405,34.191111769905497,37.136025005027498,66.353590042897807]
[528,null,null,null,null,null,null,null,null,"","","","",760,0,null,31.239828365949499,33.432731097800598,65.614237275076405,34.191111769905497,37.136025005027498,66.353590042897807]
[529,null,null,null,null,null,null,null,null,"","","","",760,0,null,31.239828365949499,33.432731097800598,65.614237275076405,34.191111769905497,37.136025005027498,66.353590042897807]
[530,null,null,null,null,null,null,null,null,"","","","",760,0,null,31.239828365949499,33.432731097800598,65.614237275076405,34.191111769905497,37.136025005027498,66.353590042897807]
[531,null,null,null,null,null,null,null,null,"","","","",760,0,null,31.239828365949499,33.432731097800598,65.614237275076405,34.191111769905497,37.136025005027498,66.353590042897807]
[532,null,null,null,null,null,null,null,null,"","","","",760,0,null,31.239828365949499,33.432731097800598,65.614237275076405,34.191111769905497,37.136025005027498,66.353590042897807]
[533,null,null,null,null,null,null,null,null,"","","","",760,0,null,31.239828365949499,33.432731097800598,65.614237275076405,34.191111769905497,37.136025005027498,66.353590042897807]
[534,null,null,null,null,null,null,null,null,"","","","",760,0,null,31.239828365949499,33.432731097800598,65.614237275076405,34.191111769905497,37.136025005027498,66.353590042897807]
[535,null,null,null,null,null,null,null,null,"","","","",760,0,null,31.239828365949499,33.432731097800598,65.614237275076405,34.191111769905497,37.136025005027498,66.353590042897807]
[536,null,null,null,null,null,null,null,null,"","","","",760,0,null,31.239828365949499,33.432731097800598,65.614237275076405,34.191111769905497,37.136025005027498,66.353590042897807]
[537,null,null,null,null,null,null,null,null,"","","","",760,0,null,31.239828365949499,33.432731097800598,65.614237275076405,34.191111769905497,37.136025005027498,66.353590042897807]
[538,null,null,null,null,null,null,null,null,"","","","",760,0,null,31.239828365949499,33.432731097800598,65.614237275076405,34.191111769905497,37.136025005027498,66.353590042897807]
[539,null,null,null,null,null,null,null,null,"","","","",760,0,null,31.239828365949499,33.432731097800598,65.614237275076405,34.191111769905497,37.136025005027498,66.353590042897807]
[540,null,null,null,null,null,null,null,null,"","","","",760,0,null,31.239828365949499,33.432731097800598,65.614237275076405,34.191111769905497,37.136025005027498,66.353590042897807]
[541,null,null,null,null,null,null,null,null,"","","","",760,0,null,31.239828365949499,33.432731097800598,65.614237275076405,34.191111769905497,37.136025005027498,66.353590042897807]
[542,null,null,null,null,null,null,null,null,"","","","",760,0,null,31.239828365949499,33.432731097800598,65.614237275076405,34.191111769905497,37.136025005027498,66.353590042897807]
[543,null,null,null,null,null,null,null,null,"","","","",760,0,null,31.239828365949499,33.432731097800598,65.614237275076405,34.191111769905497,37.136025005027498,66.353590042897807]
[544,null,null,null,null,null,null,null,null,"","","","",760,0,null,31.239828365949499,33.432731097800598,65.614237275076405,34.191111769905497,37.136025005027498,66.353590042897807]
[545,null,null,null,null,null,null,null,null,"","","","",760,0,null,31.239828365949499,33.432731097800598,65.614237275076405,34.191111769905497,37.136025005027498,66.353590042897807]
[546,null,null,null,null,null,null,null,null,"","","","",760,0,null,31.239828365949499,33.432731097800598,65.614237275076405,34.191111769905497,37.136025005027498,66.353590042897807]
[547,null,null,null,null,null,null,null,null,"","","","",760,0,null,31.239828365949499,33.432731097800598,65.614237275076405,34.191111769905497,37.136025005027498,66.353590042897807]
[548,null,null,null,null,null,null,null,null,"","","","",760,0,null,31.239828365949499,33.432731097800598,65.614237275076405,34.191111769905497,37.136025005027498,66.353590042897807]
[549,null,null,null,null,null,null,null,null,"","","","",760,0,null,31.239828365949499,33.432731097800598,65.614237275076405,34.191111769905497,37.136025005027498,66.353590042897807]
[550,null,null,null,null,null,null,null,null,"","","","",760,0,null,31.239828365949499,33.432731097800598,65.614237275076405,34.191111769905497,37.136025005027498,66.353590042897807]
[551,null,null,null,null,null,null,null,null,"","","","",760,0,null,31.239828365949499,33.432731097800598,65.614237275076405,34.191111769905497,37.136025005027498,66.353590042897807]
[552,null,null,null,null,null,null,null,null,"","","","",760,0,null,31.239828365949499,33.432731097800598,65.614237275076405,34.191111769905497,37.136025005027498,66.353590042897807]
[553,null,null,null,null,null,null,null,null,"","","","",760,0,null,31.239828365949499,33.432731097800598,65.614237275076405,34.191111769905497,37.136025005027498,66.353590042897807]
[554,null,null,null,null,null,null,null,null,"","","","",760,0,null,31.239828365949499,33.432731097800598,65.614237275076405,34.191111769905497,37.136025005027498,66.353590042897807]
[555,null,null,null,null,null,null,null,null,"","","","",760,0,null,31.239828365949499,33.432731097800598,65.614237275076405,34.191111769905497,37.136025005027498,66.353590042897807]
[556,null,null,null,null,null,null,null,null,"","","","",760,0,null,31.239828365949499,33.432731097800598,65.614237275076405,34.191111769905497,37.136025005027498,66.353590042897807]
[557,null,null,null,null,null,null,null,null,"","","","",760,0,null,31.239828365949499,33.432731097800598,65.614237275076405,34.191111769905497,37.136025005027498,66.353590042897807]
[558,null,null,null,null,null,null,null,null,"","","","",760,0,null,31.239828365949499,33.432731097800598,65.614237275076405,34.191111769905497,37.136025005027498,66.353590042897807]
[559,null,null,null,null,null,null,null,null,"","","","",760,0,null,31.239828365949499,33.432731097800598,65.614237275076405,34.191111769905497,37.136025005027498,66.353590042897807]
[560,null,null,null,null,null,null,null,null,"","","","",760,0,null,31.239828365949499,33.432731097800598,65.614237275076405,34.191111769905497,37.136025005027498,66.353590042897807]
[561,null,null,null,null,null,null,null,null,"","","","",760,0,null,31.239828365949499,33.432731097800598,65.614237275076405,34.191111769905497,37.136025005027498,66.353590042897807]
[562,null,null,null,null,null,null,null,null,"","","","",760,0,null,31.239828365949499,33.432731097800598,65.614237275076405,34.191111769905497,37.136025005027498,66.353590042897807]
[563,null,null,null,null,null,null,null,null,"","","","",760,0,null,31.239828365949499,33.432731097800598,65.614237275076405,34.191111769905497,37.136025005027498,66.353590042897807]
[564,null,null,null,null,null,null,null,null,"","","","",760,0,null,31.239828365949499,33.432731097800598,65.614237275076405,34.191111769905497,37.136025005027498,66.353590042897807]
[565,null,null,null,null,null,null,null,null,"","","","",760,0,null,31.239828365949499,33.432731097800598,65.614237275076405,34.191111769905497,37.136025005027498,66.353590042897807]
[566,null,null,null,null,null,null,null,null,"","","","",760,0,null,31.239828365949499,33.432731097800598,65.614237275076405,34.191111769905497,37.136025005027498,66.353590042897807]
[567,null,null,null,null,null,null,null,null,"","","","",760,0,null,31.239828365949499,33.432731097800598,65.614237275076405,34.191111769905497,37.136025005027498,66.353590042897807]
[568,null,null,null,null,null,null,null,null,"","","","",760,0,null,31.239828365949499,33.432731097800598,65.614237275076405,34.191111769905497,37.136025005027498,66.353590042897807]
[569,null,null,null,null,null,null,null,null,"","","","",760,0,null,31.239828365949499,33.432731097800598,65.614237275076405,34.191111769905497,37.136025005027498,66.353590042897807]
[570,null,null,null,null,null,null,null,null,"","","","",760,0,null,31.239828365949499,33.432731097800598,65.614237275076405,34.191111769905497,37.136025005027498,66.353590042897807]
[571,null,null,null,null,null,null,null,null,"","","","",760,0,null,31.239828365949499,33.432731097800598,65.614237275076405,34.191111769905497,37.136025005027498,66.353590042897807]
[572,null,null,null,null,null,null,null,null,"","","","",760,0,null,31.239828365949499,33.432731097800598,65.614237275076405,34.191111769905497,37.136025005027498,66.353590042897807]
[573,null,null,null,null,null,null,null,null,"","","","",760,0,null,31.239828365949499,33.432731097800598,65.614237275076405,34.191111769905497,37.136025005027498,66.353590042897807]
[574,null,null,null,null,null,null,null,null,"","","","",760,0,null,31.239828365949499,33.432731097800598,65.614237275076405,34.191111769905497,37.136025005027498,66.353590042897807]
[575,null,null,null,null,null,null,null,null,"","","","",760,0,null,31.239828365949499,33.432731097800598,65.614237275076405,34.191111769905497,37.136025005027498,66.353590042897807]
[576,null,null,null,null,null,null,null,null,"","","","",760,0,null,31.239828365949499,33.432731097800598,65.614237275076405,34.191111769905497,37.136025005027498,66.353590042897807]
[577,null,null,null,null,null,null,null,null,{"$f":"IF(OR(ISBLANK($E582),ISBLANK($F582)),\"\",(EXP((-139.34411+(157570.1/($F582+273.15)-(66423080/($F582+273.15)^2)+(12438000000/($F582+273.15)^3)-(862194900000/($F582+273.15)^4))-($O582*(0.017674-(10.754/($F582+273.15))+(2140.7/($F582+273.15)^2))))))*($N582/760)*((1-((EXP(11.8581-(3840.7/($F582+273.15))-(216961/($F582+273.15)^2)))/($N582/760)))*(1-(0.000975-(0.00001426*$F582)+(0.00000006436*$F582^2))*($N582/760)))/((1-(EXP(11.8581-(3840.7/($F582+273.15))-(216961/($F582+273.15)^2))))*(1-(0.000975-(0.00001426*$F582)+(0.00000006436*$F582^2)))))","v":""},"","","",760,{"$f":"IF(AND(ISBLANK($G582),ISBLANK($H582)),0,IF(ISBLANK($G582),IF($H582=0,0,(0.008-(0.1692*((($H582*(1+0.0191*($F582-25))/10000)/4.2914)/((1+(($N582/760*1.01325)*(0.000207-(0.0000000637*($N582/760*1.01325))+(0.000000000003989*($N582/760*1.01325)^2))/(1+(0.03426*$F582)+(0.0004464*$F582^2)+(0.4215-0.003107*$F582)*((($H582*(1+0.0191*($F582-25))/10000)/4.2914)))))*(0.6766097+0.0200564*$F582+0.0001104259*$F582^2-0.00000069698*$F582^3+0.0000000010031*$F582^4)))^0.5)+(25.3851*((($H582*(1+0.0191*($F582-25))/10000)/4.2914)/((1+(($N582/760*1.01325)*(0.000207-(0.0000000637*($N582/760*1.01325))+(0.000000000003989*($N582/760*1.01325)^2))/(1+(0.03426*$F582)+(0.0004464*$F582^2)+(0.4215-0.003107*$F582)*((($H582*(1+0.0191*($F582-25))/10000)/4.2914)))))*(0.6766097+0.0200564*$F582+0.0001104259*$F582^2-0.00000069698*$F582^3+0.0000000010031*$F582^4))))+(14.0941*((($H582*(1+0.0191*($F582-25))/10000)/4.2914)/((1+(($N582/760*1.01325)*(0.000207-(0.0000000637*($N582/760*1.01325))+(0.000000000003989*($N582/760*1.01325)^2))/(1+(0.03426*$F582)+(0.0004464*$F582^2)+(0.4215-0.003107*$F582)*((($H582*(1+0.0191*($F582-25))/10000)/4.2914)))))*(0.6766097+0.0200564*$F582+0.0001104259*$F582^2-0.00000069698*$F582^3+0.0000000010031*$F582^4)))^1.5)-(7.0261*((($H582*(1+0.0191*($F582-25))/10000)/4.2914)/((1+(($N582/760*1.01325)*(0.000207-(0.0000000637*($N582/760*1.01325))+(0.000000000003989*($N582/760*1.01325)^2))/(1+(0.03426*$F582)+(0.0004464*$F582^2)+(0.4215-0.003107*$F582)*((($H582*(1+0.0191*($F582-25))/10000)/4.2914)))))*(0.6766097+0.0200564*$F582+0.0001104259*$F582^2-0.00000069698*$F582^3+0.0000000010031*$F582^4)))^2)+(2.7081*((($H582*(1+0.0191*($F582-25))/10000)/4.2914)/((1+(($N582/760*1.01325)*(0.000207-(0.0000000637*($N582/760*1.01325))+(0.000000000003989*($N582/760*1.01325)^2))/(1+(0.03426*$F582)+(0.0004464*$F582^2)+(0.4215-0.003107*$F582)*((($H582*(1+0.0191*($F582-25))/10000)/4.2914)))))*(0.6766097+0.0200564*$F582+0.0001104259*$F582^2-0.00000069698*$F582^3+0.0000000010031*$F582^4)))^2.5)+(($F582-15)/(1+0.0162*($F582-15))*(0.0005-0.0056*((($H582*(1+0.0191*($F582-25))/10000)/4.2914)/((1+(($N582/760*1.01325)*(0.000207-(0.0000000637*($N582/760*1.01325))+(0.000000000003989*($N582/760*1.01325)^2))/(1+(0.03426*$F582)+(0.0004464*$F582^2)+(0.4215-0.003107*$F582)*((($H582*(1+0.0191*($F582-25))/10000)/4.2914)))))*(0.6766097+0.0200564*$F582+0.0001104259*$F582^2-0.00000069698*$F582^3+0.0000000010031*$F582^4)))^0.5-0.0066*((($H582*(1+0.0191*($F582-25))/10000)/4.2914)/((1+(($N582/760*1.01325)*(0.000207-(0.0000000637*($N582/760*1.01325))+(0.000000000003989*($N582/760*1.01325)^2))/(1+(0.03426*$F582)+(0.0004464*$F582^2)+(0.4215-0.003107*$F582)*((($H582*(1+0.0191*($F582-25))/10000)/4.2914)))))*(0.6766097+0.0200564*$F582+0.0001104259*$F582^2-0.00000069698*$F582^3+0.0000000010031*$F582^4)))-0.0375*((($H582*(1+0.0191*($F582-25))/10000)/4.2914)/((1+(($N582/760*1.01325)*(0.000207-(0.0000000637*($N582/760*1.01325))+(0.000000000003989*($N582/760*1.01325)^2))/(1+(0.03426*$F582)+(0.0004464*$F582^2)+(0.4215-0.003107*$F582)*((($H582*(1+0.0191*($F582-25))/10000)/4.2914)))))*(0.6766097+0.0200564*$F582+0.0001104259*$F582^2-0.00000069698*$F582^3+0.0000000010031*$F582^4)))^1.5+0.0636*((($H582*(1+0.0191*($F582-25))/10000)/4.2914)/((1+(($N582/760*1.01325)*(0.000207-(0.0000000637*($N582/760*1.01325))+(0.000000000003989*($N582/760*1.01325)^2))/(1+(0.03426*$F582)+(0.0004464*$F582^2)+(0.4215-0.003107*$F582)*((($H582*(1+0.0191*($F582-25))/10000)/4.2914)))))*(0.6766097+0.0200564*$F582+0.0001104259*$F582^2-0.00000069698*$F582^3+0.0000000010031*$F582^4)))^2-0.0144*((($H582*(1+0.0191*($F582-25))/10000)/4.2914)/((1+(($N582/760*1.01325)*(0.000207-(0.0000000637*($N582/760*1.01325))+(0.000000000003989*($N582/760*1.01325)^2))/(1+(0.03426*$F582)+(0.0004464*$F582^2)+(0.4215-0.003107*$F582)*((($H582*(1+0.0191*($F582-25))/10000)/4.2914)))))*(0.6766097+0.0200564*$F582+0.0001104259*$F582^2-0.00000069698*$F582^3+0.0000000010031*$F582^4)))^2.5)))-(0.008/(1+(1.5*400*((($H582*(1+0.0191*($F582-25))/10000)/4.2914)/((1+(($N582/760*1.01325)*(0.000207-(0.0000000637*($N582/760*1.01325))+(0.000000000003989*($N582/760*1.01325)^2))/(1+(0.03426*$F582)+(0.0004464*$F582^2)+(0.4215-0.003107*$F582)*((($H582*(1+0.0191*($F582-25))/10000)/4.2914)))))*(0.6766097+0.0200564*$F582+0.0001104259*$F582^2-0.00000069698*$F582^3+0.0000000010031*$F582^4))))+(400*((($H582*(1+0.0191*($F582-25))/10000)/4.2914)/((1+(($N582/760*1.01325)*(0.000207-(0.0000000637*($N582/760*1.01325))+(0.000000000003989*($N582/760*1.01325)^2))/(1+(0.03426*$F582)+(0.0004464*$F582^2)+(0.4215-0.003107*$F582)*((($H582*(1+0.0191*($F582-25))/10000)/4.2914)))))*(0.6766097+0.0200564*$F582+0.0001104259*$F582^2-0.00000069698*$F582^3+0.0000000010031*$F582^4))))^2))-((0.0005*($F582-15)/(1+0.0162*($F582-15)))/(1+(100*((($H582*(1+0.0191*($F582-25))/10000)/4.2914)/((1+(($N582/760*1.01325)*(0.000207-(0.0000000637*($N582/760*1.01325))+(0.000000000003989*($N582/760*1.01325)^2))/(1+(0.03426*$F582)+(0.0004464*$F582^2)+(0.4215-0.003107*$F582)*((($H582*(1+0.0191*($F582-25))/10000)/4.2914)))))*(0.6766097+0.0200564*$F582+0.0001104259*$F582^2-0.00000069698*$F582^3+0.0000000010031*$F582^4))))^0.5+(100*((($H582*(1+0.0191*($F582-25))/10000)/4.2914)/((1+(($N582/760*1.01325)*(0.000207-(0.0000000637*($N582/760*1.01325))+(0.000000000003989*($N582/760*1.01325)^2))/(1+(0.03426*$F582)+(0.0004464*$F582^2)+(0.4215-0.003107*$F582)*((($H582*(1+0.0191*($F582-25))/10000)/4.2914)))))*(0.6766097+0.0200564*$F582+0.0001104259*$F582^2-0.00000069698*$F582^3+0.0000000010031*$F582^4))))^1.5))),$G582))","v":0},null,{"$f":"1.18443700433286E-13*(HOUR($D582)*60+MINUTE($D582))^5 - 4.14323598958596E-10*(HOUR($D582)*60+MINUTE($D582))^4 + 4.77287727122539E-07*(HOUR($D582)*60+MINUTE($D582))^3 - 0.000196917585728373*(HOUR($D582)*60+MINUTE($D582))^2 + 0.0231405627601475*(HOUR($D582)*60+MINUTE($D582)) + 31.2398283659495","v":31.239828365949499},{"$f":"1.98879987167155E-13*(HOUR($D582)*60+MINUTE($D582))^5 - 6.89410992615642E-10*(HOUR($D582)*60+MINUTE($D582))^4 + 7.83730333422071E-07*(HOUR($D582)*60+MINUTE($D582))^3 - 0.00031597890334556*(HOUR($D582)*60+MINUTE($D582))^2 + 0.0355135105918976*(HOUR($D582)*60+MINUTE($D582)) + 33.4327310978006","v":33.432731097800598},{"$f":"9.08511511657608E-14*(HOUR($D582)*60+MINUTE($D582))^5 - 2.99407211249053E-10*(HOUR($D582)*60+MINUTE($D582))^4 + 3.1560253348998E-07*(HOUR($D582)*60+MINUTE($D582))^3 - 0.000108510891323021*(HOUR($D582)*60+MINUTE($D582))^2 + 0.00628484730145829*(HOUR($D582)*60+MINUTE($D582)) + 65.6142372750764","v":65.614237275076405},{"$f":"1.45776613020539E-13*(HOUR($D582)*60+MINUTE($D582))^5-5.56072270585461E-10*(HOUR($D582)*60+MINUTE($D582))^4+7.06833400255548E-07*(HOUR($D582)*60+MINUTE($D582))^3-0.000318788465226261*(HOUR($D582)*60+MINUTE($D582))^2+0.0281711711660364*(HOUR($D582)*60+MINUTE($D582))+34.1911117699055","v":34.191111769905497},{"$f":"1.37090283182826E-13*(HOUR($D582)*60+MINUTE($D582))^5 - 5.04960255463897E-10*(HOUR($D582)*60+MINUTE($D582))^4 + 6.13524315934422E-07*(HOUR($D582)*60+MINUTE($D582))^3 - 0.00025817433468811*(HOUR($D582)*60+MINUTE($D582))^2 + 0.0195966892410979*(HOUR($D582)*60+MINUTE($D582)) + 37.1360250050275","v":37.136025005027498},{"$f":"7.11895278892582E-14*(HOUR($D582)*60+MINUTE($D582))^5-2.64195273421019E-10*(HOUR($D582)*60+MINUTE($D582))^4 + 3.22473039456213E-07*(HOUR($D582)*60+MINUTE($D582))^3 - 0.00013606873481109*(HOUR($D582)*60+MINUTE($D582))^2 + 0.0107100719720847*(HOUR($D582)*60+MINUTE($D582))+66.3535900428978","v":66.353590042897807}]
[578,null,null,null,null,null,null,null,null,"","","","",760,0,null,31.239828365949499,33.432731097800598,65.614237275076405,34.191111769905497,37.136025005027498,66.353590042897807]
[579,null,null,null,null,null,null,null,null,"","","","",760,0,null,31.239828365949499,33.432731097800598,65.614237275076405,34.191111769905497,37.136025005027498,66.353590042897807]
[580,null,null,null,null,null,null,null,null,"","","","",760,0,null,31.239828365949499,33.432731097800598,65.614237275076405,34.191111769905497,37.136025005027498,66.353590042897807]
[581,null,null,null,null,null,null,null,null,"",{"$f":"IF(OR(ISBLANK(E586),ISBLANK(F586)),\"\",E586/J586*100)","v":""},{"$f":"IF(AND(ISBLANK($B586),ISBLANK($C586),ISBLANK($D586)),\"\",IF(OR(ISBLANK($B586),ISBLANK($C586),ISBLANK($D586)),\"Must Enter All Required Data\",IF($O586>2.7,42,IF(AND($O586=0,OR($B586=\"Marine\",$C586=\"Estuary/Marine\")),42,IF(OR(CONCATENATE($B586,\"-\",$C586)=\"Peninsula-Lake/Wetland\",CONCATENATE($B586,\"-\",$C586)=\"Everglades-Lake/Wetland\"),U586,IF(OR(CONCATENATE($B586,\"-\",$C586)=\"Northeast-Lake/Wetland\",CONCATENATE($B586,\"-\",$C586)=\"Big Bend-Lake/Wetland\"),T586,IF(CONCATENATE($B586,\"-\",$C586)=\"Panhandle West-Lake/Wetland\",V586,IF(OR(CONCATENATE($B586,\"-\",$C586)=\"Peninsula-Stream/Canal\",CONCATENATE($B586,\"-\",$C586)=\"Everglades-Stream/Canal\"),R586,IF(OR(CONCATENATE($B586,\"-\",$C586)=\"Northeast-Stream/Canal\",CONCATENATE($B586,\"-\",$C586)=\"Big Bend-Stream/Canal\"),Q586,IF(CONCATENATE($B586,\"-\",$C586)=\"Panhandle West-Stream/Canal\",S586,\"Error! Check Entries\"))))))))))","v":""},{"$f":"IF(O586>2.7,\"Marine Criteria Apply, No time of day adjustment.\",IF(AND(O586=0,OR(B586=\"Marine\",C586=\"Estuary/Marine\")),\"Marine Criteria Apply, No time of day adjustment.\",IF(AND($O586<=2.7,OR($B586=\"Marine\",$C586=\"Estuary/Marine\")),\"Salinity and Bioregion or Waterbody Type Don't Agree\",\"\")))","v":""},{"$f":"IF(ISBLANK(I586),760,I586)","v":760},0,null,31.239828365949499,33.432731097800598,65.614237275076405,34.191111769905497,37.136025005027498,66.353590042897807]
[582,null,null,null,null,null,null,null,null,"","","","",760,0,null,31.239828365949499,33.432731097800598,65.614237275076405,34.191111769905497,37.136025005027498,66.353590042897807]
[583,null,null,null,null,null,null,null,null,"","","","",760,0,null,31.239828365949499,33.432731097800598,65.614237275076405,34.191111769905497,37.136025005027498,66.353590042897807]
[584,null,null,null,null,null,null,null,null,"","","","",760,0,null,31.239828365949499,33.432731097800598,65.614237275076405,34.191111769905497,37.136025005027498,66.353590042897807]
[585,null,null,null,null,null,null,null,null,"","","","",760,0,null,31.239828365949499,33.432731097800598,65.614237275076405,34.191111769905497,37.136025005027498,66.353590042897807]
[586,null,null,null,null,null,null,null,null,"","","","",760,0,null,31.239828365949499,33.432731097800598,65.614237275076405,34.191111769905497,37.136025005027498,66.353590042897807]
[587,null,null,null,null,null,null,null,null,"","","","",760,0,null,31.239828365949499,33.432731097800598,65.614237275076405,34.191111769905497,37.136025005027498,66.353590042897807]
[588,null,null,null,null,null,null,null,null,"","","","",760,0,null,31.239828365949499,33.432731097800598,65.614237275076405,34.191111769905497,37.136025005027498,66.353590042897807]
[589,null,null,null,null,null,null,null,null,"","","","",760,0,null,31.239828365949499,33.432731097800598,65.614237275076405,34.191111769905497,37.136025005027498,66.353590042897807]
[590,null,null,null,null,null,null,null,null,"","","","",760,0,null,31.239828365949499,33.432731097800598,65.614237275076405,34.191111769905497,37.136025005027498,66.353590042897807]
[591,null,null,null,null,null,null,null,null,"","","","",760,0,null,31.239828365949499,33.432731097800598,65.614237275076405,34.191111769905497,37.136025005027498,66.353590042897807]
[592,null,null,null,null,null,null,null,null,"","","","",760,0,null,31.239828365949499,33.432731097800598,65.614237275076405,34.191111769905497,37.136025005027498,66.353590042897807]
[593,null,null,null,null,null,null,null,null,"","","","",760,0,null,31.239828365949499,33.432731097800598,65.614237275076405,34.191111769905497,37.136025005027498,66.353590042897807]
[594,null,null,null,null,null,null,null,null,"","","","",760,0,null,31.239828365949499,33.432731097800598,65.614237275076405,34.191111769905497,37.136025005027498,66.353590042897807]
[595,null,null,null,null,null,null,null,null,"","","","",760,0,null,31.239828365949499,33.432731097800598,65.614237275076405,34.191111769905497,37.136025005027498,66.353590042897807]
[596,null,null,null,null,null,null,null,null,"","","","",760,0,null,31.239828365949499,33.432731097800598,65.614237275076405,34.191111769905497,37.136025005027498,66.353590042897807]
[597,null,null,null,null,null,null,null,null,"","","","",760,0,null,31.239828365949499,33.432731097800598,65.614237275076405,34.191111769905497,37.136025005027498,66.353590042897807]
[598,null,null,null,null,null,null,null,null,"","","","",760,0,null,31.239828365949499,33.432731097800598,65.614237275076405,34.191111769905497,37.136025005027498,66.353590042897807]
[599,null,null,null,null,null,null,null,null,"","","","",760,0,null,31.239828365949499,33.432731097800598,65.614237275076405,34.191111769905497,37.136025005027498,66.353590042897807]
[600,null,null,null,null,null,null,null,null,"","","","",760,0,null,31.239828365949499,33.432731097800598,65.614237275076405,34.191111769905497,37.136025005027498,66.353590042897807]
[601,null,null,null,null,null,null,null,null,"","","","",760,0,null,31.239828365949499,33.432731097800598,65.614237275076405,34.191111769905497,37.136025005027498,66.353590042897807]
[602,null,null,null,null,null,null,null,null,"","","","",760,0,null,31.239828365949499,33.432731097800598,65.614237275076405,34.191111769905497,37.136025005027498,66.353590042897807]
[603,null,null,null,null,null,null,null,null,"","","","",760,0,null,31.239828365949499,33.432731097800598,65.614237275076405,34.191111769905497,37.136025005027498,66.353590042897807]
[604,null,null,null,null,null,null,null,null,"","","","",760,0,null,31.239828365949499,33.432731097800598,65.614237275076405,34.191111769905497,37.136025005027498,66.353590042897807]
[605,null,null,null,null,null,null,null,null,"","","","",760,0,null,31.239828365949499,33.432731097800598,65.614237275076405,34.191111769905497,37.136025005027498,66.353590042897807]
[606,null,null,null,null,null,null,null,null,"","","","",760,0,null,31.239828365949499,33.432731097800598,65.614237275076405,34.191111769905497,37.136025005027498,66.353590042897807]
[607,null,null,null,null,null,null,null,null,"","","","",760,0,null,31.239828365949499,33.432731097800598,65.614237275076405,34.191111769905497,37.136025005027498,66.353590042897807]
[608,null,null,null,null,null,null,null,null,"","","","",760,0,null,31.239828365949499,33.432731097800598,65.614237275076405,34.191111769905497,37.136025005027498,66.353590042897807]
[609,null,null,null,null,null,null,null,null,"","","","",760,0,null,31.239828365949499,33.432731097800598,65.614237275076405,34.191111769905497,37.136025005027498,66.353590042897807]
[610,null,null,null,null,null,null,null,null,"","","","",760,0,null,31.239828365949499,33.432731097800598,65.614237275076405,34.191111769905497,37.136025005027498,66.353590042897807]
[611,null,null,null,null,null,null,null,null,"","","","",760,0,null,31.239828365949499,33.432731097800598,65.614237275076405,34.191111769905497,37.136025005027498,66.353590042897807]
[612,null,null,null,null,null,null,null,null,"","","","",760,0,null,31.239828365949499,33.432731097800598,65.614237275076405,34.191111769905497,37.136025005027498,66.353590042897807]
[613,null,null,null,null,null,null,null,null,"","","","",760,0,null,31.239828365949499,33.432731097800598,65.614237275076405,34.191111769905497,37.136025005027498,66.353590042897807]
[614,null,null,null,null,null,null,null,null,"","","","",760,0,null,31.239828365949499,33.432731097800598,65.614237275076405,34.191111769905497,37.136025005027498,66.353590042897807]
[615,null,null,null,null,null,null,null,null,"","","","",760,0,null,31.239828365949499,33.432731097800598,65.614237275076405,34.191111769905497,37.136025005027498,66.353590042897807]
[616,null,null,null,null,null,null,null,null,"","","","",760,0,null,31.239828365949499,33.432731097800598,65.614237275076405,34.191111769905497,37.136025005027498,66.353590042897807]
[617,null,null,null,null,null,null,null,null,"","","","",760,0,null,31.239828365949499,33.432731097800598,65.614237275076405,34.191111769905497,37.136025005027498,66.353590042897807]
[618,null,null,null,null,null,null,null,null,"","","","",760,0,null,31.239828365949499,33.432731097800598,65.614237275076405,34.191111769905497,37.136025005027498,66.353590042897807]
[619,null,null,null,null,null,null,null,null,"","","","",760,0,null,31.239828365949499,33.432731097800598,65.614237275076405,34.191111769905497,37.136025005027498,66.353590042897807]
[620,null,null,null,null,null,null,null,null,"","","","",760,0,null,31.239828365949499,33.432731097800598,65.614237275076405,34.191111769905497,37.136025005027498,66.353590042897807]
[621,null,null,null,null,null,null,null,null,"","","","",760,0,null,31.239828365949499,33.432731097800598,65.614237275076405,34.191111769905497,37.136025005027498,66.353590042897807]
[622,null,null,null,null,null,null,null,null,"","","","",760,0,null,31.239828365949499,33.432731097800598,65.614237275076405,34.191111769905497,37.136025005027498,66.353590042897807]
[623,null,null,null,null,null,null,null,null,"","","","",760,0,null,31.239828365949499,33.432731097800598,65.614237275076405,34.191111769905497,37.136025005027498,66.353590042897807]
[624,null,null,null,null,null,null,null,null,"","","","",760,0,null,31.239828365949499,33.432731097800598,65.614237275076405,34.191111769905497,37.136025005027498,66.353590042897807]
[625,null,null,null,null,null,null,null,null,"","","","",760,0,null,31.239828365949499,33.432731097800598,65.614237275076405,34.191111769905497,37.136025005027498,66.353590042897807]
[626,null,null,null,null,null,null,null,null,"","","","",760,0,null,31.239828365949499,33.432731097800598,65.614237275076405,34.191111769905497,37.136025005027498,66.353590042897807]
[627,null,null,null,null,null,null,null,null,"","","","",760,0,null,31.239828365949499,33.432731097800598,65.614237275076405,34.191111769905497,37.136025005027498,66.353590042897807]
[628,null,null,null,null,null,null,null,null,"","","","",760,0,null,31.239828365949499,33.432731097800598,65.614237275076405,34.191111769905497,37.136025005027498,66.353590042897807]
[629,null,null,null,null,null,null,null,null,"","","","",760,0,null,31.239828365949499,33.432731097800598,65.614237275076405,34.191111769905497,37.136025005027498,66.353590042897807]
[630,null,null,null,null,null,null,null,null,"","","","",760,0,null,31.239828365949499,33.432731097800598,65.614237275076405,34.191111769905497,37.136025005027498,66.353590042897807]
[631,null,null,null,null,null,null,null,null,"","","","",760,0,null,31.239828365949499,33.432731097800598,65.614237275076405,34.191111769905497,37.136025005027498,66.353590042897807]
[632,null,null,null,null,null,null,null,null,"","","","",760,0,null,31.239828365949499,33.432731097800598,65.614237275076405,34.191111769905497,37.136025005027498,66.353590042897807]
[633,null,null,null,null,null,null,null,null,"","","","",760,0,null,31.239828365949499,33.432731097800598,65.614237275076405,34.191111769905497,37.136025005027498,66.353590042897807]
[634,null,null,null,null,null,null,null,null,"","","","",760,0,null,31.239828365949499,33.432731097800598,65.614237275076405,34.191111769905497,37.136025005027498,66.353590042897807]
[635,null,null,null,null,null,null,null,null,"","","","",760,0,null,31.239828365949499,33.432731097800598,65.614237275076405,34.191111769905497,37.136025005027498,66.353590042897807]
[636,null,null,null,null,null,null,null,null,"","","","",760,0,null,31.239828365949499,33.432731097800598,65.614237275076405,34.191111769905497,37.136025005027498,66.353590042897807]
[637,null,null,null,null,null,null,null,null,"","","","",760,0,null,31.239828365949499,33.432731097800598,65.614237275076405,34.191111769905497,37.136025005027498,66.353590042897807]
[638,null,null,null,null,null,null,null,null,"","","","",760,0,null,31.239828365949499,33.432731097800598,65.614237275076405,34.191111769905497,37.136025005027498,66.353590042897807]
[639,null,null,null,null,null,null,null,null,"","","","",760,0,null,31.239828365949499,33.432731097800598,65.614237275076405,34.191111769905497,37.136025005027498,66.353590042897807]
[640,null,null,null,null,null,null,null,null,"","","","",760,0,null,31.239828365949499,33.432731097800598,65.614237275076405,34.191111769905497,37.136025005027498,66.353590042897807]
[641,null,null,null,null,null,null,null,null,{"$f":"IF(OR(ISBLANK($E646),ISBLANK($F646)),\"\",(EXP((-139.34411+(157570.1/($F646+273.15)-(66423080/($F646+273.15)^2)+(12438000000/($F646+273.15)^3)-(862194900000/($F646+273.15)^4))-($O646*(0.017674-(10.754/($F646+273.15))+(2140.7/($F646+273.15)^2))))))*($N646/760)*((1-((EXP(11.8581-(3840.7/($F646+273.15))-(216961/($F646+273.15)^2)))/($N646/760)))*(1-(0.000975-(0.00001426*$F646)+(0.00000006436*$F646^2))*($N646/760)))/((1-(EXP(11.8581-(3840.7/($F646+273.15))-(216961/($F646+273.15)^2))))*(1-(0.000975-(0.00001426*$F646)+(0.00000006436*$F646^2)))))","v":""},"","","",760,{"$f":"IF(AND(ISBLANK($G646),ISBLANK($H646)),0,IF(ISBLANK($G646),IF($H646=0,0,(0.008-(0.1692*((($H646*(1+0.0191*($F646-25))/10000)/4.2914)/((1+(($N646/760*1.01325)*(0.000207-(0.0000000637*($N646/760*1.01325))+(0.000000000003989*($N646/760*1.01325)^2))/(1+(0.03426*$F646)+(0.0004464*$F646^2)+(0.4215-0.003107*$F646)*((($H646*(1+0.0191*($F646-25))/10000)/4.2914)))))*(0.6766097+0.0200564*$F646+0.0001104259*$F646^2-0.00000069698*$F646^3+0.0000000010031*$F646^4)))^0.5)+(25.3851*((($H646*(1+0.0191*($F646-25))/10000)/4.2914)/((1+(($N646/760*1.01325)*(0.000207-(0.0000000637*($N646/760*1.01325))+(0.000000000003989*($N646/760*1.01325)^2))/(1+(0.03426*$F646)+(0.0004464*$F646^2)+(0.4215-0.003107*$F646)*((($H646*(1+0.0191*($F646-25))/10000)/4.2914)))))*(0.6766097+0.0200564*$F646+0.0001104259*$F646^2-0.00000069698*$F646^3+0.0000000010031*$F646^4))))+(14.0941*((($H646*(1+0.0191*($F646-25))/10000)/4.2914)/((1+(($N646/760*1.01325)*(0.000207-(0.0000000637*($N646/760*1.01325))+(0.000000000003989*($N646/760*1.01325)^2))/(1+(0.03426*$F646)+(0.0004464*$F646^2)+(0.4215-0.003107*$F646)*((($H646*(1+0.0191*($F646-25))/10000)/4.2914)))))*(0.6766097+0.0200564*$F646+0.0001104259*$F646^2-0.00000069698*$F646^3+0.0000000010031*$F646^4)))^1.5)-(7.0261*((($H646*(1+0.0191*($F646-25))/10000)/4.2914)/((1+(($N646/760*1.01325)*(0.000207-(0.0000000637*($N646/760*1.01325))+(0.000000000003989*($N646/760*1.01325)^2))/(1+(0.03426*$F646)+(0.0004464*$F646^2)+(0.4215-0.003107*$F646)*((($H646*(1+0.0191*($F646-25))/10000)/4.2914)))))*(0.6766097+0.0200564*$F646+0.0001104259*$F646^2-0.00000069698*$F646^3+0.0000000010031*$F646^4)))^2)+(2.7081*((($H646*(1+0.0191*($F646-25))/10000)/4.2914)/((1+(($N646/760*1.01325)*(0.000207-(0.0000000637*($N646/760*1.01325))+(0.000000000003989*($N646/760*1.01325)^2))/(1+(0.03426*$F646)+(0.0004464*$F646^2)+(0.4215-0.003107*$F646)*((($H646*(1+0.0191*($F646-25))/10000)/4.2914)))))*(0.6766097+0.0200564*$F646+0.0001104259*$F646^2-0.00000069698*$F646^3+0.0000000010031*$F646^4)))^2.5)+(($F646-15)/(1+0.0162*($F646-15))*(0.0005-0.0056*((($H646*(1+0.0191*($F646-25))/10000)/4.2914)/((1+(($N646/760*1.01325)*(0.000207-(0.0000000637*($N646/760*1.01325))+(0.000000000003989*($N646/760*1.01325)^2))/(1+(0.03426*$F646)+(0.0004464*$F646^2)+(0.4215-0.003107*$F646)*((($H646*(1+0.0191*($F646-25))/10000)/4.2914)))))*(0.6766097+0.0200564*$F646+0.0001104259*$F646^2-0.00000069698*$F646^3+0.0000000010031*$F646^4)))^0.5-0.0066*((($H646*(1+0.0191*($F646-25))/10000)/4.2914)/((1+(($N646/760*1.01325)*(0.000207-(0.0000000637*($N646/760*1.01325))+(0.000000000003989*($N646/760*1.01325)^2))/(1+(0.03426*$F646)+(0.0004464*$F646^2)+(0.4215-0.003107*$F646)*((($H646*(1+0.0191*($F646-25))/10000)/4.2914)))))*(0.6766097+0.0200564*$F646+0.0001104259*$F646^2-0.00000069698*$F646^3+0.0000000010031*$F646^4)))-0.0375*((($H646*(1+0.0191*($F646-25))/10000)/4.2914)/((1+(($N646/760*1.01325)*(0.000207-(0.0000000637*($N646/760*1.01325))+(0.000000000003989*($N646/760*1.01325)^2))/(1+(0.03426*$F646)+(0.0004464*$F646^2)+(0.4215-0.003107*$F646)*((($H646*(1+0.0191*($F646-25))/10000)/4.2914)))))*(0.6766097+0.0200564*$F646+0.0001104259*$F646^2-0.00000069698*$F646^3+0.0000000010031*$F646^4)))^1.5+0.0636*((($H646*(1+0.0191*($F646-25))/10000)/4.2914)/((1+(($N646/760*1.01325)*(0.000207-(0.0000000637*($N646/760*1.01325))+(0.000000000003989*($N646/760*1.01325)^2))/(1+(0.03426*$F646)+(0.0004464*$F646^2)+(0.4215-0.003107*$F646)*((($H646*(1+0.0191*($F646-25))/10000)/4.2914)))))*(0.6766097+0.0200564*$F646+0.0001104259*$F646^2-0.00000069698*$F646^3+0.0000000010031*$F646^4)))^2-0.0144*((($H646*(1+0.0191*($F646-25))/10000)/4.2914)/((1+(($N646/760*1.01325)*(0.000207-(0.0000000637*($N646/760*1.01325))+(0.000000000003989*($N646/760*1.01325)^2))/(1+(0.03426*$F646)+(0.0004464*$F646^2)+(0.4215-0.003107*$F646)*((($H646*(1+0.0191*($F646-25))/10000)/4.2914)))))*(0.6766097+0.0200564*$F646+0.0001104259*$F646^2-0.00000069698*$F646^3+0.0000000010031*$F646^4)))^2.5)))-(0.008/(1+(1.5*400*((($H646*(1+0.0191*($F646-25))/10000)/4.2914)/((1+(($N646/760*1.01325)*(0.000207-(0.0000000637*($N646/760*1.01325))+(0.000000000003989*($N646/760*1.01325)^2))/(1+(0.03426*$F646)+(0.0004464*$F646^2)+(0.4215-0.003107*$F646)*((($H646*(1+0.0191*($F646-25))/10000)/4.2914)))))*(0.6766097+0.0200564*$F646+0.0001104259*$F646^2-0.00000069698*$F646^3+0.0000000010031*$F646^4))))+(400*((($H646*(1+0.0191*($F646-25))/10000)/4.2914)/((1+(($N646/760*1.01325)*(0.000207-(0.0000000637*($N646/760*1.01325))+(0.000000000003989*($N646/760*1.01325)^2))/(1+(0.03426*$F646)+(0.0004464*$F646^2)+(0.4215-0.003107*$F646)*((($H646*(1+0.0191*($F646-25))/10000)/4.2914)))))*(0.6766097+0.0200564*$F646+0.0001104259*$F646^2-0.00000069698*$F646^3+0.0000000010031*$F646^4))))^2))-((0.0005*($F646-15)/(1+0.0162*($F646-15)))/(1+(100*((($H646*(1+0.0191*($F646-25))/10000)/4.2914)/((1+(($N646/760*1.01325)*(0.000207-(0.0000000637*($N646/760*1.01325))+(0.000000000003989*($N646/760*1.01325)^2))/(1+(0.03426*$F646)+(0.0004464*$F646^2)+(0.4215-0.003107*$F646)*((($H646*(1+0.0191*($F646-25))/10000)/4.2914)))))*(0.6766097+0.0200564*$F646+0.0001104259*$F646^2-0.00000069698*$F646^3+0.0000000010031*$F646^4))))^0.5+(100*((($H646*(1+0.0191*($F646-25))/10000)/4.2914)/((1+(($N646/760*1.01325)*(0.000207-(0.0000000637*($N646/760*1.01325))+(0.000000000003989*($N646/760*1.01325)^2))/(1+(0.03426*$F646)+(0.0004464*$F646^2)+(0.4215-0.003107*$F646)*((($H646*(1+0.0191*($F646-25))/10000)/4.2914)))))*(0.6766097+0.0200564*$F646+0.0001104259*$F646^2-0.00000069698*$F646^3+0.0000000010031*$F646^4))))^1.5))),$G646))","v":0},null,{"$f":"1.18443700433286E-13*(HOUR($D646)*60+MINUTE($D646))^5 - 4.14323598958596E-10*(HOUR($D646)*60+MINUTE($D646))^4 + 4.77287727122539E-07*(HOUR($D646)*60+MINUTE($D646))^3 - 0.000196917585728373*(HOUR($D646)*60+MINUTE($D646))^2 + 0.0231405627601475*(HOUR($D646)*60+MINUTE($D646)) + 31.2398283659495","v":31.239828365949499},{"$f":"1.98879987167155E-13*(HOUR($D646)*60+MINUTE($D646))^5 - 6.89410992615642E-10*(HOUR($D646)*60+MINUTE($D646))^4 + 7.83730333422071E-07*(HOUR($D646)*60+MINUTE($D646))^3 - 0.00031597890334556*(HOUR($D646)*60+MINUTE($D646))^2 + 0.0355135105918976*(HOUR($D646)*60+MINUTE($D646)) + 33.4327310978006","v":33.432731097800598},{"$f":"9.08511511657608E-14*(HOUR($D646)*60+MINUTE($D646))^5 - 2.99407211249053E-10*(HOUR($D646)*60+MINUTE($D646))^4 + 3.1560253348998E-07*(HOUR($D646)*60+MINUTE($D646))^3 - 0.000108510891323021*(HOUR($D646)*60+MINUTE($D646))^2 + 0.00628484730145829*(HOUR($D646)*60+MINUTE($D646)) + 65.6142372750764","v":65.614237275076405},{"$f":"1.45776613020539E-13*(HOUR($D646)*60+MINUTE($D646))^5-5.56072270585461E-10*(HOUR($D646)*60+MINUTE($D646))^4+7.06833400255548E-07*(HOUR($D646)*60+MINUTE($D646))^3-0.000318788465226261*(HOUR($D646)*60+MINUTE($D646))^2+0.0281711711660364*(HOUR($D646)*60+MINUTE($D646))+34.1911117699055","v":34.191111769905497},{"$f":"1.37090283182826E-13*(HOUR($D646)*60+MINUTE($D646))^5 - 5.04960255463897E-10*(HOUR($D646)*60+MINUTE($D646))^4 + 6.13524315934422E-07*(HOUR($D646)*60+MINUTE($D646))^3 - 0.00025817433468811*(HOUR($D646)*60+MINUTE($D646))^2 + 0.0195966892410979*(HOUR($D646)*60+MINUTE($D646)) + 37.1360250050275","v":37.136025005027498},{"$f":"7.11895278892582E-14*(HOUR($D646)*60+MINUTE($D646))^5-2.64195273421019E-10*(HOUR($D646)*60+MINUTE($D646))^4 + 3.22473039456213E-07*(HOUR($D646)*60+MINUTE($D646))^3 - 0.00013606873481109*(HOUR($D646)*60+MINUTE($D646))^2 + 0.0107100719720847*(HOUR($D646)*60+MINUTE($D646))+66.3535900428978","v":66.353590042897807}]
[642,null,null,null,null,null,null,null,null,"","","","",760,0,null,31.239828365949499,33.432731097800598,65.614237275076405,34.191111769905497,37.136025005027498,66.353590042897807]
[643,null,null,null,null,null,null,null,null,"","","","",760,0,null,31.239828365949499,33.432731097800598,65.614237275076405,34.191111769905497,37.136025005027498,66.353590042897807]
[644,null,null,null,null,null,null,null,null,"","","","",760,0,null,31.239828365949499,33.432731097800598,65.614237275076405,34.191111769905497,37.136025005027498,66.353590042897807]
[645,null,null,null,null,null,null,null,null,"",{"$f":"IF(OR(ISBLANK(E650),ISBLANK(F650)),\"\",E650/J650*100)","v":""},{"$f":"IF(AND(ISBLANK($B650),ISBLANK($C650),ISBLANK($D650)),\"\",IF(OR(ISBLANK($B650),ISBLANK($C650),ISBLANK($D650)),\"Must Enter All Required Data\",IF($O650>2.7,42,IF(AND($O650=0,OR($B650=\"Marine\",$C650=\"Estuary/Marine\")),42,IF(OR(CONCATENATE($B650,\"-\",$C650)=\"Peninsula-Lake/Wetland\",CONCATENATE($B650,\"-\",$C650)=\"Everglades-Lake/Wetland\"),U650,IF(OR(CONCATENATE($B650,\"-\",$C650)=\"Northeast-Lake/Wetland\",CONCATENATE($B650,\"-\",$C650)=\"Big Bend-Lake/Wetland\"),T650,IF(CONCATENATE($B650,\"-\",$C650)=\"Panhandle West-Lake/Wetland\",V650,IF(OR(CONCATENATE($B650,\"-\",$C650)=\"Peninsula-Stream/Canal\",CONCATENATE($B650,\"-\",$C650)=\"Everglades-Stream/Canal\"),R650,IF(OR(CONCATENATE($B650,\"-\",$C650)=\"Northeast-Stream/Canal\",CONCATENATE($B650,\"-\",$C650)=\"Big Bend-Stream/Canal\"),Q650,IF(CONCATENATE($B650,\"-\",$C650)=\"Panhandle West-Stream/Canal\",S650,\"Error! Check Entries\"))))))))))","v":""},{"$f":"IF(O650>2.7,\"Marine Criteria Apply, No time of day adjustment.\",IF(AND(O650=0,OR(B650=\"Marine\",C650=\"Estuary/Marine\")),\"Marine Criteria Apply, No time of day adjustment.\",IF(AND($O650<=2.7,OR($B650=\"Marine\",$C650=\"Estuary/Marine\")),\"Salinity and Bioregion or Waterbody Type Don't Agree\",\"\")))","v":""},{"$f":"IF(ISBLANK(I650),760,I650)","v":760},0,null,31.239828365949499,33.432731097800598,65.614237275076405,34.191111769905497,37.136025005027498,66.353590042897807]
[646,null,null,null,null,null,null,null,null,"","","","",760,0,null,31.239828365949499,33.432731097800598,65.614237275076405,34.191111769905497,37.136025005027498,66.353590042897807]
[647,null,null,null,null,null,null,null,null,"","","","",760,0,null,31.239828365949499,33.432731097800598,65.614237275076405,34.191111769905497,37.136025005027498,66.353590042897807]
[648,null,null,null,null,null,null,null,null,"","","","",760,0,null,31.239828365949499,33.432731097800598,65.614237275076405,34.191111769905497,37.136025005027498,66.353590042897807]
[649,null,null,null,null,null,null,null,null,"","","","",760,0,null,31.239828365949499,33.432731097800598,65.614237275076405,34.191111769905497,37.136025005027498,66.353590042897807]
[650,null,null,null,null,null,null,null,null,"","","","",760,0,null,31.239828365949499,33.432731097800598,65.614237275076405,34.191111769905497,37.136025005027498,66.353590042897807]
[651,null,null,null,null,null,null,null,null,"","","","",760,0,null,31.239828365949499,33.432731097800598,65.614237275076405,34.191111769905497,37.136025005027498,66.353590042897807]
[652,null,null,null,null,null,null,null,null,"","","","",760,0,null,31.239828365949499,33.432731097800598,65.614237275076405,34.191111769905497,37.136025005027498,66.353590042897807]
[653,null,null,null,null,null,null,null,null,"","","","",760,0,null,31.239828365949499,33.432731097800598,65.614237275076405,34.191111769905497,37.136025005027498,66.353590042897807]
[654,null,null,null,null,null,null,null,null,"","","","",760,0,null,31.239828365949499,33.432731097800598,65.614237275076405,34.191111769905497,37.136025005027498,66.353590042897807]
[655,null,null,null,null,null,null,null,null,"","","","",760,0,null,31.239828365949499,33.432731097800598,65.614237275076405,34.191111769905497,37.136025005027498,66.353590042897807]
[656,null,null,null,null,null,null,null,null,"","","","",760,0,null,31.239828365949499,33.432731097800598,65.614237275076405,34.191111769905497,37.136025005027498,66.353590042897807]
[657,null,null,null,null,null,null,null,null,"","","","",760,0,null,31.239828365949499,33.432731097800598,65.614237275076405,34.191111769905497,37.136025005027498,66.353590042897807]
[658,null,null,null,null,null,null,null,null,"","","","",760,0,null,31.239828365949499,33.432731097800598,65.614237275076405,34.191111769905497,37.136025005027498,66.353590042897807]
[659,null,null,null,null,null,null,null,null,"","","","",760,0,null,31.239828365949499,33.432731097800598,65.614237275076405,34.191111769905497,37.136025005027498,66.353590042897807]
[660,null,null,null,null,null,null,null,null,"","","","",760,0,null,31.239828365949499,33.432731097800598,65.614237275076405,34.191111769905497,37.136025005027498,66.353590042897807]
[661,null,null,null,null,null,null,null,null,"","","","",760,0,null,31.239828365949499,33.432731097800598,65.614237275076405,34.191111769905497,37.136025005027498,66.353590042897807]
[662,null,null,null,null,null,null,null,null,"","","","",760,0,null,31.239828365949499,33.432731097800598,65.614237275076405,34.191111769905497,37.136025005027498,66.353590042897807]
[663,null,null,null,null,null,null,null,null,"","","","",760,0,null,31.239828365949499,33.432731097800598,65.614237275076405,34.191111769905497,37.136025005027498,66.353590042897807]
[664,null,null,null,null,null,null,null,null,"","","","",760,0,null,31.239828365949499,33.432731097800598,65.614237275076405,34.191111769905497,37.136025005027498,66.353590042897807]
[665,null,null,null,null,null,null,null,null,"","","","",760,0,null,31.239828365949499,33.432731097800598,65.614237275076405,34.191111769905497,37.136025005027498,66.353590042897807]
[666,null,null,null,null,null,null,null,null,"","","","",760,0,null,31.239828365949499,33.432731097800598,65.614237275076405,34.191111769905497,37.136025005027498,66.353590042897807]
[667,null,null,null,null,null,null,null,null,"","","","",760,0,null,31.239828365949499,33.432731097800598,65.614237275076405,34.191111769905497,37.136025005027498,66.353590042897807]
[668,null,null,null,null,null,null,null,null,"","","","",760,0,null,31.239828365949499,33.432731097800598,65.614237275076405,34.191111769905497,37.136025005027498,66.353590042897807]
[669,null,null,null,null,null,null,null,null,"","","","",760,0,null,31.239828365949499,33.432731097800598,65.614237275076405,34.191111769905497,37.136025005027498,66.353590042897807]
[670,null,null,null,null,null,null,null,null,"","","","",760,0,null,31.239828365949499,33.432731097800598,65.614237275076405,34.191111769905497,37.136025005027498,66.353590042897807]
[671,null,null,null,null,null,null,null,null,"","","","",760,0,null,31.239828365949499,33.432731097800598,65.614237275076405,34.191111769905497,37.136025005027498,66.353590042897807]
[672,null,null,null,null,null,null,null,null,"","","","",760,0,null,31.239828365949499,33.432731097800598,65.614237275076405,34.191111769905497,37.136025005027498,66.353590042897807]
[673,null,null,null,null,null,null,null,null,"","","","",760,0,null,31.239828365949499,33.432731097800598,65.614237275076405,34.191111769905497,37.136025005027498,66.353590042897807]
[674,null,null,null,null,null,null,null,null,"","","","",760,0,null,31.239828365949499,33.432731097800598,65.614237275076405,34.191111769905497,37.136025005027498,66.353590042897807]
[675,null,null,null,null,null,null,null,null,"","","","",760,0,null,31.239828365949499,33.432731097800598,65.614237275076405,34.191111769905497,37.136025005027498,66.353590042897807]
[676,null,null,null,null,null,null,null,null,"","","","",760,0,null,31.239828365949499,33.432731097800598,65.614237275076405,34.191111769905497,37.136025005027498,66.353590042897807]
[677,null,null,null,null,null,null,null,null,"","","","",760,0,null,31.239828365949499,33.432731097800598,65.614237275076405,34.191111769905497,37.136025005027498,66.353590042897807]
[678,null,null,null,null,null,null,null,null,"","","","",760,0,null,31.239828365949499,33.432731097800598,65.614237275076405,34.191111769905497,37.136025005027498,66.353590042897807]
[679,null,null,null,null,null,null,null,null,"","","","",760,0,null,31.239828365949499,33.432731097800598,65.614237275076405,34.191111769905497,37.136025005027498,66.353590042897807]
[680,null,null,null,null,null,null,null,null,"","","","",760,0,null,31.239828365949499,33.432731097800598,65.614237275076405,34.191111769905497,37.136025005027498,66.353590042897807]
[681,null,null,null,null,null,null,null,null,"","","","",760,0,null,31.239828365949499,33.432731097800598,65.614237275076405,34.191111769905497,37.136025005027498,66.353590042897807]
[682,null,null,null,null,null,null,null,null,"","","","",760,0,null,31.239828365949499,33.432731097800598,65.614237275076405,34.191111769905497,37.136025005027498,66.353590042897807]
[683,null,null,null,null,null,null,null,null,"","","","",760,0,null,31.239828365949499,33.432731097800598,65.614237275076405,34.191111769905497,37.136025005027498,66.353590042897807]
[684,null,null,null,null,null,null,null,null,"","","","",760,0,null,31.239828365949499,33.432731097800598,65.614237275076405,34.191111769905497,37.136025005027498,66.353590042897807]
[685,null,null,null,null,null,null,null,null,"","","","",760,0,null,31.239828365949499,33.432731097800598,65.614237275076405,34.191111769905497,37.136025005027498,66.353590042897807]
[686,null,null,null,null,null,null,null,null,"","","","",760,0,null,31.239828365949499,33.432731097800598,65.614237275076405,34.191111769905497,37.136025005027498,66.353590042897807]
[687,null,null,null,null,null,null,null,null,"","","","",760,0,null,31.239828365949499,33.432731097800598,65.614237275076405,34.191111769905497,37.136025005027498,66.353590042897807]
[688,null,null,null,null,null,null,null,null,"","","","",760,0,null,31.239828365949499,33.432731097800598,65.614237275076405,34.191111769905497,37.136025005027498,66.353590042897807]
[689,null,null,null,null,null,null,null,null,"","","","",760,0,null,31.239828365949499,33.432731097800598,65.614237275076405,34.191111769905497,37.136025005027498,66.353590042897807]
[690,null,null,null,null,null,null,null,null,"","","","",760,0,null,31.239828365949499,33.432731097800598,65.614237275076405,34.191111769905497,37.136025005027498,66.353590042897807]
[691,null,null,null,null,null,null,null,null,"","","","",760,0,null,31.239828365949499,33.432731097800598,65.614237275076405,34.191111769905497,37.136025005027498,66.353590042897807]
[692,null,null,null,null,null,null,null,null,"","","","",760,0,null,31.239828365949499,33.432731097800598,65.614237275076405,34.191111769905497,37.136025005027498,66.353590042897807]
[693,null,null,null,null,null,null,null,null,"","","","",760,0,null,31.239828365949499,33.432731097800598,65.614237275076405,34.191111769905497,37.136025005027498,66.353590042897807]
[694,null,null,null,null,null,null,null,null,"","","","",760,0,null,31.239828365949499,33.432731097800598,65.614237275076405,34.191111769905497,37.136025005027498,66.353590042897807]
[695,null,null,null,null,null,null,null,null,"","","","",760,0,null,31.239828365949499,33.432731097800598,65.614237275076405,34.191111769905497,37.136025005027498,66.353590042897807]
[696,null,null,null,null,null,null,null,null,"","","","",760,0,null,31.239828365949499,33.432731097800598,65.614237275076405,34.191111769905497,37.136025005027498,66.353590042897807]
[697,null,null,null,null,null,null,null,null,"","","","",760,0,null,31.239828365949499,33.432731097800598,65.614237275076405,34.191111769905497,37.136025005027498,66.353590042897807]
[698,null,null,null,null,null,null,null,null,"","","","",760,0,null,31.239828365949499,33.432731097800598,65.614237275076405,34.191111769905497,37.136025005027498,66.353590042897807]
[699,null,null,null,null,null,null,null,null,"","","","",760,0,null,31.239828365949499,33.432731097800598,65.614237275076405,34.191111769905497,37.136025005027498,66.353590042897807]
[700,null,null,null,null,null,null,null,null,"","","","",760,0,null,31.239828365949499,33.432731097800598,65.614237275076405,34.191111769905497,37.136025005027498,66.353590042897807]
[701,null,null,null,null,null,null,null,null,"","","","",760,0,null,31.239828365949499,33.432731097800598,65.614237275076405,34.191111769905497,37.136025005027498,66.353590042897807]
[702,null,null,null,null,null,null,null,null,"","","","",760,0,null,31.239828365949499,33.432731097800598,65.614237275076405,34.191111769905497,37.136025005027498,66.353590042897807]
[703,null,null,null,null,null,null,null,null,"","","","",760,0,null,31.239828365949499,33.432731097800598,65.614237275076405,34.191111769905497,37.136025005027498,66.353590042897807]
[704,null,null,null,null,null,null,null,null,"","","","",760,0,null,31.239828365949499,33.432731097800598,65.614237275076405,34.191111769905497,37.136025005027498,66.353590042897807]
[705,null,null,null,null,null,null,null,null,{"$f":"IF(OR(ISBLANK($E710),ISBLANK($F710)),\"\",(EXP((-139.34411+(157570.1/($F710+273.15)-(66423080/($F710+273.15)^2)+(12438000000/($F710+273.15)^3)-(862194900000/($F710+273.15)^4))-($O710*(0.017674-(10.754/($F710+273.15))+(2140.7/($F710+273.15)^2))))))*($N710/760)*((1-((EXP(11.8581-(3840.7/($F710+273.15))-(216961/($F710+273.15)^2)))/($N710/760)))*(1-(0.000975-(0.00001426*$F710)+(0.00000006436*$F710^2))*($N710/760)))/((1-(EXP(11.8581-(3840.7/($F710+273.15))-(216961/($F710+273.15)^2))))*(1-(0.000975-(0.00001426*$F710)+(0.00000006436*$F710^2)))))","v":""},"","","",760,{"$f":"IF(AND(ISBLANK($G710),ISBLANK($H710)),0,IF(ISBLANK($G710),IF($H710=0,0,(0.008-(0.1692*((($H710*(1+0.0191*($F710-25))/10000)/4.2914)/((1+(($N710/760*1.01325)*(0.000207-(0.0000000637*($N710/760*1.01325))+(0.000000000003989*($N710/760*1.01325)^2))/(1+(0.03426*$F710)+(0.0004464*$F710^2)+(0.4215-0.003107*$F710)*((($H710*(1+0.0191*($F710-25))/10000)/4.2914)))))*(0.6766097+0.0200564*$F710+0.0001104259*$F710^2-0.00000069698*$F710^3+0.0000000010031*$F710^4)))^0.5)+(25.3851*((($H710*(1+0.0191*($F710-25))/10000)/4.2914)/((1+(($N710/760*1.01325)*(0.000207-(0.0000000637*($N710/760*1.01325))+(0.000000000003989*($N710/760*1.01325)^2))/(1+(0.03426*$F710)+(0.0004464*$F710^2)+(0.4215-0.003107*$F710)*((($H710*(1+0.0191*($F710-25))/10000)/4.2914)))))*(0.6766097+0.0200564*$F710+0.0001104259*$F710^2-0.00000069698*$F710^3+0.0000000010031*$F710^4))))+(14.0941*((($H710*(1+0.0191*($F710-25))/10000)/4.2914)/((1+(($N710/760*1.01325)*(0.000207-(0.0000000637*($N710/760*1.01325))+(0.000000000003989*($N710/760*1.01325)^2))/(1+(0.03426*$F710)+(0.0004464*$F710^2)+(0.4215-0.003107*$F710)*((($H710*(1+0.0191*($F710-25))/10000)/4.2914)))))*(0.6766097+0.0200564*$F710+0.0001104259*$F710^2-0.00000069698*$F710^3+0.0000000010031*$F710^4)))^1.5)-(7.0261*((($H710*(1+0.0191*($F710-25))/10000)/4.2914)/((1+(($N710/760*1.01325)*(0.000207-(0.0000000637*($N710/760*1.01325))+(0.000000000003989*($N710/760*1.01325)^2))/(1+(0.03426*$F710)+(0.0004464*$F710^2)+(0.4215-0.003107*$F710)*((($H710*(1+0.0191*($F710-25))/10000)/4.2914)))))*(0.6766097+0.0200564*$F710+0.0001104259*$F710^2-0.00000069698*$F710^3+0.0000000010031*$F710^4)))^2)+(2.7081*((($H710*(1+0.0191*($F710-25))/10000)/4.2914)/((1+(($N710/760*1.01325)*(0.000207-(0.0000000637*($N710/760*1.01325))+(0.000000000003989*($N710/760*1.01325)^2))/(1+(0.03426*$F710)+(0.0004464*$F710^2)+(0.4215-0.003107*$F710)*((($H710*(1+0.0191*($F710-25))/10000)/4.2914)))))*(0.6766097+0.0200564*$F710+0.0001104259*$F710^2-0.00000069698*$F710^3+0.0000000010031*$F710^4)))^2.5)+(($F710-15)/(1+0.0162*($F710-15))*(0.0005-0.0056*((($H710*(1+0.0191*($F710-25))/10000)/4.2914)/((1+(($N710/760*1.01325)*(0.000207-(0.0000000637*($N710/760*1.01325))+(0.000000000003989*($N710/760*1.01325)^2))/(1+(0.03426*$F710)+(0.0004464*$F710^2)+(0.4215-0.003107*$F710)*((($H710*(1+0.0191*($F710-25))/10000)/4.2914)))))*(0.6766097+0.0200564*$F710+0.0001104259*$F710^2-0.00000069698*$F710^3+0.0000000010031*$F710^4)))^0.5-0.0066*((($H710*(1+0.0191*($F710-25))/10000)/4.2914)/((1+(($N710/760*1.01325)*(0.000207-(0.0000000637*($N710/760*1.01325))+(0.000000000003989*($N710/760*1.01325)^2))/(1+(0.03426*$F710)+(0.0004464*$F710^2)+(0.4215-0.003107*$F710)*((($H710*(1+0.0191*($F710-25))/10000)/4.2914)))))*(0.6766097+0.0200564*$F710+0.0001104259*$F710^2-0.00000069698*$F710^3+0.0000000010031*$F710^4)))-0.0375*((($H710*(1+0.0191*($F710-25))/10000)/4.2914)/((1+(($N710/760*1.01325)*(0.000207-(0.0000000637*($N710/760*1.01325))+(0.000000000003989*($N710/760*1.01325)^2))/(1+(0.03426*$F710)+(0.0004464*$F710^2)+(0.4215-0.003107*$F710)*((($H710*(1+0.0191*($F710-25))/10000)/4.2914)))))*(0.6766097+0.0200564*$F710+0.0001104259*$F710^2-0.00000069698*$F710^3+0.0000000010031*$F710^4)))^1.5+0.0636*((($H710*(1+0.0191*($F710-25))/10000)/4.2914)/((1+(($N710/760*1.01325)*(0.000207-(0.0000000637*($N710/760*1.01325))+(0.000000000003989*($N710/760*1.01325)^2))/(1+(0.03426*$F710)+(0.0004464*$F710^2)+(0.4215-0.003107*$F710)*((($H710*(1+0.0191*($F710-25))/10000)/4.2914)))))*(0.6766097+0.0200564*$F710+0.0001104259*$F710^2-0.00000069698*$F710^3+0.0000000010031*$F710^4)))^2-0.0144*((($H710*(1+0.0191*($F710-25))/10000)/4.2914)/((1+(($N710/760*1.01325)*(0.000207-(0.0000000637*($N710/760*1.01325))+(0.000000000003989*($N710/760*1.01325)^2))/(1+(0.03426*$F710)+(0.0004464*$F710^2)+(0.4215-0.003107*$F710)*((($H710*(1+0.0191*($F710-25))/10000)/4.2914)))))*(0.6766097+0.0200564*$F710+0.0001104259*$F710^2-0.00000069698*$F710^3+0.0000000010031*$F710^4)))^2.5)))-(0.008/(1+(1.5*400*((($H710*(1+0.0191*($F710-25))/10000)/4.2914)/((1+(($N710/760*1.01325)*(0.000207-(0.0000000637*($N710/760*1.01325))+(0.000000000003989*($N710/760*1.01325)^2))/(1+(0.03426*$F710)+(0.0004464*$F710^2)+(0.4215-0.003107*$F710)*((($H710*(1+0.0191*($F710-25))/10000)/4.2914)))))*(0.6766097+0.0200564*$F710+0.0001104259*$F710^2-0.00000069698*$F710^3+0.0000000010031*$F710^4))))+(400*((($H710*(1+0.0191*($F710-25))/10000)/4.2914)/((1+(($N710/760*1.01325)*(0.000207-(0.0000000637*($N710/760*1.01325))+(0.000000000003989*($N710/760*1.01325)^2))/(1+(0.03426*$F710)+(0.0004464*$F710^2)+(0.4215-0.003107*$F710)*((($H710*(1+0.0191*($F710-25))/10000)/4.2914)))))*(0.6766097+0.0200564*$F710+0.0001104259*$F710^2-0.00000069698*$F710^3+0.0000000010031*$F710^4))))^2))-((0.0005*($F710-15)/(1+0.0162*($F710-15)))/(1+(100*((($H710*(1+0.0191*($F710-25))/10000)/4.2914)/((1+(($N710/760*1.01325)*(0.000207-(0.0000000637*($N710/760*1.01325))+(0.000000000003989*($N710/760*1.01325)^2))/(1+(0.03426*$F710)+(0.0004464*$F710^2)+(0.4215-0.003107*$F710)*((($H710*(1+0.0191*($F710-25))/10000)/4.2914)))))*(0.6766097+0.0200564*$F710+0.0001104259*$F710^2-0.00000069698*$F710^3+0.0000000010031*$F710^4))))^0.5+(100*((($H710*(1+0.0191*($F710-25))/10000)/4.2914)/((1+(($N710/760*1.01325)*(0.000207-(0.0000000637*($N710/760*1.01325))+(0.000000000003989*($N710/760*1.01325)^2))/(1+(0.03426*$F710)+(0.0004464*$F710^2)+(0.4215-0.003107*$F710)*((($H710*(1+0.0191*($F710-25))/10000)/4.2914)))))*(0.6766097+0.0200564*$F710+0.0001104259*$F710^2-0.00000069698*$F710^3+0.0000000010031*$F710^4))))^1.5))),$G710))","v":0},null,{"$f":"1.18443700433286E-13*(HOUR($D710)*60+MINUTE($D710))^5 - 4.14323598958596E-10*(HOUR($D710)*60+MINUTE($D710))^4 + 4.77287727122539E-07*(HOUR($D710)*60+MINUTE($D710))^3 - 0.000196917585728373*(HOUR($D710)*60+MINUTE($D710))^2 + 0.0231405627601475*(HOUR($D710)*60+MINUTE($D710)) + 31.2398283659495","v":31.239828365949499},{"$f":"1.98879987167155E-13*(HOUR($D710)*60+MINUTE($D710))^5 - 6.89410992615642E-10*(HOUR($D710)*60+MINUTE($D710))^4 + 7.83730333422071E-07*(HOUR($D710)*60+MINUTE($D710))^3 - 0.00031597890334556*(HOUR($D710)*60+MINUTE($D710))^2 + 0.0355135105918976*(HOUR($D710)*60+MINUTE($D710)) + 33.4327310978006","v":33.432731097800598},{"$f":"9.08511511657608E-14*(HOUR($D710)*60+MINUTE($D710))^5 - 2.99407211249053E-10*(HOUR($D710)*60+MINUTE($D710))^4 + 3.1560253348998E-07*(HOUR($D710)*60+MINUTE($D710))^3 - 0.000108510891323021*(HOUR($D710)*60+MINUTE($D710))^2 + 0.00628484730145829*(HOUR($D710)*60+MINUTE($D710)) + 65.6142372750764","v":65.614237275076405},{"$f":"1.45776613020539E-13*(HOUR($D710)*60+MINUTE($D710))^5-5.56072270585461E-10*(HOUR($D710)*60+MINUTE($D710))^4+7.06833400255548E-07*(HOUR($D710)*60+MINUTE($D710))^3-0.000318788465226261*(HOUR($D710)*60+MINUTE($D710))^2+0.0281711711660364*(HOUR($D710)*60+MINUTE($D710))+34.1911117699055","v":34.191111769905497},{"$f":"1.37090283182826E-13*(HOUR($D710)*60+MINUTE($D710))^5 - 5.04960255463897E-10*(HOUR($D710)*60+MINUTE($D710))^4 + 6.13524315934422E-07*(HOUR($D710)*60+MINUTE($D710))^3 - 0.00025817433468811*(HOUR($D710)*60+MINUTE($D710))^2 + 0.0195966892410979*(HOUR($D710)*60+MINUTE($D710)) + 37.1360250050275","v":37.136025005027498},{"$f":"7.11895278892582E-14*(HOUR($D710)*60+MINUTE($D710))^5-2.64195273421019E-10*(HOUR($D710)*60+MINUTE($D710))^4 + 3.22473039456213E-07*(HOUR($D710)*60+MINUTE($D710))^3 - 0.00013606873481109*(HOUR($D710)*60+MINUTE($D710))^2 + 0.0107100719720847*(HOUR($D710)*60+MINUTE($D710))+66.3535900428978","v":66.353590042897807}]
[706,null,null,null,null,null,null,null,null,"","","","",760,0,null,31.239828365949499,33.432731097800598,65.614237275076405,34.191111769905497,37.136025005027498,66.353590042897807]
[707,null,null,null,null,null,null,null,null,"","","","",760,0,null,31.239828365949499,33.432731097800598,65.614237275076405,34.191111769905497,37.136025005027498,66.353590042897807]
[708,null,null,null,null,null,null,null,null,"","","","",760,0,null,31.239828365949499,33.432731097800598,65.614237275076405,34.191111769905497,37.136025005027498,66.353590042897807]
[709,null,null,null,null,null,null,null,null,"",{"$f":"IF(OR(ISBLANK(E714),ISBLANK(F714)),\"\",E714/J714*100)","v":""},{"$f":"IF(AND(ISBLANK($B714),ISBLANK($C714),ISBLANK($D714)),\"\",IF(OR(ISBLANK($B714),ISBLANK($C714),ISBLANK($D714)),\"Must Enter All Required Data\",IF($O714>2.7,42,IF(AND($O714=0,OR($B714=\"Marine\",$C714=\"Estuary/Marine\")),42,IF(OR(CONCATENATE($B714,\"-\",$C714)=\"Peninsula-Lake/Wetland\",CONCATENATE($B714,\"-\",$C714)=\"Everglades-Lake/Wetland\"),U714,IF(OR(CONCATENATE($B714,\"-\",$C714)=\"Northeast-Lake/Wetland\",CONCATENATE($B714,\"-\",$C714)=\"Big Bend-Lake/Wetland\"),T714,IF(CONCATENATE($B714,\"-\",$C714)=\"Panhandle West-Lake/Wetland\",V714,IF(OR(CONCATENATE($B714,\"-\",$C714)=\"Peninsula-Stream/Canal\",CONCATENATE($B714,\"-\",$C714)=\"Everglades-Stream/Canal\"),R714,IF(OR(CONCATENATE($B714,\"-\",$C714)=\"Northeast-Stream/Canal\",CONCATENATE($B714,\"-\",$C714)=\"Big Bend-Stream/Canal\"),Q714,IF(CONCATENATE($B714,\"-\",$C714)=\"Panhandle West-Stream/Canal\",S714,\"Error! Check Entries\"))))))))))","v":""},{"$f":"IF(O714>2.7,\"Marine Criteria Apply, No time of day adjustment.\",IF(AND(O714=0,OR(B714=\"Marine\",C714=\"Estuary/Marine\")),\"Marine Criteria Apply, No time of day adjustment.\",IF(AND($O714<=2.7,OR($B714=\"Marine\",$C714=\"Estuary/Marine\")),\"Salinity and Bioregion or Waterbody Type Don't Agree\",\"\")))","v":""},{"$f":"IF(ISBLANK(I714),760,I714)","v":760},0,null,31.239828365949499,33.432731097800598,65.614237275076405,34.191111769905497,37.136025005027498,66.353590042897807]
[710,null,null,null,null,null,null,null,null,"","","","",760,0,null,31.239828365949499,33.432731097800598,65.614237275076405,34.191111769905497,37.136025005027498,66.353590042897807]
[711,null,null,null,null,null,null,null,null,"","","","",760,0,null,31.239828365949499,33.432731097800598,65.614237275076405,34.191111769905497,37.136025005027498,66.353590042897807]
[712,null,null,null,null,null,null,null,null,"","","","",760,0,null,31.239828365949499,33.432731097800598,65.614237275076405,34.191111769905497,37.136025005027498,66.353590042897807]
[713,null,null,null,null,null,null,null,null,"","","","",760,0,null,31.239828365949499,33.432731097800598,65.614237275076405,34.191111769905497,37.136025005027498,66.353590042897807]
[714,null,null,null,null,null,null,null,null,"","","","",760,0,null,31.239828365949499,33.432731097800598,65.614237275076405,34.191111769905497,37.136025005027498,66.353590042897807]
[715,null,null,null,null,null,null,null,null,"","","","",760,0,null,31.239828365949499,33.432731097800598,65.614237275076405,34.191111769905497,37.136025005027498,66.353590042897807]
[716,null,null,null,null,null,null,null,null,"","","","",760,0,null,31.239828365949499,33.432731097800598,65.614237275076405,34.191111769905497,37.136025005027498,66.353590042897807]
[717,null,null,null,null,null,null,null,null,"","","","",760,0,null,31.239828365949499,33.432731097800598,65.614237275076405,34.191111769905497,37.136025005027498,66.353590042897807]
[718,null,null,null,null,null,null,null,null,"","","","",760,0,null,31.239828365949499,33.432731097800598,65.614237275076405,34.191111769905497,37.136025005027498,66.353590042897807]
[719,null,null,null,null,null,null,null,null,"","","","",760,0,null,31.239828365949499,33.432731097800598,65.614237275076405,34.191111769905497,37.136025005027498,66.353590042897807]
[720,null,null,null,null,null,null,null,null,"","","","",760,0,null,31.239828365949499,33.432731097800598,65.614237275076405,34.191111769905497,37.136025005027498,66.353590042897807]
[721,null,null,null,null,null,null,null,null,"","","","",760,0,null,31.239828365949499,33.432731097800598,65.614237275076405,34.191111769905497,37.136025005027498,66.353590042897807]
[722,null,null,null,null,null,null,null,null,"","","","",760,0,null,31.239828365949499,33.432731097800598,65.614237275076405,34.191111769905497,37.136025005027498,66.353590042897807]
[723,null,null,null,null,null,null,null,null,"","","","",760,0,null,31.239828365949499,33.432731097800598,65.614237275076405,34.191111769905497,37.136025005027498,66.353590042897807]
[724,null,null,null,null,null,null,null,null,"","","","",760,0,null,31.239828365949499,33.432731097800598,65.614237275076405,34.191111769905497,37.136025005027498,66.353590042897807]
[725,null,null,null,null,null,null,null,null,"","","","",760,0,null,31.239828365949499,33.432731097800598,65.614237275076405,34.191111769905497,37.136025005027498,66.353590042897807]
[726,null,null,null,null,null,null,null,null,"","","","",760,0,null,31.239828365949499,33.432731097800598,65.614237275076405,34.191111769905497,37.136025005027498,66.353590042897807]
[727,null,null,null,null,null,null,null,null,"","","","",760,0,null,31.239828365949499,33.432731097800598,65.614237275076405,34.191111769905497,37.136025005027498,66.353590042897807]
[728,null,null,null,null,null,null,null,null,"","","","",760,0,null,31.239828365949499,33.432731097800598,65.614237275076405,34.191111769905497,37.136025005027498,66.353590042897807]
[729,null,null,null,null,null,null,null,null,"","","","",760,0,null,31.239828365949499,33.432731097800598,65.614237275076405,34.191111769905497,37.136025005027498,66.353590042897807]
[730,null,null,null,null,null,null,null,null,"","","","",760,0,null,31.239828365949499,33.432731097800598,65.614237275076405,34.191111769905497,37.136025005027498,66.353590042897807]
[731,null,null,null,null,null,null,null,null,"","","","",760,0,null,31.239828365949499,33.432731097800598,65.614237275076405,34.191111769905497,37.136025005027498,66.353590042897807]
[732,null,null,null,null,null,null,null,null,"","","","",760,0,null,31.239828365949499,33.432731097800598,65.614237275076405,34.191111769905497,37.136025005027498,66.353590042897807]
[733,null,null,null,null,null,null,null,null,"","","","",760,0,null,31.239828365949499,33.432731097800598,65.614237275076405,34.191111769905497,37.136025005027498,66.353590042897807]
[734,null,null,null,null,null,null,null,null,"","","","",760,0,null,31.239828365949499,33.432731097800598,65.614237275076405,34.191111769905497,37.136025005027498,66.353590042897807]
[735,null,null,null,null,null,null,null,null,"","","","",760,0,null,31.239828365949499,33.432731097800598,65.614237275076405,34.191111769905497,37.136025005027498,66.353590042897807]
[736,null,null,null,null,null,null,null,null,"","","","",760,0,null,31.239828365949499,33.432731097800598,65.614237275076405,34.191111769905497,37.136025005027498,66.353590042897807]
[737,null,null,null,null,null,null,null,null,"","","","",760,0,null,31.239828365949499,33.432731097800598,65.614237275076405,34.191111769905497,37.136025005027498,66.353590042897807]
[738,null,null,null,null,null,null,null,null,"","","","",760,0,null,31.239828365949499,33.432731097800598,65.614237275076405,34.191111769905497,37.136025005027498,66.353590042897807]
[739,null,null,null,null,null,null,null,null,"","","","",760,0,null,31.239828365949499,33.432731097800598,65.614237275076405,34.191111769905497,37.136025005027498,66.353590042897807]
[740,null,null,null,null,null,null,null,null,"","","","",760,0,null,31.239828365949499,33.432731097800598,65.614237275076405,34.191111769905497,37.136025005027498,66.353590042897807]
[741,null,null,null,null,null,null,null,null,"","","","",760,0,null,31.239828365949499,33.432731097800598,65.614237275076405,34.191111769905497,37.136025005027498,66.353590042897807]
[742,null,null,null,null,null,null,null,null,"","","","",760,0,null,31.239828365949499,33.432731097800598,65.614237275076405,34.191111769905497,37.136025005027498,66.353590042897807]
[743,null,null,null,null,null,null,null,null,"","","","",760,0,null,31.239828365949499,33.432731097800598,65.614237275076405,34.191111769905497,37.136025005027498,66.353590042897807]
[744,null,null,null,null,null,null,null,null,"","","","",760,0,null,31.239828365949499,33.432731097800598,65.614237275076405,34.191111769905497,37.136025005027498,66.353590042897807]
[745,null,null,null,null,null,null,null,null,"","","","",760,0,null,31.239828365949499,33.432731097800598,65.614237275076405,34.191111769905497,37.136025005027498,66.353590042897807]
[746,null,null,null,null,null,null,null,null,"","","","",760,0,null,31.239828365949499,33.432731097800598,65.614237275076405,34.191111769905497,37.136025005027498,66.353590042897807]
[747,null,null,null,null,null,null,null,null,"","","","",760,0,null,31.239828365949499,33.432731097800598,65.614237275076405,34.191111769905497,37.136025005027498,66.353590042897807]
[748,null,null,null,null,null,null,null,null,"","","","",760,0,null,31.239828365949499,33.432731097800598,65.614237275076405,34.191111769905497,37.136025005027498,66.353590042897807]
[749,null,null,null,null,null,null,null,null,"","","","",760,0,null,31.239828365949499,33.432731097800598,65.614237275076405,34.191111769905497,37.136025005027498,66.353590042897807]
[750,null,null,null,null,null,null,null,null,"","","","",760,0,null,31.239828365949499,33.432731097800598,65.614237275076405,34.191111769905497,37.136025005027498,66.353590042897807]
[751,null,null,null,null,null,null,null,null,"","","","",760,0,null,31.239828365949499,33.432731097800598,65.614237275076405,34.191111769905497,37.136025005027498,66.353590042897807]
[752,null,null,null,null,null,null,null,null,"","","","",760,0,null,31.239828365949499,33.432731097800598,65.614237275076405,34.191111769905497,37.136025005027498,66.353590042897807]
[753,null,null,null,null,null,null,null,null,"","","","",760,0,null,31.239828365949499,33.432731097800598,65.614237275076405,34.191111769905497,37.136025005027498,66.353590042897807]
[754,null,null,null,null,null,null,null,null,"","","","",760,0,null,31.239828365949499,33.432731097800598,65.614237275076405,34.191111769905497,37.136025005027498,66.353590042897807]
[755,null,null,null,null,null,null,null,null,"","","","",760,0,null,31.239828365949499,33.432731097800598,65.614237275076405,34.191111769905497,37.136025005027498,66.353590042897807]
[756,null,null,null,null,null,null,null,null,"","","","",760,0,null,31.239828365949499,33.432731097800598,65.614237275076405,34.191111769905497,37.136025005027498,66.353590042897807]
[757,null,null,null,null,null,null,null,null,"","","","",760,0,null,31.239828365949499,33.432731097800598,65.614237275076405,34.191111769905497,37.136025005027498,66.353590042897807]
[758,null,null,null,null,null,null,null,null,"","","","",760,0,null,31.239828365949499,33.432731097800598,65.614237275076405,34.191111769905497,37.136025005027498,66.353590042897807]
[759,null,null,null,null,null,null,null,null,"","","","",760,0,null,31.239828365949499,33.432731097800598,65.614237275076405,34.191111769905497,37.136025005027498,66.353590042897807]
[760,null,null,null,null,null,null,null,null,"","","","",760,0,null,31.239828365949499,33.432731097800598,65.614237275076405,34.191111769905497,37.136025005027498,66.353590042897807]
[761,null,null,null,null,null,null,null,null,"","","","",760,0,null,31.239828365949499,33.432731097800598,65.614237275076405,34.191111769905497,37.136025005027498,66.353590042897807]
[762,null,null,null,null,null,null,null,null,"","","","",760,0,null,31.239828365949499,33.432731097800598,65.614237275076405,34.191111769905497,37.136025005027498,66.353590042897807]
[763,null,null,null,null,null,null,null,null,"","","","",760,0,null,31.239828365949499,33.432731097800598,65.614237275076405,34.191111769905497,37.136025005027498,66.353590042897807]
[764,null,null,null,null,null,null,null,null,"","","","",760,0,null,31.239828365949499,33.432731097800598,65.614237275076405,34.191111769905497,37.136025005027498,66.353590042897807]
[765,null,null,null,null,null,null,null,null,"","","","",760,0,null,31.239828365949499,33.432731097800598,65.614237275076405,34.191111769905497,37.136025005027498,66.353590042897807]
[766,null,null,null,null,null,null,null,null,"","","","",760,0,null,31.239828365949499,33.432731097800598,65.614237275076405,34.191111769905497,37.136025005027498,66.353590042897807]
[767,null,null,null,null,null,null,null,null,"","","","",760,0,null,31.239828365949499,33.432731097800598,65.614237275076405,34.191111769905497,37.136025005027498,66.353590042897807]
[768,null,null,null,null,null,null,null,null,"","","","",760,0,null,31.239828365949499,33.432731097800598,65.614237275076405,34.191111769905497,37.136025005027498,66.353590042897807]
[769,null,null,null,null,null,null,null,null,{"$f":"IF(OR(ISBLANK($E774),ISBLANK($F774)),\"\",(EXP((-139.34411+(157570.1/($F774+273.15)-(66423080/($F774+273.15)^2)+(12438000000/($F774+273.15)^3)-(862194900000/($F774+273.15)^4))-($O774*(0.017674-(10.754/($F774+273.15))+(2140.7/($F774+273.15)^2))))))*($N774/760)*((1-((EXP(11.8581-(3840.7/($F774+273.15))-(216961/($F774+273.15)^2)))/($N774/760)))*(1-(0.000975-(0.00001426*$F774)+(0.00000006436*$F774^2))*($N774/760)))/((1-(EXP(11.8581-(3840.7/($F774+273.15))-(216961/($F774+273.15)^2))))*(1-(0.000975-(0.00001426*$F774)+(0.00000006436*$F774^2)))))","v":""},"","","",760,{"$f":"IF(AND(ISBLANK($G774),ISBLANK($H774)),0,IF(ISBLANK($G774),IF($H774=0,0,(0.008-(0.1692*((($H774*(1+0.0191*($F774-25))/10000)/4.2914)/((1+(($N774/760*1.01325)*(0.000207-(0.0000000637*($N774/760*1.01325))+(0.000000000003989*($N774/760*1.01325)^2))/(1+(0.03426*$F774)+(0.0004464*$F774^2)+(0.4215-0.003107*$F774)*((($H774*(1+0.0191*($F774-25))/10000)/4.2914)))))*(0.6766097+0.0200564*$F774+0.0001104259*$F774^2-0.00000069698*$F774^3+0.0000000010031*$F774^4)))^0.5)+(25.3851*((($H774*(1+0.0191*($F774-25))/10000)/4.2914)/((1+(($N774/760*1.01325)*(0.000207-(0.0000000637*($N774/760*1.01325))+(0.000000000003989*($N774/760*1.01325)^2))/(1+(0.03426*$F774)+(0.0004464*$F774^2)+(0.4215-0.003107*$F774)*((($H774*(1+0.0191*($F774-25))/10000)/4.2914)))))*(0.6766097+0.0200564*$F774+0.0001104259*$F774^2-0.00000069698*$F774^3+0.0000000010031*$F774^4))))+(14.0941*((($H774*(1+0.0191*($F774-25))/10000)/4.2914)/((1+(($N774/760*1.01325)*(0.000207-(0.0000000637*($N774/760*1.01325))+(0.000000000003989*($N774/760*1.01325)^2))/(1+(0.03426*$F774)+(0.0004464*$F774^2)+(0.4215-0.003107*$F774)*((($H774*(1+0.0191*($F774-25))/10000)/4.2914)))))*(0.6766097+0.0200564*$F774+0.0001104259*$F774^2-0.00000069698*$F774^3+0.0000000010031*$F774^4)))^1.5)-(7.0261*((($H774*(1+0.0191*($F774-25))/10000)/4.2914)/((1+(($N774/760*1.01325)*(0.000207-(0.0000000637*($N774/760*1.01325))+(0.000000000003989*($N774/760*1.01325)^2))/(1+(0.03426*$F774)+(0.0004464*$F774^2)+(0.4215-0.003107*$F774)*((($H774*(1+0.0191*($F774-25))/10000)/4.2914)))))*(0.6766097+0.0200564*$F774+0.0001104259*$F774^2-0.00000069698*$F774^3+0.0000000010031*$F774^4)))^2)+(2.7081*((($H774*(1+0.0191*($F774-25))/10000)/4.2914)/((1+(($N774/760*1.01325)*(0.000207-(0.0000000637*($N774/760*1.01325))+(0.000000000003989*($N774/760*1.01325)^2))/(1+(0.03426*$F774)+(0.0004464*$F774^2)+(0.4215-0.003107*$F774)*((($H774*(1+0.0191*($F774-25))/10000)/4.2914)))))*(0.6766097+0.0200564*$F774+0.0001104259*$F774^2-0.00000069698*$F774^3+0.0000000010031*$F774^4)))^2.5)+(($F774-15)/(1+0.0162*($F774-15))*(0.0005-0.0056*((($H774*(1+0.0191*($F774-25))/10000)/4.2914)/((1+(($N774/760*1.01325)*(0.000207-(0.0000000637*($N774/760*1.01325))+(0.000000000003989*($N774/760*1.01325)^2))/(1+(0.03426*$F774)+(0.0004464*$F774^2)+(0.4215-0.003107*$F774)*((($H774*(1+0.0191*($F774-25))/10000)/4.2914)))))*(0.6766097+0.0200564*$F774+0.0001104259*$F774^2-0.00000069698*$F774^3+0.0000000010031*$F774^4)))^0.5-0.0066*((($H774*(1+0.0191*($F774-25))/10000)/4.2914)/((1+(($N774/760*1.01325)*(0.000207-(0.0000000637*($N774/760*1.01325))+(0.000000000003989*($N774/760*1.01325)^2))/(1+(0.03426*$F774)+(0.0004464*$F774^2)+(0.4215-0.003107*$F774)*((($H774*(1+0.0191*($F774-25))/10000)/4.2914)))))*(0.6766097+0.0200564*$F774+0.0001104259*$F774^2-0.00000069698*$F774^3+0.0000000010031*$F774^4)))-0.0375*((($H774*(1+0.0191*($F774-25))/10000)/4.2914)/((1+(($N774/760*1.01325)*(0.000207-(0.0000000637*($N774/760*1.01325))+(0.000000000003989*($N774/760*1.01325)^2))/(1+(0.03426*$F774)+(0.0004464*$F774^2)+(0.4215-0.003107*$F774)*((($H774*(1+0.0191*($F774-25))/10000)/4.2914)))))*(0.6766097+0.0200564*$F774+0.0001104259*$F774^2-0.00000069698*$F774^3+0.0000000010031*$F774^4)))^1.5+0.0636*((($H774*(1+0.0191*($F774-25))/10000)/4.2914)/((1+(($N774/760*1.01325)*(0.000207-(0.0000000637*($N774/760*1.01325))+(0.000000000003989*($N774/760*1.01325)^2))/(1+(0.03426*$F774)+(0.0004464*$F774^2)+(0.4215-0.003107*$F774)*((($H774*(1+0.0191*($F774-25))/10000)/4.2914)))))*(0.6766097+0.0200564*$F774+0.0001104259*$F774^2-0.00000069698*$F774^3+0.0000000010031*$F774^4)))^2-0.0144*((($H774*(1+0.0191*($F774-25))/10000)/4.2914)/((1+(($N774/760*1.01325)*(0.000207-(0.0000000637*($N774/760*1.01325))+(0.000000000003989*($N774/760*1.01325)^2))/(1+(0.03426*$F774)+(0.0004464*$F774^2)+(0.4215-0.003107*$F774)*((($H774*(1+0.0191*($F774-25))/10000)/4.2914)))))*(0.6766097+0.0200564*$F774+0.0001104259*$F774^2-0.00000069698*$F774^3+0.0000000010031*$F774^4)))^2.5)))-(0.008/(1+(1.5*400*((($H774*(1+0.0191*($F774-25))/10000)/4.2914)/((1+(($N774/760*1.01325)*(0.000207-(0.0000000637*($N774/760*1.01325))+(0.000000000003989*($N774/760*1.01325)^2))/(1+(0.03426*$F774)+(0.0004464*$F774^2)+(0.4215-0.003107*$F774)*((($H774*(1+0.0191*($F774-25))/10000)/4.2914)))))*(0.6766097+0.0200564*$F774+0.0001104259*$F774^2-0.00000069698*$F774^3+0.0000000010031*$F774^4))))+(400*((($H774*(1+0.0191*($F774-25))/10000)/4.2914)/((1+(($N774/760*1.01325)*(0.000207-(0.0000000637*($N774/760*1.01325))+(0.000000000003989*($N774/760*1.01325)^2))/(1+(0.03426*$F774)+(0.0004464*$F774^2)+(0.4215-0.003107*$F774)*((($H774*(1+0.0191*($F774-25))/10000)/4.2914)))))*(0.6766097+0.0200564*$F774+0.0001104259*$F774^2-0.00000069698*$F774^3+0.0000000010031*$F774^4))))^2))-((0.0005*($F774-15)/(1+0.0162*($F774-15)))/(1+(100*((($H774*(1+0.0191*($F774-25))/10000)/4.2914)/((1+(($N774/760*1.01325)*(0.000207-(0.0000000637*($N774/760*1.01325))+(0.000000000003989*($N774/760*1.01325)^2))/(1+(0.03426*$F774)+(0.0004464*$F774^2)+(0.4215-0.003107*$F774)*((($H774*(1+0.0191*($F774-25))/10000)/4.2914)))))*(0.6766097+0.0200564*$F774+0.0001104259*$F774^2-0.00000069698*$F774^3+0.0000000010031*$F774^4))))^0.5+(100*((($H774*(1+0.0191*($F774-25))/10000)/4.2914)/((1+(($N774/760*1.01325)*(0.000207-(0.0000000637*($N774/760*1.01325))+(0.000000000003989*($N774/760*1.01325)^2))/(1+(0.03426*$F774)+(0.0004464*$F774^2)+(0.4215-0.003107*$F774)*((($H774*(1+0.0191*($F774-25))/10000)/4.2914)))))*(0.6766097+0.0200564*$F774+0.0001104259*$F774^2-0.00000069698*$F774^3+0.0000000010031*$F774^4))))^1.5))),$G774))","v":0},null,{"$f":"1.18443700433286E-13*(HOUR($D774)*60+MINUTE($D774))^5 - 4.14323598958596E-10*(HOUR($D774)*60+MINUTE($D774))^4 + 4.77287727122539E-07*(HOUR($D774)*60+MINUTE($D774))^3 - 0.000196917585728373*(HOUR($D774)*60+MINUTE($D774))^2 + 0.0231405627601475*(HOUR($D774)*60+MINUTE($D774)) + 31.2398283659495","v":31.239828365949499},{"$f":"1.98879987167155E-13*(HOUR($D774)*60+MINUTE($D774))^5 - 6.89410992615642E-10*(HOUR($D774)*60+MINUTE($D774))^4 + 7.83730333422071E-07*(HOUR($D774)*60+MINUTE($D774))^3 - 0.00031597890334556*(HOUR($D774)*60+MINUTE($D774))^2 + 0.0355135105918976*(HOUR($D774)*60+MINUTE($D774)) + 33.4327310978006","v":33.432731097800598},{"$f":"9.08511511657608E-14*(HOUR($D774)*60+MINUTE($D774))^5 - 2.99407211249053E-10*(HOUR($D774)*60+MINUTE($D774))^4 + 3.1560253348998E-07*(HOUR($D774)*60+MINUTE($D774))^3 - 0.000108510891323021*(HOUR($D774)*60+MINUTE($D774))^2 + 0.00628484730145829*(HOUR($D774)*60+MINUTE($D774)) + 65.6142372750764","v":65.614237275076405},{"$f":"1.45776613020539E-13*(HOUR($D774)*60+MINUTE($D774))^5-5.56072270585461E-10*(HOUR($D774)*60+MINUTE($D774))^4+7.06833400255548E-07*(HOUR($D774)*60+MINUTE($D774))^3-0.000318788465226261*(HOUR($D774)*60+MINUTE($D774))^2+0.0281711711660364*(HOUR($D774)*60+MINUTE($D774))+34.1911117699055","v":34.191111769905497},{"$f":"1.37090283182826E-13*(HOUR($D774)*60+MINUTE($D774))^5 - 5.04960255463897E-10*(HOUR($D774)*60+MINUTE($D774))^4 + 6.13524315934422E-07*(HOUR($D774)*60+MINUTE($D774))^3 - 0.00025817433468811*(HOUR($D774)*60+MINUTE($D774))^2 + 0.0195966892410979*(HOUR($D774)*60+MINUTE($D774)) + 37.1360250050275","v":37.136025005027498},{"$f":"7.11895278892582E-14*(HOUR($D774)*60+MINUTE($D774))^5-2.64195273421019E-10*(HOUR($D774)*60+MINUTE($D774))^4 + 3.22473039456213E-07*(HOUR($D774)*60+MINUTE($D774))^3 - 0.00013606873481109*(HOUR($D774)*60+MINUTE($D774))^2 + 0.0107100719720847*(HOUR($D774)*60+MINUTE($D774))+66.3535900428978","v":66.353590042897807}]
[770,null,null,null,null,null,null,null,null,"","","","",760,0,null,31.239828365949499,33.432731097800598,65.614237275076405,34.191111769905497,37.136025005027498,66.353590042897807]
[771,null,null,null,null,null,null,null,null,"","","","",760,0,null,31.239828365949499,33.432731097800598,65.614237275076405,34.191111769905497,37.136025005027498,66.353590042897807]
[772,null,null,null,null,null,null,null,null,"","","","",760,0,null,31.239828365949499,33.432731097800598,65.614237275076405,34.191111769905497,37.136025005027498,66.353590042897807]
[773,null,null,null,null,null,null,null,null,"",{"$f":"IF(OR(ISBLANK(E778),ISBLANK(F778)),\"\",E778/J778*100)","v":""},{"$f":"IF(AND(ISBLANK($B778),ISBLANK($C778),ISBLANK($D778)),\"\",IF(OR(ISBLANK($B778),ISBLANK($C778),ISBLANK($D778)),\"Must Enter All Required Data\",IF($O778>2.7,42,IF(AND($O778=0,OR($B778=\"Marine\",$C778=\"Estuary/Marine\")),42,IF(OR(CONCATENATE($B778,\"-\",$C778)=\"Peninsula-Lake/Wetland\",CONCATENATE($B778,\"-\",$C778)=\"Everglades-Lake/Wetland\"),U778,IF(OR(CONCATENATE($B778,\"-\",$C778)=\"Northeast-Lake/Wetland\",CONCATENATE($B778,\"-\",$C778)=\"Big Bend-Lake/Wetland\"),T778,IF(CONCATENATE($B778,\"-\",$C778)=\"Panhandle West-Lake/Wetland\",V778,IF(OR(CONCATENATE($B778,\"-\",$C778)=\"Peninsula-Stream/Canal\",CONCATENATE($B778,\"-\",$C778)=\"Everglades-Stream/Canal\"),R778,IF(OR(CONCATENATE($B778,\"-\",$C778)=\"Northeast-Stream/Canal\",CONCATENATE($B778,\"-\",$C778)=\"Big Bend-Stream/Canal\"),Q778,IF(CONCATENATE($B778,\"-\",$C778)=\"Panhandle West-Stream/Canal\",S778,\"Error! Check Entries\"))))))))))","v":""},{"$f":"IF(O778>2.7,\"Marine Criteria Apply, No time of day adjustment.\",IF(AND(O778=0,OR(B778=\"Marine\",C778=\"Estuary/Marine\")),\"Marine Criteria Apply, No time of day adjustment.\",IF(AND($O778<=2.7,OR($B778=\"Marine\",$C778=\"Estuary/Marine\")),\"Salinity and Bioregion or Waterbody Type Don't Agree\",\"\")))","v":""},{"$f":"IF(ISBLANK(I778),760,I778)","v":760},0,null,31.239828365949499,33.432731097800598,65.614237275076405,34.191111769905497,37.136025005027498,66.353590042897807]
[774,null,null,null,null,null,null,null,null,"","","","",760,0,null,31.239828365949499,33.432731097800598,65.614237275076405,34.191111769905497,37.136025005027498,66.353590042897807]
[775,null,null,null,null,null,null,null,null,"","","","",760,0,null,31.239828365949499,33.432731097800598,65.614237275076405,34.191111769905497,37.136025005027498,66.353590042897807]
[776,null,null,null,null,null,null,null,null,"","","","",760,0,null,31.239828365949499,33.432731097800598,65.614237275076405,34.191111769905497,37.136025005027498,66.353590042897807]
[777,null,null,null,null,null,null,null,null,"","","","",760,0,null,31.239828365949499,33.432731097800598,65.614237275076405,34.191111769905497,37.136025005027498,66.353590042897807]
[778,null,null,null,null,null,null,null,null,"","","","",760,0,null,31.239828365949499,33.432731097800598,65.614237275076405,34.191111769905497,37.136025005027498,66.353590042897807]
[779,null,null,null,null,null,null,null,null,"","","","",760,0,null,31.239828365949499,33.432731097800598,65.614237275076405,34.191111769905497,37.136025005027498,66.353590042897807]
[780,null,null,null,null,null,null,null,null,"","","","",760,0,null,31.239828365949499,33.432731097800598,65.614237275076405,34.191111769905497,37.136025005027498,66.353590042897807]
[781,null,null,null,null,null,null,null,null,"","","","",760,0,null,31.239828365949499,33.432731097800598,65.614237275076405,34.191111769905497,37.136025005027498,66.353590042897807]
[782,null,null,null,null,null,null,null,null,"","","","",760,0,null,31.239828365949499,33.432731097800598,65.614237275076405,34.191111769905497,37.136025005027498,66.353590042897807]
[783,null,null,null,null,null,null,null,null,"","","","",760,0,null,31.239828365949499,33.432731097800598,65.614237275076405,34.191111769905497,37.136025005027498,66.353590042897807]
[784,null,null,null,null,null,null,null,null,"","","","",760,0,null,31.239828365949499,33.432731097800598,65.614237275076405,34.191111769905497,37.136025005027498,66.353590042897807]
[785,null,null,null,null,null,null,null,null,"","","","",760,0,null,31.239828365949499,33.432731097800598,65.614237275076405,34.191111769905497,37.136025005027498,66.353590042897807]
[786,null,null,null,null,null,null,null,null,"","","","",760,0,null,31.239828365949499,33.432731097800598,65.614237275076405,34.191111769905497,37.136025005027498,66.353590042897807]
[787,null,null,null,null,null,null,null,null,"","","","",760,0,null,31.239828365949499,33.432731097800598,65.614237275076405,34.191111769905497,37.136025005027498,66.353590042897807]
[788,null,null,null,null,null,null,null,null,"","","","",760,0,null,31.239828365949499,33.432731097800598,65.614237275076405,34.191111769905497,37.136025005027498,66.353590042897807]
[789,null,null,null,null,null,null,null,null,"","","","",760,0,null,31.239828365949499,33.432731097800598,65.614237275076405,34.191111769905497,37.136025005027498,66.353590042897807]
[790,null,null,null,null,null,null,null,null,"","","","",760,0,null,31.239828365949499,33.432731097800598,65.614237275076405,34.191111769905497,37.136025005027498,66.353590042897807]
[791,null,null,null,null,null,null,null,null,"","","","",760,0,null,31.239828365949499,33.432731097800598,65.614237275076405,34.191111769905497,37.136025005027498,66.353590042897807]
[792,null,null,null,null,null,null,null,null,"","","","",760,0,null,31.239828365949499,33.432731097800598,65.614237275076405,34.191111769905497,37.136025005027498,66.353590042897807]
[793,null,null,null,null,null,null,null,null,"","","","",760,0,null,31.239828365949499,33.432731097800598,65.614237275076405,34.191111769905497,37.136025005027498,66.353590042897807]
[794,null,null,null,null,null,null,null,null,"","","","",760,0,null,31.239828365949499,33.432731097800598,65.614237275076405,34.191111769905497,37.136025005027498,66.353590042897807]
[795,null,null,null,null,null,null,null,null,"","","","",760,0,null,31.239828365949499,33.432731097800598,65.614237275076405,34.191111769905497,37.136025005027498,66.353590042897807]
[796,null,null,null,null,null,null,null,null,"","","","",760,0,null,31.239828365949499,33.432731097800598,65.614237275076405,34.191111769905497,37.136025005027498,66.353590042897807]
[797,null,null,null,null,null,null,null,null,"","","","",760,0,null,31.239828365949499,33.432731097800598,65.614237275076405,34.191111769905497,37.136025005027498,66.353590042897807]
[798,null,null,null,null,null,null,null,null,"","","","",760,0,null,31.239828365949499,33.432731097800598,65.614237275076405,34.191111769905497,37.136025005027498,66.353590042897807]
[799,null,null,null,null,null,null,null,null,"","","","",760,0,null,31.239828365949499,33.432731097800598,65.614237275076405,34.191111769905497,37.136025005027498,66.353590042897807]
[800,null,null,null,null,null,null,null,null,"","","","",760,0,null,31.239828365949499,33.432731097800598,65.614237275076405,34.191111769905497,37.136025005027498,66.353590042897807]
[801,null,null,null,null,null,null,null,null,"","","","",760,0,null,31.239828365949499,33.432731097800598,65.614237275076405,34.191111769905497,37.136025005027498,66.353590042897807]
[802,null,null,null,null,null,null,null,null,"","","","",760,0,null,31.239828365949499,33.432731097800598,65.614237275076405,34.191111769905497,37.136025005027498,66.353590042897807]
[803,null,null,null,null,null,null,null,null,"","","","",760,0,null,31.239828365949499,33.432731097800598,65.614237275076405,34.191111769905497,37.136025005027498,66.353590042897807]
[804,null,null,null,null,null,null,null,null,"","","","",760,0,null,31.239828365949499,33.432731097800598,65.614237275076405,34.191111769905497,37.136025005027498,66.353590042897807]
[805,null,null,null,null,null,null,null,null,"","","","",760,0,null,31.239828365949499,33.432731097800598,65.614237275076405,34.191111769905497,37.136025005027498,66.353590042897807]
[806,null,null,null,null,null,null,null,null,"","","","",760,0,null,31.239828365949499,33.432731097800598,65.614237275076405,34.191111769905497,37.136025005027498,66.353590042897807]
[807,null,null,null,null,null,null,null,null,"","","","",760,0,null,31.239828365949499,33.432731097800598,65.614237275076405,34.191111769905497,37.136025005027498,66.353590042897807]
[808,null,null,null,null,null,null,null,null,"","","","",760,0,null,31.239828365949499,33.432731097800598,65.614237275076405,34.191111769905497,37.136025005027498,66.353590042897807]
[809,null,null,null,null,null,null,null,null,"","","","",760,0,null,31.239828365949499,33.432731097800598,65.614237275076405,34.191111769905497,37.136025005027498,66.353590042897807]
[810,null,null,null,null,null,null,null,null,"","","","",760,0,null,31.239828365949499,33.432731097800598,65.614237275076405,34.191111769905497,37.136025005027498,66.353590042897807]
[811,null,null,null,null,null,null,null,null,"","","","",760,0,null,31.239828365949499,33.432731097800598,65.614237275076405,34.191111769905497,37.136025005027498,66.353590042897807]
[812,null,null,null,null,null,null,null,null,"","","","",760,0,null,31.239828365949499,33.432731097800598,65.614237275076405,34.191111769905497,37.136025005027498,66.353590042897807]
[813,null,null,null,null,null,null,null,null,"","","","",760,0,null,31.239828365949499,33.432731097800598,65.614237275076405,34.191111769905497,37.136025005027498,66.353590042897807]
[814,null,null,null,null,null,null,null,null,"","","","",760,0,null,31.239828365949499,33.432731097800598,65.614237275076405,34.191111769905497,37.136025005027498,66.353590042897807]
[815,null,null,null,null,null,null,null,null,"","","","",760,0,null,31.239828365949499,33.432731097800598,65.614237275076405,34.191111769905497,37.136025005027498,66.353590042897807]
[816,null,null,null,null,null,null,null,null,"","","","",760,0,null,31.239828365949499,33.432731097800598,65.614237275076405,34.191111769905497,37.136025005027498,66.353590042897807]
[817,null,null,null,null,null,null,null,null,"","","","",760,0,null,31.239828365949499,33.432731097800598,65.614237275076405,34.191111769905497,37.136025005027498,66.353590042897807]
[818,null,null,null,null,null,null,null,null,"","","","",760,0,null,31.239828365949499,33.432731097800598,65.614237275076405,34.191111769905497,37.136025005027498,66.353590042897807]
[819,null,null,null,null,null,null,null,null,"","","","",760,0,null,31.239828365949499,33.432731097800598,65.614237275076405,34.191111769905497,37.136025005027498,66.353590042897807]
[820,null,null,null,null,null,null,null,null,"","","","",760,0,null,31.239828365949499,33.432731097800598,65.614237275076405,34.191111769905497,37.136025005027498,66.353590042897807]
[821,null,null,null,null,null,null,null,null,"","","","",760,0,null,31.239828365949499,33.432731097800598,65.614237275076405,34.191111769905497,37.136025005027498,66.353590042897807]
[822,null,null,null,null,null,null,null,null,"","","","",760,0,null,31.239828365949499,33.432731097800598,65.614237275076405,34.191111769905497,37.136025005027498,66.353590042897807]
[823,null,null,null,null,null,null,null,null,"","","","",760,0,null,31.239828365949499,33.432731097800598,65.614237275076405,34.191111769905497,37.136025005027498,66.353590042897807]
[824,null,null,null,null,null,null,null,null,"","","","",760,0,null,31.239828365949499,33.432731097800598,65.614237275076405,34.191111769905497,37.136025005027498,66.353590042897807]
[825,null,null,null,null,null,null,null,null,"","","","",760,0,null,31.239828365949499,33.432731097800598,65.614237275076405,34.191111769905497,37.136025005027498,66.353590042897807]
[826,null,null,null,null,null,null,null,null,"","","","",760,0,null,31.239828365949499,33.432731097800598,65.614237275076405,34.191111769905497,37.136025005027498,66.353590042897807]
[827,null,null,null,null,null,null,null,null,"","","","",760,0,null,31.239828365949499,33.432731097800598,65.614237275076405,34.191111769905497,37.136025005027498,66.353590042897807]
[828,null,null,null,null,null,null,null,null,"","","","",760,0,null,31.239828365949499,33.432731097800598,65.614237275076405,34.191111769905497,37.136025005027498,66.353590042897807]
[829,null,null,null,null,null,null,null,null,"","","","",760,0,null,31.239828365949499,33.432731097800598,65.614237275076405,34.191111769905497,37.136025005027498,66.353590042897807]
[830,null,null,null,null,null,null,null,null,"","","","",760,0,null,31.239828365949499,33.432731097800598,65.614237275076405,34.191111769905497,37.136025005027498,66.353590042897807]
[831,null,null,null,null,null,null,null,null,"","","","",760,0,null,31.239828365949499,33.432731097800598,65.614237275076405,34.191111769905497,37.136025005027498,66.353590042897807]
[832,null,null,null,null,null,null,null,null,"","","","",760,0,null,31.239828365949499,33.432731097800598,65.614237275076405,34.191111769905497,37.136025005027498,66.353590042897807]
[833,null,null,null,null,null,null,null,null,{"$f":"IF(OR(ISBLANK($E838),ISBLANK($F838)),\"\",(EXP((-139.34411+(157570.1/($F838+273.15)-(66423080/($F838+273.15)^2)+(12438000000/($F838+273.15)^3)-(862194900000/($F838+273.15)^4))-($O838*(0.017674-(10.754/($F838+273.15))+(2140.7/($F838+273.15)^2))))))*($N838/760)*((1-((EXP(11.8581-(3840.7/($F838+273.15))-(216961/($F838+273.15)^2)))/($N838/760)))*(1-(0.000975-(0.00001426*$F838)+(0.00000006436*$F838^2))*($N838/760)))/((1-(EXP(11.8581-(3840.7/($F838+273.15))-(216961/($F838+273.15)^2))))*(1-(0.000975-(0.00001426*$F838)+(0.00000006436*$F838^2)))))","v":""},"","","",760,{"$f":"IF(AND(ISBLANK($G838),ISBLANK($H838)),0,IF(ISBLANK($G838),IF($H838=0,0,(0.008-(0.1692*((($H838*(1+0.0191*($F838-25))/10000)/4.2914)/((1+(($N838/760*1.01325)*(0.000207-(0.0000000637*($N838/760*1.01325))+(0.000000000003989*($N838/760*1.01325)^2))/(1+(0.03426*$F838)+(0.0004464*$F838^2)+(0.4215-0.003107*$F838)*((($H838*(1+0.0191*($F838-25))/10000)/4.2914)))))*(0.6766097+0.0200564*$F838+0.0001104259*$F838^2-0.00000069698*$F838^3+0.0000000010031*$F838^4)))^0.5)+(25.3851*((($H838*(1+0.0191*($F838-25))/10000)/4.2914)/((1+(($N838/760*1.01325)*(0.000207-(0.0000000637*($N838/760*1.01325))+(0.000000000003989*($N838/760*1.01325)^2))/(1+(0.03426*$F838)+(0.0004464*$F838^2)+(0.4215-0.003107*$F838)*((($H838*(1+0.0191*($F838-25))/10000)/4.2914)))))*(0.6766097+0.0200564*$F838+0.0001104259*$F838^2-0.00000069698*$F838^3+0.0000000010031*$F838^4))))+(14.0941*((($H838*(1+0.0191*($F838-25))/10000)/4.2914)/((1+(($N838/760*1.01325)*(0.000207-(0.0000000637*($N838/760*1.01325))+(0.000000000003989*($N838/760*1.01325)^2))/(1+(0.03426*$F838)+(0.0004464*$F838^2)+(0.4215-0.003107*$F838)*((($H838*(1+0.0191*($F838-25))/10000)/4.2914)))))*(0.6766097+0.0200564*$F838+0.0001104259*$F838^2-0.00000069698*$F838^3+0.0000000010031*$F838^4)))^1.5)-(7.0261*((($H838*(1+0.0191*($F838-25))/10000)/4.2914)/((1+(($N838/760*1.01325)*(0.000207-(0.0000000637*($N838/760*1.01325))+(0.000000000003989*($N838/760*1.01325)^2))/(1+(0.03426*$F838)+(0.0004464*$F838^2)+(0.4215-0.003107*$F838)*((($H838*(1+0.0191*($F838-25))/10000)/4.2914)))))*(0.6766097+0.0200564*$F838+0.0001104259*$F838^2-0.00000069698*$F838^3+0.0000000010031*$F838^4)))^2)+(2.7081*((($H838*(1+0.0191*($F838-25))/10000)/4.2914)/((1+(($N838/760*1.01325)*(0.000207-(0.0000000637*($N838/760*1.01325))+(0.000000000003989*($N838/760*1.01325)^2))/(1+(0.03426*$F838)+(0.0004464*$F838^2)+(0.4215-0.003107*$F838)*((($H838*(1+0.0191*($F838-25))/10000)/4.2914)))))*(0.6766097+0.0200564*$F838+0.0001104259*$F838^2-0.00000069698*$F838^3+0.0000000010031*$F838^4)))^2.5)+(($F838-15)/(1+0.0162*($F838-15))*(0.0005-0.0056*((($H838*(1+0.0191*($F838-25))/10000)/4.2914)/((1+(($N838/760*1.01325)*(0.000207-(0.0000000637*($N838/760*1.01325))+(0.000000000003989*($N838/760*1.01325)^2))/(1+(0.03426*$F838)+(0.0004464*$F838^2)+(0.4215-0.003107*$F838)*((($H838*(1+0.0191*($F838-25))/10000)/4.2914)))))*(0.6766097+0.0200564*$F838+0.0001104259*$F838^2-0.00000069698*$F838^3+0.0000000010031*$F838^4)))^0.5-0.0066*((($H838*(1+0.0191*($F838-25))/10000)/4.2914)/((1+(($N838/760*1.01325)*(0.000207-(0.0000000637*($N838/760*1.01325))+(0.000000000003989*($N838/760*1.01325)^2))/(1+(0.03426*$F838)+(0.0004464*$F838^2)+(0.4215-0.003107*$F838)*((($H838*(1+0.0191*($F838-25))/10000)/4.2914)))))*(0.6766097+0.0200564*$F838+0.0001104259*$F838^2-0.00000069698*$F838^3+0.0000000010031*$F838^4)))-0.0375*((($H838*(1+0.0191*($F838-25))/10000)/4.2914)/((1+(($N838/760*1.01325)*(0.000207-(0.0000000637*($N838/760*1.01325))+(0.000000000003989*($N838/760*1.01325)^2))/(1+(0.03426*$F838)+(0.0004464*$F838^2)+(0.4215-0.003107*$F838)*((($H838*(1+0.0191*($F838-25))/10000)/4.2914)))))*(0.6766097+0.0200564*$F838+0.0001104259*$F838^2-0.00000069698*$F838^3+0.0000000010031*$F838^4)))^1.5+0.0636*((($H838*(1+0.0191*($F838-25))/10000)/4.2914)/((1+(($N838/760*1.01325)*(0.000207-(0.0000000637*($N838/760*1.01325))+(0.000000000003989*($N838/760*1.01325)^2))/(1+(0.03426*$F838)+(0.0004464*$F838^2)+(0.4215-0.003107*$F838)*((($H838*(1+0.0191*($F838-25))/10000)/4.2914)))))*(0.6766097+0.0200564*$F838+0.0001104259*$F838^2-0.00000069698*$F838^3+0.0000000010031*$F838^4)))^2-0.0144*((($H838*(1+0.0191*($F838-25))/10000)/4.2914)/((1+(($N838/760*1.01325)*(0.000207-(0.0000000637*($N838/760*1.01325))+(0.000000000003989*($N838/760*1.01325)^2))/(1+(0.03426*$F838)+(0.0004464*$F838^2)+(0.4215-0.003107*$F838)*((($H838*(1+0.0191*($F838-25))/10000)/4.2914)))))*(0.6766097+0.0200564*$F838+0.0001104259*$F838^2-0.00000069698*$F838^3+0.0000000010031*$F838^4)))^2.5)))-(0.008/(1+(1.5*400*((($H838*(1+0.0191*($F838-25))/10000)/4.2914)/((1+(($N838/760*1.01325)*(0.000207-(0.0000000637*($N838/760*1.01325))+(0.000000000003989*($N838/760*1.01325)^2))/(1+(0.03426*$F838)+(0.0004464*$F838^2)+(0.4215-0.003107*$F838)*((($H838*(1+0.0191*($F838-25))/10000)/4.2914)))))*(0.6766097+0.0200564*$F838+0.0001104259*$F838^2-0.00000069698*$F838^3+0.0000000010031*$F838^4))))+(400*((($H838*(1+0.0191*($F838-25))/10000)/4.2914)/((1+(($N838/760*1.01325)*(0.000207-(0.0000000637*($N838/760*1.01325))+(0.000000000003989*($N838/760*1.01325)^2))/(1+(0.03426*$F838)+(0.0004464*$F838^2)+(0.4215-0.003107*$F838)*((($H838*(1+0.0191*($F838-25))/10000)/4.2914)))))*(0.6766097+0.0200564*$F838+0.0001104259*$F838^2-0.00000069698*$F838^3+0.0000000010031*$F838^4))))^2))-((0.0005*($F838-15)/(1+0.0162*($F838-15)))/(1+(100*((($H838*(1+0.0191*($F838-25))/10000)/4.2914)/((1+(($N838/760*1.01325)*(0.000207-(0.0000000637*($N838/760*1.01325))+(0.000000000003989*($N838/760*1.01325)^2))/(1+(0.03426*$F838)+(0.0004464*$F838^2)+(0.4215-0.003107*$F838)*((($H838*(1+0.0191*($F838-25))/10000)/4.2914)))))*(0.6766097+0.0200564*$F838+0.0001104259*$F838^2-0.00000069698*$F838^3+0.0000000010031*$F838^4))))^0.5+(100*((($H838*(1+0.0191*($F838-25))/10000)/4.2914)/((1+(($N838/760*1.01325)*(0.000207-(0.0000000637*($N838/760*1.01325))+(0.000000000003989*($N838/760*1.01325)^2))/(1+(0.03426*$F838)+(0.0004464*$F838^2)+(0.4215-0.003107*$F838)*((($H838*(1+0.0191*($F838-25))/10000)/4.2914)))))*(0.6766097+0.0200564*$F838+0.0001104259*$F838^2-0.00000069698*$F838^3+0.0000000010031*$F838^4))))^1.5))),$G838))","v":0},null,{"$f":"1.18443700433286E-13*(HOUR($D838)*60+MINUTE($D838))^5 - 4.14323598958596E-10*(HOUR($D838)*60+MINUTE($D838))^4 + 4.77287727122539E-07*(HOUR($D838)*60+MINUTE($D838))^3 - 0.000196917585728373*(HOUR($D838)*60+MINUTE($D838))^2 + 0.0231405627601475*(HOUR($D838)*60+MINUTE($D838)) + 31.2398283659495","v":31.239828365949499},{"$f":"1.98879987167155E-13*(HOUR($D838)*60+MINUTE($D838))^5 - 6.89410992615642E-10*(HOUR($D838)*60+MINUTE($D838))^4 + 7.83730333422071E-07*(HOUR($D838)*60+MINUTE($D838))^3 - 0.00031597890334556*(HOUR($D838)*60+MINUTE($D838))^2 + 0.0355135105918976*(HOUR($D838)*60+MINUTE($D838)) + 33.4327310978006","v":33.432731097800598},{"$f":"9.08511511657608E-14*(HOUR($D838)*60+MINUTE($D838))^5 - 2.99407211249053E-10*(HOUR($D838)*60+MINUTE($D838))^4 + 3.1560253348998E-07*(HOUR($D838)*60+MINUTE($D838))^3 - 0.000108510891323021*(HOUR($D838)*60+MINUTE($D838))^2 + 0.00628484730145829*(HOUR($D838)*60+MINUTE($D838)) + 65.6142372750764","v":65.614237275076405},{"$f":"1.45776613020539E-13*(HOUR($D838)*60+MINUTE($D838))^5-5.56072270585461E-10*(HOUR($D838)*60+MINUTE($D838))^4+7.06833400255548E-07*(HOUR($D838)*60+MINUTE($D838))^3-0.000318788465226261*(HOUR($D838)*60+MINUTE($D838))^2+0.0281711711660364*(HOUR($D838)*60+MINUTE($D838))+34.1911117699055","v":34.191111769905497},{"$f":"1.37090283182826E-13*(HOUR($D838)*60+MINUTE($D838))^5 - 5.04960255463897E-10*(HOUR($D838)*60+MINUTE($D838))^4 + 6.13524315934422E-07*(HOUR($D838)*60+MINUTE($D838))^3 - 0.00025817433468811*(HOUR($D838)*60+MINUTE($D838))^2 + 0.0195966892410979*(HOUR($D838)*60+MINUTE($D838)) + 37.1360250050275","v":37.136025005027498},{"$f":"7.11895278892582E-14*(HOUR($D838)*60+MINUTE($D838))^5-2.64195273421019E-10*(HOUR($D838)*60+MINUTE($D838))^4 + 3.22473039456213E-07*(HOUR($D838)*60+MINUTE($D838))^3 - 0.00013606873481109*(HOUR($D838)*60+MINUTE($D838))^2 + 0.0107100719720847*(HOUR($D838)*60+MINUTE($D838))+66.3535900428978","v":66.353590042897807}]
[834,null,null,null,null,null,null,null,null,"","","","",760,0,null,31.239828365949499,33.432731097800598,65.614237275076405,34.191111769905497,37.136025005027498,66.353590042897807]
[835,null,null,null,null,null,null,null,null,"","","","",760,0,null,31.239828365949499,33.432731097800598,65.614237275076405,34.191111769905497,37.136025005027498,66.353590042897807]
[836,null,null,null,null,null,null,null,null,"","","","",760,0,null,31.239828365949499,33.432731097800598,65.614237275076405,34.191111769905497,37.136025005027498,66.353590042897807]
[837,null,null,null,null,null,null,null,null,"",{"$f":"IF(OR(ISBLANK(E842),ISBLANK(F842)),\"\",E842/J842*100)","v":""},{"$f":"IF(AND(ISBLANK($B842),ISBLANK($C842),ISBLANK($D842)),\"\",IF(OR(ISBLANK($B842),ISBLANK($C842),ISBLANK($D842)),\"Must Enter All Required Data\",IF($O842>2.7,42,IF(AND($O842=0,OR($B842=\"Marine\",$C842=\"Estuary/Marine\")),42,IF(OR(CONCATENATE($B842,\"-\",$C842)=\"Peninsula-Lake/Wetland\",CONCATENATE($B842,\"-\",$C842)=\"Everglades-Lake/Wetland\"),U842,IF(OR(CONCATENATE($B842,\"-\",$C842)=\"Northeast-Lake/Wetland\",CONCATENATE($B842,\"-\",$C842)=\"Big Bend-Lake/Wetland\"),T842,IF(CONCATENATE($B842,\"-\",$C842)=\"Panhandle West-Lake/Wetland\",V842,IF(OR(CONCATENATE($B842,\"-\",$C842)=\"Peninsula-Stream/Canal\",CONCATENATE($B842,\"-\",$C842)=\"Everglades-Stream/Canal\"),R842,IF(OR(CONCATENATE($B842,\"-\",$C842)=\"Northeast-Stream/Canal\",CONCATENATE($B842,\"-\",$C842)=\"Big Bend-Stream/Canal\"),Q842,IF(CONCATENATE($B842,\"-\",$C842)=\"Panhandle West-Stream/Canal\",S842,\"Error! Check Entries\"))))))))))","v":""},{"$f":"IF(O842>2.7,\"Marine Criteria Apply, No time of day adjustment.\",IF(AND(O842=0,OR(B842=\"Marine\",C842=\"Estuary/Marine\")),\"Marine Criteria Apply, No time of day adjustment.\",IF(AND($O842<=2.7,OR($B842=\"Marine\",$C842=\"Estuary/Marine\")),\"Salinity and Bioregion or Waterbody Type Don't Agree\",\"\")))","v":""},{"$f":"IF(ISBLANK(I842),760,I842)","v":760},0,null,31.239828365949499,33.432731097800598,65.614237275076405,34.191111769905497,37.136025005027498,66.353590042897807]
[838,null,null,null,null,null,null,null,null,"","","","",760,0,null,31.239828365949499,33.432731097800598,65.614237275076405,34.191111769905497,37.136025005027498,66.353590042897807]
[839,null,null,null,null,null,null,null,null,"","","","",760,0,null,31.239828365949499,33.432731097800598,65.614237275076405,34.191111769905497,37.136025005027498,66.353590042897807]
[840,null,null,null,null,null,null,null,null,"","","","",760,0,null,31.239828365949499,33.432731097800598,65.614237275076405,34.191111769905497,37.136025005027498,66.353590042897807]
[841,null,null,null,null,null,null,null,null,"","","","",760,0,null,31.239828365949499,33.432731097800598,65.614237275076405,34.191111769905497,37.136025005027498,66.353590042897807]
[842,null,null,null,null,null,null,null,null,"","","","",760,0,null,31.239828365949499,33.432731097800598,65.614237275076405,34.191111769905497,37.136025005027498,66.353590042897807]
[843,null,null,null,null,null,null,null,null,"","","","",760,0,null,31.239828365949499,33.432731097800598,65.614237275076405,34.191111769905497,37.136025005027498,66.353590042897807]
[844,null,null,null,null,null,null,null,null,"","","","",760,0,null,31.239828365949499,33.432731097800598,65.614237275076405,34.191111769905497,37.136025005027498,66.353590042897807]
[845,null,null,null,null,null,null,null,null,"","","","",760,0,null,31.239828365949499,33.432731097800598,65.614237275076405,34.191111769905497,37.136025005027498,66.353590042897807]
[846,null,null,null,null,null,null,null,null,"","","","",760,0,null,31.239828365949499,33.432731097800598,65.614237275076405,34.191111769905497,37.136025005027498,66.353590042897807]
[847,null,null,null,null,null,null,null,null,"","","","",760,0,null,31.239828365949499,33.432731097800598,65.614237275076405,34.191111769905497,37.136025005027498,66.353590042897807]
[848,null,null,null,null,null,null,null,null,"","","","",760,0,null,31.239828365949499,33.432731097800598,65.614237275076405,34.191111769905497,37.136025005027498,66.353590042897807]
[849,null,null,null,null,null,null,null,null,"","","","",760,0,null,31.239828365949499,33.432731097800598,65.614237275076405,34.191111769905497,37.136025005027498,66.353590042897807]
[850,null,null,null,null,null,null,null,null,"","","","",760,0,null,31.239828365949499,33.432731097800598,65.614237275076405,34.191111769905497,37.136025005027498,66.353590042897807]
[851,null,null,null,null,null,null,null,null,"","","","",760,0,null,31.239828365949499,33.432731097800598,65.614237275076405,34.191111769905497,37.136025005027498,66.353590042897807]
[852,null,null,null,null,null,null,null,null,"","","","",760,0,null,31.239828365949499,33.432731097800598,65.614237275076405,34.191111769905497,37.136025005027498,66.353590042897807]
[853,null,null,null,null,null,null,null,null,"","","","",760,0,null,31.239828365949499,33.432731097800598,65.614237275076405,34.191111769905497,37.136025005027498,66.353590042897807]
[854,null,null,null,null,null,null,null,null,"","","","",760,0,null,31.239828365949499,33.432731097800598,65.614237275076405,34.191111769905497,37.136025005027498,66.353590042897807]
[855,null,null,null,null,null,null,null,null,"","","","",760,0,null,31.239828365949499,33.432731097800598,65.614237275076405,34.191111769905497,37.136025005027498,66.353590042897807]
[856,null,null,null,null,null,null,null,null,"","","","",760,0,null,31.239828365949499,33.432731097800598,65.614237275076405,34.191111769905497,37.136025005027498,66.353590042897807]
[857,null,null,null,null,null,null,null,null,"","","","",760,0,null,31.239828365949499,33.432731097800598,65.614237275076405,34.191111769905497,37.136025005027498,66.353590042897807]
[858,null,null,null,null,null,null,null,null,"","","","",760,0,null,31.239828365949499,33.432731097800598,65.614237275076405,34.191111769905497,37.136025005027498,66.353590042897807]
[859,null,null,null,null,null,null,null,null,"","","","",760,0,null,31.239828365949499,33.432731097800598,65.614237275076405,34.191111769905497,37.136025005027498,66.353590042897807]
[860,null,null,null,null,null,null,null,null,"","","","",760,0,null,31.239828365949499,33.432731097800598,65.614237275076405,34.191111769905497,37.136025005027498,66.353590042897807]
[861,null,null,null,null,null,null,null,null,"","","","",760,0,null,31.239828365949499,33.432731097800598,65.614237275076405,34.191111769905497,37.136025005027498,66.353590042897807]
[862,null,null,null,null,null,null,null,null,"","","","",760,0,null,31.239828365949499,33.432731097800598,65.614237275076405,34.191111769905497,37.136025005027498,66.353590042897807]
[863,null,null,null,null,null,null,null,null,"","","","",760,0,null,31.239828365949499,33.432731097800598,65.614237275076405,34.191111769905497,37.136025005027498,66.353590042897807]
[864,null,null,null,null,null,null,null,null,"","","","",760,0,null,31.239828365949499,33.432731097800598,65.614237275076405,34.191111769905497,37.136025005027498,66.353590042897807]
[865,null,null,null,null,null,null,null,null,"","","","",760,0,null,31.239828365949499,33.432731097800598,65.614237275076405,34.191111769905497,37.136025005027498,66.353590042897807]
[866,null,null,null,null,null,null,null,null,"","","","",760,0,null,31.239828365949499,33.432731097800598,65.614237275076405,34.191111769905497,37.136025005027498,66.353590042897807]
[867,null,null,null,null,null,null,null,null,"","","","",760,0,null,31.239828365949499,33.432731097800598,65.614237275076405,34.191111769905497,37.136025005027498,66.353590042897807]
[868,null,null,null,null,null,null,null,null,"","","","",760,0,null,31.239828365949499,33.432731097800598,65.614237275076405,34.191111769905497,37.136025005027498,66.353590042897807]
[869,null,null,null,null,null,null,null,null,"","","","",760,0,null,31.239828365949499,33.432731097800598,65.614237275076405,34.191111769905497,37.136025005027498,66.353590042897807]
[870,null,null,null,null,null,null,null,null,"","","","",760,0,null,31.239828365949499,33.432731097800598,65.614237275076405,34.191111769905497,37.136025005027498,66.353590042897807]
[871,null,null,null,null,null,null,null,null,"","","","",760,0,null,31.239828365949499,33.432731097800598,65.614237275076405,34.191111769905497,37.136025005027498,66.353590042897807]
[872,null,null,null,null,null,null,null,null,"","","","",760,0,null,31.239828365949499,33.432731097800598,65.614237275076405,34.191111769905497,37.136025005027498,66.353590042897807]
[873,null,null,null,null,null,null,null,null,"","","","",760,0,null,31.239828365949499,33.432731097800598,65.614237275076405,34.191111769905497,37.136025005027498,66.353590042897807]
[874,null,null,null,null,null,null,null,null,"","","","",760,0,null,31.239828365949499,33.432731097800598,65.614237275076405,34.191111769905497,37.136025005027498,66.353590042897807]
[875,null,null,null,null,null,null,null,null,"","","","",760,0,null,31.239828365949499,33.432731097800598,65.614237275076405,34.191111769905497,37.136025005027498,66.353590042897807]
[876,null,null,null,null,null,null,null,null,"","","","",760,0,null,31.239828365949499,33.432731097800598,65.614237275076405,34.191111769905497,37.136025005027498,66.353590042897807]
[877,null,null,null,null,null,null,null,null,"","","","",760,0,null,31.239828365949499,33.432731097800598,65.614237275076405,34.191111769905497,37.136025005027498,66.353590042897807]
[878,null,null,null,null,null,null,null,null,"","","","",760,0,null,31.239828365949499,33.432731097800598,65.614237275076405,34.191111769905497,37.136025005027498,66.353590042897807]
[879,null,null,null,null,null,null,null,null,"","","","",760,0,null,31.239828365949499,33.432731097800598,65.614237275076405,34.191111769905497,37.136025005027498,66.353590042897807]
[880,null,null,null,null,null,null,null,null,"","","","",760,0,null,31.239828365949499,33.432731097800598,65.614237275076405,34.191111769905497,37.136025005027498,66.353590042897807]
[881,null,null,null,null,null,null,null,null,"","","","",760,0,null,31.239828365949499,33.432731097800598,65.614237275076405,34.191111769905497,37.136025005027498,66.353590042897807]
[882,null,null,null,null,null,null,null,null,"","","","",760,0,null,31.239828365949499,33.432731097800598,65.614237275076405,34.191111769905497,37.136025005027498,66.353590042897807]
[883,null,null,null,null,null,null,null,null,"","","","",760,0,null,31.239828365949499,33.432731097800598,65.614237275076405,34.191111769905497,37.136025005027498,66.353590042897807]
[884,null,null,null,null,null,null,null,null,"","","","",760,0,null,31.239828365949499,33.432731097800598,65.614237275076405,34.191111769905497,37.136025005027498,66.353590042897807]
[885,null,null,null,null,null,null,null,null,"","","","",760,0,null,31.239828365949499,33.432731097800598,65.614237275076405,34.191111769905497,37.136025005027498,66.353590042897807]
[886,null,null,null,null,null,null,null,null,"","","","",760,0,null,31.239828365949499,33.432731097800598,65.614237275076405,34.191111769905497,37.136025005027498,66.353590042897807]
[887,null,null,null,null,null,null,null,null,"","","","",760,0,null,31.239828365949499,33.432731097800598,65.614237275076405,34.191111769905497,37.136025005027498,66.353590042897807]
[888,null,null,null,null,null,null,null,null,"","","","",760,0,null,31.239828365949499,33.432731097800598,65.614237275076405,34.191111769905497,37.136025005027498,66.353590042897807]
[889,null,null,null,null,null,null,null,null,"","","","",760,0,null,31.239828365949499,33.432731097800598,65.614237275076405,34.191111769905497,37.136025005027498,66.353590042897807]
[890,null,null,null,null,null,null,null,null,"","","","",760,0,null,31.239828365949499,33.432731097800598,65.614237275076405,34.191111769905497,37.136025005027498,66.353590042897807]
[891,null,null,null,null,null,null,null,null,"","","","",760,0,null,31.239828365949499,33.432731097800598,65.614237275076405,34.191111769905497,37.136025005027498,66.353590042897807]
[892,null,null,null,null,null,null,null,null,"","","","",760,0,null,31.239828365949499,33.432731097800598,65.614237275076405,34.191111769905497,37.136025005027498,66.353590042897807]
[893,null,null,null,null,null,null,null,null,"","","","",760,0,null,31.239828365949499,33.432731097800598,65.614237275076405,34.191111769905497,37.136025005027498,66.353590042897807]
[894,null,null,null,null,null,null,null,null,"","","","",760,0,null,31.239828365949499,33.432731097800598,65.614237275076405,34.191111769905497,37.136025005027498,66.353590042897807]
[895,null,null,null,null,null,null,null,null,"","","","",760,0,null,31.239828365949499,33.432731097800598,65.614237275076405,34.191111769905497,37.136025005027498,66.353590042897807]
[896,null,null,null,null,null,null,null,null,"","","","",760,0,null,31.239828365949499,33.432731097800598,65.614237275076405,34.191111769905497,37.136025005027498,66.353590042897807]
[897,null,null,null,null,null,null,null,null,{"$f":"IF(OR(ISBLANK($E902),ISBLANK($F902)),\"\",(EXP((-139.34411+(157570.1/($F902+273.15)-(66423080/($F902+273.15)^2)+(12438000000/($F902+273.15)^3)-(862194900000/($F902+273.15)^4))-($O902*(0.017674-(10.754/($F902+273.15))+(2140.7/($F902+273.15)^2))))))*($N902/760)*((1-((EXP(11.8581-(3840.7/($F902+273.15))-(216961/($F902+273.15)^2)))/($N902/760)))*(1-(0.000975-(0.00001426*$F902)+(0.00000006436*$F902^2))*($N902/760)))/((1-(EXP(11.8581-(3840.7/($F902+273.15))-(216961/($F902+273.15)^2))))*(1-(0.000975-(0.00001426*$F902)+(0.00000006436*$F902^2)))))","v":""},"","","",760,{"$f":"IF(AND(ISBLANK($G902),ISBLANK($H902)),0,IF(ISBLANK($G902),IF($H902=0,0,(0.008-(0.1692*((($H902*(1+0.0191*($F902-25))/10000)/4.2914)/((1+(($N902/760*1.01325)*(0.000207-(0.0000000637*($N902/760*1.01325))+(0.000000000003989*($N902/760*1.01325)^2))/(1+(0.03426*$F902)+(0.0004464*$F902^2)+(0.4215-0.003107*$F902)*((($H902*(1+0.0191*($F902-25))/10000)/4.2914)))))*(0.6766097+0.0200564*$F902+0.0001104259*$F902^2-0.00000069698*$F902^3+0.0000000010031*$F902^4)))^0.5)+(25.3851*((($H902*(1+0.0191*($F902-25))/10000)/4.2914)/((1+(($N902/760*1.01325)*(0.000207-(0.0000000637*($N902/760*1.01325))+(0.000000000003989*($N902/760*1.01325)^2))/(1+(0.03426*$F902)+(0.0004464*$F902^2)+(0.4215-0.003107*$F902)*((($H902*(1+0.0191*($F902-25))/10000)/4.2914)))))*(0.6766097+0.0200564*$F902+0.0001104259*$F902^2-0.00000069698*$F902^3+0.0000000010031*$F902^4))))+(14.0941*((($H902*(1+0.0191*($F902-25))/10000)/4.2914)/((1+(($N902/760*1.01325)*(0.000207-(0.0000000637*($N902/760*1.01325))+(0.000000000003989*($N902/760*1.01325)^2))/(1+(0.03426*$F902)+(0.0004464*$F902^2)+(0.4215-0.003107*$F902)*((($H902*(1+0.0191*($F902-25))/10000)/4.2914)))))*(0.6766097+0.0200564*$F902+0.0001104259*$F902^2-0.00000069698*$F902^3+0.0000000010031*$F902^4)))^1.5)-(7.0261*((($H902*(1+0.0191*($F902-25))/10000)/4.2914)/((1+(($N902/760*1.01325)*(0.000207-(0.0000000637*($N902/760*1.01325))+(0.000000000003989*($N902/760*1.01325)^2))/(1+(0.03426*$F902)+(0.0004464*$F902^2)+(0.4215-0.003107*$F902)*((($H902*(1+0.0191*($F902-25))/10000)/4.2914)))))*(0.6766097+0.0200564*$F902+0.0001104259*$F902^2-0.00000069698*$F902^3+0.0000000010031*$F902^4)))^2)+(2.7081*((($H902*(1+0.0191*($F902-25))/10000)/4.2914)/((1+(($N902/760*1.01325)*(0.000207-(0.0000000637*($N902/760*1.01325))+(0.000000000003989*($N902/760*1.01325)^2))/(1+(0.03426*$F902)+(0.0004464*$F902^2)+(0.4215-0.003107*$F902)*((($H902*(1+0.0191*($F902-25))/10000)/4.2914)))))*(0.6766097+0.0200564*$F902+0.0001104259*$F902^2-0.00000069698*$F902^3+0.0000000010031*$F902^4)))^2.5)+(($F902-15)/(1+0.0162*($F902-15))*(0.0005-0.0056*((($H902*(1+0.0191*($F902-25))/10000)/4.2914)/((1+(($N902/760*1.01325)*(0.000207-(0.0000000637*($N902/760*1.01325))+(0.000000000003989*($N902/760*1.01325)^2))/(1+(0.03426*$F902)+(0.0004464*$F902^2)+(0.4215-0.003107*$F902)*((($H902*(1+0.0191*($F902-25))/10000)/4.2914)))))*(0.6766097+0.0200564*$F902+0.0001104259*$F902^2-0.00000069698*$F902^3+0.0000000010031*$F902^4)))^0.5-0.0066*((($H902*(1+0.0191*($F902-25))/10000)/4.2914)/((1+(($N902/760*1.01325)*(0.000207-(0.0000000637*($N902/760*1.01325))+(0.000000000003989*($N902/760*1.01325)^2))/(1+(0.03426*$F902)+(0.0004464*$F902^2)+(0.4215-0.003107*$F902)*((($H902*(1+0.0191*($F902-25))/10000)/4.2914)))))*(0.6766097+0.0200564*$F902+0.0001104259*$F902^2-0.00000069698*$F902^3+0.0000000010031*$F902^4)))-0.0375*((($H902*(1+0.0191*($F902-25))/10000)/4.2914)/((1+(($N902/760*1.01325)*(0.000207-(0.0000000637*($N902/760*1.01325))+(0.000000000003989*($N902/760*1.01325)^2))/(1+(0.03426*$F902)+(0.0004464*$F902^2)+(0.4215-0.003107*$F902)*((($H902*(1+0.0191*($F902-25))/10000)/4.2914)))))*(0.6766097+0.0200564*$F902+0.0001104259*$F902^2-0.00000069698*$F902^3+0.0000000010031*$F902^4)))^1.5+0.0636*((($H902*(1+0.0191*($F902-25))/10000)/4.2914)/((1+(($N902/760*1.01325)*(0.000207-(0.0000000637*($N902/760*1.01325))+(0.000000000003989*($N902/760*1.01325)^2))/(1+(0.03426*$F902)+(0.0004464*$F902^2)+(0.4215-0.003107*$F902)*((($H902*(1+0.0191*($F902-25))/10000)/4.2914)))))*(0.6766097+0.0200564*$F902+0.0001104259*$F902^2-0.00000069698*$F902^3+0.0000000010031*$F902^4)))^2-0.0144*((($H902*(1+0.0191*($F902-25))/10000)/4.2914)/((1+(($N902/760*1.01325)*(0.000207-(0.0000000637*($N902/760*1.01325))+(0.000000000003989*($N902/760*1.01325)^2))/(1+(0.03426*$F902)+(0.0004464*$F902^2)+(0.4215-0.003107*$F902)*((($H902*(1+0.0191*($F902-25))/10000)/4.2914)))))*(0.6766097+0.0200564*$F902+0.0001104259*$F902^2-0.00000069698*$F902^3+0.0000000010031*$F902^4)))^2.5)))-(0.008/(1+(1.5*400*((($H902*(1+0.0191*($F902-25))/10000)/4.2914)/((1+(($N902/760*1.01325)*(0.000207-(0.0000000637*($N902/760*1.01325))+(0.000000000003989*($N902/760*1.01325)^2))/(1+(0.03426*$F902)+(0.0004464*$F902^2)+(0.4215-0.003107*$F902)*((($H902*(1+0.0191*($F902-25))/10000)/4.2914)))))*(0.6766097+0.0200564*$F902+0.0001104259*$F902^2-0.00000069698*$F902^3+0.0000000010031*$F902^4))))+(400*((($H902*(1+0.0191*($F902-25))/10000)/4.2914)/((1+(($N902/760*1.01325)*(0.000207-(0.0000000637*($N902/760*1.01325))+(0.000000000003989*($N902/760*1.01325)^2))/(1+(0.03426*$F902)+(0.0004464*$F902^2)+(0.4215-0.003107*$F902)*((($H902*(1+0.0191*($F902-25))/10000)/4.2914)))))*(0.6766097+0.0200564*$F902+0.0001104259*$F902^2-0.00000069698*$F902^3+0.0000000010031*$F902^4))))^2))-((0.0005*($F902-15)/(1+0.0162*($F902-15)))/(1+(100*((($H902*(1+0.0191*($F902-25))/10000)/4.2914)/((1+(($N902/760*1.01325)*(0.000207-(0.0000000637*($N902/760*1.01325))+(0.000000000003989*($N902/760*1.01325)^2))/(1+(0.03426*$F902)+(0.0004464*$F902^2)+(0.4215-0.003107*$F902)*((($H902*(1+0.0191*($F902-25))/10000)/4.2914)))))*(0.6766097+0.0200564*$F902+0.0001104259*$F902^2-0.00000069698*$F902^3+0.0000000010031*$F902^4))))^0.5+(100*((($H902*(1+0.0191*($F902-25))/10000)/4.2914)/((1+(($N902/760*1.01325)*(0.000207-(0.0000000637*($N902/760*1.01325))+(0.000000000003989*($N902/760*1.01325)^2))/(1+(0.03426*$F902)+(0.0004464*$F902^2)+(0.4215-0.003107*$F902)*((($H902*(1+0.0191*($F902-25))/10000)/4.2914)))))*(0.6766097+0.0200564*$F902+0.0001104259*$F902^2-0.00000069698*$F902^3+0.0000000010031*$F902^4))))^1.5))),$G902))","v":0},null,{"$f":"1.18443700433286E-13*(HOUR($D902)*60+MINUTE($D902))^5 - 4.14323598958596E-10*(HOUR($D902)*60+MINUTE($D902))^4 + 4.77287727122539E-07*(HOUR($D902)*60+MINUTE($D902))^3 - 0.000196917585728373*(HOUR($D902)*60+MINUTE($D902))^2 + 0.0231405627601475*(HOUR($D902)*60+MINUTE($D902)) + 31.2398283659495","v":31.239828365949499},{"$f":"1.98879987167155E-13*(HOUR($D902)*60+MINUTE($D902))^5 - 6.89410992615642E-10*(HOUR($D902)*60+MINUTE($D902))^4 + 7.83730333422071E-07*(HOUR($D902)*60+MINUTE($D902))^3 - 0.00031597890334556*(HOUR($D902)*60+MINUTE($D902))^2 + 0.0355135105918976*(HOUR($D902)*60+MINUTE($D902)) + 33.4327310978006","v":33.432731097800598},{"$f":"9.08511511657608E-14*(HOUR($D902)*60+MINUTE($D902))^5 - 2.99407211249053E-10*(HOUR($D902)*60+MINUTE($D902))^4 + 3.1560253348998E-07*(HOUR($D902)*60+MINUTE($D902))^3 - 0.000108510891323021*(HOUR($D902)*60+MINUTE($D902))^2 + 0.00628484730145829*(HOUR($D902)*60+MINUTE($D902)) + 65.6142372750764","v":65.614237275076405},{"$f":"1.45776613020539E-13*(HOUR($D902)*60+MINUTE($D902))^5-5.56072270585461E-10*(HOUR($D902)*60+MINUTE($D902))^4+7.06833400255548E-07*(HOUR($D902)*60+MINUTE($D902))^3-0.000318788465226261*(HOUR($D902)*60+MINUTE($D902))^2+0.0281711711660364*(HOUR($D902)*60+MINUTE($D902))+34.1911117699055","v":34.191111769905497},{"$f":"1.37090283182826E-13*(HOUR($D902)*60+MINUTE($D902))^5 - 5.04960255463897E-10*(HOUR($D902)*60+MINUTE($D902))^4 + 6.13524315934422E-07*(HOUR($D902)*60+MINUTE($D902))^3 - 0.00025817433468811*(HOUR($D902)*60+MINUTE($D902))^2 + 0.0195966892410979*(HOUR($D902)*60+MINUTE($D902)) + 37.1360250050275","v":37.136025005027498},{"$f":"7.11895278892582E-14*(HOUR($D902)*60+MINUTE($D902))^5-2.64195273421019E-10*(HOUR($D902)*60+MINUTE($D902))^4 + 3.22473039456213E-07*(HOUR($D902)*60+MINUTE($D902))^3 - 0.00013606873481109*(HOUR($D902)*60+MINUTE($D902))^2 + 0.0107100719720847*(HOUR($D902)*60+MINUTE($D902))+66.3535900428978","v":66.353590042897807}]
[898,null,null,null,null,null,null,null,null,"","","","",760,0,null,31.239828365949499,33.432731097800598,65.614237275076405,34.191111769905497,37.136025005027498,66.353590042897807]
[899,null,null,null,null,null,null,null,null,"","","","",760,0,null,31.239828365949499,33.432731097800598,65.614237275076405,34.191111769905497,37.136025005027498,66.353590042897807]
[900,null,null,null,null,null,null,null,null,"","","","",760,0,null,31.239828365949499,33.432731097800598,65.614237275076405,34.191111769905497,37.136025005027498,66.353590042897807]
[901,null,null,null,null,null,null,null,null,"",{"$f":"IF(OR(ISBLANK(E906),ISBLANK(F906)),\"\",E906/J906*100)","v":""},{"$f":"IF(AND(ISBLANK($B906),ISBLANK($C906),ISBLANK($D906)),\"\",IF(OR(ISBLANK($B906),ISBLANK($C906),ISBLANK($D906)),\"Must Enter All Required Data\",IF($O906>2.7,42,IF(AND($O906=0,OR($B906=\"Marine\",$C906=\"Estuary/Marine\")),42,IF(OR(CONCATENATE($B906,\"-\",$C906)=\"Peninsula-Lake/Wetland\",CONCATENATE($B906,\"-\",$C906)=\"Everglades-Lake/Wetland\"),U906,IF(OR(CONCATENATE($B906,\"-\",$C906)=\"Northeast-Lake/Wetland\",CONCATENATE($B906,\"-\",$C906)=\"Big Bend-Lake/Wetland\"),T906,IF(CONCATENATE($B906,\"-\",$C906)=\"Panhandle West-Lake/Wetland\",V906,IF(OR(CONCATENATE($B906,\"-\",$C906)=\"Peninsula-Stream/Canal\",CONCATENATE($B906,\"-\",$C906)=\"Everglades-Stream/Canal\"),R906,IF(OR(CONCATENATE($B906,\"-\",$C906)=\"Northeast-Stream/Canal\",CONCATENATE($B906,\"-\",$C906)=\"Big Bend-Stream/Canal\"),Q906,IF(CONCATENATE($B906,\"-\",$C906)=\"Panhandle West-Stream/Canal\",S906,\"Error! Check Entries\"))))))))))","v":""},{"$f":"IF(O906>2.7,\"Marine Criteria Apply, No time of day adjustment.\",IF(AND(O906=0,OR(B906=\"Marine\",C906=\"Estuary/Marine\")),\"Marine Criteria Apply, No time of day adjustment.\",IF(AND($O906<=2.7,OR($B906=\"Marine\",$C906=\"Estuary/Marine\")),\"Salinity and Bioregion or Waterbody Type Don't Agree\",\"\")))","v":""},{"$f":"IF(ISBLANK(I906),760,I906)","v":760},0,null,31.239828365949499,33.432731097800598,65.614237275076405,34.191111769905497,37.136025005027498,66.353590042897807]
[902,null,null,null,null,null,null,null,null,"","","","",760,0,null,31.239828365949499,33.432731097800598,65.614237275076405,34.191111769905497,37.136025005027498,66.353590042897807]
[903,null,null,null,null,null,null,null,null,"","","","",760,0,null,31.239828365949499,33.432731097800598,65.614237275076405,34.191111769905497,37.136025005027498,66.353590042897807]
[904,null,null,null,null,null,null,null,null,"","","","",760,0,null,31.239828365949499,33.432731097800598,65.614237275076405,34.191111769905497,37.136025005027498,66.353590042897807]
[905,null,null,null,null,null,null,null,null,"","","","",760,0,null,31.239828365949499,33.432731097800598,65.614237275076405,34.191111769905497,37.136025005027498,66.353590042897807]
[906,null,null,null,null,null,null,null,null,"","","","",760,0,null,31.239828365949499,33.432731097800598,65.614237275076405,34.191111769905497,37.136025005027498,66.353590042897807]
[907,null,null,null,null,null,null,null,null,"","","","",760,0,null,31.239828365949499,33.432731097800598,65.614237275076405,34.191111769905497,37.136025005027498,66.353590042897807]
[908,null,null,null,null,null,null,null,null,"","","","",760,0,null,31.239828365949499,33.432731097800598,65.614237275076405,34.191111769905497,37.136025005027498,66.353590042897807]
[909,null,null,null,null,null,null,null,null,"","","","",760,0,null,31.239828365949499,33.432731097800598,65.614237275076405,34.191111769905497,37.136025005027498,66.353590042897807]
[910,null,null,null,null,null,null,null,null,"","","","",760,0,null,31.239828365949499,33.432731097800598,65.614237275076405,34.191111769905497,37.136025005027498,66.353590042897807]
[911,null,null,null,null,null,null,null,null,"","","","",760,0,null,31.239828365949499,33.432731097800598,65.614237275076405,34.191111769905497,37.136025005027498,66.353590042897807]
[912,null,null,null,null,null,null,null,null,"","","","",760,0,null,31.239828365949499,33.432731097800598,65.614237275076405,34.191111769905497,37.136025005027498,66.353590042897807]
[913,null,null,null,null,null,null,null,null,"","","","",760,0,null,31.239828365949499,33.432731097800598,65.614237275076405,34.191111769905497,37.136025005027498,66.353590042897807]
[914,null,null,null,null,null,null,null,null,"","","","",760,0,null,31.239828365949499,33.432731097800598,65.614237275076405,34.191111769905497,37.136025005027498,66.353590042897807]
[915,null,null,null,null,null,null,null,null,"","","","",760,0,null,31.239828365949499,33.432731097800598,65.614237275076405,34.191111769905497,37.136025005027498,66.353590042897807]
[916,null,null,null,null,null,null,null,null,"","","","",760,0,null,31.239828365949499,33.432731097800598,65.614237275076405,34.191111769905497,37.136025005027498,66.353590042897807]
[917,null,null,null,null,null,null,null,null,"","","","",760,0,null,31.239828365949499,33.432731097800598,65.614237275076405,34.191111769905497,37.136025005027498,66.353590042897807]
[918,null,null,null,null,null,null,null,null,"","","","",760,0,null,31.239828365949499,33.432731097800598,65.614237275076405,34.191111769905497,37.136025005027498,66.353590042897807]
[919,null,null,null,null,null,null,null,null,"","","","",760,0,null,31.239828365949499,33.432731097800598,65.614237275076405,34.191111769905497,37.136025005027498,66.353590042897807]
[920,null,null,null,null,null,null,null,null,"","","","",760,0,null,31.239828365949499,33.432731097800598,65.614237275076405,34.191111769905497,37.136025005027498,66.353590042897807]
[921,null,null,null,null,null,null,null,null,"","","","",760,0,null,31.239828365949499,33.432731097800598,65.614237275076405,34.191111769905497,37.136025005027498,66.353590042897807]
[922,null,null,null,null,null,null,null,null,"","","","",760,0,null,31.239828365949499,33.432731097800598,65.614237275076405,34.191111769905497,37.136025005027498,66.353590042897807]
[923,null,null,null,null,null,null,null,null,"","","","",760,0,null,31.239828365949499,33.432731097800598,65.614237275076405,34.191111769905497,37.136025005027498,66.353590042897807]
[924,null,null,null,null,null,null,null,null,"","","","",760,0,null,31.239828365949499,33.432731097800598,65.614237275076405,34.191111769905497,37.136025005027498,66.353590042897807]
[925,null,null,null,null,null,null,null,null,"","","","",760,0,null,31.239828365949499,33.432731097800598,65.614237275076405,34.191111769905497,37.136025005027498,66.353590042897807]
[926,null,null,null,null,null,null,null,null,"","","","",760,0,null,31.239828365949499,33.432731097800598,65.614237275076405,34.191111769905497,37.136025005027498,66.353590042897807]
[927,null,null,null,null,null,null,null,null,"","","","",760,0,null,31.239828365949499,33.432731097800598,65.614237275076405,34.191111769905497,37.136025005027498,66.353590042897807]
[928,null,null,null,null,null,null,null,null,"","","","",760,0,null,31.239828365949499,33.432731097800598,65.614237275076405,34.191111769905497,37.136025005027498,66.353590042897807]
[929,null,null,null,null,null,null,null,null,"","","","",760,0,null,31.239828365949499,33.432731097800598,65.614237275076405,34.191111769905497,37.136025005027498,66.353590042897807]
[930,null,null,null,null,null,null,null,null,"","","","",760,0,null,31.239828365949499,33.432731097800598,65.614237275076405,34.191111769905497,37.136025005027498,66.353590042897807]
[931,null,null,null,null,null,null,null,null,"","","","",760,0,null,31.239828365949499,33.432731097800598,65.614237275076405,34.191111769905497,37.136025005027498,66.353590042897807]
[932,null,null,null,null,null,null,null,null,"","","","",760,0,null,31.239828365949499,33.432731097800598,65.614237275076405,34.191111769905497,37.136025005027498,66.353590042897807]
[933,null,null,null,null,null,null,null,null,"","","","",760,0,null,31.239828365949499,33.432731097800598,65.614237275076405,34.191111769905497,37.136025005027498,66.353590042897807]
[934,null,null,null,null,null,null,null,null,"","","","",760,0,null,31.239828365949499,33.432731097800598,65.614237275076405,34.191111769905497,37.136025005027498,66.353590042897807]
[935,null,null,null,null,null,null,null,null,"","","","",760,0,null,31.239828365949499,33.432731097800598,65.614237275076405,34.191111769905497,37.136025005027498,66.353590042897807]
[936,null,null,null,null,null,null,null,null,"","","","",760,0,null,31.239828365949499,33.432731097800598,65.614237275076405,34.191111769905497,37.136025005027498,66.353590042897807]
[937,null,null,null,null,null,null,null,null,"","","","",760,0,null,31.239828365949499,33.432731097800598,65.614237275076405,34.191111769905497,37.136025005027498,66.353590042897807]
[938,null,null,null,null,null,null,null,null,"","","","",760,0,null,31.239828365949499,33.432731097800598,65.614237275076405,34.191111769905497,37.136025005027498,66.353590042897807]
[939,null,null,null,null,null,null,null,null,"","","","",760,0,null,31.239828365949499,33.432731097800598,65.614237275076405,34.191111769905497,37.136025005027498,66.353590042897807]
[940,null,null,null,null,null,null,null,null,"","","","",760,0,null,31.239828365949499,33.432731097800598,65.614237275076405,34.191111769905497,37.136025005027498,66.353590042897807]
[941,null,null,null,null,null,null,null,null,"","","","",760,0,null,31.239828365949499,33.432731097800598,65.614237275076405,34.191111769905497,37.136025005027498,66.353590042897807]
[942,null,null,null,null,null,null,null,null,"","","","",760,0,null,31.239828365949499,33.432731097800598,65.614237275076405,34.191111769905497,37.136025005027498,66.353590042897807]
[943,null,null,null,null,null,null,null,null,"","","","",760,0,null,31.239828365949499,33.432731097800598,65.614237275076405,34.191111769905497,37.136025005027498,66.353590042897807]
[944,null,null,null,null,null,null,null,null,"","","","",760,0,null,31.239828365949499,33.432731097800598,65.614237275076405,34.191111769905497,37.136025005027498,66.353590042897807]
[945,null,null,null,null,null,null,null,null,"","","","",760,0,null,31.239828365949499,33.432731097800598,65.614237275076405,34.191111769905497,37.136025005027498,66.353590042897807]
[946,null,null,null,null,null,null,null,null,"","","","",760,0,null,31.239828365949499,33.432731097800598,65.614237275076405,34.191111769905497,37.136025005027498,66.353590042897807]
[947,null,null,null,null,null,null,null,null,"","","","",760,0,null,31.239828365949499,33.432731097800598,65.614237275076405,34.191111769905497,37.136025005027498,66.353590042897807]
[948,null,null,null,null,null,null,null,null,"","","","",760,0,null,31.239828365949499,33.432731097800598,65.614237275076405,34.191111769905497,37.136025005027498,66.353590042897807]
[949,null,null,null,null,null,null,null,null,"","","","",760,0,null,31.239828365949499,33.432731097800598,65.614237275076405,34.191111769905497,37.136025005027498,66.353590042897807]
[950,null,null,null,null,null,null,null,null,"","","","",760,0,null,31.239828365949499,33.432731097800598,65.614237275076405,34.191111769905497,37.136025005027498,66.353590042897807]
[951,null,null,null,null,null,null,null,null,"","","","",760,0,null,31.239828365949499,33.432731097800598,65.614237275076405,34.191111769905497,37.136025005027498,66.353590042897807]
[952,null,null,null,null,null,null,null,null,"","","","",760,0,null,31.239828365949499,33.432731097800598,65.614237275076405,34.191111769905497,37.136025005027498,66.353590042897807]
[953,null,null,null,null,null,null,null,null,"","","","",760,0,null,31.239828365949499,33.432731097800598,65.614237275076405,34.191111769905497,37.136025005027498,66.353590042897807]
[954,null,null,null,null,null,null,null,null,"","","","",760,0,null,31.239828365949499,33.432731097800598,65.614237275076405,34.191111769905497,37.136025005027498,66.353590042897807]
[955,null,null,null,null,null,null,null,null,"","","","",760,0,null,31.239828365949499,33.432731097800598,65.614237275076405,34.191111769905497,37.136025005027498,66.353590042897807]
[956,null,null,null,null,null,null,null,null,"","","","",760,0,null,31.239828365949499,33.432731097800598,65.614237275076405,34.191111769905497,37.136025005027498,66.353590042897807]
[957,null,null,null,null,null,null,null,null,"","","","",760,0,null,31.239828365949499,33.432731097800598,65.614237275076405,34.191111769905497,37.136025005027498,66.353590042897807]
[958,null,null,null,null,null,null,null,null,"","","","",760,0,null,31.239828365949499,33.432731097800598,65.614237275076405,34.191111769905497,37.136025005027498,66.353590042897807]
[959,null,null,null,null,null,null,null,null,"","","","",760,0,null,31.239828365949499,33.432731097800598,65.614237275076405,34.191111769905497,37.136025005027498,66.353590042897807]
[960,null,null,null,null,null,null,null,null,"","","","",760,0,null,31.239828365949499,33.432731097800598,65.614237275076405,34.191111769905497,37.136025005027498,66.353590042897807]
[961,null,null,null,null,null,null,null,null,{"$f":"IF(OR(ISBLANK($E966),ISBLANK($F966)),\"\",(EXP((-139.34411+(157570.1/($F966+273.15)-(66423080/($F966+273.15)^2)+(12438000000/($F966+273.15)^3)-(862194900000/($F966+273.15)^4))-($O966*(0.017674-(10.754/($F966+273.15))+(2140.7/($F966+273.15)^2))))))*($N966/760)*((1-((EXP(11.8581-(3840.7/($F966+273.15))-(216961/($F966+273.15)^2)))/($N966/760)))*(1-(0.000975-(0.00001426*$F966)+(0.00000006436*$F966^2))*($N966/760)))/((1-(EXP(11.8581-(3840.7/($F966+273.15))-(216961/($F966+273.15)^2))))*(1-(0.000975-(0.00001426*$F966)+(0.00000006436*$F966^2)))))","v":""},"","","",760,{"$f":"IF(AND(ISBLANK($G966),ISBLANK($H966)),0,IF(ISBLANK($G966),IF($H966=0,0,(0.008-(0.1692*((($H966*(1+0.0191*($F966-25))/10000)/4.2914)/((1+(($N966/760*1.01325)*(0.000207-(0.0000000637*($N966/760*1.01325))+(0.000000000003989*($N966/760*1.01325)^2))/(1+(0.03426*$F966)+(0.0004464*$F966^2)+(0.4215-0.003107*$F966)*((($H966*(1+0.0191*($F966-25))/10000)/4.2914)))))*(0.6766097+0.0200564*$F966+0.0001104259*$F966^2-0.00000069698*$F966^3+0.0000000010031*$F966^4)))^0.5)+(25.3851*((($H966*(1+0.0191*($F966-25))/10000)/4.2914)/((1+(($N966/760*1.01325)*(0.000207-(0.0000000637*($N966/760*1.01325))+(0.000000000003989*($N966/760*1.01325)^2))/(1+(0.03426*$F966)+(0.0004464*$F966^2)+(0.4215-0.003107*$F966)*((($H966*(1+0.0191*($F966-25))/10000)/4.2914)))))*(0.6766097+0.0200564*$F966+0.0001104259*$F966^2-0.00000069698*$F966^3+0.0000000010031*$F966^4))))+(14.0941*((($H966*(1+0.0191*($F966-25))/10000)/4.2914)/((1+(($N966/760*1.01325)*(0.000207-(0.0000000637*($N966/760*1.01325))+(0.000000000003989*($N966/760*1.01325)^2))/(1+(0.03426*$F966)+(0.0004464*$F966^2)+(0.4215-0.003107*$F966)*((($H966*(1+0.0191*($F966-25))/10000)/4.2914)))))*(0.6766097+0.0200564*$F966+0.0001104259*$F966^2-0.00000069698*$F966^3+0.0000000010031*$F966^4)))^1.5)-(7.0261*((($H966*(1+0.0191*($F966-25))/10000)/4.2914)/((1+(($N966/760*1.01325)*(0.000207-(0.0000000637*($N966/760*1.01325))+(0.000000000003989*($N966/760*1.01325)^2))/(1+(0.03426*$F966)+(0.0004464*$F966^2)+(0.4215-0.003107*$F966)*((($H966*(1+0.0191*($F966-25))/10000)/4.2914)))))*(0.6766097+0.0200564*$F966+0.0001104259*$F966^2-0.00000069698*$F966^3+0.0000000010031*$F966^4)))^2)+(2.7081*((($H966*(1+0.0191*($F966-25))/10000)/4.2914)/((1+(($N966/760*1.01325)*(0.000207-(0.0000000637*($N966/760*1.01325))+(0.000000000003989*($N966/760*1.01325)^2))/(1+(0.03426*$F966)+(0.0004464*$F966^2)+(0.4215-0.003107*$F966)*((($H966*(1+0.0191*($F966-25))/10000)/4.2914)))))*(0.6766097+0.0200564*$F966+0.0001104259*$F966^2-0.00000069698*$F966^3+0.0000000010031*$F966^4)))^2.5)+(($F966-15)/(1+0.0162*($F966-15))*(0.0005-0.0056*((($H966*(1+0.0191*($F966-25))/10000)/4.2914)/((1+(($N966/760*1.01325)*(0.000207-(0.0000000637*($N966/760*1.01325))+(0.000000000003989*($N966/760*1.01325)^2))/(1+(0.03426*$F966)+(0.0004464*$F966^2)+(0.4215-0.003107*$F966)*((($H966*(1+0.0191*($F966-25))/10000)/4.2914)))))*(0.6766097+0.0200564*$F966+0.0001104259*$F966^2-0.00000069698*$F966^3+0.0000000010031*$F966^4)))^0.5-0.0066*((($H966*(1+0.0191*($F966-25))/10000)/4.2914)/((1+(($N966/760*1.01325)*(0.000207-(0.0000000637*($N966/760*1.01325))+(0.000000000003989*($N966/760*1.01325)^2))/(1+(0.03426*$F966)+(0.0004464*$F966^2)+(0.4215-0.003107*$F966)*((($H966*(1+0.0191*($F966-25))/10000)/4.2914)))))*(0.6766097+0.0200564*$F966+0.0001104259*$F966^2-0.00000069698*$F966^3+0.0000000010031*$F966^4)))-0.0375*((($H966*(1+0.0191*($F966-25))/10000)/4.2914)/((1+(($N966/760*1.01325)*(0.000207-(0.0000000637*($N966/760*1.01325))+(0.000000000003989*($N966/760*1.01325)^2))/(1+(0.03426*$F966)+(0.0004464*$F966^2)+(0.4215-0.003107*$F966)*((($H966*(1+0.0191*($F966-25))/10000)/4.2914)))))*(0.6766097+0.0200564*$F966+0.0001104259*$F966^2-0.00000069698*$F966^3+0.0000000010031*$F966^4)))^1.5+0.0636*((($H966*(1+0.0191*($F966-25))/10000)/4.2914)/((1+(($N966/760*1.01325)*(0.000207-(0.0000000637*($N966/760*1.01325))+(0.000000000003989*($N966/760*1.01325)^2))/(1+(0.03426*$F966)+(0.0004464*$F966^2)+(0.4215-0.003107*$F966)*((($H966*(1+0.0191*($F966-25))/10000)/4.2914)))))*(0.6766097+0.0200564*$F966+0.0001104259*$F966^2-0.00000069698*$F966^3+0.0000000010031*$F966^4)))^2-0.0144*((($H966*(1+0.0191*($F966-25))/10000)/4.2914)/((1+(($N966/760*1.01325)*(0.000207-(0.0000000637*($N966/760*1.01325))+(0.000000000003989*($N966/760*1.01325)^2))/(1+(0.03426*$F966)+(0.0004464*$F966^2)+(0.4215-0.003107*$F966)*((($H966*(1+0.0191*($F966-25))/10000)/4.2914)))))*(0.6766097+0.0200564*$F966+0.0001104259*$F966^2-0.00000069698*$F966^3+0.0000000010031*$F966^4)))^2.5)))-(0.008/(1+(1.5*400*((($H966*(1+0.0191*($F966-25))/10000)/4.2914)/((1+(($N966/760*1.01325)*(0.000207-(0.0000000637*($N966/760*1.01325))+(0.000000000003989*($N966/760*1.01325)^2))/(1+(0.03426*$F966)+(0.0004464*$F966^2)+(0.4215-0.003107*$F966)*((($H966*(1+0.0191*($F966-25))/10000)/4.2914)))))*(0.6766097+0.0200564*$F966+0.0001104259*$F966^2-0.00000069698*$F966^3+0.0000000010031*$F966^4))))+(400*((($H966*(1+0.0191*($F966-25))/10000)/4.2914)/((1+(($N966/760*1.01325)*(0.000207-(0.0000000637*($N966/760*1.01325))+(0.000000000003989*($N966/760*1.01325)^2))/(1+(0.03426*$F966)+(0.0004464*$F966^2)+(0.4215-0.003107*$F966)*((($H966*(1+0.0191*($F966-25))/10000)/4.2914)))))*(0.6766097+0.0200564*$F966+0.0001104259*$F966^2-0.00000069698*$F966^3+0.0000000010031*$F966^4))))^2))-((0.0005*($F966-15)/(1+0.0162*($F966-15)))/(1+(100*((($H966*(1+0.0191*($F966-25))/10000)/4.2914)/((1+(($N966/760*1.01325)*(0.000207-(0.0000000637*($N966/760*1.01325))+(0.000000000003989*($N966/760*1.01325)^2))/(1+(0.03426*$F966)+(0.0004464*$F966^2)+(0.4215-0.003107*$F966)*((($H966*(1+0.0191*($F966-25))/10000)/4.2914)))))*(0.6766097+0.0200564*$F966+0.0001104259*$F966^2-0.00000069698*$F966^3+0.0000000010031*$F966^4))))^0.5+(100*((($H966*(1+0.0191*($F966-25))/10000)/4.2914)/((1+(($N966/760*1.01325)*(0.000207-(0.0000000637*($N966/760*1.01325))+(0.000000000003989*($N966/760*1.01325)^2))/(1+(0.03426*$F966)+(0.0004464*$F966^2)+(0.4215-0.003107*$F966)*((($H966*(1+0.0191*($F966-25))/10000)/4.2914)))))*(0.6766097+0.0200564*$F966+0.0001104259*$F966^2-0.00000069698*$F966^3+0.0000000010031*$F966^4))))^1.5))),$G966))","v":0},null,{"$f":"1.18443700433286E-13*(HOUR($D966)*60+MINUTE($D966))^5 - 4.14323598958596E-10*(HOUR($D966)*60+MINUTE($D966))^4 + 4.77287727122539E-07*(HOUR($D966)*60+MINUTE($D966))^3 - 0.000196917585728373*(HOUR($D966)*60+MINUTE($D966))^2 + 0.0231405627601475*(HOUR($D966)*60+MINUTE($D966)) + 31.2398283659495","v":31.239828365949499},{"$f":"1.98879987167155E-13*(HOUR($D966)*60+MINUTE($D966))^5 - 6.89410992615642E-10*(HOUR($D966)*60+MINUTE($D966))^4 + 7.83730333422071E-07*(HOUR($D966)*60+MINUTE($D966))^3 - 0.00031597890334556*(HOUR($D966)*60+MINUTE($D966))^2 + 0.0355135105918976*(HOUR($D966)*60+MINUTE($D966)) + 33.4327310978006","v":33.432731097800598},{"$f":"9.08511511657608E-14*(HOUR($D966)*60+MINUTE($D966))^5 - 2.99407211249053E-10*(HOUR($D966)*60+MINUTE($D966))^4 + 3.1560253348998E-07*(HOUR($D966)*60+MINUTE($D966))^3 - 0.000108510891323021*(HOUR($D966)*60+MINUTE($D966))^2 + 0.00628484730145829*(HOUR($D966)*60+MINUTE($D966)) + 65.6142372750764","v":65.614237275076405},{"$f":"1.45776613020539E-13*(HOUR($D966)*60+MINUTE($D966))^5-5.56072270585461E-10*(HOUR($D966)*60+MINUTE($D966))^4+7.06833400255548E-07*(HOUR($D966)*60+MINUTE($D966))^3-0.000318788465226261*(HOUR($D966)*60+MINUTE($D966))^2+0.0281711711660364*(HOUR($D966)*60+MINUTE($D966))+34.1911117699055","v":34.191111769905497},{"$f":"1.37090283182826E-13*(HOUR($D966)*60+MINUTE($D966))^5 - 5.04960255463897E-10*(HOUR($D966)*60+MINUTE($D966))^4 + 6.13524315934422E-07*(HOUR($D966)*60+MINUTE($D966))^3 - 0.00025817433468811*(HOUR($D966)*60+MINUTE($D966))^2 + 0.0195966892410979*(HOUR($D966)*60+MINUTE($D966)) + 37.1360250050275","v":37.136025005027498},{"$f":"7.11895278892582E-14*(HOUR($D966)*60+MINUTE($D966))^5-2.64195273421019E-10*(HOUR($D966)*60+MINUTE($D966))^4 + 3.22473039456213E-07*(HOUR($D966)*60+MINUTE($D966))^3 - 0.00013606873481109*(HOUR($D966)*60+MINUTE($D966))^2 + 0.0107100719720847*(HOUR($D966)*60+MINUTE($D966))+66.3535900428978","v":66.353590042897807}]
[962,null,null,null,null,null,null,null,null,"","","","",760,0,null,31.239828365949499,33.432731097800598,65.614237275076405,34.191111769905497,37.136025005027498,66.353590042897807]
[963,null,null,null,null,null,null,null,null,"","","","",760,0,null,31.239828365949499,33.432731097800598,65.614237275076405,34.191111769905497,37.136025005027498,66.353590042897807]
[964,null,null,null,null,null,null,null,null,"","","","",760,0,null,31.239828365949499,33.432731097800598,65.614237275076405,34.191111769905497,37.136025005027498,66.353590042897807]
[965,null,null,null,null,null,null,null,null,"",{"$f":"IF(OR(ISBLANK(E970),ISBLANK(F970)),\"\",E970/J970*100)","v":""},{"$f":"IF(AND(ISBLANK($B970),ISBLANK($C970),ISBLANK($D970)),\"\",IF(OR(ISBLANK($B970),ISBLANK($C970),ISBLANK($D970)),\"Must Enter All Required Data\",IF($O970>2.7,42,IF(AND($O970=0,OR($B970=\"Marine\",$C970=\"Estuary/Marine\")),42,IF(OR(CONCATENATE($B970,\"-\",$C970)=\"Peninsula-Lake/Wetland\",CONCATENATE($B970,\"-\",$C970)=\"Everglades-Lake/Wetland\"),U970,IF(OR(CONCATENATE($B970,\"-\",$C970)=\"Northeast-Lake/Wetland\",CONCATENATE($B970,\"-\",$C970)=\"Big Bend-Lake/Wetland\"),T970,IF(CONCATENATE($B970,\"-\",$C970)=\"Panhandle West-Lake/Wetland\",V970,IF(OR(CONCATENATE($B970,\"-\",$C970)=\"Peninsula-Stream/Canal\",CONCATENATE($B970,\"-\",$C970)=\"Everglades-Stream/Canal\"),R970,IF(OR(CONCATENATE($B970,\"-\",$C970)=\"Northeast-Stream/Canal\",CONCATENATE($B970,\"-\",$C970)=\"Big Bend-Stream/Canal\"),Q970,IF(CONCATENATE($B970,\"-\",$C970)=\"Panhandle West-Stream/Canal\",S970,\"Error! Check Entries\"))))))))))","v":""},{"$f":"IF(O970>2.7,\"Marine Criteria Apply, No time of day adjustment.\",IF(AND(O970=0,OR(B970=\"Marine\",C970=\"Estuary/Marine\")),\"Marine Criteria Apply, No time of day adjustment.\",IF(AND($O970<=2.7,OR($B970=\"Marine\",$C970=\"Estuary/Marine\")),\"Salinity and Bioregion or Waterbody Type Don't Agree\",\"\")))","v":""},{"$f":"IF(ISBLANK(I970),760,I970)","v":760},0,null,31.239828365949499,33.432731097800598,65.614237275076405,34.191111769905497,37.136025005027498,66.353590042897807]
[966,null,null,null,null,null,null,null,null,"","","","",760,0,null,31.239828365949499,33.432731097800598,65.614237275076405,34.191111769905497,37.136025005027498,66.353590042897807]
[967,null,null,null,null,null,null,null,null,"","","","",760,0,null,31.239828365949499,33.432731097800598,65.614237275076405,34.191111769905497,37.136025005027498,66.353590042897807]
[968,null,null,null,null,null,null,null,null,"","","","",760,0,null,31.239828365949499,33.432731097800598,65.614237275076405,34.191111769905497,37.136025005027498,66.353590042897807]
[969,null,null,null,null,null,null,null,null,"","","","",760,0,null,31.239828365949499,33.432731097800598,65.614237275076405,34.191111769905497,37.136025005027498,66.353590042897807]
[970,null,null,null,null,null,null,null,null,"","","","",760,0,null,31.239828365949499,33.432731097800598,65.614237275076405,34.191111769905497,37.136025005027498,66.353590042897807]
[971,null,null,null,null,null,null,null,null,"","","","",760,0,null,31.239828365949499,33.432731097800598,65.614237275076405,34.191111769905497,37.136025005027498,66.353590042897807]
[972,null,null,null,null,null,null,null,null,"","","","",760,0,null,31.239828365949499,33.432731097800598,65.614237275076405,34.191111769905497,37.136025005027498,66.353590042897807]
[973,null,null,null,null,null,null,null,null,"","","","",760,0,null,31.239828365949499,33.432731097800598,65.614237275076405,34.191111769905497,37.136025005027498,66.353590042897807]
[974,null,null,null,null,null,null,null,null,"","","","",760,0,null,31.239828365949499,33.432731097800598,65.614237275076405,34.191111769905497,37.136025005027498,66.353590042897807]
[975,null,null,null,null,null,null,null,null,"","","","",760,0,null,31.239828365949499,33.432731097800598,65.614237275076405,34.191111769905497,37.136025005027498,66.353590042897807]
[976,null,null,null,null,null,null,null,null,"","","","",760,0,null,31.239828365949499,33.432731097800598,65.614237275076405,34.191111769905497,37.136025005027498,66.353590042897807]
[977,null,null,null,null,null,null,null,null,"","","","",760,0,null,31.239828365949499,33.432731097800598,65.614237275076405,34.191111769905497,37.136025005027498,66.353590042897807]
[978,null,null,null,null,null,null,null,null,"","","","",760,0,null,31.239828365949499,33.432731097800598,65.614237275076405,34.191111769905497,37.136025005027498,66.353590042897807]
[979,null,null,null,null,null,null,null,null,"","","","",760,0,null,31.239828365949499,33.432731097800598,65.614237275076405,34.191111769905497,37.136025005027498,66.353590042897807]
[980,null,null,null,null,null,null,null,null,"","","","",760,0,null,31.239828365949499,33.432731097800598,65.614237275076405,34.191111769905497,37.136025005027498,66.353590042897807]
[981,null,null,null,null,null,null,null,null,"","","","",760,0,null,31.239828365949499,33.432731097800598,65.614237275076405,34.191111769905497,37.136025005027498,66.353590042897807]
[982,null,null,null,null,null,null,null,null,"","","","",760,0,null,31.239828365949499,33.432731097800598,65.614237275076405,34.191111769905497,37.136025005027498,66.353590042897807]
[983,null,null,null,null,null,null,null,null,"","","","",760,0,null,31.239828365949499,33.432731097800598,65.614237275076405,34.191111769905497,37.136025005027498,66.353590042897807]
[984,null,null,null,null,null,null,null,null,"","","","",760,0,null,31.239828365949499,33.432731097800598,65.614237275076405,34.191111769905497,37.136025005027498,66.353590042897807]
[985,null,null,null,null,null,null,null,null,"","","","",760,0,null,31.239828365949499,33.432731097800598,65.614237275076405,34.191111769905497,37.136025005027498,66.353590042897807]
[986,null,null,null,null,null,null,null,null,"","","","",760,0,null,31.239828365949499,33.432731097800598,65.614237275076405,34.191111769905497,37.136025005027498,66.353590042897807]
[987,null,null,null,null,null,null,null,null,"","","","",760,0,null,31.239828365949499,33.432731097800598,65.614237275076405,34.191111769905497,37.136025005027498,66.353590042897807]
[988,null,null,null,null,null,null,null,null,"","","","",760,0,null,31.239828365949499,33.432731097800598,65.614237275076405,34.191111769905497,37.136025005027498,66.353590042897807]
[989,null,null,null,null,null,null,null,null,"","","","",760,0,null,31.239828365949499,33.432731097800598,65.614237275076405,34.191111769905497,37.136025005027498,66.353590042897807]
[990,null,null,null,null,null,null,null,null,"","","","",760,0,null,31.239828365949499,33.432731097800598,65.614237275076405,34.191111769905497,37.136025005027498,66.353590042897807]
[991,null,null,null,null,null,null,null,null,"","","","",760,0,null,31.239828365949499,33.432731097800598,65.614237275076405,34.191111769905497,37.136025005027498,66.353590042897807]
[992,null,null,null,null,null,null,null,null,"","","","",760,0,null,31.239828365949499,33.432731097800598,65.614237275076405,34.191111769905497,37.136025005027498,66.353590042897807]
[993,null,null,null,null,null,null,null,null,"","","","",760,0,null,31.239828365949499,33.432731097800598,65.614237275076405,34.191111769905497,37.136025005027498,66.353590042897807]
[994,null,null,null,null,null,null,null,null,"","","","",760,0,null,31.239828365949499,33.432731097800598,65.614237275076405,34.191111769905497,37.136025005027498,66.353590042897807]
[995,null,null,null,null,null,null,null,null,"","","","",760,0,null,31.239828365949499,33.432731097800598,65.614237275076405,34.191111769905497,37.136025005027498,66.353590042897807]
[996,null,null,null,null,null,null,null,null,"","","","",760,0,null,31.239828365949499,33.432731097800598,65.614237275076405,34.191111769905497,37.136025005027498,66.353590042897807]
[997,null,null,null,null,null,null,null,null,"","","","",760,0,null,31.239828365949499,33.432731097800598,65.614237275076405,34.191111769905497,37.136025005027498,66.353590042897807]
[998,null,null,null,null,null,null,null,null,"","","","",760,0,null,31.239828365949499,33.432731097800598,65.614237275076405,34.191111769905497,37.136025005027498,66.353590042897807]
[999,null,null,null,null,null,null,null,null,"","","","",760,0,null,31.239828365949499,33.432731097800598,65.614237275076405,34.191111769905497,37.136025005027498,66.353590042897807]
[1000,null,null,null,null,null,null,null,null,"","","","",760,0,null,31.239828365949499,33.432731097800598,65.614237275076405,34.191111769905497,37.136025005027498,66.353590042897807]
[1001,null,null,null,null,null,null,null,null,"","","","",760,0,null,31.239828365949499,33.432731097800598,65.614237275076405,34.191111769905497,37.136025005027498,66.353590042897807]
[1002,null,null,null,null,null,null,null,null,"","","","",760,0,null,31.239828365949499,33.432731097800598,65.614237275076405,34.191111769905497,37.136025005027498,66.353590042897807]
[1003,null,null,null,null,null,null,null,null,"","","","",760,0,null,31.239828365949499,33.432731097800598,65.614237275076405,34.191111769905497,37.136025005027498,66.353590042897807]
[1004,null,null,null,null,null,null,null,null,"","","","",760,0,null,31.239828365949499,33.432731097800598,65.614237275076405,34.191111769905497,37.136025005027498,66.353590042897807]
[1005,null,null,null,null,null,null,null,null,"","","","",760,0,null,31.239828365949499,33.432731097800598,65.614237275076405,34.191111769905497,37.136025005027498,66.353590042897807]
[1006,null,null,null,null,null,null,null,null,"","","","",760,0,null,31.239828365949499,33.432731097800598,65.614237275076405,34.191111769905497,37.136025005027498,66.353590042897807]
[1007,null,null,null,null,null,null,null,null,"","","","",760,0,null,31.239828365949499,33.432731097800598,65.614237275076405,34.191111769905497,37.136025005027498,66.353590042897807]
[1008,null,null,null,null,null,null,null,null,"","","","",760,0,null,31.239828365949499,33.432731097800598,65.614237275076405,34.191111769905497,37.136025005027498,66.353590042897807]
[1009,null,null,null,null,null,null,null,null,"","","","",760,0,null,31.239828365949499,33.432731097800598,65.614237275076405,34.191111769905497,37.136025005027498,66.353590042897807]
[1010,null,null,null,null,null,null,null,null,"","","","",760,0,null,31.239828365949499,33.432731097800598,65.614237275076405,34.191111769905497,37.136025005027498,66.353590042897807]
[1011,null,null,null,null,null,null,null,null,"","","","",760,0,null,31.239828365949499,33.432731097800598,65.614237275076405,34.191111769905497,37.136025005027498,66.353590042897807]
[1012,null,null,null,null,null,null,null,null,"","","","",760,0,null,31.239828365949499,33.432731097800598,65.614237275076405,34.191111769905497,37.136025005027498,66.353590042897807]
[1013,null,null,null,null,null,null,null,null,"","","","",760,0,null,31.239828365949499,33.432731097800598,65.614237275076405,34.191111769905497,37.136025005027498,66.353590042897807]
[1014,null,null,null,null,null,null,null,null,"","","","",760,0,null,31.239828365949499,33.432731097800598,65.614237275076405,34.191111769905497,37.136025005027498,66.353590042897807]
[1015,null,null,null,null,null,null,null,null,"","","","",760,0,null,31.239828365949499,33.432731097800598,65.614237275076405,34.191111769905497,37.136025005027498,66.353590042897807]
[1016,null,null,null,null,null,null,null,null,"","","","",760,0,null,31.239828365949499,33.432731097800598,65.614237275076405,34.191111769905497,37.136025005027498,66.353590042897807]
[1017,null,null,null,null,null,null,null,null,"","","","",760,0,null,31.239828365949499,33.432731097800598,65.614237275076405,34.191111769905497,37.136025005027498,66.353590042897807]
[1018,null,null,null,null,null,null,null,null,"","","","",760,0,null,31.239828365949499,33.432731097800598,65.614237275076405,34.191111769905497,37.136025005027498,66.353590042897807]
[1019,null,null,null,null,null,null,null,null,"","","","",760,0,null,31.239828365949499,33.432731097800598,65.614237275076405,34.191111769905497,37.136025005027498,66.353590042897807]
[1020,null,null,null,null,null,null,null,null,"","","","",760,0,null,31.239828365949499,33.432731097800598,65.614237275076405,34.191111769905497,37.136025005027498,66.353590042897807]
[1021,null,null,null,null,null,null,null,null,"","","","",760,0,null,31.239828365949499,33.432731097800598,65.614237275076405,34.191111769905497,37.136025005027498,66.353590042897807]
[1022,null,null,null,null,null,null,null,null,"","","","",760,0,null,31.239828365949499,33.432731097800598,65.614237275076405,34.191111769905497,37.136025005027498,66.353590042897807]
[1023,null,null,null,null,null,null,null,null,"","","","",760,0,null,31.239828365949499,33.432731097800598,65.614237275076405,34.191111769905497,37.136025005027498,66.353590042897807]
[1024,null,null,null,null,null,null,null,null,"","","","",760,0,null,31.239828365949499,33.432731097800598,65.614237275076405,34.191111769905497,37.136025005027498,66.353590042897807]
[1025,null,null,null,null,null,null,null,null,{"$f":"IF(OR(ISBLANK($E1030),ISBLANK($F1030)),\"\",(EXP((-139.34411+(157570.1/($F1030+273.15)-(66423080/($F1030+273.15)^2)+(12438000000/($F1030+273.15)^3)-(862194900000/($F1030+273.15)^4))-($O1030*(0.017674-(10.754/($F1030+273.15))+(2140.7/($F1030+273.15)^2))))))*($N1030/760)*((1-((EXP(11.8581-(3840.7/($F1030+273.15))-(216961/($F1030+273.15)^2)))/($N1030/760)))*(1-(0.000975-(0.00001426*$F1030)+(0.00000006436*$F1030^2))*($N1030/760)))/((1-(EXP(11.8581-(3840.7/($F1030+273.15))-(216961/($F1030+273.15)^2))))*(1-(0.000975-(0.00001426*$F1030)+(0.00000006436*$F1030^2)))))","v":""},"","","",760,{"$f":"IF(AND(ISBLANK($G1030),ISBLANK($H1030)),0,IF(ISBLANK($G1030),IF($H1030=0,0,(0.008-(0.1692*((($H1030*(1+0.0191*($F1030-25))/10000)/4.2914)/((1+(($N1030/760*1.01325)*(0.000207-(0.0000000637*($N1030/760*1.01325))+(0.000000000003989*($N1030/760*1.01325)^2))/(1+(0.03426*$F1030)+(0.0004464*$F1030^2)+(0.4215-0.003107*$F1030)*((($H1030*(1+0.0191*($F1030-25))/10000)/4.2914)))))*(0.6766097+0.0200564*$F1030+0.0001104259*$F1030^2-0.00000069698*$F1030^3+0.0000000010031*$F1030^4)))^0.5)+(25.3851*((($H1030*(1+0.0191*($F1030-25))/10000)/4.2914)/((1+(($N1030/760*1.01325)*(0.000207-(0.0000000637*($N1030/760*1.01325))+(0.000000000003989*($N1030/760*1.01325)^2))/(1+(0.03426*$F1030)+(0.0004464*$F1030^2)+(0.4215-0.003107*$F1030)*((($H1030*(1+0.0191*($F1030-25))/10000)/4.2914)))))*(0.6766097+0.0200564*$F1030+0.0001104259*$F1030^2-0.00000069698*$F1030^3+0.0000000010031*$F1030^4))))+(14.0941*((($H1030*(1+0.0191*($F1030-25))/10000)/4.2914)/((1+(($N1030/760*1.01325)*(0.000207-(0.0000000637*($N1030/760*1.01325))+(0.000000000003989*($N1030/760*1.01325)^2))/(1+(0.03426*$F1030)+(0.0004464*$F1030^2)+(0.4215-0.003107*$F1030)*((($H1030*(1+0.0191*($F1030-25))/10000)/4.2914)))))*(0.6766097+0.0200564*$F1030+0.0001104259*$F1030^2-0.00000069698*$F1030^3+0.0000000010031*$F1030^4)))^1.5)-(7.0261*((($H1030*(1+0.0191*($F1030-25))/10000)/4.2914)/((1+(($N1030/760*1.01325)*(0.000207-(0.0000000637*($N1030/760*1.01325))+(0.000000000003989*($N1030/760*1.01325)^2))/(1+(0.03426*$F1030)+(0.0004464*$F1030^2)+(0.4215-0.003107*$F1030)*((($H1030*(1+0.0191*($F1030-25))/10000)/4.2914)))))*(0.6766097+0.0200564*$F1030+0.0001104259*$F1030^2-0.00000069698*$F1030^3+0.0000000010031*$F1030^4)))^2)+(2.7081*((($H1030*(1+0.0191*($F1030-25))/10000)/4.2914)/((1+(($N1030/760*1.01325)*(0.000207-(0.0000000637*($N1030/760*1.01325))+(0.000000000003989*($N1030/760*1.01325)^2))/(1+(0.03426*$F1030)+(0.0004464*$F1030^2)+(0.4215-0.003107*$F1030)*((($H1030*(1+0.0191*($F1030-25))/10000)/4.2914)))))*(0.6766097+0.0200564*$F1030+0.0001104259*$F1030^2-0.00000069698*$F1030^3+0.0000000010031*$F1030^4)))^2.5)+(($F1030-15)/(1+0.0162*($F1030-15))*(0.0005-0.0056*((($H1030*(1+0.0191*($F1030-25))/10000)/4.2914)/((1+(($N1030/760*1.01325)*(0.000207-(0.0000000637*($N1030/760*1.01325))+(0.000000000003989*($N1030/760*1.01325)^2))/(1+(0.03426*$F1030)+(0.0004464*$F1030^2)+(0.4215-0.003107*$F1030)*((($H1030*(1+0.0191*($F1030-25))/10000)/4.2914)))))*(0.6766097+0.0200564*$F1030+0.0001104259*$F1030^2-0.00000069698*$F1030^3+0.0000000010031*$F1030^4)))^0.5-0.0066*((($H1030*(1+0.0191*($F1030-25))/10000)/4.2914)/((1+(($N1030/760*1.01325)*(0.000207-(0.0000000637*($N1030/760*1.01325))+(0.000000000003989*($N1030/760*1.01325)^2))/(1+(0.03426*$F1030)+(0.0004464*$F1030^2)+(0.4215-0.003107*$F1030)*((($H1030*(1+0.0191*($F1030-25))/10000)/4.2914)))))*(0.6766097+0.0200564*$F1030+0.0001104259*$F1030^2-0.00000069698*$F1030^3+0.0000000010031*$F1030^4)))-0.0375*((($H1030*(1+0.0191*($F1030-25))/10000)/4.2914)/((1+(($N1030/760*1.01325)*(0.000207-(0.0000000637*($N1030/760*1.01325))+(0.000000000003989*($N1030/760*1.01325)^2))/(1+(0.03426*$F1030)+(0.0004464*$F1030^2)+(0.4215-0.003107*$F1030)*((($H1030*(1+0.0191*($F1030-25))/10000)/4.2914)))))*(0.6766097+0.0200564*$F1030+0.0001104259*$F1030^2-0.00000069698*$F1030^3+0.0000000010031*$F1030^4)))^1.5+0.0636*((($H1030*(1+0.0191*($F1030-25))/10000)/4.2914)/((1+(($N1030/760*1.01325)*(0.000207-(0.0000000637*($N1030/760*1.01325))+(0.000000000003989*($N1030/760*1.01325)^2))/(1+(0.03426*$F1030)+(0.0004464*$F1030^2)+(0.4215-0.003107*$F1030)*((($H1030*(1+0.0191*($F1030-25))/10000)/4.2914)))))*(0.6766097+0.0200564*$F1030+0.0001104259*$F1030^2-0.00000069698*$F1030^3+0.0000000010031*$F1030^4)))^2-0.0144*((($H1030*(1+0.0191*($F1030-25))/10000)/4.2914)/((1+(($N1030/760*1.01325)*(0.000207-(0.0000000637*($N1030/760*1.01325))+(0.000000000003989*($N1030/760*1.01325)^2))/(1+(0.03426*$F1030)+(0.0004464*$F1030^2)+(0.4215-0.003107*$F1030)*((($H1030*(1+0.0191*($F1030-25))/10000)/4.2914)))))*(0.6766097+0.0200564*$F1030+0.0001104259*$F1030^2-0.00000069698*$F1030^3+0.0000000010031*$F1030^4)))^2.5)))-(0.008/(1+(1.5*400*((($H1030*(1+0.0191*($F1030-25))/10000)/4.2914)/((1+(($N1030/760*1.01325)*(0.000207-(0.0000000637*($N1030/760*1.01325))+(0.000000000003989*($N1030/760*1.01325)^2))/(1+(0.03426*$F1030)+(0.0004464*$F1030^2)+(0.4215-0.003107*$F1030)*((($H1030*(1+0.0191*($F1030-25))/10000)/4.2914)))))*(0.6766097+0.0200564*$F1030+0.0001104259*$F1030^2-0.00000069698*$F1030^3+0.0000000010031*$F1030^4))))+(400*((($H1030*(1+0.0191*($F1030-25))/10000)/4.2914)/((1+(($N1030/760*1.01325)*(0.000207-(0.0000000637*($N1030/760*1.01325))+(0.000000000003989*($N1030/760*1.01325)^2))/(1+(0.03426*$F1030)+(0.0004464*$F1030^2)+(0.4215-0.003107*$F1030)*((($H1030*(1+0.0191*($F1030-25))/10000)/4.2914)))))*(0.6766097+0.0200564*$F1030+0.0001104259*$F1030^2-0.00000069698*$F1030^3+0.0000000010031*$F1030^4))))^2))-((0.0005*($F1030-15)/(1+0.0162*($F1030-15)))/(1+(100*((($H1030*(1+0.0191*($F1030-25))/10000)/4.2914)/((1+(($N1030/760*1.01325)*(0.000207-(0.0000000637*($N1030/760*1.01325))+(0.000000000003989*($N1030/760*1.01325)^2))/(1+(0.03426*$F1030)+(0.0004464*$F1030^2)+(0.4215-0.003107*$F1030)*((($H1030*(1+0.0191*($F1030-25))/10000)/4.2914)))))*(0.6766097+0.0200564*$F1030+0.0001104259*$F1030^2-0.00000069698*$F1030^3+0.0000000010031*$F1030^4))))^0.5+(100*((($H1030*(1+0.0191*($F1030-25))/10000)/4.2914)/((1+(($N1030/760*1.01325)*(0.000207-(0.0000000637*($N1030/760*1.01325))+(0.000000000003989*($N1030/760*1.01325)^2))/(1+(0.03426*$F1030)+(0.0004464*$F1030^2)+(0.4215-0.003107*$F1030)*((($H1030*(1+0.0191*($F1030-25))/10000)/4.2914)))))*(0.6766097+0.0200564*$F1030+0.0001104259*$F1030^2-0.00000069698*$F1030^3+0.0000000010031*$F1030^4))))^1.5))),$G1030))","v":0},null,{"$f":"1.18443700433286E-13*(HOUR($D1030)*60+MINUTE($D1030))^5 - 4.14323598958596E-10*(HOUR($D1030)*60+MINUTE($D1030))^4 + 4.77287727122539E-07*(HOUR($D1030)*60+MINUTE($D1030))^3 - 0.000196917585728373*(HOUR($D1030)*60+MINUTE($D1030))^2 + 0.0231405627601475*(HOUR($D1030)*60+MINUTE($D1030)) + 31.2398283659495","v":31.239828365949499},{"$f":"1.98879987167155E-13*(HOUR($D1030)*60+MINUTE($D1030))^5 - 6.89410992615642E-10*(HOUR($D1030)*60+MINUTE($D1030))^4 + 7.83730333422071E-07*(HOUR($D1030)*60+MINUTE($D1030))^3 - 0.00031597890334556*(HOUR($D1030)*60+MINUTE($D1030))^2 + 0.0355135105918976*(HOUR($D1030)*60+MINUTE($D1030)) + 33.4327310978006","v":33.432731097800598},{"$f":"9.08511511657608E-14*(HOUR($D1030)*60+MINUTE($D1030))^5 - 2.99407211249053E-10*(HOUR($D1030)*60+MINUTE($D1030))^4 + 3.1560253348998E-07*(HOUR($D1030)*60+MINUTE($D1030))^3 - 0.000108510891323021*(HOUR($D1030)*60+MINUTE($D1030))^2 + 0.00628484730145829*(HOUR($D1030)*60+MINUTE($D1030)) + 65.6142372750764","v":65.614237275076405},{"$f":"1.45776613020539E-13*(HOUR($D1030)*60+MINUTE($D1030))^5-5.56072270585461E-10*(HOUR($D1030)*60+MINUTE($D1030))^4+7.06833400255548E-07*(HOUR($D1030)*60+MINUTE($D1030))^3-0.000318788465226261*(HOUR($D1030)*60+MINUTE($D1030))^2+0.0281711711660364*(HOUR($D1030)*60+MINUTE($D1030))+34.1911117699055","v":34.191111769905497},{"$f":"1.37090283182826E-13*(HOUR($D1030)*60+MINUTE($D1030))^5 - 5.04960255463897E-10*(HOUR($D1030)*60+MINUTE($D1030))^4 + 6.13524315934422E-07*(HOUR($D1030)*60+MINUTE($D1030))^3 - 0.00025817433468811*(HOUR($D1030)*60+MINUTE($D1030))^2 + 0.0195966892410979*(HOUR($D1030)*60+MINUTE($D1030)) + 37.1360250050275","v":37.136025005027498},{"$f":"7.11895278892582E-14*(HOUR($D1030)*60+MINUTE($D1030))^5-2.64195273421019E-10*(HOUR($D1030)*60+MINUTE($D1030))^4 + 3.22473039456213E-07*(HOUR($D1030)*60+MINUTE($D1030))^3 - 0.00013606873481109*(HOUR($D1030)*60+MINUTE($D1030))^2 + 0.0107100719720847*(HOUR($D1030)*60+MINUTE($D1030))+66.3535900428978","v":66.353590042897807}]
[1026,null,null,null,null,null,null,null,null,"","","","",760,0,null,31.239828365949499,33.432731097800598,65.614237275076405,34.191111769905497,37.136025005027498,66.353590042897807]
[1027,null,null,null,null,null,null,null,null,"","","","",760,0,null,31.239828365949499,33.432731097800598,65.614237275076405,34.191111769905497,37.136025005027498,66.353590042897807]
[1028,null,null,null,null,null,null,null,null,"","","","",760,0,null,31.239828365949499,33.432731097800598,65.614237275076405,34.191111769905497,37.136025005027498,66.353590042897807]
[1029,null,null,null,null,null,null,null,null,"",{"$f":"IF(OR(ISBLANK(E1034),ISBLANK(F1034)),\"\",E1034/J1034*100)","v":""},{"$f":"IF(AND(ISBLANK($B1034),ISBLANK($C1034),ISBLANK($D1034)),\"\",IF(OR(ISBLANK($B1034),ISBLANK($C1034),ISBLANK($D1034)),\"Must Enter All Required Data\",IF($O1034>2.7,42,IF(AND($O1034=0,OR($B1034=\"Marine\",$C1034=\"Estuary/Marine\")),42,IF(OR(CONCATENATE($B1034,\"-\",$C1034)=\"Peninsula-Lake/Wetland\",CONCATENATE($B1034,\"-\",$C1034)=\"Everglades-Lake/Wetland\"),U1034,IF(OR(CONCATENATE($B1034,\"-\",$C1034)=\"Northeast-Lake/Wetland\",CONCATENATE($B1034,\"-\",$C1034)=\"Big Bend-Lake/Wetland\"),T1034,IF(CONCATENATE($B1034,\"-\",$C1034)=\"Panhandle West-Lake/Wetland\",V1034,IF(OR(CONCATENATE($B1034,\"-\",$C1034)=\"Peninsula-Stream/Canal\",CONCATENATE($B1034,\"-\",$C1034)=\"Everglades-Stream/Canal\"),R1034,IF(OR(CONCATENATE($B1034,\"-\",$C1034)=\"Northeast-Stream/Canal\",CONCATENATE($B1034,\"-\",$C1034)=\"Big Bend-Stream/Canal\"),Q1034,IF(CONCATENATE($B1034,\"-\",$C1034)=\"Panhandle West-Stream/Canal\",S1034,\"Error! Check Entries\"))))))))))","v":""},{"$f":"IF(O1034>2.7,\"Marine Criteria Apply, No time of day adjustment.\",IF(AND(O1034=0,OR(B1034=\"Marine\",C1034=\"Estuary/Marine\")),\"Marine Criteria Apply, No time of day adjustment.\",IF(AND($O1034<=2.7,OR($B1034=\"Marine\",$C1034=\"Estuary/Marine\")),\"Salinity and Bioregion or Waterbody Type Don't Agree\",\"\")))","v":""},{"$f":"IF(ISBLANK(I1034),760,I1034)","v":760},0,null,31.239828365949499,33.432731097800598,65.614237275076405,34.191111769905497,37.136025005027498,66.353590042897807]
[1030,null,null,null,null,null,null,null,null,"","","","",760,0,null,31.239828365949499,33.432731097800598,65.614237275076405,34.191111769905497,37.136025005027498,66.353590042897807]
[1031,null,null,null,null,null,null,null,null,"","","","",760,0,null,31.239828365949499,33.432731097800598,65.614237275076405,34.191111769905497,37.136025005027498,66.353590042897807]
[1032,null,null,null,null,null,null,null,null,"","","","",760,0,null,31.239828365949499,33.432731097800598,65.614237275076405,34.191111769905497,37.136025005027498,66.353590042897807]
[1033,null,null,null,null,null,null,null,null,"","","","",760,0,null,31.239828365949499,33.432731097800598,65.614237275076405,34.191111769905497,37.136025005027498,66.353590042897807]
[1034,null,null,null,null,null,null,null,null,"","","","",760,0,null,31.239828365949499,33.432731097800598,65.614237275076405,34.191111769905497,37.136025005027498,66.353590042897807]
[1035,null,null,null,null,null,null,null,null,"","","","",760,0,null,31.239828365949499,33.432731097800598,65.614237275076405,34.191111769905497,37.136025005027498,66.353590042897807]
[1036,null,null,null,null,null,null,null,null,"","","","",760,0,null,31.239828365949499,33.432731097800598,65.614237275076405,34.191111769905497,37.136025005027498,66.353590042897807]
[1037,null,null,null,null,null,null,null,null,"","","","",760,0,null,31.239828365949499,33.432731097800598,65.614237275076405,34.191111769905497,37.136025005027498,66.353590042897807]
[1038,null,null,null,null,null,null,null,null,"","","","",760,0,null,31.239828365949499,33.432731097800598,65.614237275076405,34.191111769905497,37.136025005027498,66.353590042897807]
[1039,null,null,null,null,null,null,null,null,"","","","",760,0,null,31.239828365949499,33.432731097800598,65.614237275076405,34.191111769905497,37.136025005027498,66.353590042897807]
[1040,null,null,null,null,null,null,null,null,"","","","",760,0,null,31.239828365949499,33.432731097800598,65.614237275076405,34.191111769905497,37.136025005027498,66.353590042897807]
[1041,null,null,null,null,null,null,null,null,"","","","",760,0,null,31.239828365949499,33.432731097800598,65.614237275076405,34.191111769905497,37.136025005027498,66.353590042897807]
[1042,null,null,null,null,null,null,null,null,"","","","",760,0,null,31.239828365949499,33.432731097800598,65.614237275076405,34.191111769905497,37.136025005027498,66.353590042897807]
[1043,null,null,null,null,null,null,null,null,"","","","",760,0,null,31.239828365949499,33.432731097800598,65.614237275076405,34.191111769905497,37.136025005027498,66.353590042897807]
[1044,null,null,null,null,null,null,null,null,"","","","",760,0,null,31.239828365949499,33.432731097800598,65.614237275076405,34.191111769905497,37.136025005027498,66.353590042897807]
[1045,null,null,null,null,null,null,null,null,"","","","",760,0,null,31.239828365949499,33.432731097800598,65.614237275076405,34.191111769905497,37.136025005027498,66.353590042897807]
[1046,null,null,null,null,null,null,null,null,"","","","",760,0,null,31.239828365949499,33.432731097800598,65.614237275076405,34.191111769905497,37.136025005027498,66.353590042897807]
[1047,null,null,null,null,null,null,null,null,"","","","",760,0,null,31.239828365949499,33.432731097800598,65.614237275076405,34.191111769905497,37.136025005027498,66.353590042897807]
[1048,null,null,null,null,null,null,null,null,"","","","",760,0,null,31.239828365949499,33.432731097800598,65.614237275076405,34.191111769905497,37.136025005027498,66.353590042897807]
[1049,null,null,null,null,null,null,null,null,"","","","",760,0,null,31.239828365949499,33.432731097800598,65.614237275076405,34.191111769905497,37.136025005027498,66.353590042897807]
[1050,null,null,null,null,null,null,null,null,"","","","",760,0,null,31.239828365949499,33.432731097800598,65.614237275076405,34.191111769905497,37.136025005027498,66.353590042897807]
[1051,null,null,null,null,null,null,null,null,"","","","",760,0,null,31.239828365949499,33.432731097800598,65.614237275076405,34.191111769905497,37.136025005027498,66.353590042897807]
[1052,null,null,null,null,null,null,null,null,"","","","",760,0,null,31.239828365949499,33.432731097800598,65.614237275076405,34.191111769905497,37.136025005027498,66.353590042897807]
[1053,null,null,null,null,null,null,null,null,"","","","",760,0,null,31.239828365949499,33.432731097800598,65.614237275076405,34.191111769905497,37.136025005027498,66.353590042897807]
[1054,null,null,null,null,null,null,null,null,"","","","",760,0,null,31.239828365949499,33.432731097800598,65.614237275076405,34.191111769905497,37.136025005027498,66.353590042897807]
[1055,null,null,null,null,null,null,null,null,"","","","",760,0,null,31.239828365949499,33.432731097800598,65.614237275076405,34.191111769905497,37.136025005027498,66.353590042897807]
[1056,null,null,null,null,null,null,null,null,"","","","",760,0,null,31.239828365949499,33.432731097800598,65.614237275076405,34.191111769905497,37.136025005027498,66.353590042897807]
[1057,null,null,null,null,null,null,null,null,"","","","",760,0,null,31.239828365949499,33.432731097800598,65.614237275076405,34.191111769905497,37.136025005027498,66.353590042897807]
[1058,null,null,null,null,null,null,null,null,"","","","",760,0,null,31.239828365949499,33.432731097800598,65.614237275076405,34.191111769905497,37.136025005027498,66.353590042897807]
[1059,null,null,null,null,null,null,null,null,"","","","",760,0,null,31.239828365949499,33.432731097800598,65.614237275076405,34.191111769905497,37.136025005027498,66.353590042897807]
[1060,null,null,null,null,null,null,null,null,"","","","",760,0,null,31.239828365949499,33.432731097800598,65.614237275076405,34.191111769905497,37.136025005027498,66.353590042897807]
[1061,null,null,null,null,null,null,null,null,"","","","",760,0,null,31.239828365949499,33.432731097800598,65.614237275076405,34.191111769905497,37.136025005027498,66.353590042897807]
[1062,null,null,null,null,null,null,null,null,"","","","",760,0,null,31.239828365949499,33.432731097800598,65.614237275076405,34.191111769905497,37.136025005027498,66.353590042897807]
[1063,null,null,null,null,null,null,null,null,"","","","",760,0,null,31.239828365949499,33.432731097800598,65.614237275076405,34.191111769905497,37.136025005027498,66.353590042897807]
[1064,null,null,null,null,null,null,null,null,"","","","",760,0,null,31.239828365949499,33.432731097800598,65.614237275076405,34.191111769905497,37.136025005027498,66.353590042897807]
[1065,null,null,null,null,null,null,null,null,"","","","",760,0,null,31.239828365949499,33.432731097800598,65.614237275076405,34.191111769905497,37.136025005027498,66.353590042897807]
[1066,null,null,null,null,null,null,null,null,"","","","",760,0,null,31.239828365949499,33.432731097800598,65.614237275076405,34.191111769905497,37.136025005027498,66.353590042897807]
[1067,null,null,null,null,null,null,null,null,"","","","",760,0,null,31.239828365949499,33.432731097800598,65.614237275076405,34.191111769905497,37.136025005027498,66.353590042897807]
[1068,null,null,null,null,null,null,null,null,"","","","",760,0,null,31.239828365949499,33.432731097800598,65.614237275076405,34.191111769905497,37.136025005027498,66.353590042897807]
[1069,null,null,null,null,null,null,null,null,"","","","",760,0,null,31.239828365949499,33.432731097800598,65.614237275076405,34.191111769905497,37.136025005027498,66.353590042897807]
[1070,null,null,null,null,null,null,null,null,"","","","",760,0,null,31.239828365949499,33.432731097800598,65.614237275076405,34.191111769905497,37.136025005027498,66.353590042897807]
[1071,null,null,null,null,null,null,null,null,"","","","",760,0,null,31.239828365949499,33.432731097800598,65.614237275076405,34.191111769905497,37.136025005027498,66.353590042897807]
[1072,null,null,null,null,null,null,null,null,"","","","",760,0,null,31.239828365949499,33.432731097800598,65.614237275076405,34.191111769905497,37.136025005027498,66.353590042897807]
[1073,null,null,null,null,null,null,null,null,"","","","",760,0,null,31.239828365949499,33.432731097800598,65.614237275076405,34.191111769905497,37.136025005027498,66.353590042897807]
[1074,null,null,null,null,null,null,null,null,"","","","",760,0,null,31.239828365949499,33.432731097800598,65.614237275076405,34.191111769905497,37.136025005027498,66.353590042897807]
[1075,null,null,null,null,null,null,null,null,"","","","",760,0,null,31.239828365949499,33.432731097800598,65.614237275076405,34.191111769905497,37.136025005027498,66.353590042897807]
[1076,null,null,null,null,null,null,null,null,"","","","",760,0,null,31.239828365949499,33.432731097800598,65.614237275076405,34.191111769905497,37.136025005027498,66.353590042897807]
[1077,null,null,null,null,null,null,null,null,"","","","",760,0,null,31.239828365949499,33.432731097800598,65.614237275076405,34.191111769905497,37.136025005027498,66.353590042897807]
[1078,null,null,null,null,null,null,null,null,"","","","",760,0,null,31.239828365949499,33.432731097800598,65.614237275076405,34.191111769905497,37.136025005027498,66.353590042897807]
[1079,null,null,null,null,null,null,null,null,"","","","",760,0,null,31.239828365949499,33.432731097800598,65.614237275076405,34.191111769905497,37.136025005027498,66.353590042897807]
[1080,null,null,null,null,null,null,null,null,"","","","",760,0,null,31.239828365949499,33.432731097800598,65.614237275076405,34.191111769905497,37.136025005027498,66.353590042897807]
[1081,null,null,null,null,null,null,null,null,"","","","",760,0,null,31.239828365949499,33.432731097800598,65.614237275076405,34.191111769905497,37.136025005027498,66.353590042897807]
[1082,null,null,null,null,null,null,null,null,"","","","",760,0,null,31.239828365949499,33.432731097800598,65.614237275076405,34.191111769905497,37.136025005027498,66.353590042897807]
[1083,null,null,null,null,null,null,null,null,"","","","",760,0,null,31.239828365949499,33.432731097800598,65.614237275076405,34.191111769905497,37.136025005027498,66.353590042897807]
[1084,null,null,null,null,null,null,null,null,"","","","",760,0,null,31.239828365949499,33.432731097800598,65.614237275076405,34.191111769905497,37.136025005027498,66.353590042897807]
[1085,null,null,null,null,null,null,null,null,"","","","",760,0,null,31.239828365949499,33.432731097800598,65.614237275076405,34.191111769905497,37.136025005027498,66.353590042897807]
[1086,null,null,null,null,null,null,null,null,"","","","",760,0,null,31.239828365949499,33.432731097800598,65.614237275076405,34.191111769905497,37.136025005027498,66.353590042897807]
[1087,null,null,null,null,null,null,null,null,"","","","",760,0,null,31.239828365949499,33.432731097800598,65.614237275076405,34.191111769905497,37.136025005027498,66.353590042897807]
[1088,null,null,null,null,null,null,null,null,"","","","",760,0,null,31.239828365949499,33.432731097800598,65.614237275076405,34.191111769905497,37.136025005027498,66.353590042897807]
[1089,null,null,null,null,null,null,null,null,{"$f":"IF(OR(ISBLANK($E1094),ISBLANK($F1094)),\"\",(EXP((-139.34411+(157570.1/($F1094+273.15)-(66423080/($F1094+273.15)^2)+(12438000000/($F1094+273.15)^3)-(862194900000/($F1094+273.15)^4))-($O1094*(0.017674-(10.754/($F1094+273.15))+(2140.7/($F1094+273.15)^2))))))*($N1094/760)*((1-((EXP(11.8581-(3840.7/($F1094+273.15))-(216961/($F1094+273.15)^2)))/($N1094/760)))*(1-(0.000975-(0.00001426*$F1094)+(0.00000006436*$F1094^2))*($N1094/760)))/((1-(EXP(11.8581-(3840.7/($F1094+273.15))-(216961/($F1094+273.15)^2))))*(1-(0.000975-(0.00001426*$F1094)+(0.00000006436*$F1094^2)))))","v":""},"","","",760,{"$f":"IF(AND(ISBLANK($G1094),ISBLANK($H1094)),0,IF(ISBLANK($G1094),IF($H1094=0,0,(0.008-(0.1692*((($H1094*(1+0.0191*($F1094-25))/10000)/4.2914)/((1+(($N1094/760*1.01325)*(0.000207-(0.0000000637*($N1094/760*1.01325))+(0.000000000003989*($N1094/760*1.01325)^2))/(1+(0.03426*$F1094)+(0.0004464*$F1094^2)+(0.4215-0.003107*$F1094)*((($H1094*(1+0.0191*($F1094-25))/10000)/4.2914)))))*(0.6766097+0.0200564*$F1094+0.0001104259*$F1094^2-0.00000069698*$F1094^3+0.0000000010031*$F1094^4)))^0.5)+(25.3851*((($H1094*(1+0.0191*($F1094-25))/10000)/4.2914)/((1+(($N1094/760*1.01325)*(0.000207-(0.0000000637*($N1094/760*1.01325))+(0.000000000003989*($N1094/760*1.01325)^2))/(1+(0.03426*$F1094)+(0.0004464*$F1094^2)+(0.4215-0.003107*$F1094)*((($H1094*(1+0.0191*($F1094-25))/10000)/4.2914)))))*(0.6766097+0.0200564*$F1094+0.0001104259*$F1094^2-0.00000069698*$F1094^3+0.0000000010031*$F1094^4))))+(14.0941*((($H1094*(1+0.0191*($F1094-25))/10000)/4.2914)/((1+(($N1094/760*1.01325)*(0.000207-(0.0000000637*($N1094/760*1.01325))+(0.000000000003989*($N1094/760*1.01325)^2))/(1+(0.03426*$F1094)+(0.0004464*$F1094^2)+(0.4215-0.003107*$F1094)*((($H1094*(1+0.0191*($F1094-25))/10000)/4.2914)))))*(0.6766097+0.0200564*$F1094+0.0001104259*$F1094^2-0.00000069698*$F1094^3+0.0000000010031*$F1094^4)))^1.5)-(7.0261*((($H1094*(1+0.0191*($F1094-25))/10000)/4.2914)/((1+(($N1094/760*1.01325)*(0.000207-(0.0000000637*($N1094/760*1.01325))+(0.000000000003989*($N1094/760*1.01325)^2))/(1+(0.03426*$F1094)+(0.0004464*$F1094^2)+(0.4215-0.003107*$F1094)*((($H1094*(1+0.0191*($F1094-25))/10000)/4.2914)))))*(0.6766097+0.0200564*$F1094+0.0001104259*$F1094^2-0.00000069698*$F1094^3+0.0000000010031*$F1094^4)))^2)+(2.7081*((($H1094*(1+0.0191*($F1094-25))/10000)/4.2914)/((1+(($N1094/760*1.01325)*(0.000207-(0.0000000637*($N1094/760*1.01325))+(0.000000000003989*($N1094/760*1.01325)^2))/(1+(0.03426*$F1094)+(0.0004464*$F1094^2)+(0.4215-0.003107*$F1094)*((($H1094*(1+0.0191*($F1094-25))/10000)/4.2914)))))*(0.6766097+0.0200564*$F1094+0.0001104259*$F1094^2-0.00000069698*$F1094^3+0.0000000010031*$F1094^4)))^2.5)+(($F1094-15)/(1+0.0162*($F1094-15))*(0.0005-0.0056*((($H1094*(1+0.0191*($F1094-25))/10000)/4.2914)/((1+(($N1094/760*1.01325)*(0.000207-(0.0000000637*($N1094/760*1.01325))+(0.000000000003989*($N1094/760*1.01325)^2))/(1+(0.03426*$F1094)+(0.0004464*$F1094^2)+(0.4215-0.003107*$F1094)*((($H1094*(1+0.0191*($F1094-25))/10000)/4.2914)))))*(0.6766097+0.0200564*$F1094+0.0001104259*$F1094^2-0.00000069698*$F1094^3+0.0000000010031*$F1094^4)))^0.5-0.0066*((($H1094*(1+0.0191*($F1094-25))/10000)/4.2914)/((1+(($N1094/760*1.01325)*(0.000207-(0.0000000637*($N1094/760*1.01325))+(0.000000000003989*($N1094/760*1.01325)^2))/(1+(0.03426*$F1094)+(0.0004464*$F1094^2)+(0.4215-0.003107*$F1094)*((($H1094*(1+0.0191*($F1094-25))/10000)/4.2914)))))*(0.6766097+0.0200564*$F1094+0.0001104259*$F1094^2-0.00000069698*$F1094^3+0.0000000010031*$F1094^4)))-0.0375*((($H1094*(1+0.0191*($F1094-25))/10000)/4.2914)/((1+(($N1094/760*1.01325)*(0.000207-(0.0000000637*($N1094/760*1.01325))+(0.000000000003989*($N1094/760*1.01325)^2))/(1+(0.03426*$F1094)+(0.0004464*$F1094^2)+(0.4215-0.003107*$F1094)*((($H1094*(1+0.0191*($F1094-25))/10000)/4.2914)))))*(0.6766097+0.0200564*$F1094+0.0001104259*$F1094^2-0.00000069698*$F1094^3+0.0000000010031*$F1094^4)))^1.5+0.0636*((($H1094*(1+0.0191*($F1094-25))/10000)/4.2914)/((1+(($N1094/760*1.01325)*(0.000207-(0.0000000637*($N1094/760*1.01325))+(0.000000000003989*($N1094/760*1.01325)^2))/(1+(0.03426*$F1094)+(0.0004464*$F1094^2)+(0.4215-0.003107*$F1094)*((($H1094*(1+0.0191*($F1094-25))/10000)/4.2914)))))*(0.6766097+0.0200564*$F1094+0.0001104259*$F1094^2-0.00000069698*$F1094^3+0.0000000010031*$F1094^4)))^2-0.0144*((($H1094*(1+0.0191*($F1094-25))/10000)/4.2914)/((1+(($N1094/760*1.01325)*(0.000207-(0.0000000637*($N1094/760*1.01325))+(0.000000000003989*($N1094/760*1.01325)^2))/(1+(0.03426*$F1094)+(0.0004464*$F1094^2)+(0.4215-0.003107*$F1094)*((($H1094*(1+0.0191*($F1094-25))/10000)/4.2914)))))*(0.6766097+0.0200564*$F1094+0.0001104259*$F1094^2-0.00000069698*$F1094^3+0.0000000010031*$F1094^4)))^2.5)))-(0.008/(1+(1.5*400*((($H1094*(1+0.0191*($F1094-25))/10000)/4.2914)/((1+(($N1094/760*1.01325)*(0.000207-(0.0000000637*($N1094/760*1.01325))+(0.000000000003989*($N1094/760*1.01325)^2))/(1+(0.03426*$F1094)+(0.0004464*$F1094^2)+(0.4215-0.003107*$F1094)*((($H1094*(1+0.0191*($F1094-25))/10000)/4.2914)))))*(0.6766097+0.0200564*$F1094+0.0001104259*$F1094^2-0.00000069698*$F1094^3+0.0000000010031*$F1094^4))))+(400*((($H1094*(1+0.0191*($F1094-25))/10000)/4.2914)/((1+(($N1094/760*1.01325)*(0.000207-(0.0000000637*($N1094/760*1.01325))+(0.000000000003989*($N1094/760*1.01325)^2))/(1+(0.03426*$F1094)+(0.0004464*$F1094^2)+(0.4215-0.003107*$F1094)*((($H1094*(1+0.0191*($F1094-25))/10000)/4.2914)))))*(0.6766097+0.0200564*$F1094+0.0001104259*$F1094^2-0.00000069698*$F1094^3+0.0000000010031*$F1094^4))))^2))-((0.0005*($F1094-15)/(1+0.0162*($F1094-15)))/(1+(100*((($H1094*(1+0.0191*($F1094-25))/10000)/4.2914)/((1+(($N1094/760*1.01325)*(0.000207-(0.0000000637*($N1094/760*1.01325))+(0.000000000003989*($N1094/760*1.01325)^2))/(1+(0.03426*$F1094)+(0.0004464*$F1094^2)+(0.4215-0.003107*$F1094)*((($H1094*(1+0.0191*($F1094-25))/10000)/4.2914)))))*(0.6766097+0.0200564*$F1094+0.0001104259*$F1094^2-0.00000069698*$F1094^3+0.0000000010031*$F1094^4))))^0.5+(100*((($H1094*(1+0.0191*($F1094-25))/10000)/4.2914)/((1+(($N1094/760*1.01325)*(0.000207-(0.0000000637*($N1094/760*1.01325))+(0.000000000003989*($N1094/760*1.01325)^2))/(1+(0.03426*$F1094)+(0.0004464*$F1094^2)+(0.4215-0.003107*$F1094)*((($H1094*(1+0.0191*($F1094-25))/10000)/4.2914)))))*(0.6766097+0.0200564*$F1094+0.0001104259*$F1094^2-0.00000069698*$F1094^3+0.0000000010031*$F1094^4))))^1.5))),$G1094))","v":0},null,{"$f":"1.18443700433286E-13*(HOUR($D1094)*60+MINUTE($D1094))^5 - 4.14323598958596E-10*(HOUR($D1094)*60+MINUTE($D1094))^4 + 4.77287727122539E-07*(HOUR($D1094)*60+MINUTE($D1094))^3 - 0.000196917585728373*(HOUR($D1094)*60+MINUTE($D1094))^2 + 0.0231405627601475*(HOUR($D1094)*60+MINUTE($D1094)) + 31.2398283659495","v":31.239828365949499},{"$f":"1.98879987167155E-13*(HOUR($D1094)*60+MINUTE($D1094))^5 - 6.89410992615642E-10*(HOUR($D1094)*60+MINUTE($D1094))^4 + 7.83730333422071E-07*(HOUR($D1094)*60+MINUTE($D1094))^3 - 0.00031597890334556*(HOUR($D1094)*60+MINUTE($D1094))^2 + 0.0355135105918976*(HOUR($D1094)*60+MINUTE($D1094)) + 33.4327310978006","v":33.432731097800598},{"$f":"9.08511511657608E-14*(HOUR($D1094)*60+MINUTE($D1094))^5 - 2.99407211249053E-10*(HOUR($D1094)*60+MINUTE($D1094))^4 + 3.1560253348998E-07*(HOUR($D1094)*60+MINUTE($D1094))^3 - 0.000108510891323021*(HOUR($D1094)*60+MINUTE($D1094))^2 + 0.00628484730145829*(HOUR($D1094)*60+MINUTE($D1094)) + 65.6142372750764","v":65.614237275076405},{"$f":"1.45776613020539E-13*(HOUR($D1094)*60+MINUTE($D1094))^5-5.56072270585461E-10*(HOUR($D1094)*60+MINUTE($D1094))^4+7.06833400255548E-07*(HOUR($D1094)*60+MINUTE($D1094))^3-0.000318788465226261*(HOUR($D1094)*60+MINUTE($D1094))^2+0.0281711711660364*(HOUR($D1094)*60+MINUTE($D1094))+34.1911117699055","v":34.191111769905497},{"$f":"1.37090283182826E-13*(HOUR($D1094)*60+MINUTE($D1094))^5 - 5.04960255463897E-10*(HOUR($D1094)*60+MINUTE($D1094))^4 + 6.13524315934422E-07*(HOUR($D1094)*60+MINUTE($D1094))^3 - 0.00025817433468811*(HOUR($D1094)*60+MINUTE($D1094))^2 + 0.0195966892410979*(HOUR($D1094)*60+MINUTE($D1094)) + 37.1360250050275","v":37.136025005027498},{"$f":"7.11895278892582E-14*(HOUR($D1094)*60+MINUTE($D1094))^5-2.64195273421019E-10*(HOUR($D1094)*60+MINUTE($D1094))^4 + 3.22473039456213E-07*(HOUR($D1094)*60+MINUTE($D1094))^3 - 0.00013606873481109*(HOUR($D1094)*60+MINUTE($D1094))^2 + 0.0107100719720847*(HOUR($D1094)*60+MINUTE($D1094))+66.3535900428978","v":66.353590042897807}]
[1090,null,null,null,null,null,null,null,null,"","","","",760,0,null,31.239828365949499,33.432731097800598,65.614237275076405,34.191111769905497,37.136025005027498,66.353590042897807]
[1091,null,null,null,null,null,null,null,null,"","","","",760,0,null,31.239828365949499,33.432731097800598,65.614237275076405,34.191111769905497,37.136025005027498,66.353590042897807]
[1092,null,null,null,null,null,null,null,null,"","","","",760,0,null,31.239828365949499,33.432731097800598,65.614237275076405,34.191111769905497,37.136025005027498,66.353590042897807]
[1093,null,null,null,null,null,null,null,null,"",{"$f":"IF(OR(ISBLANK(E1098),ISBLANK(F1098)),\"\",E1098/J1098*100)","v":""},{"$f":"IF(AND(ISBLANK($B1098),ISBLANK($C1098),ISBLANK($D1098)),\"\",IF(OR(ISBLANK($B1098),ISBLANK($C1098),ISBLANK($D1098)),\"Must Enter All Required Data\",IF($O1098>2.7,42,IF(AND($O1098=0,OR($B1098=\"Marine\",$C1098=\"Estuary/Marine\")),42,IF(OR(CONCATENATE($B1098,\"-\",$C1098)=\"Peninsula-Lake/Wetland\",CONCATENATE($B1098,\"-\",$C1098)=\"Everglades-Lake/Wetland\"),U1098,IF(OR(CONCATENATE($B1098,\"-\",$C1098)=\"Northeast-Lake/Wetland\",CONCATENATE($B1098,\"-\",$C1098)=\"Big Bend-Lake/Wetland\"),T1098,IF(CONCATENATE($B1098,\"-\",$C1098)=\"Panhandle West-Lake/Wetland\",V1098,IF(OR(CONCATENATE($B1098,\"-\",$C1098)=\"Peninsula-Stream/Canal\",CONCATENATE($B1098,\"-\",$C1098)=\"Everglades-Stream/Canal\"),R1098,IF(OR(CONCATENATE($B1098,\"-\",$C1098)=\"Northeast-Stream/Canal\",CONCATENATE($B1098,\"-\",$C1098)=\"Big Bend-Stream/Canal\"),Q1098,IF(CONCATENATE($B1098,\"-\",$C1098)=\"Panhandle West-Stream/Canal\",S1098,\"Error! Check Entries\"))))))))))","v":""},{"$f":"IF(O1098>2.7,\"Marine Criteria Apply, No time of day adjustment.\",IF(AND(O1098=0,OR(B1098=\"Marine\",C1098=\"Estuary/Marine\")),\"Marine Criteria Apply, No time of day adjustment.\",IF(AND($O1098<=2.7,OR($B1098=\"Marine\",$C1098=\"Estuary/Marine\")),\"Salinity and Bioregion or Waterbody Type Don't Agree\",\"\")))","v":""},{"$f":"IF(ISBLANK(I1098),760,I1098)","v":760},0,null,31.239828365949499,33.432731097800598,65.614237275076405,34.191111769905497,37.136025005027498,66.353590042897807]
[1094,null,null,null,null,null,null,null,null,"","","","",760,0,null,31.239828365949499,33.432731097800598,65.614237275076405,34.191111769905497,37.136025005027498,66.353590042897807]
[1095,null,null,null,null,null,null,null,null,"","","","",760,0,null,31.239828365949499,33.432731097800598,65.614237275076405,34.191111769905497,37.136025005027498,66.353590042897807]
[1096,null,null,null,null,null,null,null,null,"","","","",760,0,null,31.239828365949499,33.432731097800598,65.614237275076405,34.191111769905497,37.136025005027498,66.353590042897807]
[1097,null,null,null,null,null,null,null,null,"","","","",760,0,null,31.239828365949499,33.432731097800598,65.614237275076405,34.191111769905497,37.136025005027498,66.353590042897807]
[1098,null,null,null,null,null,null,null,null,"","","","",760,0,null,31.239828365949499,33.432731097800598,65.614237275076405,34.191111769905497,37.136025005027498,66.353590042897807]
[1099,null,null,null,null,null,null,null,null,"","","","",760,0,null,31.239828365949499,33.432731097800598,65.614237275076405,34.191111769905497,37.136025005027498,66.353590042897807]
[1100,null,null,null,null,null,null,null,null,"","","","",760,0,null,31.239828365949499,33.432731097800598,65.614237275076405,34.191111769905497,37.136025005027498,66.353590042897807]
[1101,null,null,null,null,null,null,null,null,"","","","",760,0,null,31.239828365949499,33.432731097800598,65.614237275076405,34.191111769905497,37.136025005027498,66.353590042897807]
[1102,null,null,null,null,null,null,null,null,"","","","",760,0,null,31.239828365949499,33.432731097800598,65.614237275076405,34.191111769905497,37.136025005027498,66.353590042897807]
[1103,null,null,null,null,null,null,null,null,"","","","",760,0,null,31.239828365949499,33.432731097800598,65.614237275076405,34.191111769905497,37.136025005027498,66.353590042897807]
[1104,null,null,null,null,null,null,null,null,"","","","",760,0,null,31.239828365949499,33.432731097800598,65.614237275076405,34.191111769905497,37.136025005027498,66.353590042897807]
[1105,null,null,null,null,null,null,null,null,"","","","",760,0,null,31.239828365949499,33.432731097800598,65.614237275076405,34.191111769905497,37.136025005027498,66.353590042897807]
[1106,null,null,null,null,null,null,null,null,"","","","",760,0,null,31.239828365949499,33.432731097800598,65.614237275076405,34.191111769905497,37.136025005027498,66.353590042897807]
[1107,null,null,null,null,null,null,null,null,"","","","",760,0,null,31.239828365949499,33.432731097800598,65.614237275076405,34.191111769905497,37.136025005027498,66.353590042897807]
[1108,null,null,null,null,null,null,null,null,"","","","",760,0,null,31.239828365949499,33.432731097800598,65.614237275076405,34.191111769905497,37.136025005027498,66.353590042897807]
[1109,null,null,null,null,null,null,null,null,"","","","",760,0,null,31.239828365949499,33.432731097800598,65.614237275076405,34.191111769905497,37.136025005027498,66.353590042897807]
[1110,null,null,null,null,null,null,null,null,"","","","",760,0,null,31.239828365949499,33.432731097800598,65.614237275076405,34.191111769905497,37.136025005027498,66.353590042897807]
[1111,null,null,null,null,null,null,null,null,"","","","",760,0,null,31.239828365949499,33.432731097800598,65.614237275076405,34.191111769905497,37.136025005027498,66.353590042897807]
[1112,null,null,null,null,null,null,null,null,"","","","",760,0,null,31.239828365949499,33.432731097800598,65.614237275076405,34.191111769905497,37.136025005027498,66.353590042897807]
[1113,null,null,null,null,null,null,null,null,"","","","",760,0,null,31.239828365949499,33.432731097800598,65.614237275076405,34.191111769905497,37.136025005027498,66.353590042897807]
[1114,null,null,null,null,null,null,null,null,"","","","",760,0,null,31.239828365949499,33.432731097800598,65.614237275076405,34.191111769905497,37.136025005027498,66.353590042897807]
[1115,null,null,null,null,null,null,null,null,"","","","",760,0,null,31.239828365949499,33.432731097800598,65.614237275076405,34.191111769905497,37.136025005027498,66.353590042897807]
[1116,null,null,null,null,null,null,null,null,"","","","",760,0,null,31.239828365949499,33.432731097800598,65.614237275076405,34.191111769905497,37.136025005027498,66.353590042897807]
[1117,null,null,null,null,null,null,null,null,"","","","",760,0,null,31.239828365949499,33.432731097800598,65.614237275076405,34.191111769905497,37.136025005027498,66.353590042897807]
[1118,null,null,null,null,null,null,null,null,"","","","",760,0,null,31.239828365949499,33.432731097800598,65.614237275076405,34.191111769905497,37.136025005027498,66.353590042897807]
[1119,null,null,null,null,null,null,null,null,"","","","",760,0,null,31.239828365949499,33.432731097800598,65.614237275076405,34.191111769905497,37.136025005027498,66.353590042897807]
[1120,null,null,null,null,null,null,null,null,"","","","",760,0,null,31.239828365949499,33.432731097800598,65.614237275076405,34.191111769905497,37.136025005027498,66.353590042897807]
[1121,null,null,null,null,null,null,null,null,"","","","",760,0,null,31.239828365949499,33.432731097800598,65.614237275076405,34.191111769905497,37.136025005027498,66.353590042897807]
[1122,null,null,null,null,null,null,null,null,"","","","",760,0,null,31.239828365949499,33.432731097800598,65.614237275076405,34.191111769905497,37.136025005027498,66.353590042897807]
[1123,null,null,null,null,null,null,null,null,"","","","",760,0,null,31.239828365949499,33.432731097800598,65.614237275076405,34.191111769905497,37.136025005027498,66.353590042897807]
[1124,null,null,null,null,null,null,null,null,"","","","",760,0,null,31.239828365949499,33.432731097800598,65.614237275076405,34.191111769905497,37.136025005027498,66.353590042897807]
[1125,null,null,null,null,null,null,null,null,"","","","",760,0,null,31.239828365949499,33.432731097800598,65.614237275076405,34.191111769905497,37.136025005027498,66.353590042897807]
[1126,null,null,null,null,null,null,null,null,"","","","",760,0,null,31.239828365949499,33.432731097800598,65.614237275076405,34.191111769905497,37.136025005027498,66.353590042897807]
[1127,null,null,null,null,null,null,null,null,"","","","",760,0,null,31.239828365949499,33.432731097800598,65.614237275076405,34.191111769905497,37.136025005027498,66.353590042897807]
[1128,null,null,null,null,null,null,null,null,"","","","",760,0,null,31.239828365949499,33.432731097800598,65.614237275076405,34.191111769905497,37.136025005027498,66.353590042897807]
[1129,null,null,null,null,null,null,null,null,"","","","",760,0,null,31.239828365949499,33.432731097800598,65.614237275076405,34.191111769905497,37.136025005027498,66.353590042897807]
[1130,null,null,null,null,null,null,null,null,"","","","",760,0,null,31.239828365949499,33.432731097800598,65.614237275076405,34.191111769905497,37.136025005027498,66.353590042897807]
[1131,null,null,null,null,null,null,null,null,"","","","",760,0,null,31.239828365949499,33.432731097800598,65.614237275076405,34.191111769905497,37.136025005027498,66.353590042897807]
[1132,null,null,null,null,null,null,null,null,"","","","",760,0,null,31.239828365949499,33.432731097800598,65.614237275076405,34.191111769905497,37.136025005027498,66.353590042897807]
[1133,null,null,null,null,null,null,null,null,"","","","",760,0,null,31.239828365949499,33.432731097800598,65.614237275076405,34.191111769905497,37.136025005027498,66.353590042897807]
[1134,null,null,null,null,null,null,null,null,"","","","",760,0,null,31.239828365949499,33.432731097800598,65.614237275076405,34.191111769905497,37.136025005027498,66.353590042897807]
[1135,null,null,null,null,null,null,null,null,"","","","",760,0,null,31.239828365949499,33.432731097800598,65.614237275076405,34.191111769905497,37.136025005027498,66.353590042897807]
[1136,null,null,null,null,null,null,null,null,"","","","",760,0,null,31.239828365949499,33.432731097800598,65.614237275076405,34.191111769905497,37.136025005027498,66.353590042897807]
[1137,null,null,null,null,null,null,null,null,"","","","",760,0,null,31.239828365949499,33.432731097800598,65.614237275076405,34.191111769905497,37.136025005027498,66.353590042897807]
[1138,null,null,null,null,null,null,null,null,"","","","",760,0,null,31.239828365949499,33.432731097800598,65.614237275076405,34.191111769905497,37.136025005027498,66.353590042897807]
[1139,null,null,null,null,null,null,null,null,"","","","",760,0,null,31.239828365949499,33.432731097800598,65.614237275076405,34.191111769905497,37.136025005027498,66.353590042897807]
[1140,null,null,null,null,null,null,null,null,"","","","",760,0,null,31.239828365949499,33.432731097800598,65.614237275076405,34.191111769905497,37.136025005027498,66.353590042897807]
[1141,null,null,null,null,null,null,null,null,"","","","",760,0,null,31.239828365949499,33.432731097800598,65.614237275076405,34.191111769905497,37.136025005027498,66.353590042897807]
[1142,null,null,null,null,null,null,null,null,"","","","",760,0,null,31.239828365949499,33.432731097800598,65.614237275076405,34.191111769905497,37.136025005027498,66.353590042897807]
[1143,null,null,null,null,null,null,null,null,"","","","",760,0,null,31.239828365949499,33.432731097800598,65.614237275076405,34.191111769905497,37.136025005027498,66.353590042897807]
[1144,null,null,null,null,null,null,null,null,"","","","",760,0,null,31.239828365949499,33.432731097800598,65.614237275076405,34.191111769905497,37.136025005027498,66.353590042897807]
[1145,null,null,null,null,null,null,null,null,"","","","",760,0,null,31.239828365949499,33.432731097800598,65.614237275076405,34.191111769905497,37.136025005027498,66.353590042897807]
[1146,null,null,null,null,null,null,null,null,"","","","",760,0,null,31.239828365949499,33.432731097800598,65.614237275076405,34.191111769905497,37.136025005027498,66.353590042897807]
[1147,null,null,null,null,null,null,null,null,"","","","",760,0,null,31.239828365949499,33.432731097800598,65.614237275076405,34.191111769905497,37.136025005027498,66.353590042897807]
[1148,null,null,null,null,null,null,null,null,"","","","",760,0,null,31.239828365949499,33.432731097800598,65.614237275076405,34.191111769905497,37.136025005027498,66.353590042897807]
[1149,null,null,null,null,null,null,null,null,"","","","",760,0,null,31.239828365949499,33.432731097800598,65.614237275076405,34.191111769905497,37.136025005027498,66.353590042897807]
[1150,null,null,null,null,null,null,null,null,"","","","",760,0,null,31.239828365949499,33.432731097800598,65.614237275076405,34.191111769905497,37.136025005027498,66.353590042897807]
[1151,null,null,null,null,null,null,null,null,"","","","",760,0,null,31.239828365949499,33.432731097800598,65.614237275076405,34.191111769905497,37.136025005027498,66.353590042897807]
[1152,null,null,null,null,null,null,null,null,"","","","",760,0,null,31.239828365949499,33.432731097800598,65.614237275076405,34.191111769905497,37.136025005027498,66.353590042897807]
[1153,null,null,null,null,null,null,null,null,{"$f":"IF(OR(ISBLANK($E1158),ISBLANK($F1158)),\"\",(EXP((-139.34411+(157570.1/($F1158+273.15)-(66423080/($F1158+273.15)^2)+(12438000000/($F1158+273.15)^3)-(862194900000/($F1158+273.15)^4))-($O1158*(0.017674-(10.754/($F1158+273.15))+(2140.7/($F1158+273.15)^2))))))*($N1158/760)*((1-((EXP(11.8581-(3840.7/($F1158+273.15))-(216961/($F1158+273.15)^2)))/($N1158/760)))*(1-(0.000975-(0.00001426*$F1158)+(0.00000006436*$F1158^2))*($N1158/760)))/((1-(EXP(11.8581-(3840.7/($F1158+273.15))-(216961/($F1158+273.15)^2))))*(1-(0.000975-(0.00001426*$F1158)+(0.00000006436*$F1158^2)))))","v":""},"","","",760,{"$f":"IF(AND(ISBLANK($G1158),ISBLANK($H1158)),0,IF(ISBLANK($G1158),IF($H1158=0,0,(0.008-(0.1692*((($H1158*(1+0.0191*($F1158-25))/10000)/4.2914)/((1+(($N1158/760*1.01325)*(0.000207-(0.0000000637*($N1158/760*1.01325))+(0.000000000003989*($N1158/760*1.01325)^2))/(1+(0.03426*$F1158)+(0.0004464*$F1158^2)+(0.4215-0.003107*$F1158)*((($H1158*(1+0.0191*($F1158-25))/10000)/4.2914)))))*(0.6766097+0.0200564*$F1158+0.0001104259*$F1158^2-0.00000069698*$F1158^3+0.0000000010031*$F1158^4)))^0.5)+(25.3851*((($H1158*(1+0.0191*($F1158-25))/10000)/4.2914)/((1+(($N1158/760*1.01325)*(0.000207-(0.0000000637*($N1158/760*1.01325))+(0.000000000003989*($N1158/760*1.01325)^2))/(1+(0.03426*$F1158)+(0.0004464*$F1158^2)+(0.4215-0.003107*$F1158)*((($H1158*(1+0.0191*($F1158-25))/10000)/4.2914)))))*(0.6766097+0.0200564*$F1158+0.0001104259*$F1158^2-0.00000069698*$F1158^3+0.0000000010031*$F1158^4))))+(14.0941*((($H1158*(1+0.0191*($F1158-25))/10000)/4.2914)/((1+(($N1158/760*1.01325)*(0.000207-(0.0000000637*($N1158/760*1.01325))+(0.000000000003989*($N1158/760*1.01325)^2))/(1+(0.03426*$F1158)+(0.0004464*$F1158^2)+(0.4215-0.003107*$F1158)*((($H1158*(1+0.0191*($F1158-25))/10000)/4.2914)))))*(0.6766097+0.0200564*$F1158+0.0001104259*$F1158^2-0.00000069698*$F1158^3+0.0000000010031*$F1158^4)))^1.5)-(7.0261*((($H1158*(1+0.0191*($F1158-25))/10000)/4.2914)/((1+(($N1158/760*1.01325)*(0.000207-(0.0000000637*($N1158/760*1.01325))+(0.000000000003989*($N1158/760*1.01325)^2))/(1+(0.03426*$F1158)+(0.0004464*$F1158^2)+(0.4215-0.003107*$F1158)*((($H1158*(1+0.0191*($F1158-25))/10000)/4.2914)))))*(0.6766097+0.0200564*$F1158+0.0001104259*$F1158^2-0.00000069698*$F1158^3+0.0000000010031*$F1158^4)))^2)+(2.7081*((($H1158*(1+0.0191*($F1158-25))/10000)/4.2914)/((1+(($N1158/760*1.01325)*(0.000207-(0.0000000637*($N1158/760*1.01325))+(0.000000000003989*($N1158/760*1.01325)^2))/(1+(0.03426*$F1158)+(0.0004464*$F1158^2)+(0.4215-0.003107*$F1158)*((($H1158*(1+0.0191*($F1158-25))/10000)/4.2914)))))*(0.6766097+0.0200564*$F1158+0.0001104259*$F1158^2-0.00000069698*$F1158^3+0.0000000010031*$F1158^4)))^2.5)+(($F1158-15)/(1+0.0162*($F1158-15))*(0.0005-0.0056*((($H1158*(1+0.0191*($F1158-25))/10000)/4.2914)/((1+(($N1158/760*1.01325)*(0.000207-(0.0000000637*($N1158/760*1.01325))+(0.000000000003989*($N1158/760*1.01325)^2))/(1+(0.03426*$F1158)+(0.0004464*$F1158^2)+(0.4215-0.003107*$F1158)*((($H1158*(1+0.0191*($F1158-25))/10000)/4.2914)))))*(0.6766097+0.0200564*$F1158+0.0001104259*$F1158^2-0.00000069698*$F1158^3+0.0000000010031*$F1158^4)))^0.5-0.0066*((($H1158*(1+0.0191*($F1158-25))/10000)/4.2914)/((1+(($N1158/760*1.01325)*(0.000207-(0.0000000637*($N1158/760*1.01325))+(0.000000000003989*($N1158/760*1.01325)^2))/(1+(0.03426*$F1158)+(0.0004464*$F1158^2)+(0.4215-0.003107*$F1158)*((($H1158*(1+0.0191*($F1158-25))/10000)/4.2914)))))*(0.6766097+0.0200564*$F1158+0.0001104259*$F1158^2-0.00000069698*$F1158^3+0.0000000010031*$F1158^4)))-0.0375*((($H1158*(1+0.0191*($F1158-25))/10000)/4.2914)/((1+(($N1158/760*1.01325)*(0.000207-(0.0000000637*($N1158/760*1.01325))+(0.000000000003989*($N1158/760*1.01325)^2))/(1+(0.03426*$F1158)+(0.0004464*$F1158^2)+(0.4215-0.003107*$F1158)*((($H1158*(1+0.0191*($F1158-25))/10000)/4.2914)))))*(0.6766097+0.0200564*$F1158+0.0001104259*$F1158^2-0.00000069698*$F1158^3+0.0000000010031*$F1158^4)))^1.5+0.0636*((($H1158*(1+0.0191*($F1158-25))/10000)/4.2914)/((1+(($N1158/760*1.01325)*(0.000207-(0.0000000637*($N1158/760*1.01325))+(0.000000000003989*($N1158/760*1.01325)^2))/(1+(0.03426*$F1158)+(0.0004464*$F1158^2)+(0.4215-0.003107*$F1158)*((($H1158*(1+0.0191*($F1158-25))/10000)/4.2914)))))*(0.6766097+0.0200564*$F1158+0.0001104259*$F1158^2-0.00000069698*$F1158^3+0.0000000010031*$F1158^4)))^2-0.0144*((($H1158*(1+0.0191*($F1158-25))/10000)/4.2914)/((1+(($N1158/760*1.01325)*(0.000207-(0.0000000637*($N1158/760*1.01325))+(0.000000000003989*($N1158/760*1.01325)^2))/(1+(0.03426*$F1158)+(0.0004464*$F1158^2)+(0.4215-0.003107*$F1158)*((($H1158*(1+0.0191*($F1158-25))/10000)/4.2914)))))*(0.6766097+0.0200564*$F1158+0.0001104259*$F1158^2-0.00000069698*$F1158^3+0.0000000010031*$F1158^4)))^2.5)))-(0.008/(1+(1.5*400*((($H1158*(1+0.0191*($F1158-25))/10000)/4.2914)/((1+(($N1158/760*1.01325)*(0.000207-(0.0000000637*($N1158/760*1.01325))+(0.000000000003989*($N1158/760*1.01325)^2))/(1+(0.03426*$F1158)+(0.0004464*$F1158^2)+(0.4215-0.003107*$F1158)*((($H1158*(1+0.0191*($F1158-25))/10000)/4.2914)))))*(0.6766097+0.0200564*$F1158+0.0001104259*$F1158^2-0.00000069698*$F1158^3+0.0000000010031*$F1158^4))))+(400*((($H1158*(1+0.0191*($F1158-25))/10000)/4.2914)/((1+(($N1158/760*1.01325)*(0.000207-(0.0000000637*($N1158/760*1.01325))+(0.000000000003989*($N1158/760*1.01325)^2))/(1+(0.03426*$F1158)+(0.0004464*$F1158^2)+(0.4215-0.003107*$F1158)*((($H1158*(1+0.0191*($F1158-25))/10000)/4.2914)))))*(0.6766097+0.0200564*$F1158+0.0001104259*$F1158^2-0.00000069698*$F1158^3+0.0000000010031*$F1158^4))))^2))-((0.0005*($F1158-15)/(1+0.0162*($F1158-15)))/(1+(100*((($H1158*(1+0.0191*($F1158-25))/10000)/4.2914)/((1+(($N1158/760*1.01325)*(0.000207-(0.0000000637*($N1158/760*1.01325))+(0.000000000003989*($N1158/760*1.01325)^2))/(1+(0.03426*$F1158)+(0.0004464*$F1158^2)+(0.4215-0.003107*$F1158)*((($H1158*(1+0.0191*($F1158-25))/10000)/4.2914)))))*(0.6766097+0.0200564*$F1158+0.0001104259*$F1158^2-0.00000069698*$F1158^3+0.0000000010031*$F1158^4))))^0.5+(100*((($H1158*(1+0.0191*($F1158-25))/10000)/4.2914)/((1+(($N1158/760*1.01325)*(0.000207-(0.0000000637*($N1158/760*1.01325))+(0.000000000003989*($N1158/760*1.01325)^2))/(1+(0.03426*$F1158)+(0.0004464*$F1158^2)+(0.4215-0.003107*$F1158)*((($H1158*(1+0.0191*($F1158-25))/10000)/4.2914)))))*(0.6766097+0.0200564*$F1158+0.0001104259*$F1158^2-0.00000069698*$F1158^3+0.0000000010031*$F1158^4))))^1.5))),$G1158))","v":0},null,{"$f":"1.18443700433286E-13*(HOUR($D1158)*60+MINUTE($D1158))^5 - 4.14323598958596E-10*(HOUR($D1158)*60+MINUTE($D1158))^4 + 4.77287727122539E-07*(HOUR($D1158)*60+MINUTE($D1158))^3 - 0.000196917585728373*(HOUR($D1158)*60+MINUTE($D1158))^2 + 0.0231405627601475*(HOUR($D1158)*60+MINUTE($D1158)) + 31.2398283659495","v":31.239828365949499},{"$f":"1.98879987167155E-13*(HOUR($D1158)*60+MINUTE($D1158))^5 - 6.89410992615642E-10*(HOUR($D1158)*60+MINUTE($D1158))^4 + 7.83730333422071E-07*(HOUR($D1158)*60+MINUTE($D1158))^3 - 0.00031597890334556*(HOUR($D1158)*60+MINUTE($D1158))^2 + 0.0355135105918976*(HOUR($D1158)*60+MINUTE($D1158)) + 33.4327310978006","v":33.432731097800598},{"$f":"9.08511511657608E-14*(HOUR($D1158)*60+MINUTE($D1158))^5 - 2.99407211249053E-10*(HOUR($D1158)*60+MINUTE($D1158))^4 + 3.1560253348998E-07*(HOUR($D1158)*60+MINUTE($D1158))^3 - 0.000108510891323021*(HOUR($D1158)*60+MINUTE($D1158))^2 + 0.00628484730145829*(HOUR($D1158)*60+MINUTE($D1158)) + 65.6142372750764","v":65.614237275076405},{"$f":"1.45776613020539E-13*(HOUR($D1158)*60+MINUTE($D1158))^5-5.56072270585461E-10*(HOUR($D1158)*60+MINUTE($D1158))^4+7.06833400255548E-07*(HOUR($D1158)*60+MINUTE($D1158))^3-0.000318788465226261*(HOUR($D1158)*60+MINUTE($D1158))^2+0.0281711711660364*(HOUR($D1158)*60+MINUTE($D1158))+34.1911117699055","v":34.191111769905497},{"$f":"1.37090283182826E-13*(HOUR($D1158)*60+MINUTE($D1158))^5 - 5.04960255463897E-10*(HOUR($D1158)*60+MINUTE($D1158))^4 + 6.13524315934422E-07*(HOUR($D1158)*60+MINUTE($D1158))^3 - 0.00025817433468811*(HOUR($D1158)*60+MINUTE($D1158))^2 + 0.0195966892410979*(HOUR($D1158)*60+MINUTE($D1158)) + 37.1360250050275","v":37.136025005027498},{"$f":"7.11895278892582E-14*(HOUR($D1158)*60+MINUTE($D1158))^5-2.64195273421019E-10*(HOUR($D1158)*60+MINUTE($D1158))^4 + 3.22473039456213E-07*(HOUR($D1158)*60+MINUTE($D1158))^3 - 0.00013606873481109*(HOUR($D1158)*60+MINUTE($D1158))^2 + 0.0107100719720847*(HOUR($D1158)*60+MINUTE($D1158))+66.3535900428978","v":66.353590042897807}]
[1154,null,null,null,null,null,null,null,null,"","","","",760,0,null,31.239828365949499,33.432731097800598,65.614237275076405,34.191111769905497,37.136025005027498,66.353590042897807]
[1155,null,null,null,null,null,null,null,null,"","","","",760,0,null,31.239828365949499,33.432731097800598,65.614237275076405,34.191111769905497,37.136025005027498,66.353590042897807]
[1156,null,null,null,null,null,null,null,null,"","","","",760,0,null,31.239828365949499,33.432731097800598,65.614237275076405,34.191111769905497,37.136025005027498,66.353590042897807]
[1157,null,null,null,null,null,null,null,null,"",{"$f":"IF(OR(ISBLANK(E1162),ISBLANK(F1162)),\"\",E1162/J1162*100)","v":""},{"$f":"IF(AND(ISBLANK($B1162),ISBLANK($C1162),ISBLANK($D1162)),\"\",IF(OR(ISBLANK($B1162),ISBLANK($C1162),ISBLANK($D1162)),\"Must Enter All Required Data\",IF($O1162>2.7,42,IF(AND($O1162=0,OR($B1162=\"Marine\",$C1162=\"Estuary/Marine\")),42,IF(OR(CONCATENATE($B1162,\"-\",$C1162)=\"Peninsula-Lake/Wetland\",CONCATENATE($B1162,\"-\",$C1162)=\"Everglades-Lake/Wetland\"),U1162,IF(OR(CONCATENATE($B1162,\"-\",$C1162)=\"Northeast-Lake/Wetland\",CONCATENATE($B1162,\"-\",$C1162)=\"Big Bend-Lake/Wetland\"),T1162,IF(CONCATENATE($B1162,\"-\",$C1162)=\"Panhandle West-Lake/Wetland\",V1162,IF(OR(CONCATENATE($B1162,\"-\",$C1162)=\"Peninsula-Stream/Canal\",CONCATENATE($B1162,\"-\",$C1162)=\"Everglades-Stream/Canal\"),R1162,IF(OR(CONCATENATE($B1162,\"-\",$C1162)=\"Northeast-Stream/Canal\",CONCATENATE($B1162,\"-\",$C1162)=\"Big Bend-Stream/Canal\"),Q1162,IF(CONCATENATE($B1162,\"-\",$C1162)=\"Panhandle West-Stream/Canal\",S1162,\"Error! Check Entries\"))))))))))","v":""},{"$f":"IF(O1162>2.7,\"Marine Criteria Apply, No time of day adjustment.\",IF(AND(O1162=0,OR(B1162=\"Marine\",C1162=\"Estuary/Marine\")),\"Marine Criteria Apply, No time of day adjustment.\",IF(AND($O1162<=2.7,OR($B1162=\"Marine\",$C1162=\"Estuary/Marine\")),\"Salinity and Bioregion or Waterbody Type Don't Agree\",\"\")))","v":""},{"$f":"IF(ISBLANK(I1162),760,I1162)","v":760},0,null,31.239828365949499,33.432731097800598,65.614237275076405,34.191111769905497,37.136025005027498,66.353590042897807]
[1158,null,null,null,null,null,null,null,null,"","","","",760,0,null,31.239828365949499,33.432731097800598,65.614237275076405,34.191111769905497,37.136025005027498,66.353590042897807]
[1159,null,null,null,null,null,null,null,null,"","","","",760,0,null,31.239828365949499,33.432731097800598,65.614237275076405,34.191111769905497,37.136025005027498,66.353590042897807]
[1160,null,null,null,null,null,null,null,null,"","","","",760,0,null,31.239828365949499,33.432731097800598,65.614237275076405,34.191111769905497,37.136025005027498,66.353590042897807]
[1161,null,null,null,null,null,null,null,null,"","","","",760,0,null,31.239828365949499,33.432731097800598,65.614237275076405,34.191111769905497,37.136025005027498,66.353590042897807]
[1162,null,null,null,null,null,null,null,null,"","","","",760,0,null,31.239828365949499,33.432731097800598,65.614237275076405,34.191111769905497,37.136025005027498,66.353590042897807]
[1163,null,null,null,null,null,null,null,null,"","","","",760,0,null,31.239828365949499,33.432731097800598,65.614237275076405,34.191111769905497,37.136025005027498,66.353590042897807]
[1164,null,null,null,null,null,null,null,null,"","","","",760,0,null,31.239828365949499,33.432731097800598,65.614237275076405,34.191111769905497,37.136025005027498,66.353590042897807]
[1165,null,null,null,null,null,null,null,null,"","","","",760,0,null,31.239828365949499,33.432731097800598,65.614237275076405,34.191111769905497,37.136025005027498,66.353590042897807]
[1166,null,null,null,null,null,null,null,null,"","","","",760,0,null,31.239828365949499,33.432731097800598,65.614237275076405,34.191111769905497,37.136025005027498,66.353590042897807]
[1167,null,null,null,null,null,null,null,null,"","","","",760,0,null,31.239828365949499,33.432731097800598,65.614237275076405,34.191111769905497,37.136025005027498,66.353590042897807]
[1168,null,null,null,null,null,null,null,null,"","","","",760,0,null,31.239828365949499,33.432731097800598,65.614237275076405,34.191111769905497,37.136025005027498,66.353590042897807]
[1169,null,null,null,null,null,null,null,null,"","","","",760,0,null,31.239828365949499,33.432731097800598,65.614237275076405,34.191111769905497,37.136025005027498,66.353590042897807]
[1170,null,null,null,null,null,null,null,null,"","","","",760,0,null,31.239828365949499,33.432731097800598,65.614237275076405,34.191111769905497,37.136025005027498,66.353590042897807]
[1171,null,null,null,null,null,null,null,null,"","","","",760,0,null,31.239828365949499,33.432731097800598,65.614237275076405,34.191111769905497,37.136025005027498,66.353590042897807]
[1172,null,null,null,null,null,null,null,null,"","","","",760,0,null,31.239828365949499,33.432731097800598,65.614237275076405,34.191111769905497,37.136025005027498,66.353590042897807]
[1173,null,null,null,null,null,null,null,null,"","","","",760,0,null,31.239828365949499,33.432731097800598,65.614237275076405,34.191111769905497,37.136025005027498,66.353590042897807]
[1174,null,null,null,null,null,null,null,null,"","","","",760,0,null,31.239828365949499,33.432731097800598,65.614237275076405,34.191111769905497,37.136025005027498,66.353590042897807]
[1175,null,null,null,null,null,null,null,null,"","","","",760,0,null,31.239828365949499,33.432731097800598,65.614237275076405,34.191111769905497,37.136025005027498,66.353590042897807]
[1176,null,null,null,null,null,null,null,null,"","","","",760,0,null,31.239828365949499,33.432731097800598,65.614237275076405,34.191111769905497,37.136025005027498,66.353590042897807]
[1177,null,null,null,null,null,null,null,null,"","","","",760,0,null,31.239828365949499,33.432731097800598,65.614237275076405,34.191111769905497,37.136025005027498,66.353590042897807]
[1178,null,null,null,null,null,null,null,null,"","","","",760,0,null,31.239828365949499,33.432731097800598,65.614237275076405,34.191111769905497,37.136025005027498,66.353590042897807]
[1179,null,null,null,null,null,null,null,null,"","","","",760,0,null,31.239828365949499,33.432731097800598,65.614237275076405,34.191111769905497,37.136025005027498,66.353590042897807]
[1180,null,null,null,null,null,null,null,null,"","","","",760,0,null,31.239828365949499,33.432731097800598,65.614237275076405,34.191111769905497,37.136025005027498,66.353590042897807]
[1181,null,null,null,null,null,null,null,null,"","","","",760,0,null,31.239828365949499,33.432731097800598,65.614237275076405,34.191111769905497,37.136025005027498,66.353590042897807]
[1182,null,null,null,null,null,null,null,null,"","","","",760,0,null,31.239828365949499,33.432731097800598,65.614237275076405,34.191111769905497,37.136025005027498,66.353590042897807]
[1183,null,null,null,null,null,null,null,null,"","","","",760,0,null,31.239828365949499,33.432731097800598,65.614237275076405,34.191111769905497,37.136025005027498,66.353590042897807]
[1184,null,null,null,null,null,null,null,null,"","","","",760,0,null,31.239828365949499,33.432731097800598,65.614237275076405,34.191111769905497,37.136025005027498,66.353590042897807]
[1185,null,null,null,null,null,null,null,null,"","","","",760,0,null,31.239828365949499,33.432731097800598,65.614237275076405,34.191111769905497,37.136025005027498,66.353590042897807]
[1186,null,null,null,null,null,null,null,null,"","","","",760,0,null,31.239828365949499,33.432731097800598,65.614237275076405,34.191111769905497,37.136025005027498,66.353590042897807]
[1187,null,null,null,null,null,null,null,null,"","","","",760,0,null,31.239828365949499,33.432731097800598,65.614237275076405,34.191111769905497,37.136025005027498,66.353590042897807]
[1188,null,null,null,null,null,null,null,null,"","","","",760,0,null,31.239828365949499,33.432731097800598,65.614237275076405,34.191111769905497,37.136025005027498,66.353590042897807]
[1189,null,null,null,null,null,null,null,null,"","","","",760,0,null,31.239828365949499,33.432731097800598,65.614237275076405,34.191111769905497,37.136025005027498,66.353590042897807]
[1190,null,null,null,null,null,null,null,null,"","","","",760,0,null,31.239828365949499,33.432731097800598,65.614237275076405,34.191111769905497,37.136025005027498,66.353590042897807]
[1191,null,null,null,null,null,null,null,null,"","","","",760,0,null,31.239828365949499,33.432731097800598,65.614237275076405,34.191111769905497,37.136025005027498,66.353590042897807]
[1192,null,null,null,null,null,null,null,null,"","","","",760,0,null,31.239828365949499,33.432731097800598,65.614237275076405,34.191111769905497,37.136025005027498,66.353590042897807]
[1193,null,null,null,null,null,null,null,null,"","","","",760,0,null,31.239828365949499,33.432731097800598,65.614237275076405,34.191111769905497,37.136025005027498,66.353590042897807]
[1194,null,null,null,null,null,null,null,null,"","","","",760,0,null,31.239828365949499,33.432731097800598,65.614237275076405,34.191111769905497,37.136025005027498,66.353590042897807]
[1195,null,null,null,null,null,null,null,null,"","","","",760,0,null,31.239828365949499,33.432731097800598,65.614237275076405,34.191111769905497,37.136025005027498,66.353590042897807]
[1196,null,null,null,null,null,null,null,null,"","","","",760,0,null,31.239828365949499,33.432731097800598,65.614237275076405,34.191111769905497,37.136025005027498,66.353590042897807]
[1197,null,null,null,null,null,null,null,null,"","","","",760,0,null,31.239828365949499,33.432731097800598,65.614237275076405,34.191111769905497,37.136025005027498,66.353590042897807]
[1198,null,null,null,null,null,null,null,null,"","","","",760,0,null,31.239828365949499,33.432731097800598,65.614237275076405,34.191111769905497,37.136025005027498,66.353590042897807]
[1199,null,null,null,null,null,null,null,null,"","","","",760,0,null,31.239828365949499,33.432731097800598,65.614237275076405,34.191111769905497,37.136025005027498,66.353590042897807]
[1200,null,null,null,null,null,null,null,null,"","","","",760,0,null,31.239828365949499,33.432731097800598,65.614237275076405,34.191111769905497,37.136025005027498,66.353590042897807]
[1201,null,null,null,null,null,null,null,null,"","","","",760,0,null,31.239828365949499,33.432731097800598,65.614237275076405,34.191111769905497,37.136025005027498,66.353590042897807]
[1202,null,null,null,null,null,null,null,null,"","","","",760,0,null,31.239828365949499,33.432731097800598,65.614237275076405,34.191111769905497,37.136025005027498,66.353590042897807]
[1203,null,null,null,null,null,null,null,null,"","","","",760,0,null,31.239828365949499,33.432731097800598,65.614237275076405,34.191111769905497,37.136025005027498,66.353590042897807]
[1204,null,null,null,null,null,null,null,null,"","","","",760,0,null,31.239828365949499,33.432731097800598,65.614237275076405,34.191111769905497,37.136025005027498,66.353590042897807]
[1205,null,null,null,null,null,null,null,null,"","","","",760,0,null,31.239828365949499,33.432731097800598,65.614237275076405,34.191111769905497,37.136025005027498,66.353590042897807]
[1206,null,null,null,null,null,null,null,null,"","","","",760,0,null,31.239828365949499,33.432731097800598,65.614237275076405,34.191111769905497,37.136025005027498,66.353590042897807]
[1207,null,null,null,null,null,null,null,null,"","","","",760,0,null,31.239828365949499,33.432731097800598,65.614237275076405,34.191111769905497,37.136025005027498,66.353590042897807]
[1208,null,null,null,null,null,null,null,null,"","","","",760,0,null,31.239828365949499,33.432731097800598,65.614237275076405,34.191111769905497,37.136025005027498,66.353590042897807]
[1209,null,null,null,null,null,null,null,null,"","","","",760,0,null,31.239828365949499,33.432731097800598,65.614237275076405,34.191111769905497,37.136025005027498,66.353590042897807]
[1210,null,null,null,null,null,null,null,null,"","","","",760,0,null,31.239828365949499,33.432731097800598,65.614237275076405,34.191111769905497,37.136025005027498,66.353590042897807]
[1211,null,null,null,null,null,null,null,null,"","","","",760,0,null,31.239828365949499,33.432731097800598,65.614237275076405,34.191111769905497,37.136025005027498,66.353590042897807]
[1212,null,null,null,null,null,null,null,null,"","","","",760,0,null,31.239828365949499,33.432731097800598,65.614237275076405,34.191111769905497,37.136025005027498,66.353590042897807]
[1213,null,null,null,null,null,null,null,null,"","","","",760,0,null,31.239828365949499,33.432731097800598,65.614237275076405,34.191111769905497,37.136025005027498,66.353590042897807]
[1214,null,null,null,null,null,null,null,null,"","","","",760,0,null,31.239828365949499,33.432731097800598,65.614237275076405,34.191111769905497,37.136025005027498,66.353590042897807]
[1215,null,null,null,null,null,null,null,null,"","","","",760,0,null,31.239828365949499,33.432731097800598,65.614237275076405,34.191111769905497,37.136025005027498,66.353590042897807]
[1216,null,null,null,null,null,null,null,null,"","","","",760,0,null,31.239828365949499,33.432731097800598,65.614237275076405,34.191111769905497,37.136025005027498,66.353590042897807]
[1217,null,null,null,null,null,null,null,null,{"$f":"IF(OR(ISBLANK($E1222),ISBLANK($F1222)),\"\",(EXP((-139.34411+(157570.1/($F1222+273.15)-(66423080/($F1222+273.15)^2)+(12438000000/($F1222+273.15)^3)-(862194900000/($F1222+273.15)^4))-($O1222*(0.017674-(10.754/($F1222+273.15))+(2140.7/($F1222+273.15)^2))))))*($N1222/760)*((1-((EXP(11.8581-(3840.7/($F1222+273.15))-(216961/($F1222+273.15)^2)))/($N1222/760)))*(1-(0.000975-(0.00001426*$F1222)+(0.00000006436*$F1222^2))*($N1222/760)))/((1-(EXP(11.8581-(3840.7/($F1222+273.15))-(216961/($F1222+273.15)^2))))*(1-(0.000975-(0.00001426*$F1222)+(0.00000006436*$F1222^2)))))","v":""},"","","",760,{"$f":"IF(AND(ISBLANK($G1222),ISBLANK($H1222)),0,IF(ISBLANK($G1222),IF($H1222=0,0,(0.008-(0.1692*((($H1222*(1+0.0191*($F1222-25))/10000)/4.2914)/((1+(($N1222/760*1.01325)*(0.000207-(0.0000000637*($N1222/760*1.01325))+(0.000000000003989*($N1222/760*1.01325)^2))/(1+(0.03426*$F1222)+(0.0004464*$F1222^2)+(0.4215-0.003107*$F1222)*((($H1222*(1+0.0191*($F1222-25))/10000)/4.2914)))))*(0.6766097+0.0200564*$F1222+0.0001104259*$F1222^2-0.00000069698*$F1222^3+0.0000000010031*$F1222^4)))^0.5)+(25.3851*((($H1222*(1+0.0191*($F1222-25))/10000)/4.2914)/((1+(($N1222/760*1.01325)*(0.000207-(0.0000000637*($N1222/760*1.01325))+(0.000000000003989*($N1222/760*1.01325)^2))/(1+(0.03426*$F1222)+(0.0004464*$F1222^2)+(0.4215-0.003107*$F1222)*((($H1222*(1+0.0191*($F1222-25))/10000)/4.2914)))))*(0.6766097+0.0200564*$F1222+0.0001104259*$F1222^2-0.00000069698*$F1222^3+0.0000000010031*$F1222^4))))+(14.0941*((($H1222*(1+0.0191*($F1222-25))/10000)/4.2914)/((1+(($N1222/760*1.01325)*(0.000207-(0.0000000637*($N1222/760*1.01325))+(0.000000000003989*($N1222/760*1.01325)^2))/(1+(0.03426*$F1222)+(0.0004464*$F1222^2)+(0.4215-0.003107*$F1222)*((($H1222*(1+0.0191*($F1222-25))/10000)/4.2914)))))*(0.6766097+0.0200564*$F1222+0.0001104259*$F1222^2-0.00000069698*$F1222^3+0.0000000010031*$F1222^4)))^1.5)-(7.0261*((($H1222*(1+0.0191*($F1222-25))/10000)/4.2914)/((1+(($N1222/760*1.01325)*(0.000207-(0.0000000637*($N1222/760*1.01325))+(0.000000000003989*($N1222/760*1.01325)^2))/(1+(0.03426*$F1222)+(0.0004464*$F1222^2)+(0.4215-0.003107*$F1222)*((($H1222*(1+0.0191*($F1222-25))/10000)/4.2914)))))*(0.6766097+0.0200564*$F1222+0.0001104259*$F1222^2-0.00000069698*$F1222^3+0.0000000010031*$F1222^4)))^2)+(2.7081*((($H1222*(1+0.0191*($F1222-25))/10000)/4.2914)/((1+(($N1222/760*1.01325)*(0.000207-(0.0000000637*($N1222/760*1.01325))+(0.000000000003989*($N1222/760*1.01325)^2))/(1+(0.03426*$F1222)+(0.0004464*$F1222^2)+(0.4215-0.003107*$F1222)*((($H1222*(1+0.0191*($F1222-25))/10000)/4.2914)))))*(0.6766097+0.0200564*$F1222+0.0001104259*$F1222^2-0.00000069698*$F1222^3+0.0000000010031*$F1222^4)))^2.5)+(($F1222-15)/(1+0.0162*($F1222-15))*(0.0005-0.0056*((($H1222*(1+0.0191*($F1222-25))/10000)/4.2914)/((1+(($N1222/760*1.01325)*(0.000207-(0.0000000637*($N1222/760*1.01325))+(0.000000000003989*($N1222/760*1.01325)^2))/(1+(0.03426*$F1222)+(0.0004464*$F1222^2)+(0.4215-0.003107*$F1222)*((($H1222*(1+0.0191*($F1222-25))/10000)/4.2914)))))*(0.6766097+0.0200564*$F1222+0.0001104259*$F1222^2-0.00000069698*$F1222^3+0.0000000010031*$F1222^4)))^0.5-0.0066*((($H1222*(1+0.0191*($F1222-25))/10000)/4.2914)/((1+(($N1222/760*1.01325)*(0.000207-(0.0000000637*($N1222/760*1.01325))+(0.000000000003989*($N1222/760*1.01325)^2))/(1+(0.03426*$F1222)+(0.0004464*$F1222^2)+(0.4215-0.003107*$F1222)*((($H1222*(1+0.0191*($F1222-25))/10000)/4.2914)))))*(0.6766097+0.0200564*$F1222+0.0001104259*$F1222^2-0.00000069698*$F1222^3+0.0000000010031*$F1222^4)))-0.0375*((($H1222*(1+0.0191*($F1222-25))/10000)/4.2914)/((1+(($N1222/760*1.01325)*(0.000207-(0.0000000637*($N1222/760*1.01325))+(0.000000000003989*($N1222/760*1.01325)^2))/(1+(0.03426*$F1222)+(0.0004464*$F1222^2)+(0.4215-0.003107*$F1222)*((($H1222*(1+0.0191*($F1222-25))/10000)/4.2914)))))*(0.6766097+0.0200564*$F1222+0.0001104259*$F1222^2-0.00000069698*$F1222^3+0.0000000010031*$F1222^4)))^1.5+0.0636*((($H1222*(1+0.0191*($F1222-25))/10000)/4.2914)/((1+(($N1222/760*1.01325)*(0.000207-(0.0000000637*($N1222/760*1.01325))+(0.000000000003989*($N1222/760*1.01325)^2))/(1+(0.03426*$F1222)+(0.0004464*$F1222^2)+(0.4215-0.003107*$F1222)*((($H1222*(1+0.0191*($F1222-25))/10000)/4.2914)))))*(0.6766097+0.0200564*$F1222+0.0001104259*$F1222^2-0.00000069698*$F1222^3+0.0000000010031*$F1222^4)))^2-0.0144*((($H1222*(1+0.0191*($F1222-25))/10000)/4.2914)/((1+(($N1222/760*1.01325)*(0.000207-(0.0000000637*($N1222/760*1.01325))+(0.000000000003989*($N1222/760*1.01325)^2))/(1+(0.03426*$F1222)+(0.0004464*$F1222^2)+(0.4215-0.003107*$F1222)*((($H1222*(1+0.0191*($F1222-25))/10000)/4.2914)))))*(0.6766097+0.0200564*$F1222+0.0001104259*$F1222^2-0.00000069698*$F1222^3+0.0000000010031*$F1222^4)))^2.5)))-(0.008/(1+(1.5*400*((($H1222*(1+0.0191*($F1222-25))/10000)/4.2914)/((1+(($N1222/760*1.01325)*(0.000207-(0.0000000637*($N1222/760*1.01325))+(0.000000000003989*($N1222/760*1.01325)^2))/(1+(0.03426*$F1222)+(0.0004464*$F1222^2)+(0.4215-0.003107*$F1222)*((($H1222*(1+0.0191*($F1222-25))/10000)/4.2914)))))*(0.6766097+0.0200564*$F1222+0.0001104259*$F1222^2-0.00000069698*$F1222^3+0.0000000010031*$F1222^4))))+(400*((($H1222*(1+0.0191*($F1222-25))/10000)/4.2914)/((1+(($N1222/760*1.01325)*(0.000207-(0.0000000637*($N1222/760*1.01325))+(0.000000000003989*($N1222/760*1.01325)^2))/(1+(0.03426*$F1222)+(0.0004464*$F1222^2)+(0.4215-0.003107*$F1222)*((($H1222*(1+0.0191*($F1222-25))/10000)/4.2914)))))*(0.6766097+0.0200564*$F1222+0.0001104259*$F1222^2-0.00000069698*$F1222^3+0.0000000010031*$F1222^4))))^2))-((0.0005*($F1222-15)/(1+0.0162*($F1222-15)))/(1+(100*((($H1222*(1+0.0191*($F1222-25))/10000)/4.2914)/((1+(($N1222/760*1.01325)*(0.000207-(0.0000000637*($N1222/760*1.01325))+(0.000000000003989*($N1222/760*1.01325)^2))/(1+(0.03426*$F1222)+(0.0004464*$F1222^2)+(0.4215-0.003107*$F1222)*((($H1222*(1+0.0191*($F1222-25))/10000)/4.2914)))))*(0.6766097+0.0200564*$F1222+0.0001104259*$F1222^2-0.00000069698*$F1222^3+0.0000000010031*$F1222^4))))^0.5+(100*((($H1222*(1+0.0191*($F1222-25))/10000)/4.2914)/((1+(($N1222/760*1.01325)*(0.000207-(0.0000000637*($N1222/760*1.01325))+(0.000000000003989*($N1222/760*1.01325)^2))/(1+(0.03426*$F1222)+(0.0004464*$F1222^2)+(0.4215-0.003107*$F1222)*((($H1222*(1+0.0191*($F1222-25))/10000)/4.2914)))))*(0.6766097+0.0200564*$F1222+0.0001104259*$F1222^2-0.00000069698*$F1222^3+0.0000000010031*$F1222^4))))^1.5))),$G1222))","v":0},null,{"$f":"1.18443700433286E-13*(HOUR($D1222)*60+MINUTE($D1222))^5 - 4.14323598958596E-10*(HOUR($D1222)*60+MINUTE($D1222))^4 + 4.77287727122539E-07*(HOUR($D1222)*60+MINUTE($D1222))^3 - 0.000196917585728373*(HOUR($D1222)*60+MINUTE($D1222))^2 + 0.0231405627601475*(HOUR($D1222)*60+MINUTE($D1222)) + 31.2398283659495","v":31.239828365949499},{"$f":"1.98879987167155E-13*(HOUR($D1222)*60+MINUTE($D1222))^5 - 6.89410992615642E-10*(HOUR($D1222)*60+MINUTE($D1222))^4 + 7.83730333422071E-07*(HOUR($D1222)*60+MINUTE($D1222))^3 - 0.00031597890334556*(HOUR($D1222)*60+MINUTE($D1222))^2 + 0.0355135105918976*(HOUR($D1222)*60+MINUTE($D1222)) + 33.4327310978006","v":33.432731097800598},{"$f":"9.08511511657608E-14*(HOUR($D1222)*60+MINUTE($D1222))^5 - 2.99407211249053E-10*(HOUR($D1222)*60+MINUTE($D1222))^4 + 3.1560253348998E-07*(HOUR($D1222)*60+MINUTE($D1222))^3 - 0.000108510891323021*(HOUR($D1222)*60+MINUTE($D1222))^2 + 0.00628484730145829*(HOUR($D1222)*60+MINUTE($D1222)) + 65.6142372750764","v":65.614237275076405},{"$f":"1.45776613020539E-13*(HOUR($D1222)*60+MINUTE($D1222))^5-5.56072270585461E-10*(HOUR($D1222)*60+MINUTE($D1222))^4+7.06833400255548E-07*(HOUR($D1222)*60+MINUTE($D1222))^3-0.000318788465226261*(HOUR($D1222)*60+MINUTE($D1222))^2+0.0281711711660364*(HOUR($D1222)*60+MINUTE($D1222))+34.1911117699055","v":34.191111769905497},{"$f":"1.37090283182826E-13*(HOUR($D1222)*60+MINUTE($D1222))^5 - 5.04960255463897E-10*(HOUR($D1222)*60+MINUTE($D1222))^4 + 6.13524315934422E-07*(HOUR($D1222)*60+MINUTE($D1222))^3 - 0.00025817433468811*(HOUR($D1222)*60+MINUTE($D1222))^2 + 0.0195966892410979*(HOUR($D1222)*60+MINUTE($D1222)) + 37.1360250050275","v":37.136025005027498},{"$f":"7.11895278892582E-14*(HOUR($D1222)*60+MINUTE($D1222))^5-2.64195273421019E-10*(HOUR($D1222)*60+MINUTE($D1222))^4 + 3.22473039456213E-07*(HOUR($D1222)*60+MINUTE($D1222))^3 - 0.00013606873481109*(HOUR($D1222)*60+MINUTE($D1222))^2 + 0.0107100719720847*(HOUR($D1222)*60+MINUTE($D1222))+66.3535900428978","v":66.353590042897807}]
[1218,null,null,null,null,null,null,null,null,"","","","",760,0,null,31.239828365949499,33.432731097800598,65.614237275076405,34.191111769905497,37.136025005027498,66.353590042897807]
[1219,null,null,null,null,null,null,null,null,"","","","",760,0,null,31.239828365949499,33.432731097800598,65.614237275076405,34.191111769905497,37.136025005027498,66.353590042897807]
[1220,null,null,null,null,null,null,null,null,"","","","",760,0,null,31.239828365949499,33.432731097800598,65.614237275076405,34.191111769905497,37.136025005027498,66.353590042897807]
[1221,null,null,null,null,null,null,null,null,"",{"$f":"IF(OR(ISBLANK(E1226),ISBLANK(F1226)),\"\",E1226/J1226*100)","v":""},{"$f":"IF(AND(ISBLANK($B1226),ISBLANK($C1226),ISBLANK($D1226)),\"\",IF(OR(ISBLANK($B1226),ISBLANK($C1226),ISBLANK($D1226)),\"Must Enter All Required Data\",IF($O1226>2.7,42,IF(AND($O1226=0,OR($B1226=\"Marine\",$C1226=\"Estuary/Marine\")),42,IF(OR(CONCATENATE($B1226,\"-\",$C1226)=\"Peninsula-Lake/Wetland\",CONCATENATE($B1226,\"-\",$C1226)=\"Everglades-Lake/Wetland\"),U1226,IF(OR(CONCATENATE($B1226,\"-\",$C1226)=\"Northeast-Lake/Wetland\",CONCATENATE($B1226,\"-\",$C1226)=\"Big Bend-Lake/Wetland\"),T1226,IF(CONCATENATE($B1226,\"-\",$C1226)=\"Panhandle West-Lake/Wetland\",V1226,IF(OR(CONCATENATE($B1226,\"-\",$C1226)=\"Peninsula-Stream/Canal\",CONCATENATE($B1226,\"-\",$C1226)=\"Everglades-Stream/Canal\"),R1226,IF(OR(CONCATENATE($B1226,\"-\",$C1226)=\"Northeast-Stream/Canal\",CONCATENATE($B1226,\"-\",$C1226)=\"Big Bend-Stream/Canal\"),Q1226,IF(CONCATENATE($B1226,\"-\",$C1226)=\"Panhandle West-Stream/Canal\",S1226,\"Error! Check Entries\"))))))))))","v":""},{"$f":"IF(O1226>2.7,\"Marine Criteria Apply, No time of day adjustment.\",IF(AND(O1226=0,OR(B1226=\"Marine\",C1226=\"Estuary/Marine\")),\"Marine Criteria Apply, No time of day adjustment.\",IF(AND($O1226<=2.7,OR($B1226=\"Marine\",$C1226=\"Estuary/Marine\")),\"Salinity and Bioregion or Waterbody Type Don't Agree\",\"\")))","v":""},{"$f":"IF(ISBLANK(I1226),760,I1226)","v":760},0,null,31.239828365949499,33.432731097800598,65.614237275076405,34.191111769905497,37.136025005027498,66.353590042897807]
[1222,null,null,null,null,null,null,null,null,"","","","",760,0,null,31.239828365949499,33.432731097800598,65.614237275076405,34.191111769905497,37.136025005027498,66.353590042897807]
[1223,null,null,null,null,null,null,null,null,"","","","",760,0,null,31.239828365949499,33.432731097800598,65.614237275076405,34.191111769905497,37.136025005027498,66.353590042897807]
[1224,null,null,null,null,null,null,null,null,"","","","",760,0,null,31.239828365949499,33.432731097800598,65.614237275076405,34.191111769905497,37.136025005027498,66.353590042897807]
[1225,null,null,null,null,null,null,null,null,"","","","",760,0,null,31.239828365949499,33.432731097800598,65.614237275076405,34.191111769905497,37.136025005027498,66.353590042897807]
[1226,null,null,null,null,null,null,null,null,"","","","",760,0,null,31.239828365949499,33.432731097800598,65.614237275076405,34.191111769905497,37.136025005027498,66.353590042897807]
[1227,null,null,null,null,null,null,null,null,"","","","",760,0,null,31.239828365949499,33.432731097800598,65.614237275076405,34.191111769905497,37.136025005027498,66.353590042897807]
[1228,null,null,null,null,null,null,null,null,"","","","",760,0,null,31.239828365949499,33.432731097800598,65.614237275076405,34.191111769905497,37.136025005027498,66.353590042897807]
[1229,null,null,null,null,null,null,null,null,"","","","",760,0,null,31.239828365949499,33.432731097800598,65.614237275076405,34.191111769905497,37.136025005027498,66.353590042897807]
[1230,null,null,null,null,null,null,null,null,"","","","",760,0,null,31.239828365949499,33.432731097800598,65.614237275076405,34.191111769905497,37.136025005027498,66.353590042897807]
[1231,null,null,null,null,null,null,null,null,"","","","",760,0,null,31.239828365949499,33.432731097800598,65.614237275076405,34.191111769905497,37.136025005027498,66.353590042897807]
[1232,null,null,null,null,null,null,null,null,"","","","",760,0,null,31.239828365949499,33.432731097800598,65.614237275076405,34.191111769905497,37.136025005027498,66.353590042897807]
[1233,null,null,null,null,null,null,null,null,"","","","",760,0,null,31.239828365949499,33.432731097800598,65.614237275076405,34.191111769905497,37.136025005027498,66.353590042897807]
[1234,null,null,null,null,null,null,null,null,"","","","",760,0,null,31.239828365949499,33.432731097800598,65.614237275076405,34.191111769905497,37.136025005027498,66.353590042897807]
[1235,null,null,null,null,null,null,null,null,"","","","",760,0,null,31.239828365949499,33.432731097800598,65.614237275076405,34.191111769905497,37.136025005027498,66.353590042897807]
[1236,null,null,null,null,null,null,null,null,"","","","",760,0,null,31.239828365949499,33.432731097800598,65.614237275076405,34.191111769905497,37.136025005027498,66.353590042897807]
[1237,null,null,null,null,null,null,null,null,"","","","",760,0,null,31.239828365949499,33.432731097800598,65.614237275076405,34.191111769905497,37.136025005027498,66.353590042897807]
[1238,null,null,null,null,null,null,null,null,"","","","",760,0,null,31.239828365949499,33.432731097800598,65.614237275076405,34.191111769905497,37.136025005027498,66.353590042897807]
[1239,null,null,null,null,null,null,null,null,"","","","",760,0,null,31.239828365949499,33.432731097800598,65.614237275076405,34.191111769905497,37.136025005027498,66.353590042897807]
[1240,null,null,null,null,null,null,null,null,"","","","",760,0,null,31.239828365949499,33.432731097800598,65.614237275076405,34.191111769905497,37.136025005027498,66.353590042897807]
[1241,null,null,null,null,null,null,null,null,"","","","",760,0,null,31.239828365949499,33.432731097800598,65.614237275076405,34.191111769905497,37.136025005027498,66.353590042897807]
[1242,null,null,null,null,null,null,null,null,"","","","",760,0,null,31.239828365949499,33.432731097800598,65.614237275076405,34.191111769905497,37.136025005027498,66.353590042897807]
[1243,null,null,null,null,null,null,null,null,"","","","",760,0,null,31.239828365949499,33.432731097800598,65.614237275076405,34.191111769905497,37.136025005027498,66.353590042897807]
[1244,null,null,null,null,null,null,null,null,"","","","",760,0,null,31.239828365949499,33.432731097800598,65.614237275076405,34.191111769905497,37.136025005027498,66.353590042897807]
[1245,null,null,null,null,null,null,null,null,"","","","",760,0,null,31.239828365949499,33.432731097800598,65.614237275076405,34.191111769905497,37.136025005027498,66.353590042897807]
[1246,null,null,null,null,null,null,null,null,"","","","",760,0,null,31.239828365949499,33.432731097800598,65.614237275076405,34.191111769905497,37.136025005027498,66.353590042897807]
[1247,null,null,null,null,null,null,null,null,"","","","",760,0,null,31.239828365949499,33.432731097800598,65.614237275076405,34.191111769905497,37.136025005027498,66.353590042897807]
[1248,null,null,null,null,null,null,null,null,"","","","",760,0,null,31.239828365949499,33.432731097800598,65.614237275076405,34.191111769905497,37.136025005027498,66.353590042897807]
[1249,null,null,null,null,null,null,null,null,"","","","",760,0,null,31.239828365949499,33.432731097800598,65.614237275076405,34.191111769905497,37.136025005027498,66.353590042897807]
[1250,null,null,null,null,null,null,null,null,"","","","",760,0,null,31.239828365949499,33.432731097800598,65.614237275076405,34.191111769905497,37.136025005027498,66.353590042897807]
[1251,null,null,null,null,null,null,null,null,"","","","",760,0,null,31.239828365949499,33.432731097800598,65.614237275076405,34.191111769905497,37.136025005027498,66.353590042897807]
[1252,null,null,null,null,null,null,null,null,"","","","",760,0,null,31.239828365949499,33.432731097800598,65.614237275076405,34.191111769905497,37.136025005027498,66.353590042897807]
[1253,null,null,null,null,null,null,null,null,"","","","",760,0,null,31.239828365949499,33.432731097800598,65.614237275076405,34.191111769905497,37.136025005027498,66.353590042897807]
[1254,null,null,null,null,null,null,null,null,"","","","",760,0,null,31.239828365949499,33.432731097800598,65.614237275076405,34.191111769905497,37.136025005027498,66.353590042897807]
[1255,null,null,null,null,null,null,null,null,"","","","",760,0,null,31.239828365949499,33.432731097800598,65.614237275076405,34.191111769905497,37.136025005027498,66.353590042897807]
[1256,null,null,null,null,null,null,null,null,"","","","",760,0,null,31.239828365949499,33.432731097800598,65.614237275076405,34.191111769905497,37.136025005027498,66.353590042897807]
[1257,null,null,null,null,null,null,null,null,"","","","",760,0,null,31.239828365949499,33.432731097800598,65.614237275076405,34.191111769905497,37.136025005027498,66.353590042897807]
[1258,null,null,null,null,null,null,null,null,"","","","",760,0,null,31.239828365949499,33.432731097800598,65.614237275076405,34.191111769905497,37.136025005027498,66.353590042897807]
[1259,null,null,null,null,null,null,null,null,"","","","",760,0,null,31.239828365949499,33.432731097800598,65.614237275076405,34.191111769905497,37.136025005027498,66.353590042897807]
[1260,null,null,null,null,null,null,null,null,"","","","",760,0,null,31.239828365949499,33.432731097800598,65.614237275076405,34.191111769905497,37.136025005027498,66.353590042897807]
[1261,null,null,null,null,null,null,null,null,"","","","",760,0,null,31.239828365949499,33.432731097800598,65.614237275076405,34.191111769905497,37.136025005027498,66.353590042897807]
[1262,null,null,null,null,null,null,null,null,"","","","",760,0,null,31.239828365949499,33.432731097800598,65.614237275076405,34.191111769905497,37.136025005027498,66.353590042897807]
[1263,null,null,null,null,null,null,null,null,"","","","",760,0,null,31.239828365949499,33.432731097800598,65.614237275076405,34.191111769905497,37.136025005027498,66.353590042897807]
[1264,null,null,null,null,null,null,null,null,"","","","",760,0,null,31.239828365949499,33.432731097800598,65.614237275076405,34.191111769905497,37.136025005027498,66.353590042897807]
[1265,null,null,null,null,null,null,null,null,"","","","",760,0,null,31.239828365949499,33.432731097800598,65.614237275076405,34.191111769905497,37.136025005027498,66.353590042897807]
[1266,null,null,null,null,null,null,null,null,"","","","",760,0,null,31.239828365949499,33.432731097800598,65.614237275076405,34.191111769905497,37.136025005027498,66.353590042897807]
[1267,null,null,null,null,null,null,null,null,"","","","",760,0,null,31.239828365949499,33.432731097800598,65.614237275076405,34.191111769905497,37.136025005027498,66.353590042897807]
[1268,null,null,null,null,null,null,null,null,"","","","",760,0,null,31.239828365949499,33.432731097800598,65.614237275076405,34.191111769905497,37.136025005027498,66.353590042897807]
[1269,null,null,null,null,null,null,null,null,"","","","",760,0,null,31.239828365949499,33.432731097800598,65.614237275076405,34.191111769905497,37.136025005027498,66.353590042897807]
[1270,null,null,null,null,null,null,null,null,"","","","",760,0,null,31.239828365949499,33.432731097800598,65.614237275076405,34.191111769905497,37.136025005027498,66.353590042897807]
[1271,null,null,null,null,null,null,null,null,"","","","",760,0,null,31.239828365949499,33.432731097800598,65.614237275076405,34.191111769905497,37.136025005027498,66.353590042897807]
[1272,null,null,null,null,null,null,null,null,"","","","",760,0,null,31.239828365949499,33.432731097800598,65.614237275076405,34.191111769905497,37.136025005027498,66.353590042897807]
[1273,null,null,null,null,null,null,null,null,"","","","",760,0,null,31.239828365949499,33.432731097800598,65.614237275076405,34.191111769905497,37.136025005027498,66.353590042897807]
[1274,null,null,null,null,null,null,null,null,"","","","",760,0,null,31.239828365949499,33.432731097800598,65.614237275076405,34.191111769905497,37.136025005027498,66.353590042897807]
[1275,null,null,null,null,null,null,null,null,"","","","",760,0,null,31.239828365949499,33.432731097800598,65.614237275076405,34.191111769905497,37.136025005027498,66.353590042897807]
[1276,null,null,null,null,null,null,null,null,"","","","",760,0,null,31.239828365949499,33.432731097800598,65.614237275076405,34.191111769905497,37.136025005027498,66.353590042897807]
[1277,null,null,null,null,null,null,null,null,"","","","",760,0,null,31.239828365949499,33.432731097800598,65.614237275076405,34.191111769905497,37.136025005027498,66.353590042897807]
[1278,null,null,null,null,null,null,null,null,"","","","",760,0,null,31.239828365949499,33.432731097800598,65.614237275076405,34.191111769905497,37.136025005027498,66.353590042897807]
[1279,null,null,null,null,null,null,null,null,"","","","",760,0,null,31.239828365949499,33.432731097800598,65.614237275076405,34.191111769905497,37.136025005027498,66.353590042897807]
[1280,null,null,null,null,null,null,null,null,"","","","",760,0,null,31.239828365949499,33.432731097800598,65.614237275076405,34.191111769905497,37.136025005027498,66.353590042897807]
[1281,null,null,null,null,null,null,null,null,{"$f":"IF(OR(ISBLANK($E1286),ISBLANK($F1286)),\"\",(EXP((-139.34411+(157570.1/($F1286+273.15)-(66423080/($F1286+273.15)^2)+(12438000000/($F1286+273.15)^3)-(862194900000/($F1286+273.15)^4))-($O1286*(0.017674-(10.754/($F1286+273.15))+(2140.7/($F1286+273.15)^2))))))*($N1286/760)*((1-((EXP(11.8581-(3840.7/($F1286+273.15))-(216961/($F1286+273.15)^2)))/($N1286/760)))*(1-(0.000975-(0.00001426*$F1286)+(0.00000006436*$F1286^2))*($N1286/760)))/((1-(EXP(11.8581-(3840.7/($F1286+273.15))-(216961/($F1286+273.15)^2))))*(1-(0.000975-(0.00001426*$F1286)+(0.00000006436*$F1286^2)))))","v":""},"","","",760,{"$f":"IF(AND(ISBLANK($G1286),ISBLANK($H1286)),0,IF(ISBLANK($G1286),IF($H1286=0,0,(0.008-(0.1692*((($H1286*(1+0.0191*($F1286-25))/10000)/4.2914)/((1+(($N1286/760*1.01325)*(0.000207-(0.0000000637*($N1286/760*1.01325))+(0.000000000003989*($N1286/760*1.01325)^2))/(1+(0.03426*$F1286)+(0.0004464*$F1286^2)+(0.4215-0.003107*$F1286)*((($H1286*(1+0.0191*($F1286-25))/10000)/4.2914)))))*(0.6766097+0.0200564*$F1286+0.0001104259*$F1286^2-0.00000069698*$F1286^3+0.0000000010031*$F1286^4)))^0.5)+(25.3851*((($H1286*(1+0.0191*($F1286-25))/10000)/4.2914)/((1+(($N1286/760*1.01325)*(0.000207-(0.0000000637*($N1286/760*1.01325))+(0.000000000003989*($N1286/760*1.01325)^2))/(1+(0.03426*$F1286)+(0.0004464*$F1286^2)+(0.4215-0.003107*$F1286)*((($H1286*(1+0.0191*($F1286-25))/10000)/4.2914)))))*(0.6766097+0.0200564*$F1286+0.0001104259*$F1286^2-0.00000069698*$F1286^3+0.0000000010031*$F1286^4))))+(14.0941*((($H1286*(1+0.0191*($F1286-25))/10000)/4.2914)/((1+(($N1286/760*1.01325)*(0.000207-(0.0000000637*($N1286/760*1.01325))+(0.000000000003989*($N1286/760*1.01325)^2))/(1+(0.03426*$F1286)+(0.0004464*$F1286^2)+(0.4215-0.003107*$F1286)*((($H1286*(1+0.0191*($F1286-25))/10000)/4.2914)))))*(0.6766097+0.0200564*$F1286+0.0001104259*$F1286^2-0.00000069698*$F1286^3+0.0000000010031*$F1286^4)))^1.5)-(7.0261*((($H1286*(1+0.0191*($F1286-25))/10000)/4.2914)/((1+(($N1286/760*1.01325)*(0.000207-(0.0000000637*($N1286/760*1.01325))+(0.000000000003989*($N1286/760*1.01325)^2))/(1+(0.03426*$F1286)+(0.0004464*$F1286^2)+(0.4215-0.003107*$F1286)*((($H1286*(1+0.0191*($F1286-25))/10000)/4.2914)))))*(0.6766097+0.0200564*$F1286+0.0001104259*$F1286^2-0.00000069698*$F1286^3+0.0000000010031*$F1286^4)))^2)+(2.7081*((($H1286*(1+0.0191*($F1286-25))/10000)/4.2914)/((1+(($N1286/760*1.01325)*(0.000207-(0.0000000637*($N1286/760*1.01325))+(0.000000000003989*($N1286/760*1.01325)^2))/(1+(0.03426*$F1286)+(0.0004464*$F1286^2)+(0.4215-0.003107*$F1286)*((($H1286*(1+0.0191*($F1286-25))/10000)/4.2914)))))*(0.6766097+0.0200564*$F1286+0.0001104259*$F1286^2-0.00000069698*$F1286^3+0.0000000010031*$F1286^4)))^2.5)+(($F1286-15)/(1+0.0162*($F1286-15))*(0.0005-0.0056*((($H1286*(1+0.0191*($F1286-25))/10000)/4.2914)/((1+(($N1286/760*1.01325)*(0.000207-(0.0000000637*($N1286/760*1.01325))+(0.000000000003989*($N1286/760*1.01325)^2))/(1+(0.03426*$F1286)+(0.0004464*$F1286^2)+(0.4215-0.003107*$F1286)*((($H1286*(1+0.0191*($F1286-25))/10000)/4.2914)))))*(0.6766097+0.0200564*$F1286+0.0001104259*$F1286^2-0.00000069698*$F1286^3+0.0000000010031*$F1286^4)))^0.5-0.0066*((($H1286*(1+0.0191*($F1286-25))/10000)/4.2914)/((1+(($N1286/760*1.01325)*(0.000207-(0.0000000637*($N1286/760*1.01325))+(0.000000000003989*($N1286/760*1.01325)^2))/(1+(0.03426*$F1286)+(0.0004464*$F1286^2)+(0.4215-0.003107*$F1286)*((($H1286*(1+0.0191*($F1286-25))/10000)/4.2914)))))*(0.6766097+0.0200564*$F1286+0.0001104259*$F1286^2-0.00000069698*$F1286^3+0.0000000010031*$F1286^4)))-0.0375*((($H1286*(1+0.0191*($F1286-25))/10000)/4.2914)/((1+(($N1286/760*1.01325)*(0.000207-(0.0000000637*($N1286/760*1.01325))+(0.000000000003989*($N1286/760*1.01325)^2))/(1+(0.03426*$F1286)+(0.0004464*$F1286^2)+(0.4215-0.003107*$F1286)*((($H1286*(1+0.0191*($F1286-25))/10000)/4.2914)))))*(0.6766097+0.0200564*$F1286+0.0001104259*$F1286^2-0.00000069698*$F1286^3+0.0000000010031*$F1286^4)))^1.5+0.0636*((($H1286*(1+0.0191*($F1286-25))/10000)/4.2914)/((1+(($N1286/760*1.01325)*(0.000207-(0.0000000637*($N1286/760*1.01325))+(0.000000000003989*($N1286/760*1.01325)^2))/(1+(0.03426*$F1286)+(0.0004464*$F1286^2)+(0.4215-0.003107*$F1286)*((($H1286*(1+0.0191*($F1286-25))/10000)/4.2914)))))*(0.6766097+0.0200564*$F1286+0.0001104259*$F1286^2-0.00000069698*$F1286^3+0.0000000010031*$F1286^4)))^2-0.0144*((($H1286*(1+0.0191*($F1286-25))/10000)/4.2914)/((1+(($N1286/760*1.01325)*(0.000207-(0.0000000637*($N1286/760*1.01325))+(0.000000000003989*($N1286/760*1.01325)^2))/(1+(0.03426*$F1286)+(0.0004464*$F1286^2)+(0.4215-0.003107*$F1286)*((($H1286*(1+0.0191*($F1286-25))/10000)/4.2914)))))*(0.6766097+0.0200564*$F1286+0.0001104259*$F1286^2-0.00000069698*$F1286^3+0.0000000010031*$F1286^4)))^2.5)))-(0.008/(1+(1.5*400*((($H1286*(1+0.0191*($F1286-25))/10000)/4.2914)/((1+(($N1286/760*1.01325)*(0.000207-(0.0000000637*($N1286/760*1.01325))+(0.000000000003989*($N1286/760*1.01325)^2))/(1+(0.03426*$F1286)+(0.0004464*$F1286^2)+(0.4215-0.003107*$F1286)*((($H1286*(1+0.0191*($F1286-25))/10000)/4.2914)))))*(0.6766097+0.0200564*$F1286+0.0001104259*$F1286^2-0.00000069698*$F1286^3+0.0000000010031*$F1286^4))))+(400*((($H1286*(1+0.0191*($F1286-25))/10000)/4.2914)/((1+(($N1286/760*1.01325)*(0.000207-(0.0000000637*($N1286/760*1.01325))+(0.000000000003989*($N1286/760*1.01325)^2))/(1+(0.03426*$F1286)+(0.0004464*$F1286^2)+(0.4215-0.003107*$F1286)*((($H1286*(1+0.0191*($F1286-25))/10000)/4.2914)))))*(0.6766097+0.0200564*$F1286+0.0001104259*$F1286^2-0.00000069698*$F1286^3+0.0000000010031*$F1286^4))))^2))-((0.0005*($F1286-15)/(1+0.0162*($F1286-15)))/(1+(100*((($H1286*(1+0.0191*($F1286-25))/10000)/4.2914)/((1+(($N1286/760*1.01325)*(0.000207-(0.0000000637*($N1286/760*1.01325))+(0.000000000003989*($N1286/760*1.01325)^2))/(1+(0.03426*$F1286)+(0.0004464*$F1286^2)+(0.4215-0.003107*$F1286)*((($H1286*(1+0.0191*($F1286-25))/10000)/4.2914)))))*(0.6766097+0.0200564*$F1286+0.0001104259*$F1286^2-0.00000069698*$F1286^3+0.0000000010031*$F1286^4))))^0.5+(100*((($H1286*(1+0.0191*($F1286-25))/10000)/4.2914)/((1+(($N1286/760*1.01325)*(0.000207-(0.0000000637*($N1286/760*1.01325))+(0.000000000003989*($N1286/760*1.01325)^2))/(1+(0.03426*$F1286)+(0.0004464*$F1286^2)+(0.4215-0.003107*$F1286)*((($H1286*(1+0.0191*($F1286-25))/10000)/4.2914)))))*(0.6766097+0.0200564*$F1286+0.0001104259*$F1286^2-0.00000069698*$F1286^3+0.0000000010031*$F1286^4))))^1.5))),$G1286))","v":0},null,{"$f":"1.18443700433286E-13*(HOUR($D1286)*60+MINUTE($D1286))^5 - 4.14323598958596E-10*(HOUR($D1286)*60+MINUTE($D1286))^4 + 4.77287727122539E-07*(HOUR($D1286)*60+MINUTE($D1286))^3 - 0.000196917585728373*(HOUR($D1286)*60+MINUTE($D1286))^2 + 0.0231405627601475*(HOUR($D1286)*60+MINUTE($D1286)) + 31.2398283659495","v":31.239828365949499},{"$f":"1.98879987167155E-13*(HOUR($D1286)*60+MINUTE($D1286))^5 - 6.89410992615642E-10*(HOUR($D1286)*60+MINUTE($D1286))^4 + 7.83730333422071E-07*(HOUR($D1286)*60+MINUTE($D1286))^3 - 0.00031597890334556*(HOUR($D1286)*60+MINUTE($D1286))^2 + 0.0355135105918976*(HOUR($D1286)*60+MINUTE($D1286)) + 33.4327310978006","v":33.432731097800598},{"$f":"9.08511511657608E-14*(HOUR($D1286)*60+MINUTE($D1286))^5 - 2.99407211249053E-10*(HOUR($D1286)*60+MINUTE($D1286))^4 + 3.1560253348998E-07*(HOUR($D1286)*60+MINUTE($D1286))^3 - 0.000108510891323021*(HOUR($D1286)*60+MINUTE($D1286))^2 + 0.00628484730145829*(HOUR($D1286)*60+MINUTE($D1286)) + 65.6142372750764","v":65.614237275076405},{"$f":"1.45776613020539E-13*(HOUR($D1286)*60+MINUTE($D1286))^5-5.56072270585461E-10*(HOUR($D1286)*60+MINUTE($D1286))^4+7.06833400255548E-07*(HOUR($D1286)*60+MINUTE($D1286))^3-0.000318788465226261*(HOUR($D1286)*60+MINUTE($D1286))^2+0.0281711711660364*(HOUR($D1286)*60+MINUTE($D1286))+34.1911117699055","v":34.191111769905497},{"$f":"1.37090283182826E-13*(HOUR($D1286)*60+MINUTE($D1286))^5 - 5.04960255463897E-10*(HOUR($D1286)*60+MINUTE($D1286))^4 + 6.13524315934422E-07*(HOUR($D1286)*60+MINUTE($D1286))^3 - 0.00025817433468811*(HOUR($D1286)*60+MINUTE($D1286))^2 + 0.0195966892410979*(HOUR($D1286)*60+MINUTE($D1286)) + 37.1360250050275","v":37.136025005027498},{"$f":"7.11895278892582E-14*(HOUR($D1286)*60+MINUTE($D1286))^5-2.64195273421019E-10*(HOUR($D1286)*60+MINUTE($D1286))^4 + 3.22473039456213E-07*(HOUR($D1286)*60+MINUTE($D1286))^3 - 0.00013606873481109*(HOUR($D1286)*60+MINUTE($D1286))^2 + 0.0107100719720847*(HOUR($D1286)*60+MINUTE($D1286))+66.3535900428978","v":66.353590042897807}]
[1282,null,null,null,null,null,null,null,null,"","","","",760,0,null,31.239828365949499,33.432731097800598,65.614237275076405,34.191111769905497,37.136025005027498,66.353590042897807]
[1283,null,null,null,null,null,null,null,null,"","","","",760,0,null,31.239828365949499,33.432731097800598,65.614237275076405,34.191111769905497,37.136025005027498,66.353590042897807]
[1284,null,null,null,null,null,null,null,null,"","","","",760,0,null,31.239828365949499,33.432731097800598,65.614237275076405,34.191111769905497,37.136025005027498,66.353590042897807]
[1285,null,null,null,null,null,null,null,null,"",{"$f":"IF(OR(ISBLANK(E1290),ISBLANK(F1290)),\"\",E1290/J1290*100)","v":""},{"$f":"IF(AND(ISBLANK($B1290),ISBLANK($C1290),ISBLANK($D1290)),\"\",IF(OR(ISBLANK($B1290),ISBLANK($C1290),ISBLANK($D1290)),\"Must Enter All Required Data\",IF($O1290>2.7,42,IF(AND($O1290=0,OR($B1290=\"Marine\",$C1290=\"Estuary/Marine\")),42,IF(OR(CONCATENATE($B1290,\"-\",$C1290)=\"Peninsula-Lake/Wetland\",CONCATENATE($B1290,\"-\",$C1290)=\"Everglades-Lake/Wetland\"),U1290,IF(OR(CONCATENATE($B1290,\"-\",$C1290)=\"Northeast-Lake/Wetland\",CONCATENATE($B1290,\"-\",$C1290)=\"Big Bend-Lake/Wetland\"),T1290,IF(CONCATENATE($B1290,\"-\",$C1290)=\"Panhandle West-Lake/Wetland\",V1290,IF(OR(CONCATENATE($B1290,\"-\",$C1290)=\"Peninsula-Stream/Canal\",CONCATENATE($B1290,\"-\",$C1290)=\"Everglades-Stream/Canal\"),R1290,IF(OR(CONCATENATE($B1290,\"-\",$C1290)=\"Northeast-Stream/Canal\",CONCATENATE($B1290,\"-\",$C1290)=\"Big Bend-Stream/Canal\"),Q1290,IF(CONCATENATE($B1290,\"-\",$C1290)=\"Panhandle West-Stream/Canal\",S1290,\"Error! Check Entries\"))))))))))","v":""},{"$f":"IF(O1290>2.7,\"Marine Criteria Apply, No time of day adjustment.\",IF(AND(O1290=0,OR(B1290=\"Marine\",C1290=\"Estuary/Marine\")),\"Marine Criteria Apply, No time of day adjustment.\",IF(AND($O1290<=2.7,OR($B1290=\"Marine\",$C1290=\"Estuary/Marine\")),\"Salinity and Bioregion or Waterbody Type Don't Agree\",\"\")))","v":""},{"$f":"IF(ISBLANK(I1290),760,I1290)","v":760},0,null,31.239828365949499,33.432731097800598,65.614237275076405,34.191111769905497,37.136025005027498,66.353590042897807]
[1286,null,null,null,null,null,null,null,null,"","","","",760,0,null,31.239828365949499,33.432731097800598,65.614237275076405,34.191111769905497,37.136025005027498,66.353590042897807]
[1287,null,null,null,null,null,null,null,null,"","","","",760,0,null,31.239828365949499,33.432731097800598,65.614237275076405,34.191111769905497,37.136025005027498,66.353590042897807]
[1288,null,null,null,null,null,null,null,null,"","","","",760,0,null,31.239828365949499,33.432731097800598,65.614237275076405,34.191111769905497,37.136025005027498,66.353590042897807]
[1289,null,null,null,null,null,null,null,null,"","","","",760,0,null,31.239828365949499,33.432731097800598,65.614237275076405,34.191111769905497,37.136025005027498,66.353590042897807]
[1290,null,null,null,null,null,null,null,null,"","","","",760,0,null,31.239828365949499,33.432731097800598,65.614237275076405,34.191111769905497,37.136025005027498,66.353590042897807]
[1291,null,null,null,null,null,null,null,null,"","","","",760,0,null,31.239828365949499,33.432731097800598,65.614237275076405,34.191111769905497,37.136025005027498,66.353590042897807]
[1292,null,null,null,null,null,null,null,null,"","","","",760,0,null,31.239828365949499,33.432731097800598,65.614237275076405,34.191111769905497,37.136025005027498,66.353590042897807]
[1293,null,null,null,null,null,null,null,null,"","","","",760,0,null,31.239828365949499,33.432731097800598,65.614237275076405,34.191111769905497,37.136025005027498,66.353590042897807]
[1294,null,null,null,null,null,null,null,null,"","","","",760,0,null,31.239828365949499,33.432731097800598,65.614237275076405,34.191111769905497,37.136025005027498,66.353590042897807]
[1295,null,null,null,null,null,null,null,null,"","","","",760,0,null,31.239828365949499,33.432731097800598,65.614237275076405,34.191111769905497,37.136025005027498,66.353590042897807]
[1296,null,null,null,null,null,null,null,null,"","","","",760,0,null,31.239828365949499,33.432731097800598,65.614237275076405,34.191111769905497,37.136025005027498,66.353590042897807]
[1297,null,null,null,null,null,null,null,null,"","","","",760,0,null,31.239828365949499,33.432731097800598,65.614237275076405,34.191111769905497,37.136025005027498,66.353590042897807]
[1298,null,null,null,null,null,null,null,null,"","","","",760,0,null,31.239828365949499,33.432731097800598,65.614237275076405,34.191111769905497,37.136025005027498,66.353590042897807]
[1299,null,null,null,null,null,null,null,null,"","","","",760,0,null,31.239828365949499,33.432731097800598,65.614237275076405,34.191111769905497,37.136025005027498,66.353590042897807]
[1300,null,null,null,null,null,null,null,null,"","","","",760,0,null,31.239828365949499,33.432731097800598,65.614237275076405,34.191111769905497,37.136025005027498,66.353590042897807]
[1301,null,null,null,null,null,null,null,null,"","","","",760,0,null,31.239828365949499,33.432731097800598,65.614237275076405,34.191111769905497,37.136025005027498,66.353590042897807]
[1302,null,null,null,null,null,null,null,null,"","","","",760,0,null,31.239828365949499,33.432731097800598,65.614237275076405,34.191111769905497,37.136025005027498,66.353590042897807]
[1303,null,null,null,null,null,null,null,null,"","","","",760,0,null,31.239828365949499,33.432731097800598,65.614237275076405,34.191111769905497,37.136025005027498,66.353590042897807]
[1304,null,null,null,null,null,null,null,null,"","","","",760,0,null,31.239828365949499,33.432731097800598,65.614237275076405,34.191111769905497,37.136025005027498,66.353590042897807]
[1305,null,null,null,null,null,null,null,null,"","","","",760,0,null,31.239828365949499,33.432731097800598,65.614237275076405,34.191111769905497,37.136025005027498,66.353590042897807]
[1306,null,null,null,null,null,null,null,null,"","","","",760,0,null,31.239828365949499,33.432731097800598,65.614237275076405,34.191111769905497,37.136025005027498,66.353590042897807]
[1307,null,null,null,null,null,null,null,null,"","","","",760,0,null,31.239828365949499,33.432731097800598,65.614237275076405,34.191111769905497,37.136025005027498,66.353590042897807]
[1308,null,null,null,null,null,null,null,null,"","","","",760,0,null,31.239828365949499,33.432731097800598,65.614237275076405,34.191111769905497,37.136025005027498,66.353590042897807]
[1309,null,null,null,null,null,null,null,null,"","","","",760,0,null,31.239828365949499,33.432731097800598,65.614237275076405,34.191111769905497,37.136025005027498,66.353590042897807]
[1310,null,null,null,null,null,null,null,null,"","","","",760,0,null,31.239828365949499,33.432731097800598,65.614237275076405,34.191111769905497,37.136025005027498,66.353590042897807]
[1311,null,null,null,null,null,null,null,null,"","","","",760,0,null,31.239828365949499,33.432731097800598,65.614237275076405,34.191111769905497,37.136025005027498,66.353590042897807]
[1312,null,null,null,null,null,null,null,null,"","","","",760,0,null,31.239828365949499,33.432731097800598,65.614237275076405,34.191111769905497,37.136025005027498,66.353590042897807]
[1313,null,null,null,null,null,null,null,null,"","","","",760,0,null,31.239828365949499,33.432731097800598,65.614237275076405,34.191111769905497,37.136025005027498,66.353590042897807]
[1314,null,null,null,null,null,null,null,null,"","","","",760,0,null,31.239828365949499,33.432731097800598,65.614237275076405,34.191111769905497,37.136025005027498,66.353590042897807]
[1315,null,null,null,null,null,null,null,null,"","","","",760,0,null,31.239828365949499,33.432731097800598,65.614237275076405,34.191111769905497,37.136025005027498,66.353590042897807]
[1316,null,null,null,null,null,null,null,null,"","","","",760,0,null,31.239828365949499,33.432731097800598,65.614237275076405,34.191111769905497,37.136025005027498,66.353590042897807]
[1317,null,null,null,null,null,null,null,null,"","","","",760,0,null,31.239828365949499,33.432731097800598,65.614237275076405,34.191111769905497,37.136025005027498,66.353590042897807]
[1318,null,null,null,null,null,null,null,null,"","","","",760,0,null,31.239828365949499,33.432731097800598,65.614237275076405,34.191111769905497,37.136025005027498,66.353590042897807]
[1319,null,null,null,null,null,null,null,null,"","","","",760,0,null,31.239828365949499,33.432731097800598,65.614237275076405,34.191111769905497,37.136025005027498,66.353590042897807]
[1320,null,null,null,null,null,null,null,null,"","","","",760,0,null,31.239828365949499,33.432731097800598,65.614237275076405,34.191111769905497,37.136025005027498,66.353590042897807]
[1321,null,null,null,null,null,null,null,null,"","","","",760,0,null,31.239828365949499,33.432731097800598,65.614237275076405,34.191111769905497,37.136025005027498,66.353590042897807]
[1322,null,null,null,null,null,null,null,null,"","","","",760,0,null,31.239828365949499,33.432731097800598,65.614237275076405,34.191111769905497,37.136025005027498,66.353590042897807]
[1323,null,null,null,null,null,null,null,null,"","","","",760,0,null,31.239828365949499,33.432731097800598,65.614237275076405,34.191111769905497,37.136025005027498,66.353590042897807]
[1324,null,null,null,null,null,null,null,null,"","","","",760,0,null,31.239828365949499,33.432731097800598,65.614237275076405,34.191111769905497,37.136025005027498,66.353590042897807]
[1325,null,null,null,null,null,null,null,null,"","","","",760,0,null,31.239828365949499,33.432731097800598,65.614237275076405,34.191111769905497,37.136025005027498,66.353590042897807]
[1326,null,null,null,null,null,null,null,null,"","","","",760,0,null,31.239828365949499,33.432731097800598,65.614237275076405,34.191111769905497,37.136025005027498,66.353590042897807]
[1327,null,null,null,null,null,null,null,null,"","","","",760,0,null,31.239828365949499,33.432731097800598,65.614237275076405,34.191111769905497,37.136025005027498,66.353590042897807]
[1328,null,null,null,null,null,null,null,null,"","","","",760,0,null,31.239828365949499,33.432731097800598,65.614237275076405,34.191111769905497,37.136025005027498,66.353590042897807]
[1329,null,null,null,null,null,null,null,null,"","","","",760,0,null,31.239828365949499,33.432731097800598,65.614237275076405,34.191111769905497,37.136025005027498,66.353590042897807]
[1330,null,null,null,null,null,null,null,null,"","","","",760,0,null,31.239828365949499,33.432731097800598,65.614237275076405,34.191111769905497,37.136025005027498,66.353590042897807]
[1331,null,null,null,null,null,null,null,null,"","","","",760,0,null,31.239828365949499,33.432731097800598,65.614237275076405,34.191111769905497,37.136025005027498,66.353590042897807]
[1332,null,null,null,null,null,null,null,null,"","","","",760,0,null,31.239828365949499,33.432731097800598,65.614237275076405,34.191111769905497,37.136025005027498,66.353590042897807]
[1333,null,null,null,null,null,null,null,null,"","","","",760,0,null,31.239828365949499,33.432731097800598,65.614237275076405,34.191111769905497,37.136025005027498,66.353590042897807]
[1334,null,null,null,null,null,null,null,null,"","","","",760,0,null,31.239828365949499,33.432731097800598,65.614237275076405,34.191111769905497,37.136025005027498,66.353590042897807]
[1335,null,null,null,null,null,null,null,null,"","","","",760,0,null,31.239828365949499,33.432731097800598,65.614237275076405,34.191111769905497,37.136025005027498,66.353590042897807]
[1336,null,null,null,null,null,null,null,null,"","","","",760,0,null,31.239828365949499,33.432731097800598,65.614237275076405,34.191111769905497,37.136025005027498,66.353590042897807]
[1337,null,null,null,null,null,null,null,null,"","","","",760,0,null,31.239828365949499,33.432731097800598,65.614237275076405,34.191111769905497,37.136025005027498,66.353590042897807]
[1338,null,null,null,null,null,null,null,null,"","","","",760,0,null,31.239828365949499,33.432731097800598,65.614237275076405,34.191111769905497,37.136025005027498,66.353590042897807]
[1339,null,null,null,null,null,null,null,null,"","","","",760,0,null,31.239828365949499,33.432731097800598,65.614237275076405,34.191111769905497,37.136025005027498,66.353590042897807]
[1340,null,null,null,null,null,null,null,null,"","","","",760,0,null,31.239828365949499,33.432731097800598,65.614237275076405,34.191111769905497,37.136025005027498,66.353590042897807]
[1341,null,null,null,null,null,null,null,null,"","","","",760,0,null,31.239828365949499,33.432731097800598,65.614237275076405,34.191111769905497,37.136025005027498,66.353590042897807]
[1342,null,null,null,null,null,null,null,null,"","","","",760,0,null,31.239828365949499,33.432731097800598,65.614237275076405,34.191111769905497,37.136025005027498,66.353590042897807]
[1343,null,null,null,null,null,null,null,null,"","","","",760,0,null,31.239828365949499,33.432731097800598,65.614237275076405,34.191111769905497,37.136025005027498,66.353590042897807]
[1344,null,null,null,null,null,null,null,null,"","","","",760,0,null,31.239828365949499,33.432731097800598,65.614237275076405,34.191111769905497,37.136025005027498,66.353590042897807]
[1345,null,null,null,null,null,null,null,null,{"$f":"IF(OR(ISBLANK($E1350),ISBLANK($F1350)),\"\",(EXP((-139.34411+(157570.1/($F1350+273.15)-(66423080/($F1350+273.15)^2)+(12438000000/($F1350+273.15)^3)-(862194900000/($F1350+273.15)^4))-($O1350*(0.017674-(10.754/($F1350+273.15))+(2140.7/($F1350+273.15)^2))))))*($N1350/760)*((1-((EXP(11.8581-(3840.7/($F1350+273.15))-(216961/($F1350+273.15)^2)))/($N1350/760)))*(1-(0.000975-(0.00001426*$F1350)+(0.00000006436*$F1350^2))*($N1350/760)))/((1-(EXP(11.8581-(3840.7/($F1350+273.15))-(216961/($F1350+273.15)^2))))*(1-(0.000975-(0.00001426*$F1350)+(0.00000006436*$F1350^2)))))","v":""},"","","",760,{"$f":"IF(AND(ISBLANK($G1350),ISBLANK($H1350)),0,IF(ISBLANK($G1350),IF($H1350=0,0,(0.008-(0.1692*((($H1350*(1+0.0191*($F1350-25))/10000)/4.2914)/((1+(($N1350/760*1.01325)*(0.000207-(0.0000000637*($N1350/760*1.01325))+(0.000000000003989*($N1350/760*1.01325)^2))/(1+(0.03426*$F1350)+(0.0004464*$F1350^2)+(0.4215-0.003107*$F1350)*((($H1350*(1+0.0191*($F1350-25))/10000)/4.2914)))))*(0.6766097+0.0200564*$F1350+0.0001104259*$F1350^2-0.00000069698*$F1350^3+0.0000000010031*$F1350^4)))^0.5)+(25.3851*((($H1350*(1+0.0191*($F1350-25))/10000)/4.2914)/((1+(($N1350/760*1.01325)*(0.000207-(0.0000000637*($N1350/760*1.01325))+(0.000000000003989*($N1350/760*1.01325)^2))/(1+(0.03426*$F1350)+(0.0004464*$F1350^2)+(0.4215-0.003107*$F1350)*((($H1350*(1+0.0191*($F1350-25))/10000)/4.2914)))))*(0.6766097+0.0200564*$F1350+0.0001104259*$F1350^2-0.00000069698*$F1350^3+0.0000000010031*$F1350^4))))+(14.0941*((($H1350*(1+0.0191*($F1350-25))/10000)/4.2914)/((1+(($N1350/760*1.01325)*(0.000207-(0.0000000637*($N1350/760*1.01325))+(0.000000000003989*($N1350/760*1.01325)^2))/(1+(0.03426*$F1350)+(0.0004464*$F1350^2)+(0.4215-0.003107*$F1350)*((($H1350*(1+0.0191*($F1350-25))/10000)/4.2914)))))*(0.6766097+0.0200564*$F1350+0.0001104259*$F1350^2-0.00000069698*$F1350^3+0.0000000010031*$F1350^4)))^1.5)-(7.0261*((($H1350*(1+0.0191*($F1350-25))/10000)/4.2914)/((1+(($N1350/760*1.01325)*(0.000207-(0.0000000637*($N1350/760*1.01325))+(0.000000000003989*($N1350/760*1.01325)^2))/(1+(0.03426*$F1350)+(0.0004464*$F1350^2)+(0.4215-0.003107*$F1350)*((($H1350*(1+0.0191*($F1350-25))/10000)/4.2914)))))*(0.6766097+0.0200564*$F1350+0.0001104259*$F1350^2-0.00000069698*$F1350^3+0.0000000010031*$F1350^4)))^2)+(2.7081*((($H1350*(1+0.0191*($F1350-25))/10000)/4.2914)/((1+(($N1350/760*1.01325)*(0.000207-(0.0000000637*($N1350/760*1.01325))+(0.000000000003989*($N1350/760*1.01325)^2))/(1+(0.03426*$F1350)+(0.0004464*$F1350^2)+(0.4215-0.003107*$F1350)*((($H1350*(1+0.0191*($F1350-25))/10000)/4.2914)))))*(0.6766097+0.0200564*$F1350+0.0001104259*$F1350^2-0.00000069698*$F1350^3+0.0000000010031*$F1350^4)))^2.5)+(($F1350-15)/(1+0.0162*($F1350-15))*(0.0005-0.0056*((($H1350*(1+0.0191*($F1350-25))/10000)/4.2914)/((1+(($N1350/760*1.01325)*(0.000207-(0.0000000637*($N1350/760*1.01325))+(0.000000000003989*($N1350/760*1.01325)^2))/(1+(0.03426*$F1350)+(0.0004464*$F1350^2)+(0.4215-0.003107*$F1350)*((($H1350*(1+0.0191*($F1350-25))/10000)/4.2914)))))*(0.6766097+0.0200564*$F1350+0.0001104259*$F1350^2-0.00000069698*$F1350^3+0.0000000010031*$F1350^4)))^0.5-0.0066*((($H1350*(1+0.0191*($F1350-25))/10000)/4.2914)/((1+(($N1350/760*1.01325)*(0.000207-(0.0000000637*($N1350/760*1.01325))+(0.000000000003989*($N1350/760*1.01325)^2))/(1+(0.03426*$F1350)+(0.0004464*$F1350^2)+(0.4215-0.003107*$F1350)*((($H1350*(1+0.0191*($F1350-25))/10000)/4.2914)))))*(0.6766097+0.0200564*$F1350+0.0001104259*$F1350^2-0.00000069698*$F1350^3+0.0000000010031*$F1350^4)))-0.0375*((($H1350*(1+0.0191*($F1350-25))/10000)/4.2914)/((1+(($N1350/760*1.01325)*(0.000207-(0.0000000637*($N1350/760*1.01325))+(0.000000000003989*($N1350/760*1.01325)^2))/(1+(0.03426*$F1350)+(0.0004464*$F1350^2)+(0.4215-0.003107*$F1350)*((($H1350*(1+0.0191*($F1350-25))/10000)/4.2914)))))*(0.6766097+0.0200564*$F1350+0.0001104259*$F1350^2-0.00000069698*$F1350^3+0.0000000010031*$F1350^4)))^1.5+0.0636*((($H1350*(1+0.0191*($F1350-25))/10000)/4.2914)/((1+(($N1350/760*1.01325)*(0.000207-(0.0000000637*($N1350/760*1.01325))+(0.000000000003989*($N1350/760*1.01325)^2))/(1+(0.03426*$F1350)+(0.0004464*$F1350^2)+(0.4215-0.003107*$F1350)*((($H1350*(1+0.0191*($F1350-25))/10000)/4.2914)))))*(0.6766097+0.0200564*$F1350+0.0001104259*$F1350^2-0.00000069698*$F1350^3+0.0000000010031*$F1350^4)))^2-0.0144*((($H1350*(1+0.0191*($F1350-25))/10000)/4.2914)/((1+(($N1350/760*1.01325)*(0.000207-(0.0000000637*($N1350/760*1.01325))+(0.000000000003989*($N1350/760*1.01325)^2))/(1+(0.03426*$F1350)+(0.0004464*$F1350^2)+(0.4215-0.003107*$F1350)*((($H1350*(1+0.0191*($F1350-25))/10000)/4.2914)))))*(0.6766097+0.0200564*$F1350+0.0001104259*$F1350^2-0.00000069698*$F1350^3+0.0000000010031*$F1350^4)))^2.5)))-(0.008/(1+(1.5*400*((($H1350*(1+0.0191*($F1350-25))/10000)/4.2914)/((1+(($N1350/760*1.01325)*(0.000207-(0.0000000637*($N1350/760*1.01325))+(0.000000000003989*($N1350/760*1.01325)^2))/(1+(0.03426*$F1350)+(0.0004464*$F1350^2)+(0.4215-0.003107*$F1350)*((($H1350*(1+0.0191*($F1350-25))/10000)/4.2914)))))*(0.6766097+0.0200564*$F1350+0.0001104259*$F1350^2-0.00000069698*$F1350^3+0.0000000010031*$F1350^4))))+(400*((($H1350*(1+0.0191*($F1350-25))/10000)/4.2914)/((1+(($N1350/760*1.01325)*(0.000207-(0.0000000637*($N1350/760*1.01325))+(0.000000000003989*($N1350/760*1.01325)^2))/(1+(0.03426*$F1350)+(0.0004464*$F1350^2)+(0.4215-0.003107*$F1350)*((($H1350*(1+0.0191*($F1350-25))/10000)/4.2914)))))*(0.6766097+0.0200564*$F1350+0.0001104259*$F1350^2-0.00000069698*$F1350^3+0.0000000010031*$F1350^4))))^2))-((0.0005*($F1350-15)/(1+0.0162*($F1350-15)))/(1+(100*((($H1350*(1+0.0191*($F1350-25))/10000)/4.2914)/((1+(($N1350/760*1.01325)*(0.000207-(0.0000000637*($N1350/760*1.01325))+(0.000000000003989*($N1350/760*1.01325)^2))/(1+(0.03426*$F1350)+(0.0004464*$F1350^2)+(0.4215-0.003107*$F1350)*((($H1350*(1+0.0191*($F1350-25))/10000)/4.2914)))))*(0.6766097+0.0200564*$F1350+0.0001104259*$F1350^2-0.00000069698*$F1350^3+0.0000000010031*$F1350^4))))^0.5+(100*((($H1350*(1+0.0191*($F1350-25))/10000)/4.2914)/((1+(($N1350/760*1.01325)*(0.000207-(0.0000000637*($N1350/760*1.01325))+(0.000000000003989*($N1350/760*1.01325)^2))/(1+(0.03426*$F1350)+(0.0004464*$F1350^2)+(0.4215-0.003107*$F1350)*((($H1350*(1+0.0191*($F1350-25))/10000)/4.2914)))))*(0.6766097+0.0200564*$F1350+0.0001104259*$F1350^2-0.00000069698*$F1350^3+0.0000000010031*$F1350^4))))^1.5))),$G1350))","v":0},null,{"$f":"1.18443700433286E-13*(HOUR($D1350)*60+MINUTE($D1350))^5 - 4.14323598958596E-10*(HOUR($D1350)*60+MINUTE($D1350))^4 + 4.77287727122539E-07*(HOUR($D1350)*60+MINUTE($D1350))^3 - 0.000196917585728373*(HOUR($D1350)*60+MINUTE($D1350))^2 + 0.0231405627601475*(HOUR($D1350)*60+MINUTE($D1350)) + 31.2398283659495","v":31.239828365949499},{"$f":"1.98879987167155E-13*(HOUR($D1350)*60+MINUTE($D1350))^5 - 6.89410992615642E-10*(HOUR($D1350)*60+MINUTE($D1350))^4 + 7.83730333422071E-07*(HOUR($D1350)*60+MINUTE($D1350))^3 - 0.00031597890334556*(HOUR($D1350)*60+MINUTE($D1350))^2 + 0.0355135105918976*(HOUR($D1350)*60+MINUTE($D1350)) + 33.4327310978006","v":33.432731097800598},{"$f":"9.08511511657608E-14*(HOUR($D1350)*60+MINUTE($D1350))^5 - 2.99407211249053E-10*(HOUR($D1350)*60+MINUTE($D1350))^4 + 3.1560253348998E-07*(HOUR($D1350)*60+MINUTE($D1350))^3 - 0.000108510891323021*(HOUR($D1350)*60+MINUTE($D1350))^2 + 0.00628484730145829*(HOUR($D1350)*60+MINUTE($D1350)) + 65.6142372750764","v":65.614237275076405},{"$f":"1.45776613020539E-13*(HOUR($D1350)*60+MINUTE($D1350))^5-5.56072270585461E-10*(HOUR($D1350)*60+MINUTE($D1350))^4+7.06833400255548E-07*(HOUR($D1350)*60+MINUTE($D1350))^3-0.000318788465226261*(HOUR($D1350)*60+MINUTE($D1350))^2+0.0281711711660364*(HOUR($D1350)*60+MINUTE($D1350))+34.1911117699055","v":34.191111769905497},{"$f":"1.37090283182826E-13*(HOUR($D1350)*60+MINUTE($D1350))^5 - 5.04960255463897E-10*(HOUR($D1350)*60+MINUTE($D1350))^4 + 6.13524315934422E-07*(HOUR($D1350)*60+MINUTE($D1350))^3 - 0.00025817433468811*(HOUR($D1350)*60+MINUTE($D1350))^2 + 0.0195966892410979*(HOUR($D1350)*60+MINUTE($D1350)) + 37.1360250050275","v":37.136025005027498},{"$f":"7.11895278892582E-14*(HOUR($D1350)*60+MINUTE($D1350))^5-2.64195273421019E-10*(HOUR($D1350)*60+MINUTE($D1350))^4 + 3.22473039456213E-07*(HOUR($D1350)*60+MINUTE($D1350))^3 - 0.00013606873481109*(HOUR($D1350)*60+MINUTE($D1350))^2 + 0.0107100719720847*(HOUR($D1350)*60+MINUTE($D1350))+66.3535900428978","v":66.353590042897807}]
[1346,null,null,null,null,null,null,null,null,"","","","",760,0,null,31.239828365949499,33.432731097800598,65.614237275076405,34.191111769905497,37.136025005027498,66.353590042897807]
[1347,null,null,null,null,null,null,null,null,"","","","",760,0,null,31.239828365949499,33.432731097800598,65.614237275076405,34.191111769905497,37.136025005027498,66.353590042897807]
[1348,null,null,null,null,null,null,null,null,"","","","",760,0,null,31.239828365949499,33.432731097800598,65.614237275076405,34.191111769905497,37.136025005027498,66.353590042897807]
[1349,null,null,null,null,null,null,null,null,"",{"$f":"IF(OR(ISBLANK(E1354),ISBLANK(F1354)),\"\",E1354/J1354*100)","v":""},{"$f":"IF(AND(ISBLANK($B1354),ISBLANK($C1354),ISBLANK($D1354)),\"\",IF(OR(ISBLANK($B1354),ISBLANK($C1354),ISBLANK($D1354)),\"Must Enter All Required Data\",IF($O1354>2.7,42,IF(AND($O1354=0,OR($B1354=\"Marine\",$C1354=\"Estuary/Marine\")),42,IF(OR(CONCATENATE($B1354,\"-\",$C1354)=\"Peninsula-Lake/Wetland\",CONCATENATE($B1354,\"-\",$C1354)=\"Everglades-Lake/Wetland\"),U1354,IF(OR(CONCATENATE($B1354,\"-\",$C1354)=\"Northeast-Lake/Wetland\",CONCATENATE($B1354,\"-\",$C1354)=\"Big Bend-Lake/Wetland\"),T1354,IF(CONCATENATE($B1354,\"-\",$C1354)=\"Panhandle West-Lake/Wetland\",V1354,IF(OR(CONCATENATE($B1354,\"-\",$C1354)=\"Peninsula-Stream/Canal\",CONCATENATE($B1354,\"-\",$C1354)=\"Everglades-Stream/Canal\"),R1354,IF(OR(CONCATENATE($B1354,\"-\",$C1354)=\"Northeast-Stream/Canal\",CONCATENATE($B1354,\"-\",$C1354)=\"Big Bend-Stream/Canal\"),Q1354,IF(CONCATENATE($B1354,\"-\",$C1354)=\"Panhandle West-Stream/Canal\",S1354,\"Error! Check Entries\"))))))))))","v":""},{"$f":"IF(O1354>2.7,\"Marine Criteria Apply, No time of day adjustment.\",IF(AND(O1354=0,OR(B1354=\"Marine\",C1354=\"Estuary/Marine\")),\"Marine Criteria Apply, No time of day adjustment.\",IF(AND($O1354<=2.7,OR($B1354=\"Marine\",$C1354=\"Estuary/Marine\")),\"Salinity and Bioregion or Waterbody Type Don't Agree\",\"\")))","v":""},{"$f":"IF(ISBLANK(I1354),760,I1354)","v":760},0,null,31.239828365949499,33.432731097800598,65.614237275076405,34.191111769905497,37.136025005027498,66.353590042897807]
[1350,null,null,null,null,null,null,null,null,"","","","",760,0,null,31.239828365949499,33.432731097800598,65.614237275076405,34.191111769905497,37.136025005027498,66.353590042897807]
[1351,null,null,null,null,null,null,null,null,"","","","",760,0,null,31.239828365949499,33.432731097800598,65.614237275076405,34.191111769905497,37.136025005027498,66.353590042897807]
[1352,null,null,null,null,null,null,null,null,"","","","",760,0,null,31.239828365949499,33.432731097800598,65.614237275076405,34.191111769905497,37.136025005027498,66.353590042897807]
[1353,null,null,null,null,null,null,null,null,"","","","",760,0,null,31.239828365949499,33.432731097800598,65.614237275076405,34.191111769905497,37.136025005027498,66.353590042897807]
[1354,null,null,null,null,null,null,null,null,"","","","",760,0,null,31.239828365949499,33.432731097800598,65.614237275076405,34.191111769905497,37.136025005027498,66.353590042897807]
[1355,null,null,null,null,null,null,null,null,"","","","",760,0,null,31.239828365949499,33.432731097800598,65.614237275076405,34.191111769905497,37.136025005027498,66.353590042897807]
[1356,null,null,null,null,null,null,null,null,"","","","",760,0,null,31.239828365949499,33.432731097800598,65.614237275076405,34.191111769905497,37.136025005027498,66.353590042897807]
[1357,null,null,null,null,null,null,null,null,"","","","",760,0,null,31.239828365949499,33.432731097800598,65.614237275076405,34.191111769905497,37.136025005027498,66.353590042897807]
[1358,null,null,null,null,null,null,null,null,"","","","",760,0,null,31.239828365949499,33.432731097800598,65.614237275076405,34.191111769905497,37.136025005027498,66.353590042897807]
[1359,null,null,null,null,null,null,null,null,"","","","",760,0,null,31.239828365949499,33.432731097800598,65.614237275076405,34.191111769905497,37.136025005027498,66.353590042897807]
[1360,null,null,null,null,null,null,null,null,"","","","",760,0,null,31.239828365949499,33.432731097800598,65.614237275076405,34.191111769905497,37.136025005027498,66.353590042897807]
[1361,null,null,null,null,null,null,null,null,"","","","",760,0,null,31.239828365949499,33.432731097800598,65.614237275076405,34.191111769905497,37.136025005027498,66.353590042897807]
[1362,null,null,null,null,null,null,null,null,"","","","",760,0,null,31.239828365949499,33.432731097800598,65.614237275076405,34.191111769905497,37.136025005027498,66.353590042897807]
[1363,null,null,null,null,null,null,null,null,"","","","",760,0,null,31.239828365949499,33.432731097800598,65.614237275076405,34.191111769905497,37.136025005027498,66.353590042897807]
[1364,null,null,null,null,null,null,null,null,"","","","",760,0,null,31.239828365949499,33.432731097800598,65.614237275076405,34.191111769905497,37.136025005027498,66.353590042897807]
[1365,null,null,null,null,null,null,null,null,"","","","",760,0,null,31.239828365949499,33.432731097800598,65.614237275076405,34.191111769905497,37.136025005027498,66.353590042897807]
[1366,null,null,null,null,null,null,null,null,"","","","",760,0,null,31.239828365949499,33.432731097800598,65.614237275076405,34.191111769905497,37.136025005027498,66.353590042897807]
[1367,null,null,null,null,null,null,null,null,"","","","",760,0,null,31.239828365949499,33.432731097800598,65.614237275076405,34.191111769905497,37.136025005027498,66.353590042897807]
[1368,null,null,null,null,null,null,null,null,"","","","",760,0,null,31.239828365949499,33.432731097800598,65.614237275076405,34.191111769905497,37.136025005027498,66.353590042897807]
[1369,null,null,null,null,null,null,null,null,"","","","",760,0,null,31.239828365949499,33.432731097800598,65.614237275076405,34.191111769905497,37.136025005027498,66.353590042897807]
[1370,null,null,null,null,null,null,null,null,"","","","",760,0,null,31.239828365949499,33.432731097800598,65.614237275076405,34.191111769905497,37.136025005027498,66.353590042897807]
[1371,null,null,null,null,null,null,null,null,"","","","",760,0,null,31.239828365949499,33.432731097800598,65.614237275076405,34.191111769905497,37.136025005027498,66.353590042897807]
[1372,null,null,null,null,null,null,null,null,"","","","",760,0,null,31.239828365949499,33.432731097800598,65.614237275076405,34.191111769905497,37.136025005027498,66.353590042897807]
[1373,null,null,null,null,null,null,null,null,"","","","",760,0,null,31.239828365949499,33.432731097800598,65.614237275076405,34.191111769905497,37.136025005027498,66.353590042897807]
[1374,null,null,null,null,null,null,null,null,"","","","",760,0,null,31.239828365949499,33.432731097800598,65.614237275076405,34.191111769905497,37.136025005027498,66.353590042897807]
[1375,null,null,null,null,null,null,null,null,"","","","",760,0,null,31.239828365949499,33.432731097800598,65.614237275076405,34.191111769905497,37.136025005027498,66.353590042897807]
[1376,null,null,null,null,null,null,null,null,"","","","",760,0,null,31.239828365949499,33.432731097800598,65.614237275076405,34.191111769905497,37.136025005027498,66.353590042897807]
[1377,null,null,null,null,null,null,null,null,"","","","",760,0,null,31.239828365949499,33.432731097800598,65.614237275076405,34.191111769905497,37.136025005027498,66.353590042897807]
[1378,null,null,null,null,null,null,null,null,"","","","",760,0,null,31.239828365949499,33.432731097800598,65.614237275076405,34.191111769905497,37.136025005027498,66.353590042897807]
[1379,null,null,null,null,null,null,null,null,"","","","",760,0,null,31.239828365949499,33.432731097800598,65.614237275076405,34.191111769905497,37.136025005027498,66.353590042897807]
[1380,null,null,null,null,null,null,null,null,"","","","",760,0,null,31.239828365949499,33.432731097800598,65.614237275076405,34.191111769905497,37.136025005027498,66.353590042897807]
[1381,null,null,null,null,null,null,null,null,"","","","",760,0,null,31.239828365949499,33.432731097800598,65.614237275076405,34.191111769905497,37.136025005027498,66.353590042897807]
[1382,null,null,null,null,null,null,null,null,"","","","",760,0,null,31.239828365949499,33.432731097800598,65.614237275076405,34.191111769905497,37.136025005027498,66.353590042897807]
[1383,null,null,null,null,null,null,null,null,"","","","",760,0,null,31.239828365949499,33.432731097800598,65.614237275076405,34.191111769905497,37.136025005027498,66.353590042897807]
[1384,null,null,null,null,null,null,null,null,"","","","",760,0,null,31.239828365949499,33.432731097800598,65.614237275076405,34.191111769905497,37.136025005027498,66.353590042897807]
[1385,null,null,null,null,null,null,null,null,"","","","",760,0,null,31.239828365949499,33.432731097800598,65.614237275076405,34.191111769905497,37.136025005027498,66.353590042897807]
[1386,null,null,null,null,null,null,null,null,"","","","",760,0,null,31.239828365949499,33.432731097800598,65.614237275076405,34.191111769905497,37.136025005027498,66.353590042897807]
[1387,null,null,null,null,null,null,null,null,"","","","",760,0,null,31.239828365949499,33.432731097800598,65.614237275076405,34.191111769905497,37.136025005027498,66.353590042897807]
[1388,null,null,null,null,null,null,null,null,"","","","",760,0,null,31.239828365949499,33.432731097800598,65.614237275076405,34.191111769905497,37.136025005027498,66.353590042897807]
[1389,null,null,null,null,null,null,null,null,"","","","",760,0,null,31.239828365949499,33.432731097800598,65.614237275076405,34.191111769905497,37.136025005027498,66.353590042897807]
[1390,null,null,null,null,null,null,null,null,"","","","",760,0,null,31.239828365949499,33.432731097800598,65.614237275076405,34.191111769905497,37.136025005027498,66.353590042897807]
[1391,null,null,null,null,null,null,null,null,"","","","",760,0,null,31.239828365949499,33.432731097800598,65.614237275076405,34.191111769905497,37.136025005027498,66.353590042897807]
[1392,null,null,null,null,null,null,null,null,"","","","",760,0,null,31.239828365949499,33.432731097800598,65.614237275076405,34.191111769905497,37.136025005027498,66.353590042897807]
[1393,null,null,null,null,null,null,null,null,"","","","",760,0,null,31.239828365949499,33.432731097800598,65.614237275076405,34.191111769905497,37.136025005027498,66.353590042897807]
[1394,null,null,null,null,null,null,null,null,"","","","",760,0,null,31.239828365949499,33.432731097800598,65.614237275076405,34.191111769905497,37.136025005027498,66.353590042897807]
[1395,null,null,null,null,null,null,null,null,"","","","",760,0,null,31.239828365949499,33.432731097800598,65.614237275076405,34.191111769905497,37.136025005027498,66.353590042897807]
[1396,null,null,null,null,null,null,null,null,"","","","",760,0,null,31.239828365949499,33.432731097800598,65.614237275076405,34.191111769905497,37.136025005027498,66.353590042897807]
[1397,null,null,null,null,null,null,null,null,"","","","",760,0,null,31.239828365949499,33.432731097800598,65.614237275076405,34.191111769905497,37.136025005027498,66.353590042897807]
[1398,null,null,null,null,null,null,null,null,"","","","",760,0,null,31.239828365949499,33.432731097800598,65.614237275076405,34.191111769905497,37.136025005027498,66.353590042897807]
[1399,null,null,null,null,null,null,null,null,"","","","",760,0,null,31.239828365949499,33.432731097800598,65.614237275076405,34.191111769905497,37.136025005027498,66.353590042897807]
[1400,null,null,null,null,null,null,null,null,"","","","",760,0,null,31.239828365949499,33.432731097800598,65.614237275076405,34.191111769905497,37.136025005027498,66.353590042897807]
[1401,null,null,null,null,null,null,null,null,"","","","",760,0,null,31.239828365949499,33.432731097800598,65.614237275076405,34.191111769905497,37.136025005027498,66.353590042897807]
[1402,null,null,null,null,null,null,null,null,"","","","",760,0,null,31.239828365949499,33.432731097800598,65.614237275076405,34.191111769905497,37.136025005027498,66.353590042897807]
[1403,null,null,null,null,null,null,null,null,"","","","",760,0,null,31.239828365949499,33.432731097800598,65.614237275076405,34.191111769905497,37.136025005027498,66.353590042897807]
[1404,null,null,null,null,null,null,null,null,"","","","",760,0,null,31.239828365949499,33.432731097800598,65.614237275076405,34.191111769905497,37.136025005027498,66.353590042897807]
[1405,null,null,null,null,null,null,null,null,"","","","",760,0,null,31.239828365949499,33.432731097800598,65.614237275076405,34.191111769905497,37.136025005027498,66.353590042897807]
[1406,null,null,null,null,null,null,null,null,"","","","",760,0,null,31.239828365949499,33.432731097800598,65.614237275076405,34.191111769905497,37.136025005027498,66.353590042897807]
[1407,null,null,null,null,null,null,null,null,"","","","",760,0,null,31.239828365949499,33.432731097800598,65.614237275076405,34.191111769905497,37.136025005027498,66.353590042897807]
[1408,null,null,null,null,null,null,null,null,"","","","",760,0,null,31.239828365949499,33.432731097800598,65.614237275076405,34.191111769905497,37.136025005027498,66.353590042897807]
[1409,null,null,null,null,null,null,null,null,{"$f":"IF(OR(ISBLANK($E1414),ISBLANK($F1414)),\"\",(EXP((-139.34411+(157570.1/($F1414+273.15)-(66423080/($F1414+273.15)^2)+(12438000000/($F1414+273.15)^3)-(862194900000/($F1414+273.15)^4))-($O1414*(0.017674-(10.754/($F1414+273.15))+(2140.7/($F1414+273.15)^2))))))*($N1414/760)*((1-((EXP(11.8581-(3840.7/($F1414+273.15))-(216961/($F1414+273.15)^2)))/($N1414/760)))*(1-(0.000975-(0.00001426*$F1414)+(0.00000006436*$F1414^2))*($N1414/760)))/((1-(EXP(11.8581-(3840.7/($F1414+273.15))-(216961/($F1414+273.15)^2))))*(1-(0.000975-(0.00001426*$F1414)+(0.00000006436*$F1414^2)))))","v":""},"","","",760,{"$f":"IF(AND(ISBLANK($G1414),ISBLANK($H1414)),0,IF(ISBLANK($G1414),IF($H1414=0,0,(0.008-(0.1692*((($H1414*(1+0.0191*($F1414-25))/10000)/4.2914)/((1+(($N1414/760*1.01325)*(0.000207-(0.0000000637*($N1414/760*1.01325))+(0.000000000003989*($N1414/760*1.01325)^2))/(1+(0.03426*$F1414)+(0.0004464*$F1414^2)+(0.4215-0.003107*$F1414)*((($H1414*(1+0.0191*($F1414-25))/10000)/4.2914)))))*(0.6766097+0.0200564*$F1414+0.0001104259*$F1414^2-0.00000069698*$F1414^3+0.0000000010031*$F1414^4)))^0.5)+(25.3851*((($H1414*(1+0.0191*($F1414-25))/10000)/4.2914)/((1+(($N1414/760*1.01325)*(0.000207-(0.0000000637*($N1414/760*1.01325))+(0.000000000003989*($N1414/760*1.01325)^2))/(1+(0.03426*$F1414)+(0.0004464*$F1414^2)+(0.4215-0.003107*$F1414)*((($H1414*(1+0.0191*($F1414-25))/10000)/4.2914)))))*(0.6766097+0.0200564*$F1414+0.0001104259*$F1414^2-0.00000069698*$F1414^3+0.0000000010031*$F1414^4))))+(14.0941*((($H1414*(1+0.0191*($F1414-25))/10000)/4.2914)/((1+(($N1414/760*1.01325)*(0.000207-(0.0000000637*($N1414/760*1.01325))+(0.000000000003989*($N1414/760*1.01325)^2))/(1+(0.03426*$F1414)+(0.0004464*$F1414^2)+(0.4215-0.003107*$F1414)*((($H1414*(1+0.0191*($F1414-25))/10000)/4.2914)))))*(0.6766097+0.0200564*$F1414+0.0001104259*$F1414^2-0.00000069698*$F1414^3+0.0000000010031*$F1414^4)))^1.5)-(7.0261*((($H1414*(1+0.0191*($F1414-25))/10000)/4.2914)/((1+(($N1414/760*1.01325)*(0.000207-(0.0000000637*($N1414/760*1.01325))+(0.000000000003989*($N1414/760*1.01325)^2))/(1+(0.03426*$F1414)+(0.0004464*$F1414^2)+(0.4215-0.003107*$F1414)*((($H1414*(1+0.0191*($F1414-25))/10000)/4.2914)))))*(0.6766097+0.0200564*$F1414+0.0001104259*$F1414^2-0.00000069698*$F1414^3+0.0000000010031*$F1414^4)))^2)+(2.7081*((($H1414*(1+0.0191*($F1414-25))/10000)/4.2914)/((1+(($N1414/760*1.01325)*(0.000207-(0.0000000637*($N1414/760*1.01325))+(0.000000000003989*($N1414/760*1.01325)^2))/(1+(0.03426*$F1414)+(0.0004464*$F1414^2)+(0.4215-0.003107*$F1414)*((($H1414*(1+0.0191*($F1414-25))/10000)/4.2914)))))*(0.6766097+0.0200564*$F1414+0.0001104259*$F1414^2-0.00000069698*$F1414^3+0.0000000010031*$F1414^4)))^2.5)+(($F1414-15)/(1+0.0162*($F1414-15))*(0.0005-0.0056*((($H1414*(1+0.0191*($F1414-25))/10000)/4.2914)/((1+(($N1414/760*1.01325)*(0.000207-(0.0000000637*($N1414/760*1.01325))+(0.000000000003989*($N1414/760*1.01325)^2))/(1+(0.03426*$F1414)+(0.0004464*$F1414^2)+(0.4215-0.003107*$F1414)*((($H1414*(1+0.0191*($F1414-25))/10000)/4.2914)))))*(0.6766097+0.0200564*$F1414+0.0001104259*$F1414^2-0.00000069698*$F1414^3+0.0000000010031*$F1414^4)))^0.5-0.0066*((($H1414*(1+0.0191*($F1414-25))/10000)/4.2914)/((1+(($N1414/760*1.01325)*(0.000207-(0.0000000637*($N1414/760*1.01325))+(0.000000000003989*($N1414/760*1.01325)^2))/(1+(0.03426*$F1414)+(0.0004464*$F1414^2)+(0.4215-0.003107*$F1414)*((($H1414*(1+0.0191*($F1414-25))/10000)/4.2914)))))*(0.6766097+0.0200564*$F1414+0.0001104259*$F1414^2-0.00000069698*$F1414^3+0.0000000010031*$F1414^4)))-0.0375*((($H1414*(1+0.0191*($F1414-25))/10000)/4.2914)/((1+(($N1414/760*1.01325)*(0.000207-(0.0000000637*($N1414/760*1.01325))+(0.000000000003989*($N1414/760*1.01325)^2))/(1+(0.03426*$F1414)+(0.0004464*$F1414^2)+(0.4215-0.003107*$F1414)*((($H1414*(1+0.0191*($F1414-25))/10000)/4.2914)))))*(0.6766097+0.0200564*$F1414+0.0001104259*$F1414^2-0.00000069698*$F1414^3+0.0000000010031*$F1414^4)))^1.5+0.0636*((($H1414*(1+0.0191*($F1414-25))/10000)/4.2914)/((1+(($N1414/760*1.01325)*(0.000207-(0.0000000637*($N1414/760*1.01325))+(0.000000000003989*($N1414/760*1.01325)^2))/(1+(0.03426*$F1414)+(0.0004464*$F1414^2)+(0.4215-0.003107*$F1414)*((($H1414*(1+0.0191*($F1414-25))/10000)/4.2914)))))*(0.6766097+0.0200564*$F1414+0.0001104259*$F1414^2-0.00000069698*$F1414^3+0.0000000010031*$F1414^4)))^2-0.0144*((($H1414*(1+0.0191*($F1414-25))/10000)/4.2914)/((1+(($N1414/760*1.01325)*(0.000207-(0.0000000637*($N1414/760*1.01325))+(0.000000000003989*($N1414/760*1.01325)^2))/(1+(0.03426*$F1414)+(0.0004464*$F1414^2)+(0.4215-0.003107*$F1414)*((($H1414*(1+0.0191*($F1414-25))/10000)/4.2914)))))*(0.6766097+0.0200564*$F1414+0.0001104259*$F1414^2-0.00000069698*$F1414^3+0.0000000010031*$F1414^4)))^2.5)))-(0.008/(1+(1.5*400*((($H1414*(1+0.0191*($F1414-25))/10000)/4.2914)/((1+(($N1414/760*1.01325)*(0.000207-(0.0000000637*($N1414/760*1.01325))+(0.000000000003989*($N1414/760*1.01325)^2))/(1+(0.03426*$F1414)+(0.0004464*$F1414^2)+(0.4215-0.003107*$F1414)*((($H1414*(1+0.0191*($F1414-25))/10000)/4.2914)))))*(0.6766097+0.0200564*$F1414+0.0001104259*$F1414^2-0.00000069698*$F1414^3+0.0000000010031*$F1414^4))))+(400*((($H1414*(1+0.0191*($F1414-25))/10000)/4.2914)/((1+(($N1414/760*1.01325)*(0.000207-(0.0000000637*($N1414/760*1.01325))+(0.000000000003989*($N1414/760*1.01325)^2))/(1+(0.03426*$F1414)+(0.0004464*$F1414^2)+(0.4215-0.003107*$F1414)*((($H1414*(1+0.0191*($F1414-25))/10000)/4.2914)))))*(0.6766097+0.0200564*$F1414+0.0001104259*$F1414^2-0.00000069698*$F1414^3+0.0000000010031*$F1414^4))))^2))-((0.0005*($F1414-15)/(1+0.0162*($F1414-15)))/(1+(100*((($H1414*(1+0.0191*($F1414-25))/10000)/4.2914)/((1+(($N1414/760*1.01325)*(0.000207-(0.0000000637*($N1414/760*1.01325))+(0.000000000003989*($N1414/760*1.01325)^2))/(1+(0.03426*$F1414)+(0.0004464*$F1414^2)+(0.4215-0.003107*$F1414)*((($H1414*(1+0.0191*($F1414-25))/10000)/4.2914)))))*(0.6766097+0.0200564*$F1414+0.0001104259*$F1414^2-0.00000069698*$F1414^3+0.0000000010031*$F1414^4))))^0.5+(100*((($H1414*(1+0.0191*($F1414-25))/10000)/4.2914)/((1+(($N1414/760*1.01325)*(0.000207-(0.0000000637*($N1414/760*1.01325))+(0.000000000003989*($N1414/760*1.01325)^2))/(1+(0.03426*$F1414)+(0.0004464*$F1414^2)+(0.4215-0.003107*$F1414)*((($H1414*(1+0.0191*($F1414-25))/10000)/4.2914)))))*(0.6766097+0.0200564*$F1414+0.0001104259*$F1414^2-0.00000069698*$F1414^3+0.0000000010031*$F1414^4))))^1.5))),$G1414))","v":0},null,{"$f":"1.18443700433286E-13*(HOUR($D1414)*60+MINUTE($D1414))^5 - 4.14323598958596E-10*(HOUR($D1414)*60+MINUTE($D1414))^4 + 4.77287727122539E-07*(HOUR($D1414)*60+MINUTE($D1414))^3 - 0.000196917585728373*(HOUR($D1414)*60+MINUTE($D1414))^2 + 0.0231405627601475*(HOUR($D1414)*60+MINUTE($D1414)) + 31.2398283659495","v":31.239828365949499},{"$f":"1.98879987167155E-13*(HOUR($D1414)*60+MINUTE($D1414))^5 - 6.89410992615642E-10*(HOUR($D1414)*60+MINUTE($D1414))^4 + 7.83730333422071E-07*(HOUR($D1414)*60+MINUTE($D1414))^3 - 0.00031597890334556*(HOUR($D1414)*60+MINUTE($D1414))^2 + 0.0355135105918976*(HOUR($D1414)*60+MINUTE($D1414)) + 33.4327310978006","v":33.432731097800598},{"$f":"9.08511511657608E-14*(HOUR($D1414)*60+MINUTE($D1414))^5 - 2.99407211249053E-10*(HOUR($D1414)*60+MINUTE($D1414))^4 + 3.1560253348998E-07*(HOUR($D1414)*60+MINUTE($D1414))^3 - 0.000108510891323021*(HOUR($D1414)*60+MINUTE($D1414))^2 + 0.00628484730145829*(HOUR($D1414)*60+MINUTE($D1414)) + 65.6142372750764","v":65.614237275076405},{"$f":"1.45776613020539E-13*(HOUR($D1414)*60+MINUTE($D1414))^5-5.56072270585461E-10*(HOUR($D1414)*60+MINUTE($D1414))^4+7.06833400255548E-07*(HOUR($D1414)*60+MINUTE($D1414))^3-0.000318788465226261*(HOUR($D1414)*60+MINUTE($D1414))^2+0.0281711711660364*(HOUR($D1414)*60+MINUTE($D1414))+34.1911117699055","v":34.191111769905497},{"$f":"1.37090283182826E-13*(HOUR($D1414)*60+MINUTE($D1414))^5 - 5.04960255463897E-10*(HOUR($D1414)*60+MINUTE($D1414))^4 + 6.13524315934422E-07*(HOUR($D1414)*60+MINUTE($D1414))^3 - 0.00025817433468811*(HOUR($D1414)*60+MINUTE($D1414))^2 + 0.0195966892410979*(HOUR($D1414)*60+MINUTE($D1414)) + 37.1360250050275","v":37.136025005027498},{"$f":"7.11895278892582E-14*(HOUR($D1414)*60+MINUTE($D1414))^5-2.64195273421019E-10*(HOUR($D1414)*60+MINUTE($D1414))^4 + 3.22473039456213E-07*(HOUR($D1414)*60+MINUTE($D1414))^3 - 0.00013606873481109*(HOUR($D1414)*60+MINUTE($D1414))^2 + 0.0107100719720847*(HOUR($D1414)*60+MINUTE($D1414))+66.3535900428978","v":66.353590042897807}]
[1410,null,null,null,null,null,null,null,null,"","","","",760,0,null,31.239828365949499,33.432731097800598,65.614237275076405,34.191111769905497,37.136025005027498,66.353590042897807]
[1411,null,null,null,null,null,null,null,null,"","","","",760,0,null,31.239828365949499,33.432731097800598,65.614237275076405,34.191111769905497,37.136025005027498,66.353590042897807]
[1412,null,null,null,null,null,null,null,null,"","","","",760,0,null,31.239828365949499,33.432731097800598,65.614237275076405,34.191111769905497,37.136025005027498,66.353590042897807]
[1413,null,null,null,null,null,null,null,null,"",{"$f":"IF(OR(ISBLANK(E1418),ISBLANK(F1418)),\"\",E1418/J1418*100)","v":""},{"$f":"IF(AND(ISBLANK($B1418),ISBLANK($C1418),ISBLANK($D1418)),\"\",IF(OR(ISBLANK($B1418),ISBLANK($C1418),ISBLANK($D1418)),\"Must Enter All Required Data\",IF($O1418>2.7,42,IF(AND($O1418=0,OR($B1418=\"Marine\",$C1418=\"Estuary/Marine\")),42,IF(OR(CONCATENATE($B1418,\"-\",$C1418)=\"Peninsula-Lake/Wetland\",CONCATENATE($B1418,\"-\",$C1418)=\"Everglades-Lake/Wetland\"),U1418,IF(OR(CONCATENATE($B1418,\"-\",$C1418)=\"Northeast-Lake/Wetland\",CONCATENATE($B1418,\"-\",$C1418)=\"Big Bend-Lake/Wetland\"),T1418,IF(CONCATENATE($B1418,\"-\",$C1418)=\"Panhandle West-Lake/Wetland\",V1418,IF(OR(CONCATENATE($B1418,\"-\",$C1418)=\"Peninsula-Stream/Canal\",CONCATENATE($B1418,\"-\",$C1418)=\"Everglades-Stream/Canal\"),R1418,IF(OR(CONCATENATE($B1418,\"-\",$C1418)=\"Northeast-Stream/Canal\",CONCATENATE($B1418,\"-\",$C1418)=\"Big Bend-Stream/Canal\"),Q1418,IF(CONCATENATE($B1418,\"-\",$C1418)=\"Panhandle West-Stream/Canal\",S1418,\"Error! Check Entries\"))))))))))","v":""},{"$f":"IF(O1418>2.7,\"Marine Criteria Apply, No time of day adjustment.\",IF(AND(O1418=0,OR(B1418=\"Marine\",C1418=\"Estuary/Marine\")),\"Marine Criteria Apply, No time of day adjustment.\",IF(AND($O1418<=2.7,OR($B1418=\"Marine\",$C1418=\"Estuary/Marine\")),\"Salinity and Bioregion or Waterbody Type Don't Agree\",\"\")))","v":""},{"$f":"IF(ISBLANK(I1418),760,I1418)","v":760},0,null,31.239828365949499,33.432731097800598,65.614237275076405,34.191111769905497,37.136025005027498,66.353590042897807]
[1414,null,null,null,null,null,null,null,null,"","","","",760,0,null,31.239828365949499,33.432731097800598,65.614237275076405,34.191111769905497,37.136025005027498,66.353590042897807]
[1415,null,null,null,null,null,null,null,null,"","","","",760,0,null,31.239828365949499,33.432731097800598,65.614237275076405,34.191111769905497,37.136025005027498,66.353590042897807]
[1416,null,null,null,null,null,null,null,null,"","","","",760,0,null,31.239828365949499,33.432731097800598,65.614237275076405,34.191111769905497,37.136025005027498,66.353590042897807]
[1417,null,null,null,null,null,null,null,null,"","","","",760,0,null,31.239828365949499,33.432731097800598,65.614237275076405,34.191111769905497,37.136025005027498,66.353590042897807]
[1418,null,null,null,null,null,null,null,null,"","","","",760,0,null,31.239828365949499,33.432731097800598,65.614237275076405,34.191111769905497,37.136025005027498,66.353590042897807]
[1419,null,null,null,null,null,null,null,null,"","","","",760,0,null,31.239828365949499,33.432731097800598,65.614237275076405,34.191111769905497,37.136025005027498,66.353590042897807]
[1420,null,null,null,null,null,null,null,null,"","","","",760,0,null,31.239828365949499,33.432731097800598,65.614237275076405,34.191111769905497,37.136025005027498,66.353590042897807]
[1421,null,null,null,null,null,null,null,null,"","","","",760,0,null,31.239828365949499,33.432731097800598,65.614237275076405,34.191111769905497,37.136025005027498,66.353590042897807]
[1422,null,null,null,null,null,null,null,null,"","","","",760,0,null,31.239828365949499,33.432731097800598,65.614237275076405,34.191111769905497,37.136025005027498,66.353590042897807]
[1423,null,null,null,null,null,null,null,null,"","","","",760,0,null,31.239828365949499,33.432731097800598,65.614237275076405,34.191111769905497,37.136025005027498,66.353590042897807]
[1424,null,null,null,null,null,null,null,null,"","","","",760,0,null,31.239828365949499,33.432731097800598,65.614237275076405,34.191111769905497,37.136025005027498,66.353590042897807]
[1425,null,null,null,null,null,null,null,null,"","","","",760,0,null,31.239828365949499,33.432731097800598,65.614237275076405,34.191111769905497,37.136025005027498,66.353590042897807]
[1426,null,null,null,null,null,null,null,null,"","","","",760,0,null,31.239828365949499,33.432731097800598,65.614237275076405,34.191111769905497,37.136025005027498,66.353590042897807]
[1427,null,null,null,null,null,null,null,null,"","","","",760,0,null,31.239828365949499,33.432731097800598,65.614237275076405,34.191111769905497,37.136025005027498,66.353590042897807]
[1428,null,null,null,null,null,null,null,null,"","","","",760,0,null,31.239828365949499,33.432731097800598,65.614237275076405,34.191111769905497,37.136025005027498,66.353590042897807]
[1429,null,null,null,null,null,null,null,null,"","","","",760,0,null,31.239828365949499,33.432731097800598,65.614237275076405,34.191111769905497,37.136025005027498,66.353590042897807]
[1430,null,null,null,null,null,null,null,null,"","","","",760,0,null,31.239828365949499,33.432731097800598,65.614237275076405,34.191111769905497,37.136025005027498,66.353590042897807]
[1431,null,null,null,null,null,null,null,null,"","","","",760,0,null,31.239828365949499,33.432731097800598,65.614237275076405,34.191111769905497,37.136025005027498,66.353590042897807]
[1432,null,null,null,null,null,null,null,null,"","","","",760,0,null,31.239828365949499,33.432731097800598,65.614237275076405,34.191111769905497,37.136025005027498,66.353590042897807]
[1433,null,null,null,null,null,null,null,null,"","","","",760,0,null,31.239828365949499,33.432731097800598,65.614237275076405,34.191111769905497,37.136025005027498,66.353590042897807]
[1434,null,null,null,null,null,null,null,null,"","","","",760,0,null,31.239828365949499,33.432731097800598,65.614237275076405,34.191111769905497,37.136025005027498,66.353590042897807]
[1435,null,null,null,null,null,null,null,null,"","","","",760,0,null,31.239828365949499,33.432731097800598,65.614237275076405,34.191111769905497,37.136025005027498,66.353590042897807]
[1436,null,null,null,null,null,null,null,null,"","","","",760,0,null,31.239828365949499,33.432731097800598,65.614237275076405,34.191111769905497,37.136025005027498,66.353590042897807]
[1437,null,null,null,null,null,null,null,null,"","","","",760,0,null,31.239828365949499,33.432731097800598,65.614237275076405,34.191111769905497,37.136025005027498,66.353590042897807]
[1438,null,null,null,null,null,null,null,null,"","","","",760,0,null,31.239828365949499,33.432731097800598,65.614237275076405,34.191111769905497,37.136025005027498,66.353590042897807]
[1439,null,null,null,null,null,null,null,null,"","","","",760,0,null,31.239828365949499,33.432731097800598,65.614237275076405,34.191111769905497,37.136025005027498,66.353590042897807]
[1440,null,null,null,null,null,null,null,null,"","","","",760,0,null,31.239828365949499,33.432731097800598,65.614237275076405,34.191111769905497,37.136025005027498,66.353590042897807]
[1441,null,null,null,null,null,null,null,null,"","","","",760,0,null,31.239828365949499,33.432731097800598,65.614237275076405,34.191111769905497,37.136025005027498,66.353590042897807]
[1442,null,null,null,null,null,null,null,null,"","","","",760,0,null,31.239828365949499,33.432731097800598,65.614237275076405,34.191111769905497,37.136025005027498,66.353590042897807]
[1443,null,null,null,null,null,null,null,null,"","","","",760,0,null,31.239828365949499,33.432731097800598,65.614237275076405,34.191111769905497,37.136025005027498,66.353590042897807]
[1444,null,null,null,null,null,null,null,null,"","","","",760,0,null,31.239828365949499,33.432731097800598,65.614237275076405,34.191111769905497,37.136025005027498,66.353590042897807]
[1445,null,null,null,null,null,null,null,null,"","","","",760,0,null,31.239828365949499,33.432731097800598,65.614237275076405,34.191111769905497,37.136025005027498,66.353590042897807]
[1446,null,null,null,null,null,null,null,null,"","","","",760,0,null,31.239828365949499,33.432731097800598,65.614237275076405,34.191111769905497,37.136025005027498,66.353590042897807]
[1447,null,null,null,null,null,null,null,null,"","","","",760,0,null,31.239828365949499,33.432731097800598,65.614237275076405,34.191111769905497,37.136025005027498,66.353590042897807]
[1448,null,null,null,null,null,null,null,null,"","","","",760,0,null,31.239828365949499,33.432731097800598,65.614237275076405,34.191111769905497,37.136025005027498,66.353590042897807]
[1449,null,null,null,null,null,null,null,null,"","","","",760,0,null,31.239828365949499,33.432731097800598,65.614237275076405,34.191111769905497,37.136025005027498,66.353590042897807]
[1450,null,null,null,null,null,null,null,null,"","","","",760,0,null,31.239828365949499,33.432731097800598,65.614237275076405,34.191111769905497,37.136025005027498,66.353590042897807]
[1451,null,null,null,null,null,null,null,null,"","","","",760,0,null,31.239828365949499,33.432731097800598,65.614237275076405,34.191111769905497,37.136025005027498,66.353590042897807]
[1452,null,null,null,null,null,null,null,null,"","","","",760,0,null,31.239828365949499,33.432731097800598,65.614237275076405,34.191111769905497,37.136025005027498,66.353590042897807]
[1453,null,null,null,null,null,null,null,null,"","","","",760,0,null,31.239828365949499,33.432731097800598,65.614237275076405,34.191111769905497,37.136025005027498,66.353590042897807]
[1454,null,null,null,null,null,null,null,null,"","","","",760,0,null,31.239828365949499,33.432731097800598,65.614237275076405,34.191111769905497,37.136025005027498,66.353590042897807]
[1455,null,null,null,null,null,null,null,null,"","","","",760,0,null,31.239828365949499,33.432731097800598,65.614237275076405,34.191111769905497,37.136025005027498,66.353590042897807]
[1456,null,null,null,null,null,null,null,null,"","","","",760,0,null,31.239828365949499,33.432731097800598,65.614237275076405,34.191111769905497,37.136025005027498,66.353590042897807]
[1457,null,null,null,null,null,null,null,null,"","","","",760,0,null,31.239828365949499,33.432731097800598,65.614237275076405,34.191111769905497,37.136025005027498,66.353590042897807]
[1458,null,null,null,null,null,null,null,null,"","","","",760,0,null,31.239828365949499,33.432731097800598,65.614237275076405,34.191111769905497,37.136025005027498,66.353590042897807]
[1459,null,null,null,null,null,null,null,null,"","","","",760,0,null,31.239828365949499,33.432731097800598,65.614237275076405,34.191111769905497,37.136025005027498,66.353590042897807]
[1460,null,null,null,null,null,null,null,null,"","","","",760,0,null,31.239828365949499,33.432731097800598,65.614237275076405,34.191111769905497,37.136025005027498,66.353590042897807]
[1461,null,null,null,null,null,null,null,null,"","","","",760,0,null,31.239828365949499,33.432731097800598,65.614237275076405,34.191111769905497,37.136025005027498,66.353590042897807]
[1462,null,null,null,null,null,null,null,null,"","","","",760,0,null,31.239828365949499,33.432731097800598,65.614237275076405,34.191111769905497,37.136025005027498,66.353590042897807]
[1463,null,null,null,null,null,null,null,null,"","","","",760,0,null,31.239828365949499,33.432731097800598,65.614237275076405,34.191111769905497,37.136025005027498,66.353590042897807]
[1464,null,null,null,null,null,null,null,null,"","","","",760,0,null,31.239828365949499,33.432731097800598,65.614237275076405,34.191111769905497,37.136025005027498,66.353590042897807]
[1465,null,null,null,null,null,null,null,null,"","","","",760,0,null,31.239828365949499,33.432731097800598,65.614237275076405,34.191111769905497,37.136025005027498,66.353590042897807]
[1466,null,null,null,null,null,null,null,null,"","","","",760,0,null,31.239828365949499,33.432731097800598,65.614237275076405,34.191111769905497,37.136025005027498,66.353590042897807]
[1467,null,null,null,null,null,null,null,null,"","","","",760,0,null,31.239828365949499,33.432731097800598,65.614237275076405,34.191111769905497,37.136025005027498,66.353590042897807]
[1468,null,null,null,null,null,null,null,null,"","","","",760,0,null,31.239828365949499,33.432731097800598,65.614237275076405,34.191111769905497,37.136025005027498,66.353590042897807]
[1469,null,null,null,null,null,null,null,null,"","","","",760,0,null,31.239828365949499,33.432731097800598,65.614237275076405,34.191111769905497,37.136025005027498,66.353590042897807]
[1470,null,null,null,null,null,null,null,null,"","","","",760,0,null,31.239828365949499,33.432731097800598,65.614237275076405,34.191111769905497,37.136025005027498,66.353590042897807]
[1471,null,null,null,null,null,null,null,null,"","","","",760,0,null,31.239828365949499,33.432731097800598,65.614237275076405,34.191111769905497,37.136025005027498,66.353590042897807]
[1472,null,null,null,null,null,null,null,null,"","","","",760,0,null,31.239828365949499,33.432731097800598,65.614237275076405,34.191111769905497,37.136025005027498,66.353590042897807]
[1473,null,null,null,null,null,null,null,null,{"$f":"IF(OR(ISBLANK($E1478),ISBLANK($F1478)),\"\",(EXP((-139.34411+(157570.1/($F1478+273.15)-(66423080/($F1478+273.15)^2)+(12438000000/($F1478+273.15)^3)-(862194900000/($F1478+273.15)^4))-($O1478*(0.017674-(10.754/($F1478+273.15))+(2140.7/($F1478+273.15)^2))))))*($N1478/760)*((1-((EXP(11.8581-(3840.7/($F1478+273.15))-(216961/($F1478+273.15)^2)))/($N1478/760)))*(1-(0.000975-(0.00001426*$F1478)+(0.00000006436*$F1478^2))*($N1478/760)))/((1-(EXP(11.8581-(3840.7/($F1478+273.15))-(216961/($F1478+273.15)^2))))*(1-(0.000975-(0.00001426*$F1478)+(0.00000006436*$F1478^2)))))","v":""},"","","",760,{"$f":"IF(AND(ISBLANK($G1478),ISBLANK($H1478)),0,IF(ISBLANK($G1478),IF($H1478=0,0,(0.008-(0.1692*((($H1478*(1+0.0191*($F1478-25))/10000)/4.2914)/((1+(($N1478/760*1.01325)*(0.000207-(0.0000000637*($N1478/760*1.01325))+(0.000000000003989*($N1478/760*1.01325)^2))/(1+(0.03426*$F1478)+(0.0004464*$F1478^2)+(0.4215-0.003107*$F1478)*((($H1478*(1+0.0191*($F1478-25))/10000)/4.2914)))))*(0.6766097+0.0200564*$F1478+0.0001104259*$F1478^2-0.00000069698*$F1478^3+0.0000000010031*$F1478^4)))^0.5)+(25.3851*((($H1478*(1+0.0191*($F1478-25))/10000)/4.2914)/((1+(($N1478/760*1.01325)*(0.000207-(0.0000000637*($N1478/760*1.01325))+(0.000000000003989*($N1478/760*1.01325)^2))/(1+(0.03426*$F1478)+(0.0004464*$F1478^2)+(0.4215-0.003107*$F1478)*((($H1478*(1+0.0191*($F1478-25))/10000)/4.2914)))))*(0.6766097+0.0200564*$F1478+0.0001104259*$F1478^2-0.00000069698*$F1478^3+0.0000000010031*$F1478^4))))+(14.0941*((($H1478*(1+0.0191*($F1478-25))/10000)/4.2914)/((1+(($N1478/760*1.01325)*(0.000207-(0.0000000637*($N1478/760*1.01325))+(0.000000000003989*($N1478/760*1.01325)^2))/(1+(0.03426*$F1478)+(0.0004464*$F1478^2)+(0.4215-0.003107*$F1478)*((($H1478*(1+0.0191*($F1478-25))/10000)/4.2914)))))*(0.6766097+0.0200564*$F1478+0.0001104259*$F1478^2-0.00000069698*$F1478^3+0.0000000010031*$F1478^4)))^1.5)-(7.0261*((($H1478*(1+0.0191*($F1478-25))/10000)/4.2914)/((1+(($N1478/760*1.01325)*(0.000207-(0.0000000637*($N1478/760*1.01325))+(0.000000000003989*($N1478/760*1.01325)^2))/(1+(0.03426*$F1478)+(0.0004464*$F1478^2)+(0.4215-0.003107*$F1478)*((($H1478*(1+0.0191*($F1478-25))/10000)/4.2914)))))*(0.6766097+0.0200564*$F1478+0.0001104259*$F1478^2-0.00000069698*$F1478^3+0.0000000010031*$F1478^4)))^2)+(2.7081*((($H1478*(1+0.0191*($F1478-25))/10000)/4.2914)/((1+(($N1478/760*1.01325)*(0.000207-(0.0000000637*($N1478/760*1.01325))+(0.000000000003989*($N1478/760*1.01325)^2))/(1+(0.03426*$F1478)+(0.0004464*$F1478^2)+(0.4215-0.003107*$F1478)*((($H1478*(1+0.0191*($F1478-25))/10000)/4.2914)))))*(0.6766097+0.0200564*$F1478+0.0001104259*$F1478^2-0.00000069698*$F1478^3+0.0000000010031*$F1478^4)))^2.5)+(($F1478-15)/(1+0.0162*($F1478-15))*(0.0005-0.0056*((($H1478*(1+0.0191*($F1478-25))/10000)/4.2914)/((1+(($N1478/760*1.01325)*(0.000207-(0.0000000637*($N1478/760*1.01325))+(0.000000000003989*($N1478/760*1.01325)^2))/(1+(0.03426*$F1478)+(0.0004464*$F1478^2)+(0.4215-0.003107*$F1478)*((($H1478*(1+0.0191*($F1478-25))/10000)/4.2914)))))*(0.6766097+0.0200564*$F1478+0.0001104259*$F1478^2-0.00000069698*$F1478^3+0.0000000010031*$F1478^4)))^0.5-0.0066*((($H1478*(1+0.0191*($F1478-25))/10000)/4.2914)/((1+(($N1478/760*1.01325)*(0.000207-(0.0000000637*($N1478/760*1.01325))+(0.000000000003989*($N1478/760*1.01325)^2))/(1+(0.03426*$F1478)+(0.0004464*$F1478^2)+(0.4215-0.003107*$F1478)*((($H1478*(1+0.0191*($F1478-25))/10000)/4.2914)))))*(0.6766097+0.0200564*$F1478+0.0001104259*$F1478^2-0.00000069698*$F1478^3+0.0000000010031*$F1478^4)))-0.0375*((($H1478*(1+0.0191*($F1478-25))/10000)/4.2914)/((1+(($N1478/760*1.01325)*(0.000207-(0.0000000637*($N1478/760*1.01325))+(0.000000000003989*($N1478/760*1.01325)^2))/(1+(0.03426*$F1478)+(0.0004464*$F1478^2)+(0.4215-0.003107*$F1478)*((($H1478*(1+0.0191*($F1478-25))/10000)/4.2914)))))*(0.6766097+0.0200564*$F1478+0.0001104259*$F1478^2-0.00000069698*$F1478^3+0.0000000010031*$F1478^4)))^1.5+0.0636*((($H1478*(1+0.0191*($F1478-25))/10000)/4.2914)/((1+(($N1478/760*1.01325)*(0.000207-(0.0000000637*($N1478/760*1.01325))+(0.000000000003989*($N1478/760*1.01325)^2))/(1+(0.03426*$F1478)+(0.0004464*$F1478^2)+(0.4215-0.003107*$F1478)*((($H1478*(1+0.0191*($F1478-25))/10000)/4.2914)))))*(0.6766097+0.0200564*$F1478+0.0001104259*$F1478^2-0.00000069698*$F1478^3+0.0000000010031*$F1478^4)))^2-0.0144*((($H1478*(1+0.0191*($F1478-25))/10000)/4.2914)/((1+(($N1478/760*1.01325)*(0.000207-(0.0000000637*($N1478/760*1.01325))+(0.000000000003989*($N1478/760*1.01325)^2))/(1+(0.03426*$F1478)+(0.0004464*$F1478^2)+(0.4215-0.003107*$F1478)*((($H1478*(1+0.0191*($F1478-25))/10000)/4.2914)))))*(0.6766097+0.0200564*$F1478+0.0001104259*$F1478^2-0.00000069698*$F1478^3+0.0000000010031*$F1478^4)))^2.5)))-(0.008/(1+(1.5*400*((($H1478*(1+0.0191*($F1478-25))/10000)/4.2914)/((1+(($N1478/760*1.01325)*(0.000207-(0.0000000637*($N1478/760*1.01325))+(0.000000000003989*($N1478/760*1.01325)^2))/(1+(0.03426*$F1478)+(0.0004464*$F1478^2)+(0.4215-0.003107*$F1478)*((($H1478*(1+0.0191*($F1478-25))/10000)/4.2914)))))*(0.6766097+0.0200564*$F1478+0.0001104259*$F1478^2-0.00000069698*$F1478^3+0.0000000010031*$F1478^4))))+(400*((($H1478*(1+0.0191*($F1478-25))/10000)/4.2914)/((1+(($N1478/760*1.01325)*(0.000207-(0.0000000637*($N1478/760*1.01325))+(0.000000000003989*($N1478/760*1.01325)^2))/(1+(0.03426*$F1478)+(0.0004464*$F1478^2)+(0.4215-0.003107*$F1478)*((($H1478*(1+0.0191*($F1478-25))/10000)/4.2914)))))*(0.6766097+0.0200564*$F1478+0.0001104259*$F1478^2-0.00000069698*$F1478^3+0.0000000010031*$F1478^4))))^2))-((0.0005*($F1478-15)/(1+0.0162*($F1478-15)))/(1+(100*((($H1478*(1+0.0191*($F1478-25))/10000)/4.2914)/((1+(($N1478/760*1.01325)*(0.000207-(0.0000000637*($N1478/760*1.01325))+(0.000000000003989*($N1478/760*1.01325)^2))/(1+(0.03426*$F1478)+(0.0004464*$F1478^2)+(0.4215-0.003107*$F1478)*((($H1478*(1+0.0191*($F1478-25))/10000)/4.2914)))))*(0.6766097+0.0200564*$F1478+0.0001104259*$F1478^2-0.00000069698*$F1478^3+0.0000000010031*$F1478^4))))^0.5+(100*((($H1478*(1+0.0191*($F1478-25))/10000)/4.2914)/((1+(($N1478/760*1.01325)*(0.000207-(0.0000000637*($N1478/760*1.01325))+(0.000000000003989*($N1478/760*1.01325)^2))/(1+(0.03426*$F1478)+(0.0004464*$F1478^2)+(0.4215-0.003107*$F1478)*((($H1478*(1+0.0191*($F1478-25))/10000)/4.2914)))))*(0.6766097+0.0200564*$F1478+0.0001104259*$F1478^2-0.00000069698*$F1478^3+0.0000000010031*$F1478^4))))^1.5))),$G1478))","v":0},null,{"$f":"1.18443700433286E-13*(HOUR($D1478)*60+MINUTE($D1478))^5 - 4.14323598958596E-10*(HOUR($D1478)*60+MINUTE($D1478))^4 + 4.77287727122539E-07*(HOUR($D1478)*60+MINUTE($D1478))^3 - 0.000196917585728373*(HOUR($D1478)*60+MINUTE($D1478))^2 + 0.0231405627601475*(HOUR($D1478)*60+MINUTE($D1478)) + 31.2398283659495","v":31.239828365949499},{"$f":"1.98879987167155E-13*(HOUR($D1478)*60+MINUTE($D1478))^5 - 6.89410992615642E-10*(HOUR($D1478)*60+MINUTE($D1478))^4 + 7.83730333422071E-07*(HOUR($D1478)*60+MINUTE($D1478))^3 - 0.00031597890334556*(HOUR($D1478)*60+MINUTE($D1478))^2 + 0.0355135105918976*(HOUR($D1478)*60+MINUTE($D1478)) + 33.4327310978006","v":33.432731097800598},{"$f":"9.08511511657608E-14*(HOUR($D1478)*60+MINUTE($D1478))^5 - 2.99407211249053E-10*(HOUR($D1478)*60+MINUTE($D1478))^4 + 3.1560253348998E-07*(HOUR($D1478)*60+MINUTE($D1478))^3 - 0.000108510891323021*(HOUR($D1478)*60+MINUTE($D1478))^2 + 0.00628484730145829*(HOUR($D1478)*60+MINUTE($D1478)) + 65.6142372750764","v":65.614237275076405},{"$f":"1.45776613020539E-13*(HOUR($D1478)*60+MINUTE($D1478))^5-5.56072270585461E-10*(HOUR($D1478)*60+MINUTE($D1478))^4+7.06833400255548E-07*(HOUR($D1478)*60+MINUTE($D1478))^3-0.000318788465226261*(HOUR($D1478)*60+MINUTE($D1478))^2+0.0281711711660364*(HOUR($D1478)*60+MINUTE($D1478))+34.1911117699055","v":34.191111769905497},{"$f":"1.37090283182826E-13*(HOUR($D1478)*60+MINUTE($D1478))^5 - 5.04960255463897E-10*(HOUR($D1478)*60+MINUTE($D1478))^4 + 6.13524315934422E-07*(HOUR($D1478)*60+MINUTE($D1478))^3 - 0.00025817433468811*(HOUR($D1478)*60+MINUTE($D1478))^2 + 0.0195966892410979*(HOUR($D1478)*60+MINUTE($D1478)) + 37.1360250050275","v":37.136025005027498},{"$f":"7.11895278892582E-14*(HOUR($D1478)*60+MINUTE($D1478))^5-2.64195273421019E-10*(HOUR($D1478)*60+MINUTE($D1478))^4 + 3.22473039456213E-07*(HOUR($D1478)*60+MINUTE($D1478))^3 - 0.00013606873481109*(HOUR($D1478)*60+MINUTE($D1478))^2 + 0.0107100719720847*(HOUR($D1478)*60+MINUTE($D1478))+66.3535900428978","v":66.353590042897807}]
[1474,null,null,null,null,null,null,null,null,"","","","",760,0,null,31.239828365949499,33.432731097800598,65.614237275076405,34.191111769905497,37.136025005027498,66.353590042897807]
[1475,null,null,null,null,null,null,null,null,"","","","",760,0,null,31.239828365949499,33.432731097800598,65.614237275076405,34.191111769905497,37.136025005027498,66.353590042897807]
[1476,null,null,null,null,null,null,null,null,"","","","",760,0,null,31.239828365949499,33.432731097800598,65.614237275076405,34.191111769905497,37.136025005027498,66.353590042897807]
[1477,null,null,null,null,null,null,null,null,"",{"$f":"IF(OR(ISBLANK(E1482),ISBLANK(F1482)),\"\",E1482/J1482*100)","v":""},{"$f":"IF(AND(ISBLANK($B1482),ISBLANK($C1482),ISBLANK($D1482)),\"\",IF(OR(ISBLANK($B1482),ISBLANK($C1482),ISBLANK($D1482)),\"Must Enter All Required Data\",IF($O1482>2.7,42,IF(AND($O1482=0,OR($B1482=\"Marine\",$C1482=\"Estuary/Marine\")),42,IF(OR(CONCATENATE($B1482,\"-\",$C1482)=\"Peninsula-Lake/Wetland\",CONCATENATE($B1482,\"-\",$C1482)=\"Everglades-Lake/Wetland\"),U1482,IF(OR(CONCATENATE($B1482,\"-\",$C1482)=\"Northeast-Lake/Wetland\",CONCATENATE($B1482,\"-\",$C1482)=\"Big Bend-Lake/Wetland\"),T1482,IF(CONCATENATE($B1482,\"-\",$C1482)=\"Panhandle West-Lake/Wetland\",V1482,IF(OR(CONCATENATE($B1482,\"-\",$C1482)=\"Peninsula-Stream/Canal\",CONCATENATE($B1482,\"-\",$C1482)=\"Everglades-Stream/Canal\"),R1482,IF(OR(CONCATENATE($B1482,\"-\",$C1482)=\"Northeast-Stream/Canal\",CONCATENATE($B1482,\"-\",$C1482)=\"Big Bend-Stream/Canal\"),Q1482,IF(CONCATENATE($B1482,\"-\",$C1482)=\"Panhandle West-Stream/Canal\",S1482,\"Error! Check Entries\"))))))))))","v":""},{"$f":"IF(O1482>2.7,\"Marine Criteria Apply, No time of day adjustment.\",IF(AND(O1482=0,OR(B1482=\"Marine\",C1482=\"Estuary/Marine\")),\"Marine Criteria Apply, No time of day adjustment.\",IF(AND($O1482<=2.7,OR($B1482=\"Marine\",$C1482=\"Estuary/Marine\")),\"Salinity and Bioregion or Waterbody Type Don't Agree\",\"\")))","v":""},{"$f":"IF(ISBLANK(I1482),760,I1482)","v":760},0,null,31.239828365949499,33.432731097800598,65.614237275076405,34.191111769905497,37.136025005027498,66.353590042897807]
[1478,null,null,null,null,null,null,null,null,"","","","",760,0,null,31.239828365949499,33.432731097800598,65.614237275076405,34.191111769905497,37.136025005027498,66.353590042897807]
[1479,null,null,null,null,null,null,null,null,"","","","",760,0,null,31.239828365949499,33.432731097800598,65.614237275076405,34.191111769905497,37.136025005027498,66.353590042897807]
[1480,null,null,null,null,null,null,null,null,"","","","",760,0,null,31.239828365949499,33.432731097800598,65.614237275076405,34.191111769905497,37.136025005027498,66.353590042897807]
[1481,null,null,null,null,null,null,null,null,"","","","",760,0,null,31.239828365949499,33.432731097800598,65.614237275076405,34.191111769905497,37.136025005027498,66.353590042897807]
[1482,null,null,null,null,null,null,null,null,"","","","",760,0,null,31.239828365949499,33.432731097800598,65.614237275076405,34.191111769905497,37.136025005027498,66.353590042897807]
[1483,null,null,null,null,null,null,null,null,"","","","",760,0,null,31.239828365949499,33.432731097800598,65.614237275076405,34.191111769905497,37.136025005027498,66.353590042897807]
[1484,null,null,null,null,null,null,null,null,"","","","",760,0,null,31.239828365949499,33.432731097800598,65.614237275076405,34.191111769905497,37.136025005027498,66.353590042897807]
[1485,null,null,null,null,null,null,null,null,"","","","",760,0,null,31.239828365949499,33.432731097800598,65.614237275076405,34.191111769905497,37.136025005027498,66.353590042897807]
[1486,null,null,null,null,null,null,null,null,"","","","",760,0,null,31.239828365949499,33.432731097800598,65.614237275076405,34.191111769905497,37.136025005027498,66.353590042897807]
[1487,null,null,null,null,null,null,null,null,"","","","",760,0,null,31.239828365949499,33.432731097800598,65.614237275076405,34.191111769905497,37.136025005027498,66.353590042897807]
[1488,null,null,null,null,null,null,null,null,"","","","",760,0,null,31.239828365949499,33.432731097800598,65.614237275076405,34.191111769905497,37.136025005027498,66.353590042897807]
[1489,null,null,null,null,null,null,null,null,"","","","",760,0,null,31.239828365949499,33.432731097800598,65.614237275076405,34.191111769905497,37.136025005027498,66.353590042897807]
[1490,null,null,null,null,null,null,null,null,"","","","",760,0,null,31.239828365949499,33.432731097800598,65.614237275076405,34.191111769905497,37.136025005027498,66.353590042897807]
[1491,null,null,null,null,null,null,null,null,"","","","",760,0,null,31.239828365949499,33.432731097800598,65.614237275076405,34.191111769905497,37.136025005027498,66.353590042897807]
[1492,null,null,null,null,null,null,null,null,"","","","",760,0,null,31.239828365949499,33.432731097800598,65.614237275076405,34.191111769905497,37.136025005027498,66.353590042897807]
[1493,null,null,null,null,null,null,null,null,"","","","",760,0,null,31.239828365949499,33.432731097800598,65.614237275076405,34.191111769905497,37.136025005027498,66.353590042897807]
[1494,null,null,null,null,null,null,null,null,"","","","",760,0,null,31.239828365949499,33.432731097800598,65.614237275076405,34.191111769905497,37.136025005027498,66.353590042897807]
[1495,null,null,null,null,null,null,null,null,"","","","",760,0,null,31.239828365949499,33.432731097800598,65.614237275076405,34.191111769905497,37.136025005027498,66.353590042897807]
[1496,null,null,null,null,null,null,null,null,"","","","",760,0,null,31.239828365949499,33.432731097800598,65.614237275076405,34.191111769905497,37.136025005027498,66.353590042897807]
[1497,null,null,null,null,null,null,null,null,"","","","",760,0,null,31.239828365949499,33.432731097800598,65.614237275076405,34.191111769905497,37.136025005027498,66.353590042897807]
[1498,null,null,null,null,null,null,null,null,"","","","",760,0,null,31.239828365949499,33.432731097800598,65.614237275076405,34.191111769905497,37.136025005027498,66.353590042897807]
[1499,null,null,null,null,null,null,null,null,"","","","",760,0,null,31.239828365949499,33.432731097800598,65.614237275076405,34.191111769905497,37.136025005027498,66.353590042897807]
[1500,null,null,null,null,null,null,null,null,"","","","",760,0,null,31.239828365949499,33.432731097800598,65.614237275076405,34.191111769905497,37.136025005027498,66.353590042897807]
[1501,null,null,null,null,null,null,null,null,"","","","",760,0,null,31.239828365949499,33.432731097800598,65.614237275076405,34.191111769905497,37.136025005027498,66.353590042897807]