## Sheet1
PWS_ID | SYSTEM_NAME | COUNTY | SYSTEM_TYPE | CONTAM_GROUP | CONTAMINANT NAME | FREQUENCY | YEAR NEXT DUE | SAMPLING PERIOD | SAMPLING LOCATION | COMMENTS
2160046 | BAE SYSTEMS SE SHIPYARDS JAX, LLC | DUVAL | NONTRANSIENT NONCOMMUNITY | DBP | TTHMS AND HAA5S | ANNUAL | 2026 | NOVEMBER | NAVY SUPPORT BUILDING
2160046 | BAE SYSTEMS SE SHIPYARDS JAX, LLC | DUVAL | NONTRANSIENT NONCOMMUNITY | INOR | ASBESTOS | EVERY 9 YEARS | 2031 | N/A | IN DISTRIBUTION WHERE ASBESTOS HAS BEEN IDENTIFIED | "NO-ASBESTOS" WAIVER AVAILABLE IF APPLICABLE
2160046 | BAE SYSTEMS SE SHIPYARDS JAX, LLC | DUVAL | NONTRANSIENT NONCOMMUNITY | INOR | NITRATE | ANNUAL | 2026 | N/A | POINT OF ENTRY TO DISTRIBUTION
2160046 | BAE SYSTEMS SE SHIPYARDS JAX, LLC | DUVAL | NONTRANSIENT NONCOMMUNITY | INOR | NITRITE | ANNUAL | 2026 | N/A | POINT OF ENTRY TO DISTRIBUTION
2160046 | BAE SYSTEMS SE SHIPYARDS JAX, LLC | DUVAL | NONTRANSIENT NONCOMMUNITY | INOR | PRIMARY INORGANICS (16 PARAMETERS) | TRIENNIAL | 2028 | N/A | POINT OF ENTRY TO DISTRIBUTION
2160046 | BAE SYSTEMS SE SHIPYARDS JAX, LLC | DUVAL | NONTRANSIENT NONCOMMUNITY | LCR | LEAD AND COPPER TAP SAMPLING | TRIENNIAL | 2026 | JUNE THROUGH SEPTEMBER | 10 SITES PER LCR SAMPLING PLAN
2160046 | BAE SYSTEMS SE SHIPYARDS JAX, LLC | DUVAL | NONTRANSIENT NONCOMMUNITY | SOC | SYNTHETIC ORGANIC CONTAMINANTS (29 PARAMETERS) | TRIENNIAL | 2028* | N/A | POINT OF ENTRY TO DISTRIBUTION | *SOC WAIVER MAY BE SUBMITTED INSTEAD OF SAMPLE RESULTS
2160046 | BAE SYSTEMS SE SHIPYARDS JAX, LLC | DUVAL | NONTRANSIENT NONCOMMUNITY | VOC | VOLATILE ORGANIC CONTAMINANTS (21 PARAMETERS) | TRIENNIAL | 2028 | N/A | POINT OF ENTRY TO DISTRIBUTION
2160053 | BALDWIN WATER SYSTEM | DUVAL | COMMUNITY | DBP | TTHMS AND HAA5S | ANNUAL | 2026 | AUGUST | HYDRANT @ LIMANN RD (1095 US HWY 90 W)
2160053 | BALDWIN WATER SYSTEM | DUVAL | COMMUNITY | INOR | ASBESTOS | EVERY 9 YEARS | 2030 | N/A | IN DISTRIBUTION WHERE ASBESTOS HAS BEEN IDENTIFIED | "NO-ASBESTOS" WAIVER AVAILABLE IF APPLICABLE
2160053 | BALDWIN WATER SYSTEM | DUVAL | COMMUNITY | INOR | NITRATE | ANNUAL | 2026 | N/A | POINT OF ENTRY TO DISTRIBUTION
2160053 | BALDWIN WATER SYSTEM | DUVAL | COMMUNITY | INOR | NITRITE | ANNUAL | 2026 | N/A | POINT OF ENTRY TO DISTRIBUTION
2160053 | BALDWIN WATER SYSTEM | DUVAL | COMMUNITY | INOR | PRIMARY INORGANICS (16 PARAMETERS) | TRIENNIAL | 2027 | N/A | POINT OF ENTRY TO DISTRIBUTION
2160053 | BALDWIN WATER SYSTEM | DUVAL | COMMUNITY | LCR | LEAD AND COPPER TAP SAMPLING | TRIENNIAL | 2027 | JUNE THROUGH SEPTEMBER | 10 SITES PER LCR SAMPLING PLAN
2160053 | BALDWIN WATER SYSTEM | DUVAL | COMMUNITY | RAD | COMBINED RADIUM-226 AND 228 | EVERY 3, 6, OR 9 YRS | 2033 | N/A | POINT OF ENTRY TO DISTRIBUTION
2160053 | BALDWIN WATER SYSTEM | DUVAL | COMMUNITY | RAD | COMBINED URANIUM | EVERY 3, 6, OR 9 YRS | 2033 | N/A | POINT OF ENTRY TO DISTRIBUTION
2160053 | BALDWIN WATER SYSTEM | DUVAL | COMMUNITY | RAD | GROSS ALPHA EXCL RADON AND URANIUM | EVERY 3, 6, OR 9 YRS | 2033 | N/A | POINT OF ENTRY TO DISTRIBUTION
2160053 | BALDWIN WATER SYSTEM | DUVAL | COMMUNITY | SEC | SECONDARY STANDARDS (14 PARAMETERS) | TRIENNIAL | 2027 | N/A | POINT OF ENTRY TO DISTRIBUTION
2160053 | BALDWIN WATER SYSTEM | DUVAL | COMMUNITY | SOC | SYNTHETIC ORGANIC CONTAMINANTS (29 PARAMETERS) | TRIENNIAL | 2027* | N/A | POINT OF ENTRY TO DISTRIBUTION | *SOC WAIVER MAY BE SUBMITTED INSTEAD OF SAMPLE RESULTS
2160053 | BALDWIN WATER SYSTEM | DUVAL | COMMUNITY | VOC | VOLATILE ORGANIC CONTAMINANTS (21 PARAMETERS) | TRIENNIAL | 2027 | N/A | POINT OF ENTRY TO DISTRIBUTION
2160174 | BACARDI BOTTLING CORPORATION | DUVAL | NONTRANSIENT NONCOMMUNITY | DBP | TTHMS AND HAA5S | TRIENNIAL | 2028 | JULY | TAP IN THE BACK OF ADMINISTRATION BLDG
2160174 | BACARDI BOTTLING CORPORATION | DUVAL | NONTRANSIENT NONCOMMUNITY | INOR | ASBESTOS | EVERY 9 YEARS | 2031 | N/A | IN DISTRIBUTION WHERE ASBESTOS HAS BEEN IDENTIFIED | "NO-ASBESTOS" WAIVER AVAILABLE IF APPLICABLE
2160174 | BACARDI BOTTLING CORPORATION | DUVAL | NONTRANSIENT NONCOMMUNITY | INOR | NITRATE | ANNUAL | 2026 | N/A | POINT OF ENTRY TO DISTRIBUTION
2160174 | BACARDI BOTTLING CORPORATION | DUVAL | NONTRANSIENT NONCOMMUNITY | INOR | NITRITE | ANNUAL | 2026 | N/A | POINT OF ENTRY TO DISTRIBUTION
2160174 | BACARDI BOTTLING CORPORATION | DUVAL | NONTRANSIENT NONCOMMUNITY | INOR | PRIMARY INORGANICS (16 PARAMETERS) | TRIENNIAL | 2028 | N/A | POINT OF ENTRY TO DISTRIBUTION
2160174 | BACARDI BOTTLING CORPORATION | DUVAL | NONTRANSIENT NONCOMMUNITY | LCR | LEAD AND COPPER TAP SAMPLING | ANNUAL | 2026 | JUNE THROUGH SEPTEMBER | 5 SITES PER LCR SAMPLING PLAN
2160174 | BACARDI BOTTLING CORPORATION | DUVAL | NONTRANSIENT NONCOMMUNITY | SOC | SYNTHETIC ORGANIC CONTAMINANTS (29 PARAMETERS) | TRIENNIAL | 2028* | N/A | POINT OF ENTRY TO DISTRIBUTION | *SOC WAIVER MAY BE SUBMITTED INSTEAD OF SAMPLE RESULTS
2160174 | BACARDI BOTTLING CORPORATION | DUVAL | NONTRANSIENT NONCOMMUNITY | VOC | VOLATILE ORGANIC CONTAMINANTS (21 PARAMETERS) | TRIENNIAL | 2028 | N/A | POINT OF ENTRY TO DISTRIBUTION
2160190 | CREATIVE CHILDREN'S ACADEMY | DUVAL | NONTRANSIENT NONCOMMUNITY | DBP | TTHMS AND HAA5S | TRIENNIAL | 2028 | SEPTEMBER | BATHROOM D SINK 2
2160190 | CREATIVE CHILDREN'S ACADEMY | DUVAL | NONTRANSIENT NONCOMMUNITY | INOR | ASBESTOS | EVERY 9 YEARS | 2031 | N/A | IN DISTRIBUTION WHERE ASBESTOS HAS BEEN IDENTIFIED | "NO-ASBESTOS" WAIVER AVAILABLE IF APPLICABLE
2160190 | CREATIVE CHILDREN'S ACADEMY | DUVAL | NONTRANSIENT NONCOMMUNITY | INOR | NITRATE | ANNUAL | 2026 | N/A | POINT OF ENTRY TO DISTRIBUTION
2160190 | CREATIVE CHILDREN'S ACADEMY | DUVAL | NONTRANSIENT NONCOMMUNITY | INOR | NITRITE | ANNUAL | 2026 | N/A | POINT OF ENTRY TO DISTRIBUTION
2160190 | CREATIVE CHILDREN'S ACADEMY | DUVAL | NONTRANSIENT NONCOMMUNITY | INOR | PRIMARY INORGANICS (16 PARAMETERS) | TRIENNIAL | 2028 | N/A | POINT OF ENTRY TO DISTRIBUTION
2160190 | CREATIVE CHILDREN'S ACADEMY | DUVAL | NONTRANSIENT NONCOMMUNITY | LCR | LEAD AND COPPER TAP SAMPLING | TRIENNIAL | 2028 | JUNE THROUGH SEPTEMBER | 5 SITES PER LCR SAMPLING PLAN
2160190 | CREATIVE CHILDREN'S ACADEMY | DUVAL | NONTRANSIENT NONCOMMUNITY | SOC | SYNTHETIC ORGANIC CONTAMINANTS (29 PARAMETERS) | TRIENNIAL | 2028* | N/A | POINT OF ENTRY TO DISTRIBUTION | *SOC WAIVER MAY BE SUBMITTED INSTEAD OF SAMPLE RESULTS
2160190 | CREATIVE CHILDREN'S ACADEMY | DUVAL | NONTRANSIENT NONCOMMUNITY | VOC | VOLATILE ORGANIC CONTAMINANTS (21 PARAMETERS) | TRIENNIAL | 2028 | N/A | POINT OF ENTRY TO DISTRIBUTION
2160200 | ATLANTIC BEACH WATER SYSTEM | DUVAL | LARGE COMMUNITY | DBP | TTHMS AND HAA5S | ANNUAL | 2026 | APRIL | 133 BEACH AVE
2160200 | ATLANTIC BEACH WATER SYSTEM | DUVAL | LARGE COMMUNITY | DBP | TTHMS AND HAA5S | ANNUAL | 2026 | OCTOBER | 2765 STATE RD A1A
2160200 | ATLANTIC BEACH WATER SYSTEM | DUVAL | LARGE COMMUNITY | INOR | ASBESTOS | EVERY 9 YEARS | 2029 | N/A | IN DISTRIBUTION WHERE ASBESTOS HAS BEEN IDENTIFIED | "NO-ASBESTOS" WAIVER AVAILABLE IF APPLICABLE
2160200 | ATLANTIC BEACH WATER SYSTEM | DUVAL | LARGE COMMUNITY | INOR | NITRATE | ANNUAL | 2026 | N/A | 001 - POE
2160200 | ATLANTIC BEACH WATER SYSTEM | DUVAL | LARGE COMMUNITY | INOR | NITRATE | ANNUAL | 2026 | N/A | 003 - POE
2160200 | ATLANTIC BEACH WATER SYSTEM | DUVAL | LARGE COMMUNITY | INOR | NITRATE | ANNUAL | 2026 | N/A | 002 - POE
2160200 | ATLANTIC BEACH WATER SYSTEM | DUVAL | LARGE COMMUNITY | INOR | NITRITE | ANNUAL | 2026 | N/A | 001 - POE
2160200 | ATLANTIC BEACH WATER SYSTEM | DUVAL | LARGE COMMUNITY | INOR | NITRITE | ANNUAL | 2026 | N/A | 002 - POE
2160200 | ATLANTIC BEACH WATER SYSTEM | DUVAL | LARGE COMMUNITY | INOR | NITRITE | ANNUAL | 2026 | N/A | 003 - POE
2160200 | ATLANTIC BEACH WATER SYSTEM | DUVAL | LARGE COMMUNITY | INOR | PRIMARY INORGANICS (16 PARAMETERS) | TRIENNIAL | 2026 | N/A | 002 - POE
2160200 | ATLANTIC BEACH WATER SYSTEM | DUVAL | LARGE COMMUNITY | INOR | PRIMARY INORGANICS (16 PARAMETERS) | TRIENNIAL | 2026 | N/A | 003 - POE
2160200 | ATLANTIC BEACH WATER SYSTEM | DUVAL | LARGE COMMUNITY | INOR | PRIMARY INORGANICS (16 PARAMETERS) | TRIENNIAL | 2026 | N/A | 001 - POE
2160200 | ATLANTIC BEACH WATER SYSTEM | DUVAL | LARGE COMMUNITY | LCR | LEAD AND COPPER TAP SAMPLING | TRIENNIAL | 2026 | JUNE THROUGH SEPTEMBER | 30 SITES PER LCR SAMPLING PLAN
2160200 | ATLANTIC BEACH WATER SYSTEM | DUVAL | LARGE COMMUNITY | RAD | COMBINED RADIUM-226 AND 228 | EVERY 3, 6, OR 9 YRS | 2026 | N/A | 001 - POE
2160200 | ATLANTIC BEACH WATER SYSTEM | DUVAL | LARGE COMMUNITY | RAD | COMBINED RADIUM-226 AND 228 | EVERY 3, 6, OR 9 YRS | 2026 | N/A | 002 - POE
2160200 | ATLANTIC BEACH WATER SYSTEM | DUVAL | LARGE COMMUNITY | RAD | COMBINED RADIUM-226 AND 228 | EVERY 3, 6, OR 9 YRS | 2026 | N/A | 003 - POE
2160200 | ATLANTIC BEACH WATER SYSTEM | DUVAL | LARGE COMMUNITY | RAD | COMBINED URANIUM | EVERY 3, 6, OR 9 YRS | 2026 | N/A | 001 - POE
2160200 | ATLANTIC BEACH WATER SYSTEM | DUVAL | LARGE COMMUNITY | RAD | COMBINED URANIUM | EVERY 3, 6, OR 9 YRS | 2026 | N/A | 002 - POE
2160200 | ATLANTIC BEACH WATER SYSTEM | DUVAL | LARGE COMMUNITY | RAD | COMBINED URANIUM | EVERY 3, 6, OR 9 YRS | 2026 | N/A | POINT OF ENTRY TO DISTRIBUTION
2160200 | ATLANTIC BEACH WATER SYSTEM | DUVAL | LARGE COMMUNITY | RAD | COMBINED URANIUM | EVERY 3, 6, OR 9 YRS | 2026 | N/A | 003 - POE
2160200 | ATLANTIC BEACH WATER SYSTEM | DUVAL | LARGE COMMUNITY | RAD | GROSS ALPHA EXCL RADON AND URANIUM | EVERY 3, 6, OR 9 YRS | 2026 | N/A | 001 - POE
2160200 | ATLANTIC BEACH WATER SYSTEM | DUVAL | LARGE COMMUNITY | RAD | GROSS ALPHA EXCL RADON AND URANIUM | EVERY 3, 6, OR 9 YRS | 2026 | N/A | 002 - POE
2160200 | ATLANTIC BEACH WATER SYSTEM | DUVAL | LARGE COMMUNITY | RAD | GROSS ALPHA EXCL RADON AND URANIUM | EVERY 3, 6, OR 9 YRS | 2026 | N/A | 003 - POE
2160200 | ATLANTIC BEACH WATER SYSTEM | DUVAL | LARGE COMMUNITY | SEC | SECONDARY STANDARDS (14 PARAMETERS) | TRIENNIAL | 2026 | N/A | 002 - POE
2160200 | ATLANTIC BEACH WATER SYSTEM | DUVAL | LARGE COMMUNITY | SEC | SECONDARY STANDARDS (14 PARAMETERS) | TRIENNIAL | 2026 | N/A | 003 - POE
2160200 | ATLANTIC BEACH WATER SYSTEM | DUVAL | LARGE COMMUNITY | SEC | SECONDARY STANDARDS (14 PARAMETERS) | TRIENNIAL | 2026 | N/A | 001 - POE
2160200 | ATLANTIC BEACH WATER SYSTEM | DUVAL | LARGE COMMUNITY | SOC | SYNTHETIC ORGANIC CONTAMINANTS (29 PARAMETERS) | TRIENNIAL | 2026* | N/A | 001 - POE | *MUST BE SAMPLED TWICE IN TWO DIFFERENT QUARTERS; SOC WAIVER MAY BE SUBMITTED INSTEAD OF SAMPLE RESULTS
2160200 | ATLANTIC BEACH WATER SYSTEM | DUVAL | LARGE COMMUNITY | SOC | SYNTHETIC ORGANIC CONTAMINANTS (29 PARAMETERS) | TRIENNIAL | 2026* | N/A | 002 - POE | *MUST BE SAMPLED TWICE IN TWO DIFFERENT QUARTERS; SOC WAIVER MAY BE SUBMITTED INSTEAD OF SAMPLE RESULTS
2160200 | ATLANTIC BEACH WATER SYSTEM | DUVAL | LARGE COMMUNITY | SOC | SYNTHETIC ORGANIC CONTAMINANTS (29 PARAMETERS) | TRIENNIAL | 2026* | N/A | 003 - POE | *MUST BE SAMPLED TWICE IN TWO DIFFERENT QUARTERS; SOC WAIVER MAY BE SUBMITTED INSTEAD OF SAMPLE RESULTS
2160200 | ATLANTIC BEACH WATER SYSTEM | DUVAL | LARGE COMMUNITY | VOC | VOLATILE ORGANIC CONTAMINANTS (21 PARAMETERS) | TRIENNIAL | 2026 | N/A | 001 - POE
2160200 | ATLANTIC BEACH WATER SYSTEM | DUVAL | LARGE COMMUNITY | VOC | VOLATILE ORGANIC CONTAMINANTS (21 PARAMETERS) | TRIENNIAL | 2026 | N/A | 002 - POE
2160200 | ATLANTIC BEACH WATER SYSTEM | DUVAL | LARGE COMMUNITY | VOC | VOLATILE ORGANIC CONTAMINANTS (21 PARAMETERS) | TRIENNIAL | 2026 | N/A | 003 - POE
2160206 | NEPTUNE BEACH | DUVAL | LARGE COMMUNITY | DBP | TTHMS AND HAA5S | ANNUAL | 2026 | NOVEMBER | 2032 MARY BRANT LOOP
2160206 | NEPTUNE BEACH | DUVAL | LARGE COMMUNITY | DBP | TTHMS AND HAA5S | ANNUAL | 2026 | NOVEMBER | 1515 FLORIDA BLVD
2160206 | NEPTUNE BEACH | DUVAL | LARGE COMMUNITY | INOR | ASBESTOS | EVERY 9 YEARS | 2029 | N/A | IN DISTRIBUTION WHERE ASBESTOS HAS BEEN IDENTIFIED | "NO-ASBESTOS" WAIVER AVAILABLE IF APPLICABLE
2160206 | NEPTUNE BEACH | DUVAL | LARGE COMMUNITY | INOR | NITRATE | ANNUAL | 2026 | N/A | POINT OF ENTRY TO DISTRIBUTION
2160206 | NEPTUNE BEACH | DUVAL | LARGE COMMUNITY | INOR | NITRITE | ANNUAL | 2026 | N/A | POINT OF ENTRY TO DISTRIBUTION
2160206 | NEPTUNE BEACH | DUVAL | LARGE COMMUNITY | INOR | PRIMARY INORGANICS (16 PARAMETERS) | TRIENNIAL | 2026 | N/A | POINT OF ENTRY TO DISTRIBUTION
2160206 | NEPTUNE BEACH | DUVAL | LARGE COMMUNITY | LCR | LEAD AND COPPER TAP SAMPLING | TRIENNIAL | 2026 | JUNE THROUGH SEPTEMBER | 20 SITES PER LCR SAMPLING PLAN
2160206 | NEPTUNE BEACH | DUVAL | LARGE COMMUNITY | RAD | COMBINED RADIUM-226 AND 228 | EVERY 3, 6, OR 9 YRS | 2032 | N/A | POINT OF ENTRY TO DISTRIBUTION
2160206 | NEPTUNE BEACH | DUVAL | LARGE COMMUNITY | RAD | COMBINED URANIUM | EVERY 3, 6, OR 9 YRS | 2032 | N/A | POINT OF ENTRY TO DISTRIBUTION
2160206 | NEPTUNE BEACH | DUVAL | LARGE COMMUNITY | RAD | GROSS ALPHA EXCL RADON AND URANIUM | EVERY 3, 6, OR 9 YRS | 2032 | N/A | POINT OF ENTRY TO DISTRIBUTION
2160206 | NEPTUNE BEACH | DUVAL | LARGE COMMUNITY | SEC | SECONDARY STANDARDS (14 PARAMETERS) | TRIENNIAL | 2026 | N/A | POINT OF ENTRY TO DISTRIBUTION
2160206 | NEPTUNE BEACH | DUVAL | LARGE COMMUNITY | SOC | SYNTHETIC ORGANIC CONTAMINANTS (29 PARAMETERS) | TRIENNIAL | 2026* | N/A | POINT OF ENTRY TO DISTRIBUTION | *MUST BE SAMPLED TWICE IN TWO DIFFERENT QUARTERS; SOC WAIVER MAY BE SUBMITTED INSTEAD OF SAMPLE RESULTS
2160206 | NEPTUNE BEACH | DUVAL | LARGE COMMUNITY | VOC | VOLATILE ORGANIC CONTAMINANTS (21 PARAMETERS) | TRIENNIAL | 2026 | N/A | POINT OF ENTRY TO DISTRIBUTION
2160254 | DANIEL MEMORIAL | DUVAL | COMMUNITY | DBP | TTHMS AND HAA5S | TRIENNIAL | 2027 | AUGUST | SPIGOT CREEKSIDE BLDG
2160254 | DANIEL MEMORIAL | DUVAL | COMMUNITY | INOR | ASBESTOS | EVERY 9 YEARS | 2030 | N/A | IN DISTRIBUTION WHERE ASBESTOS HAS BEEN IDENTIFIED | "NO-ASBESTOS" WAIVER AVAILABLE IF APPLICABLE
2160254 | DANIEL MEMORIAL | DUVAL | COMMUNITY | INOR | NITRATE | ANNUAL | 2026 | N/A | POINT OF ENTRY TO DISTRIBUTION
2160254 | DANIEL MEMORIAL | DUVAL | COMMUNITY | INOR | NITRITE | ANNUAL | 2026 | N/A | POINT OF ENTRY TO DISTRIBUTION
2160254 | DANIEL MEMORIAL | DUVAL | COMMUNITY | INOR | PRIMARY INORGANICS (16 PARAMETERS) | TRIENNIAL | 2027 | N/A | POINT OF ENTRY TO DISTRIBUTION
2160254 | DANIEL MEMORIAL | DUVAL | COMMUNITY | LCR | LEAD AND COPPER TAP SAMPLING | TRIENNIAL | 2027 | JUNE THROUGH SEPTEMBER | 5 SITES PER LCR SAMPLING PLAN
2160254 | DANIEL MEMORIAL | DUVAL | COMMUNITY | RAD | COMBINED RADIUM-226 AND 228 | EVERY 3, 6, OR 9 YRS | 2027 | N/A | POINT OF ENTRY TO DISTRIBUTION
2160254 | DANIEL MEMORIAL | DUVAL | COMMUNITY | RAD | COMBINED URANIUM | EVERY 3, 6, OR 9 YRS | 2027 | N/A | POINT OF ENTRY TO DISTRIBUTION
2160254 | DANIEL MEMORIAL | DUVAL | COMMUNITY | RAD | GROSS ALPHA EXCL RADON AND URANIUM | EVERY 3, 6, OR 9 YRS | 2027 | N/A | POINT OF ENTRY TO DISTRIBUTION
2160254 | DANIEL MEMORIAL | DUVAL | COMMUNITY | SEC | SECONDARY STANDARDS (14 PARAMETERS) | TRIENNIAL | 2027 | N/A | POINT OF ENTRY TO DISTRIBUTION
2160254 | DANIEL MEMORIAL | DUVAL | COMMUNITY | SOC | SYNTHETIC ORGANIC CONTAMINANTS (29 PARAMETERS) | TRIENNIAL | 2027* | N/A | POINT OF ENTRY TO DISTRIBUTION | *SOC WAIVER MAY BE SUBMITTED INSTEAD OF SAMPLE RESULTS
2160254 | DANIEL MEMORIAL | DUVAL | COMMUNITY | VOC | VOLATILE ORGANIC CONTAMINANTS (21 PARAMETERS) | TRIENNIAL | 2027 | N/A | POINT OF ENTRY TO DISTRIBUTION
2160375 | CMC STEEL FLORIDA, MAIN | DUVAL | NONTRANSIENT NONCOMMUNITY | DBP | TTHMS AND HAA5S | TRIENNIAL | 2028 | AUGUST | MEN'S ROOM ILL SERVICES
2160375 | CMC STEEL FLORIDA, MAIN | DUVAL | NONTRANSIENT NONCOMMUNITY | INOR | ASBESTOS | EVERY 9 YEARS | 2031 | N/A | IN DISTRIBUTION WHERE ASBESTOS HAS BEEN IDENTIFIED | "NO-ASBESTOS" WAIVER AVAILABLE IF APPLICABLE
2160375 | CMC STEEL FLORIDA, MAIN | DUVAL | NONTRANSIENT NONCOMMUNITY | INOR | NITRATE | ANNUAL | 2026 | N/A | POINT OF ENTRY TO DISTRIBUTION
2160375 | CMC STEEL FLORIDA, MAIN | DUVAL | NONTRANSIENT NONCOMMUNITY | INOR | NITRITE | ANNUAL | 2026 | N/A | POINT OF ENTRY TO DISTRIBUTION
2160375 | CMC STEEL FLORIDA, MAIN | DUVAL | NONTRANSIENT NONCOMMUNITY | INOR | PRIMARY INORGANICS (16 PARAMETERS) | TRIENNIAL | 2028 | N/A | POINT OF ENTRY TO DISTRIBUTION
2160375 | CMC STEEL FLORIDA, MAIN | DUVAL | NONTRANSIENT NONCOMMUNITY | LCR | LEAD AND COPPER TAP SAMPLING | TRIENNIAL | 2027 | JUNE THROUGH SEPTEMBER | 5 SITES PER LCR SAMPLING PLAN
2160375 | CMC STEEL FLORIDA, MAIN | DUVAL | NONTRANSIENT NONCOMMUNITY | SOC | DI(2-ETHYLHEXYL)PHTHALATE | QUARTERLY | 2026 | N/A | POINT OF ENTRY TO DISTRIBUTION
2160375 | CMC STEEL FLORIDA, MAIN | DUVAL | NONTRANSIENT NONCOMMUNITY | SOC | SYNTHETIC ORGANIC CONTAMINANTS (29 PARAMETERS) | TRIENNIAL | 2028* | N/A | POINT OF ENTRY TO DISTRIBUTION | *SOC WAIVER MAY BE SUBMITTED INSTEAD OF SAMPLE RESULTS
2160375 | CMC STEEL FLORIDA, MAIN | DUVAL | NONTRANSIENT NONCOMMUNITY | VOC | DICHLOROMETHANE | QUARTERLY | 2026 | N/A | POINT OF ENTRY TO DISTRIBUTION
2160375 | CMC STEEL FLORIDA, MAIN | DUVAL | NONTRANSIENT NONCOMMUNITY | VOC | VOLATILE ORGANIC CONTAMINANTS (21 PARAMETERS) | TRIENNIAL | 2028 | N/A | POINT OF ENTRY TO DISTRIBUTION
2160390 | CRYSTAL SPRINGS ESTATES MHP | DUVAL | COMMUNITY | DBP | TTHMS AND HAA5S | TRIENNIAL | 2027 | JULY | LOT 168
2160390 | CRYSTAL SPRINGS ESTATES MHP | DUVAL | COMMUNITY | INOR | ASBESTOS | EVERY 9 YEARS | 2030 | N/A | IN DISTRIBUTION WHERE ASBESTOS HAS BEEN IDENTIFIED | "NO-ASBESTOS" WAIVER AVAILABLE IF APPLICABLE
2160390 | CRYSTAL SPRINGS ESTATES MHP | DUVAL | COMMUNITY | INOR | NITRATE | ANNUAL | 2026 | N/A | POINT OF ENTRY TO DISTRIBUTION
2160390 | CRYSTAL SPRINGS ESTATES MHP | DUVAL | COMMUNITY | INOR | NITRITE | ANNUAL | 2026 | N/A | POINT OF ENTRY TO DISTRIBUTION
2160390 | CRYSTAL SPRINGS ESTATES MHP | DUVAL | COMMUNITY | INOR | PRIMARY INORGANICS (16 PARAMETERS) | TRIENNIAL | 2027 | N/A | POINT OF ENTRY TO DISTRIBUTION
2160390 | CRYSTAL SPRINGS ESTATES MHP | DUVAL | COMMUNITY | LCR | LEAD AND COPPER TAP SAMPLING | TRIENNIAL | 2027 | JUNE THROUGH SEPTEMBER | 5 SITES PER LCR SAMPLING PLAN
2160390 | CRYSTAL SPRINGS ESTATES MHP | DUVAL | COMMUNITY | RAD | COMBINED RADIUM-226 AND 228 | EVERY 3, 6, OR 9 YRS | 2027 | N/A | POINT OF ENTRY TO DISTRIBUTION
2160390 | CRYSTAL SPRINGS ESTATES MHP | DUVAL | COMMUNITY | RAD | COMBINED URANIUM | EVERY 3, 6, OR 9 YRS | 2027 | N/A | POINT OF ENTRY TO DISTRIBUTION
2160390 | CRYSTAL SPRINGS ESTATES MHP | DUVAL | COMMUNITY | RAD | GROSS ALPHA EXCL RADON AND URANIUM | EVERY 3, 6, OR 9 YRS | 2027 | N/A | POINT OF ENTRY TO DISTRIBUTION
2160390 | CRYSTAL SPRINGS ESTATES MHP | DUVAL | COMMUNITY | SEC | SECONDARY STANDARDS (14 PARAMETERS) | TRIENNIAL | 2027 | N/A | POINT OF ENTRY TO DISTRIBUTION
2160390 | CRYSTAL SPRINGS ESTATES MHP | DUVAL | COMMUNITY | SOC | SYNTHETIC ORGANIC CONTAMINANTS (29 PARAMETERS) | TRIENNIAL | 2027* | N/A | POINT OF ENTRY TO DISTRIBUTION | *SOC WAIVER MAY BE SUBMITTED INSTEAD OF SAMPLE RESULTS
2160390 | CRYSTAL SPRINGS ESTATES MHP | DUVAL | COMMUNITY | VOC | VOLATILE ORGANIC CONTAMINANTS (21 PARAMETERS) | TRIENNIAL | 2027 | N/A | POINT OF ENTRY TO DISTRIBUTION
2160563 | JACKSONVILLE BEACH WTP | DUVAL | LARGE COMMUNITY | DBP | TTHMS AND HAA5S | QUARTERLY | 2026 | SECOND MONTH, FIRST WEEK | D28 - 1251 LAGUNA VILLA DR
2160563 | JACKSONVILLE BEACH WTP | DUVAL | LARGE COMMUNITY | DBP | TTHMS AND HAA5S | QUARTERLY | 2026 | SECOND MONTH, FIRST WEEK | D17 - 8 HOPSON RD
2160563 | JACKSONVILLE BEACH WTP | DUVAL | LARGE COMMUNITY | DBP | TTHMS AND HAA5S | QUARTERLY | 2026 | SECOND MONTH, FIRST WEEK | D33 - 3760 3RD ST S.
2160563 | JACKSONVILLE BEACH WTP | DUVAL | LARGE COMMUNITY | DBP | TTHMS AND HAA5S | QUARTERLY | 2026 | SECOND MONTH, FIRST WEEK | D1 - 1954 10TH ST N.
2160563 | JACKSONVILLE BEACH WTP | DUVAL | LARGE COMMUNITY | INOR | ASBESTOS | EVERY 9 YEARS | 2029 | N/A | IN DISTRIBUTION WHERE ASBESTOS HAS BEEN IDENTIFIED | "NO-ASBESTOS" WAIVER AVAILABLE IF APPLICABLE
2160563 | JACKSONVILLE BEACH WTP | DUVAL | LARGE COMMUNITY | INOR | NITRATE | ANNUAL | 2026 | N/A | 001 - POE
2160563 | JACKSONVILLE BEACH WTP | DUVAL | LARGE COMMUNITY | INOR | NITRATE | ANNUAL | 2026 | N/A | 002 - POE
2160563 | JACKSONVILLE BEACH WTP | DUVAL | LARGE COMMUNITY | INOR | NITRITE | ANNUAL | 2026 | N/A | 001 - POE
2160563 | JACKSONVILLE BEACH WTP | DUVAL | LARGE COMMUNITY | INOR | NITRITE | ANNUAL | 2026 | N/A | 002 - POE
2160563 | JACKSONVILLE BEACH WTP | DUVAL | LARGE COMMUNITY | INOR | PRIMARY INORGANICS (16 PARAMETERS) | TRIENNIAL | 2026 | N/A | 001 - POE
2160563 | JACKSONVILLE BEACH WTP | DUVAL | LARGE COMMUNITY | INOR | PRIMARY INORGANICS (16 PARAMETERS) | TRIENNIAL | 2026 | N/A | 002 - POE
2160563 | JACKSONVILLE BEACH WTP | DUVAL | LARGE COMMUNITY | LCR | LEAD AND COPPER TAP SAMPLING | TRIENNIAL | 2028 | JUNE THROUGH SEPTEMBER | 30 SITES PER LCR SAMPLING PLAN
2160563 | JACKSONVILLE BEACH WTP | DUVAL | LARGE COMMUNITY | RAD | COMBINED RADIUM-226 AND 228 | EVERY 3, 6, OR 9 YRS | 2026 | N/A | 001 - POE
2160563 | JACKSONVILLE BEACH WTP | DUVAL | LARGE COMMUNITY | RAD | COMBINED RADIUM-226 AND 228 | EVERY 3, 6, OR 9 YRS | 2026 | N/A | 002 - POE
2160563 | JACKSONVILLE BEACH WTP | DUVAL | LARGE COMMUNITY | RAD | COMBINED URANIUM | EVERY 3, 6, OR 9 YRS | 2026 | N/A | 001 - POE
2160563 | JACKSONVILLE BEACH WTP | DUVAL | LARGE COMMUNITY | RAD | COMBINED URANIUM | EVERY 3, 6, OR 9 YRS | 2026 | N/A | 002 - POE
2160563 | JACKSONVILLE BEACH WTP | DUVAL | LARGE COMMUNITY | RAD | GROSS ALPHA EXCL RADON AND URANIUM | EVERY 3, 6, OR 9 YRS | 2026 | N/A | 002 - POE
2160563 | JACKSONVILLE BEACH WTP | DUVAL | LARGE COMMUNITY | RAD | GROSS ALPHA EXCL RADON AND URANIUM | EVERY 3, 6, OR 9 YRS | 2026 | N/A | 001 - POE
2160563 | JACKSONVILLE BEACH WTP | DUVAL | LARGE COMMUNITY | SEC | SECONDARY STANDARDS (14 PARAMETERS) | TRIENNIAL | 2026 | N/A | 001 - POE
2160563 | JACKSONVILLE BEACH WTP | DUVAL | LARGE COMMUNITY | SEC | SECONDARY STANDARDS (14 PARAMETERS) | TRIENNIAL | 2026 | N/A | 002 - POE
2160563 | JACKSONVILLE BEACH WTP | DUVAL | LARGE COMMUNITY | SOC | SYNTHETIC ORGANIC CONTAMINANTS (29 PARAMETERS) | TRIENNIAL | 2026* | N/A | 001 - POE | *MUST BE SAMPLED TWICE IN TWO DIFFERENT QUARTERS; SOC WAIVER MAY BE SUBMITTED INSTEAD OF SAMPLE RESULTS
2160563 | JACKSONVILLE BEACH WTP | DUVAL | LARGE COMMUNITY | SOC | SYNTHETIC ORGANIC CONTAMINANTS (29 PARAMETERS) | TRIENNIAL | 2026* | N/A | 002 - POE | *MUST BE SAMPLED TWICE IN TWO DIFFERENT QUARTERS; SOC WAIVER MAY BE SUBMITTED INSTEAD OF SAMPLE RESULTS
2160563 | JACKSONVILLE BEACH WTP | DUVAL | LARGE COMMUNITY | VOC | VOLATILE ORGANIC CONTAMINANTS (21 PARAMETERS) | TRIENNIAL | 2026 | N/A | 001 - POE
2160563 | JACKSONVILLE BEACH WTP | DUVAL | LARGE COMMUNITY | VOC | VOLATILE ORGANIC CONTAMINANTS (21 PARAMETERS) | TRIENNIAL | 2026 | N/A | 002 - POE
2160568 | JACKSONVILLE UNIVERSITY | DUVAL | LARGE COMMUNITY | DBP | TTHMS AND HAA5S | ANNUAL | 2026 | AUGUST | VOLLEYBALL COURT
2160568 | JACKSONVILLE UNIVERSITY | DUVAL | LARGE COMMUNITY | INOR | ASBESTOS | EVERY 9 YEARS | 2029 | N/A | IN DISTRIBUTION WHERE ASBESTOS HAS BEEN IDENTIFIED | "NO-ASBESTOS" WAIVER AVAILABLE IF APPLICABLE
2160568 | JACKSONVILLE UNIVERSITY | DUVAL | LARGE COMMUNITY | INOR | NITRATE | ANNUAL | 2026 | N/A | POINT OF ENTRY TO DISTRIBUTION
2160568 | JACKSONVILLE UNIVERSITY | DUVAL | LARGE COMMUNITY | INOR | NITRITE | ANNUAL | 2026 | N/A | POINT OF ENTRY TO DISTRIBUTION
2160568 | JACKSONVILLE UNIVERSITY | DUVAL | LARGE COMMUNITY | INOR | PRIMARY INORGANICS (16 PARAMETERS) | TRIENNIAL | 2026 | N/A | POINT OF ENTRY TO DISTRIBUTION
2160568 | JACKSONVILLE UNIVERSITY | DUVAL | LARGE COMMUNITY | LCR | LEAD AND COPPER TAP SAMPLING | TRIENNIAL | 2026 | JUNE THROUGH SEPTEMBER | 20 SITES PER LCR SAMPLING PLAN
2160568 | JACKSONVILLE UNIVERSITY | DUVAL | LARGE COMMUNITY | RAD | COMBINED RADIUM-226 AND 228 | EVERY 3, 6, OR 9 YRS | 2029 | N/A | POINT OF ENTRY TO DISTRIBUTION
2160568 | JACKSONVILLE UNIVERSITY | DUVAL | LARGE COMMUNITY | RAD | COMBINED URANIUM | EVERY 3, 6, OR 9 YRS | 2029 | N/A | POINT OF ENTRY TO DISTRIBUTION
2160568 | JACKSONVILLE UNIVERSITY | DUVAL | LARGE COMMUNITY | RAD | GROSS ALPHA EXCL RADON AND URANIUM | EVERY 3, 6, OR 9 YRS | 2029 | N/A | POINT OF ENTRY TO DISTRIBUTION
2160568 | JACKSONVILLE UNIVERSITY | DUVAL | LARGE COMMUNITY | SEC | SECONDARY STANDARDS (14 PARAMETERS) | TRIENNIAL | 2026 | N/A | POINT OF ENTRY TO DISTRIBUTION
2160568 | JACKSONVILLE UNIVERSITY | DUVAL | LARGE COMMUNITY | SOC | DI(2-ETHYLHEXYL)PHTHALATE | ANNUAL | 2026 | JULY THROUGH SEPTEMBER | POINT OF ENTRY TO DISTRIBUTION
2160568 | JACKSONVILLE UNIVERSITY | DUVAL | LARGE COMMUNITY | SOC | SYNTHETIC ORGANIC CONTAMINANTS (29 PARAMETERS) | TRIENNIAL | 2026* | N/A | POINT OF ENTRY TO DISTRIBUTION | *MUST BE SAMPLED TWICE IN TWO DIFFERENT QUARTERS; SOC WAIVER MAY BE SUBMITTED INSTEAD OF SAMPLE RESULTS
2160568 | JACKSONVILLE UNIVERSITY | DUVAL | LARGE COMMUNITY | VOC | VOLATILE ORGANIC CONTAMINANTS (21 PARAMETERS) | TRIENNIAL | 2026 | N/A | POINT OF ENTRY TO DISTRIBUTION
2160571 | MONTGOMERY CORRECTIONAL CENTER | DUVAL | NONTRANSIENT NONCOMMUNITY | DBP | TTHMS AND HAA5S | ANNUAL | 2026 | APRIL | GOAT PEN
2160571 | MONTGOMERY CORRECTIONAL CENTER | DUVAL | NONTRANSIENT NONCOMMUNITY | DBP | TTHMS AND HAA5S | ANNUAL | 2026 | APRIL | GUN RANGE
2160571 | MONTGOMERY CORRECTIONAL CENTER | DUVAL | NONTRANSIENT NONCOMMUNITY | INOR | ASBESTOS | EVERY 9 YEARS | 2031 | N/A | IN DISTRIBUTION WHERE ASBESTOS HAS BEEN IDENTIFIED | "NO-ASBESTOS" WAIVER AVAILABLE IF APPLICABLE
2160571 | MONTGOMERY CORRECTIONAL CENTER | DUVAL | NONTRANSIENT NONCOMMUNITY | INOR | NITRATE | ANNUAL | 2026 | N/A | POINT OF ENTRY TO DISTRIBUTION
2160571 | MONTGOMERY CORRECTIONAL CENTER | DUVAL | NONTRANSIENT NONCOMMUNITY | INOR | NITRITE | ANNUAL | 2026 | N/A | POINT OF ENTRY TO DISTRIBUTION
2160571 | MONTGOMERY CORRECTIONAL CENTER | DUVAL | NONTRANSIENT NONCOMMUNITY | INOR | PRIMARY INORGANICS (16 PARAMETERS) | TRIENNIAL | 2028 | N/A | POINT OF ENTRY TO DISTRIBUTION
2160571 | MONTGOMERY CORRECTIONAL CENTER | DUVAL | NONTRANSIENT NONCOMMUNITY | LCR | LEAD AND COPPER TAP SAMPLING | TRIENNIAL | 2028 | JUNE THROUGH SEPTEMBER | 10 SITES PER LCR SAMPLING PLAN
2160571 | MONTGOMERY CORRECTIONAL CENTER | DUVAL | NONTRANSIENT NONCOMMUNITY | SOC | SYNTHETIC ORGANIC CONTAMINANTS (29 PARAMETERS) | TRIENNIAL | 2028* | N/A | POINT OF ENTRY TO DISTRIBUTION | *SOC WAIVER MAY BE SUBMITTED INSTEAD OF SAMPLE RESULTS
2160571 | MONTGOMERY CORRECTIONAL CENTER | DUVAL | NONTRANSIENT NONCOMMUNITY | VOC | VOLATILE ORGANIC CONTAMINANTS (21 PARAMETERS) | TRIENNIAL | 2028 | N/A | POINT OF ENTRY TO DISTRIBUTION
2160601 | YUKON INDUSTRIES, LTD. | DUVAL | COMMUNITY | DBP | TTHMS AND HAA5S | TRIENNIAL | 2027 | AUGUST | 6328 YUKON ROAD
2160601 | YUKON INDUSTRIES, LTD. | DUVAL | COMMUNITY | INOR | ASBESTOS | EVERY 9 YEARS | 2030 | N/A | IN DISTRIBUTION WHERE ASBESTOS HAS BEEN IDENTIFIED | "NO-ASBESTOS" WAIVER AVAILABLE IF APPLICABLE
2160601 | YUKON INDUSTRIES, LTD. | DUVAL | COMMUNITY | INOR | NITRATE | ANNUAL | 2026 | N/A | POINT OF ENTRY TO DISTRIBUTION
2160601 | YUKON INDUSTRIES, LTD. | DUVAL | COMMUNITY | INOR | NITRITE | ANNUAL | 2026 | N/A | POINT OF ENTRY TO DISTRIBUTION
2160601 | YUKON INDUSTRIES, LTD. | DUVAL | COMMUNITY | INOR | PRIMARY INORGANICS (16 PARAMETERS) | TRIENNIAL | 2027 | N/A | POINT OF ENTRY TO DISTRIBUTION
2160601 | YUKON INDUSTRIES, LTD. | DUVAL | COMMUNITY | LCR | LEAD AND COPPER TAP SAMPLING | TRIENNIAL | 2027 | JUNE THROUGH SEPTEMBER | 5 SITES PER LCR SAMPLING PLAN
2160601 | YUKON INDUSTRIES, LTD. | DUVAL | COMMUNITY | RAD | COMBINED RADIUM-226 AND 228 | EVERY 3, 6, OR 9 YRS | 2027 | N/A | POINT OF ENTRY TO DISTRIBUTION
2160601 | YUKON INDUSTRIES, LTD. | DUVAL | COMMUNITY | RAD | COMBINED URANIUM | EVERY 3, 6, OR 9 YRS | 2027 | N/A | POINT OF ENTRY TO DISTRIBUTION
2160601 | YUKON INDUSTRIES, LTD. | DUVAL | COMMUNITY | RAD | GROSS ALPHA EXCL RADON AND URANIUM | EVERY 3, 6, OR 9 YRS | 2027 | N/A | POINT OF ENTRY TO DISTRIBUTION
2160601 | YUKON INDUSTRIES, LTD. | DUVAL | COMMUNITY | SEC | SECONDARY STANDARDS (14 PARAMETERS) | TRIENNIAL | 2027 | N/A | POINT OF ENTRY TO DISTRIBUTION
2160601 | YUKON INDUSTRIES, LTD. | DUVAL | COMMUNITY | SOC | SYNTHETIC ORGANIC CONTAMINANTS (29 PARAMETERS) | TRIENNIAL | 2027* | N/A | POINT OF ENTRY TO DISTRIBUTION | *SOC WAIVER MAY BE SUBMITTED INSTEAD OF SAMPLE RESULTS
2160601 | YUKON INDUSTRIES, LTD. | DUVAL | COMMUNITY | VOC | VOLATILE ORGANIC CONTAMINANTS (21 PARAMETERS) | TRIENNIAL | 2027 | N/A | POINT OF ENTRY TO DISTRIBUTION
2160654 | STUDY ESTATES MHP | DUVAL | COMMUNITY | DBP | TTHMS AND HAA5S | TRIENNIAL | 2027 | JULY | LOT 27
2160654 | STUDY ESTATES MHP | DUVAL | COMMUNITY | INOR | ASBESTOS | EVERY 9 YEARS | 2030 | N/A | IN DISTRIBUTION WHERE ASBESTOS HAS BEEN IDENTIFIED | "NO-ASBESTOS" WAIVER AVAILABLE IF APPLICABLE
2160654 | STUDY ESTATES MHP | DUVAL | COMMUNITY | INOR | NITRATE | ANNUAL | 2026 | N/A | POINT OF ENTRY TO DISTRIBUTION
2160654 | STUDY ESTATES MHP | DUVAL | COMMUNITY | INOR | NITRITE | ANNUAL | 2026 | N/A | POINT OF ENTRY TO DISTRIBUTION
2160654 | STUDY ESTATES MHP | DUVAL | COMMUNITY | INOR | PRIMARY INORGANICS (16 PARAMETERS) | TRIENNIAL | 2027 | N/A | POINT OF ENTRY TO DISTRIBUTION
2160654 | STUDY ESTATES MHP | DUVAL | COMMUNITY | LCR | LEAD AND COPPER TAP SAMPLING | TRIENNIAL | 2027 | JUNE THROUGH SEPTEMBER | 5 SITES PER LCR SAMPLING PLAN
2160654 | STUDY ESTATES MHP | DUVAL | COMMUNITY | RAD | COMBINED RADIUM-226 AND 228 | EVERY 3, 6, OR 9 YRS | 2030 | N/A | POINT OF ENTRY TO DISTRIBUTION
2160654 | STUDY ESTATES MHP | DUVAL | COMMUNITY | RAD | COMBINED URANIUM | EVERY 3, 6, OR 9 YRS | 2030 | N/A | POINT OF ENTRY TO DISTRIBUTION
2160654 | STUDY ESTATES MHP | DUVAL | COMMUNITY | RAD | GROSS ALPHA EXCL RADON AND URANIUM | EVERY 3, 6, OR 9 YRS | 2030 | N/A | POINT OF ENTRY TO DISTRIBUTION
2160654 | STUDY ESTATES MHP | DUVAL | COMMUNITY | SEC | SECONDARY STANDARDS (14 PARAMETERS) | TRIENNIAL | 2027 | N/A | POINT OF ENTRY TO DISTRIBUTION
2160654 | STUDY ESTATES MHP | DUVAL | COMMUNITY | SOC | SYNTHETIC ORGANIC CONTAMINANTS (29 PARAMETERS) | TRIENNIAL | 2027* | N/A | POINT OF ENTRY TO DISTRIBUTION | *SOC WAIVER MAY BE SUBMITTED INSTEAD OF SAMPLE RESULTS
2160654 | STUDY ESTATES MHP | DUVAL | COMMUNITY | VOC | VOLATILE ORGANIC CONTAMINANTS (21 PARAMETERS) | TRIENNIAL | 2027 | N/A | POINT OF ENTRY TO DISTRIBUTION
2160734 | N.S. MAYPORT | DUVAL | LARGE COMMUNITY | DBP | TTHMS AND HAA5S | QUARTERLY | 2026 | FIRST MONTH, SECOND WEEK | 1460 PATROL ROAD
2160734 | N.S. MAYPORT | DUVAL | LARGE COMMUNITY | DBP | TTHMS AND HAA5S | QUARTERLY | 2026 | FIRST MONTH, SECOND WEEK | 413 BALTIMORE ST
2160734 | N.S. MAYPORT | DUVAL | LARGE COMMUNITY | DBP | TTHMS AND HAA5S | QUARTERLY | 2026 | FIRST MONTH, SECOND WEEK | 992 ELDORADO ST
2160734 | N.S. MAYPORT | DUVAL | LARGE COMMUNITY | DBP | TTHMS AND HAA5S | QUARTERLY | 2026 | FIRST MONTH, SECOND WEEK | 2085 SEA CONTROL DR
2160734 | N.S. MAYPORT | DUVAL | LARGE COMMUNITY | INOR | ASBESTOS | EVERY 9 YEARS | 2029 | N/A | IN DISTRIBUTION WHERE ASBESTOS HAS BEEN IDENTIFIED | "NO-ASBESTOS" WAIVER AVAILABLE IF APPLICABLE
2160734 | N.S. MAYPORT | DUVAL | LARGE COMMUNITY | INOR | NITRATE | ANNUAL | 2026 | N/A | POINT OF ENTRY TO DISTRIBUTION
2160734 | N.S. MAYPORT | DUVAL | LARGE COMMUNITY | INOR | NITRITE | ANNUAL | 2026 | N/A | POINT OF ENTRY TO DISTRIBUTION
2160734 | N.S. MAYPORT | DUVAL | LARGE COMMUNITY | INOR | PRIMARY INORGANICS (16 PARAMETERS) | TRIENNIAL | 2026 | N/A | POINT OF ENTRY TO DISTRIBUTION
2160734 | N.S. MAYPORT | DUVAL | LARGE COMMUNITY | LCR | LEAD AND COPPER TAP SAMPLING | TRIENNIAL | 2028 | JUNE THROUGH SEPTEMBER | 30 SITES PER LCR SAMPLING PLAN
2160734 | N.S. MAYPORT | DUVAL | LARGE COMMUNITY | RAD | COMBINED RADIUM-226 AND 228 | EVERY 3, 6, OR 9 YRS | 2032 | N/A | POINT OF ENTRY TO DISTRIBUTION
2160734 | N.S. MAYPORT | DUVAL | LARGE COMMUNITY | RAD | COMBINED URANIUM | EVERY 3, 6, OR 9 YRS | 2032 | N/A | POINT OF ENTRY TO DISTRIBUTION
2160734 | N.S. MAYPORT | DUVAL | LARGE COMMUNITY | RAD | GROSS ALPHA EXCL RADON AND URANIUM | EVERY 3, 6, OR 9 YRS | 2032 | N/A | POINT OF ENTRY TO DISTRIBUTION
2160734 | N.S. MAYPORT | DUVAL | LARGE COMMUNITY | SEC | SECONDARY STANDARDS (14 PARAMETERS) | TRIENNIAL | 2026 | N/A | POINT OF ENTRY TO DISTRIBUTION
2160734 | N.S. MAYPORT | DUVAL | LARGE COMMUNITY | SOC | SYNTHETIC ORGANIC CONTAMINANTS (29 PARAMETERS) | TRIENNIAL | 2026* | N/A | POINT OF ENTRY TO DISTRIBUTION | *MUST BE SAMPLED TWICE IN TWO DIFFERENT QUARTERS; SOC WAIVER MAY BE SUBMITTED INSTEAD OF SAMPLE RESULTS
2160734 | N.S. MAYPORT | DUVAL | LARGE COMMUNITY | VOC | VOLATILE ORGANIC CONTAMINANTS (21 PARAMETERS) | TRIENNIAL | 2026 | N/A | POINT OF ENTRY TO DISTRIBUTION
2160735 | JEA: MAYPORT WTP | DUVAL | COMMUNITY | DBP | TTHMS AND HAA5S | ANNUAL | 2026 | APRIL | 4200 OCEAN STREET
2160735 | JEA: MAYPORT WTP | DUVAL | COMMUNITY | INOR | ASBESTOS | EVERY 9 YEARS | 2030 | N/A | IN DISTRIBUTION WHERE ASBESTOS HAS BEEN IDENTIFIED | "NO-ASBESTOS" WAIVER AVAILABLE IF APPLICABLE
2160735 | JEA: MAYPORT WTP | DUVAL | COMMUNITY | INOR | NITRATE | ANNUAL | 2026 | N/A | POINT OF ENTRY TO DISTRIBUTION
2160735 | JEA: MAYPORT WTP | DUVAL | COMMUNITY | INOR | NITRITE | ANNUAL | 2026 | N/A | POINT OF ENTRY TO DISTRIBUTION
2160735 | JEA: MAYPORT WTP | DUVAL | COMMUNITY | INOR | PRIMARY INORGANICS (16 PARAMETERS) | TRIENNIAL | 2027 | N/A | POINT OF ENTRY TO DISTRIBUTION
2160735 | JEA: MAYPORT WTP | DUVAL | COMMUNITY | LCR | LEAD AND COPPER TAP SAMPLING | TRIENNIAL | 2026 | JUNE THROUGH SEPTEMBER | 5 SITES PER LCR SAMPLING PLAN
2160735 | JEA: MAYPORT WTP | DUVAL | COMMUNITY | RAD | COMBINED RADIUM-226 AND 228 | EVERY 3, 6, OR 9 YRS | 2033 | N/A | POINT OF ENTRY TO DISTRIBUTION
2160735 | JEA: MAYPORT WTP | DUVAL | COMMUNITY | RAD | COMBINED URANIUM | EVERY 3, 6, OR 9 YRS | 2033 | N/A | POINT OF ENTRY TO DISTRIBUTION
2160735 | JEA: MAYPORT WTP | DUVAL | COMMUNITY | RAD | GROSS ALPHA EXCL RADON AND URANIUM | EVERY 3, 6, OR 9 YRS | 2033 | N/A | POINT OF ENTRY TO DISTRIBUTION
2160735 | JEA: MAYPORT WTP | DUVAL | COMMUNITY | SEC | SECONDARY STANDARDS (14 PARAMETERS) | TRIENNIAL | 2027 | N/A | POINT OF ENTRY TO DISTRIBUTION
2160735 | JEA: MAYPORT WTP | DUVAL | COMMUNITY | SOC | SYNTHETIC ORGANIC CONTAMINANTS (29 PARAMETERS) | TRIENNIAL | 2027* | N/A | POINT OF ENTRY TO DISTRIBUTION | *SOC WAIVER MAY BE SUBMITTED INSTEAD OF SAMPLE RESULTS
2160735 | JEA: MAYPORT WTP | DUVAL | COMMUNITY | VOC | VOLATILE ORGANIC CONTAMINANTS (21 PARAMETERS) | TRIENNIAL | 2027 | N/A | POINT OF ENTRY TO DISTRIBUTION
2160824 | MHP JACKSONVILLE AIR, LLC | DUVAL | COMMUNITY | DBP | TTHMS AND HAA5S | TRIENNIAL | 2027 | JULY | LOT 56
2160824 | MHP JACKSONVILLE AIR, LLC | DUVAL | COMMUNITY | INOR | ASBESTOS | EVERY 9 YEARS | 2030 | N/A | IN DISTRIBUTION WHERE ASBESTOS HAS BEEN IDENTIFIED | "NO-ASBESTOS" WAIVER AVAILABLE IF APPLICABLE
2160824 | MHP JACKSONVILLE AIR, LLC | DUVAL | COMMUNITY | INOR | NITRATE | ANNUAL | 2026 | N/A | POINT OF ENTRY TO DISTRIBUTION
2160824 | MHP JACKSONVILLE AIR, LLC | DUVAL | COMMUNITY | INOR | NITRITE | ANNUAL | 2026 | N/A | POINT OF ENTRY TO DISTRIBUTION
2160824 | MHP JACKSONVILLE AIR, LLC | DUVAL | COMMUNITY | INOR | PRIMARY INORGANICS (16 PARAMETERS) | TRIENNIAL | 2027 | N/A | POINT OF ENTRY TO DISTRIBUTION
2160824 | MHP JACKSONVILLE AIR, LLC | DUVAL | COMMUNITY | LCR | LEAD AND COPPER TAP SAMPLING | TRIENNIAL | 2027 | JUNE THROUGH SEPTEMBER | 5 SITES PER LCR SAMPLING PLAN
2160824 | MHP JACKSONVILLE AIR, LLC | DUVAL | COMMUNITY | RAD | COMBINED RADIUM-226 AND 228 | EVERY 3, 6, OR 9 YRS | 2027 | N/A | POINT OF ENTRY TO DISTRIBUTION
2160824 | MHP JACKSONVILLE AIR, LLC | DUVAL | COMMUNITY | RAD | COMBINED URANIUM | EVERY 3, 6, OR 9 YRS | 2027 | N/A | POINT OF ENTRY TO DISTRIBUTION
2160824 | MHP JACKSONVILLE AIR, LLC | DUVAL | COMMUNITY | RAD | GROSS ALPHA EXCL RADON AND URANIUM | EVERY 3, 6, OR 9 YRS | 2027 | N/A | POINT OF ENTRY TO DISTRIBUTION
2160824 | MHP JACKSONVILLE AIR, LLC | DUVAL | COMMUNITY | SEC | SECONDARY STANDARDS (14 PARAMETERS) | TRIENNIAL | 2027 | N/A | POINT OF ENTRY TO DISTRIBUTION
2160824 | MHP JACKSONVILLE AIR, LLC | DUVAL | COMMUNITY | SOC | SYNTHETIC ORGANIC CONTAMINANTS (29 PARAMETERS) | TRIENNIAL | 2027* | N/A | POINT OF ENTRY TO DISTRIBUTION | *SOC WAIVER MAY BE SUBMITTED INSTEAD OF SAMPLE RESULTS
2160824 | MHP JACKSONVILLE AIR, LLC | DUVAL | COMMUNITY | VOC | VOLATILE ORGANIC CONTAMINANTS (21 PARAMETERS) | TRIENNIAL | 2027 | N/A | POINT OF ENTRY TO DISTRIBUTION
2161212 | N.A.S. JACKSONVILLE | DUVAL | LARGE COMMUNITY | DBP | TTHMS AND HAA5S | QUARTERLY | 2026 | SECOND MONTH, FIRST WEEK | BLDG 118 SPIGOT
2161212 | N.A.S. JACKSONVILLE | DUVAL | LARGE COMMUNITY | DBP | TTHMS AND HAA5S | QUARTERLY | 2026 | SECOND MONTH, FIRST WEEK | BLDG 985 SPIGOT
2161212 | N.A.S. JACKSONVILLE | DUVAL | LARGE COMMUNITY | DBP | TTHMS AND HAA5S | QUARTERLY | 2026 | SECOND MONTH, FIRST WEEK | 370 SWAN SPIGOT
2161212 | N.A.S. JACKSONVILLE | DUVAL | LARGE COMMUNITY | DBP | TTHMS AND HAA5S | QUARTERLY | 2026 | SECOND MONTH, FIRST WEEK | 1580 WOODPECKER CIR SPIGOT
2161212 | N.A.S. JACKSONVILLE | DUVAL | LARGE COMMUNITY | INOR | ASBESTOS | EVERY 9 YEARS | 2029 | N/A | IN DISTRIBUTION WHERE ASBESTOS HAS BEEN IDENTIFIED | "NO-ASBESTOS" WAIVER AVAILABLE IF APPLICABLE
2161212 | N.A.S. JACKSONVILLE | DUVAL | LARGE COMMUNITY | INOR | NITRATE | ANNUAL | 2026 | N/A | 001 - POE
2161212 | N.A.S. JACKSONVILLE | DUVAL | LARGE COMMUNITY | INOR | NITRITE | ANNUAL | 2026 | N/A | 001 - POE
2161212 | N.A.S. JACKSONVILLE | DUVAL | LARGE COMMUNITY | INOR | PRIMARY INORGANICS (16 PARAMETERS) | TRIENNIAL | 2026 | N/A | 001 - POE
2161212 | N.A.S. JACKSONVILLE | DUVAL | LARGE COMMUNITY | LCR | LEAD AND COPPER TAP SAMPLING | TRIENNIAL | 2026 | JUNE THROUGH SEPTEMBER | 30 SITES PER LCR SAMPLING PLAN
2161212 | N.A.S. JACKSONVILLE | DUVAL | LARGE COMMUNITY | RAD | COMBINED RADIUM-226 AND 228 | EVERY 3, 6, OR 9 YRS | 2026 | N/A | 001 - POE
2161212 | N.A.S. JACKSONVILLE | DUVAL | LARGE COMMUNITY | RAD | COMBINED URANIUM | EVERY 3, 6, OR 9 YRS | 2026 | N/A | 001 - POE
2161212 | N.A.S. JACKSONVILLE | DUVAL | LARGE COMMUNITY | RAD | GROSS ALPHA EXCL RADON AND URANIUM | EVERY 3, 6, OR 9 YRS | 2026 | N/A | 001 - POE
2161212 | N.A.S. JACKSONVILLE | DUVAL | LARGE COMMUNITY | SEC | SECONDARY STANDARDS (14 PARAMETERS) | TRIENNIAL | 2026 | N/A | 001 - POE
2161212 | N.A.S. JACKSONVILLE | DUVAL | LARGE COMMUNITY | SOC | SYNTHETIC ORGANIC CONTAMINANTS (29 PARAMETERS) | TRIENNIAL | 2026* | N/A | 001 - POE | *MUST BE SAMPLED TWICE IN TWO DIFFERENT QUARTERS; SOC WAIVER MAY BE SUBMITTED INSTEAD OF SAMPLE RESULTS
2161212 | N.A.S. JACKSONVILLE | DUVAL | LARGE COMMUNITY | VOC | VOLATILE ORGANIC CONTAMINANTS (21 PARAMETERS) | TRIENNIAL | 2026 | N/A | 001 - POE
2161276 | OAKS OF ATLANTIC BEACH | DUVAL | COMMUNITY | DBP | TTHMS AND HAA5S | ANNUAL | 2026 | JULY | OFFICE BATHROOM
2161276 | OAKS OF ATLANTIC BEACH | DUVAL | COMMUNITY | INOR | ASBESTOS | EVERY 9 YEARS | 2030 | N/A | IN DISTRIBUTION WHERE ASBESTOS HAS BEEN IDENTIFIED | "NO-ASBESTOS" WAIVER AVAILABLE IF APPLICABLE
2161276 | OAKS OF ATLANTIC BEACH | DUVAL | COMMUNITY | INOR | NITRATE | ANNUAL | 2026 | N/A | POINT OF ENTRY TO DISTRIBUTION
2161276 | OAKS OF ATLANTIC BEACH | DUVAL | COMMUNITY | INOR | NITRITE | ANNUAL | 2026 | N/A | POINT OF ENTRY TO DISTRIBUTION
2161276 | OAKS OF ATLANTIC BEACH | DUVAL | COMMUNITY | INOR | PRIMARY INORGANICS (16 PARAMETERS) | TRIENNIAL | 2027 | N/A | POINT OF ENTRY TO DISTRIBUTION
2161276 | OAKS OF ATLANTIC BEACH | DUVAL | COMMUNITY | LCR | LEAD AND COPPER TAP SAMPLING | TRIENNIAL | 2028 | JUNE THROUGH SEPTEMBER | 10 SITES PER LCR SAMPLING PLAN
2161276 | OAKS OF ATLANTIC BEACH | DUVAL | COMMUNITY | RAD | COMBINED RADIUM-226 AND 228 | EVERY 3, 6, OR 9 YRS | 2027 | N/A | POINT OF ENTRY TO DISTRIBUTION
2161276 | OAKS OF ATLANTIC BEACH | DUVAL | COMMUNITY | RAD | COMBINED URANIUM | EVERY 3, 6, OR 9 YRS | 2027 | N/A | POINT OF ENTRY TO DISTRIBUTION
2161276 | OAKS OF ATLANTIC BEACH | DUVAL | COMMUNITY | RAD | GROSS ALPHA EXCL RADON AND URANIUM | EVERY 3, 6, OR 9 YRS | 2027 | N/A | POINT OF ENTRY TO DISTRIBUTION
2161276 | OAKS OF ATLANTIC BEACH | DUVAL | COMMUNITY | SEC | SECONDARY STANDARDS (14 PARAMETERS) | TRIENNIAL | 2027 | N/A | POINT OF ENTRY TO DISTRIBUTION
2161276 | OAKS OF ATLANTIC BEACH | DUVAL | COMMUNITY | SOC | SYNTHETIC ORGANIC CONTAMINANTS (29 PARAMETERS) | TRIENNIAL | 2027* | N/A | POINT OF ENTRY TO DISTRIBUTION | *SOC WAIVER MAY BE SUBMITTED INSTEAD OF SAMPLE RESULTS
2161276 | OAKS OF ATLANTIC BEACH | DUVAL | COMMUNITY | VOC | VOLATILE ORGANIC CONTAMINANTS (21 PARAMETERS) | TRIENNIAL | 2027 | N/A | POINT OF ENTRY TO DISTRIBUTION
2161328 | JEA MAJOR GRID | DUVAL | LARGE COMMUNITY | DBP | TTHMS AND HAA5S | QUARTERLY | 2026 | FIRST MONTH, SECOND WEEK | 4728 ROANOKE BLVD
2161328 | JEA MAJOR GRID | DUVAL | LARGE COMMUNITY | DBP | TTHMS AND HAA5S | QUARTERLY | 2026 | FIRST MONTH, SECOND WEEK | 238 S. SHAMROCK AVE
2161328 | JEA MAJOR GRID | DUVAL | LARGE COMMUNITY | DBP | TTHMS AND HAA5S | QUARTERLY | 2026 | FIRST MONTH, SECOND WEEK AND FOURTH WEEK | 6505 GREENFERN LANE
2161328 | JEA MAJOR GRID | DUVAL | LARGE COMMUNITY | DBP | TTHMS AND HAA5S | QUARTERLY | 2026 | FIRST MONTH, SECOND WEEK | 707 MILL CREEK ROAD
2161328 | JEA MAJOR GRID | DUVAL | LARGE COMMUNITY | DBP | TTHMS AND HAA5S | QUARTERLY | 2026 | FIRST MONTH, SECOND WEEK | 2624 SENECA DRIVE
2161328 | JEA MAJOR GRID | DUVAL | LARGE COMMUNITY | DBP | TTHMS AND HAA5S | QUARTERLY | 2026 | FIRST MONTH, SECOND WEEK | 1908 LYNDHURST DRIVE
2161328 | JEA MAJOR GRID | DUVAL | LARGE COMMUNITY | DBP | TTHMS AND HAA5S | QUARTERLY | 2026 | FIRST MONTH, SECOND WEEK AND FOURTH WEEK | 9170 MILTON DRIVE
2161328 | JEA MAJOR GRID | DUVAL | LARGE COMMUNITY | DBP | TTHMS AND HAA5S | QUARTERLY | 2026 | FIRST MONTH, SECOND WEEK AND FOURTH WEEK | 172 WANDERING WOODS WAY
2161328 | JEA MAJOR GRID | DUVAL | LARGE COMMUNITY | INOR | NITRATE | ANNUAL | 2026 | N/A | 001 - POE
2161328 | JEA MAJOR GRID | DUVAL | LARGE COMMUNITY | INOR | NITRITE | ANNUAL | 2026 | N/A | 001 - POE
2161328 | JEA MAJOR GRID | DUVAL | LARGE COMMUNITY | INOR | PRIMARY INORGANICS (16 PARAMETERS) | TRIENNIAL | 2026 | N/A | 001 - POE
2161328 | JEA MAJOR GRID | DUVAL | LARGE COMMUNITY | RAD | COMBINED RADIUM-226 AND 228 | EVERY 3, 6, OR 9 YRS | 2032 | N/A | 001 - POE
2161328 | JEA MAJOR GRID | DUVAL | LARGE COMMUNITY | RAD | COMBINED URANIUM | EVERY 3, 6, OR 9 YRS | 2032 | N/A | 001 - POE
2161328 | JEA MAJOR GRID | DUVAL | LARGE COMMUNITY | RAD | GROSS ALPHA EXCL RADON AND URANIUM | EVERY 3, 6, OR 9 YRS | 2032 | N/A | 001 - POE
2161328 | JEA MAJOR GRID | DUVAL | LARGE COMMUNITY | SEC | SECONDARY STANDARDS (14 PARAMETERS) | TRIENNIAL | 2026 | N/A | 001 - POE
2161328 | JEA MAJOR GRID | DUVAL | LARGE COMMUNITY | SOC | SYNTHETIC ORGANIC CONTAMINANTS (29 PARAMETERS) | TRIENNIAL | 2026* | N/A | 001 - POE | *MUST BE SAMPLED TWICE IN TWO DIFFERENT QUARTERS; SOC WAIVER MAY BE SUBMITTED INSTEAD OF SAMPLE RESULTS
2161328 | JEA MAJOR GRID | DUVAL | LARGE COMMUNITY | VOC | VOLATILE ORGANIC CONTAMINANTS (21 PARAMETERS) | TRIENNIAL | 2026 | N/A | 001 - POE
2161328 | JEA MAJOR GRID | DUVAL | LARGE COMMUNITY | INOR | NITRATE | ANNUAL | 2026 | N/A | 002 - POE
2161328 | JEA MAJOR GRID | DUVAL | LARGE COMMUNITY | INOR | NITRITE | ANNUAL | 2026 | N/A | 002 - POE
2161328 | JEA MAJOR GRID | DUVAL | LARGE COMMUNITY | INOR | PRIMARY INORGANICS (16 PARAMETERS) | TRIENNIAL | 2026 | N/A | 002 - POE
2161328 | JEA MAJOR GRID | DUVAL | LARGE COMMUNITY | RAD | COMBINED RADIUM-226 AND 228 | EVERY 3, 6, OR 9 YRS | 2032 | N/A | 002 - POE
2161328 | JEA MAJOR GRID | DUVAL | LARGE COMMUNITY | RAD | COMBINED URANIUM | EVERY 3, 6, OR 9 YRS | 2032 | N/A | 002 - POE
2161328 | JEA MAJOR GRID | DUVAL | LARGE COMMUNITY | RAD | GROSS ALPHA EXCL RADON AND URANIUM | EVERY 3, 6, OR 9 YRS | 2032 | N/A | 002 - POE
2161328 | JEA MAJOR GRID | DUVAL | LARGE COMMUNITY | SEC | SECONDARY STANDARDS (14 PARAMETERS) | TRIENNIAL | 2026 | N/A | 002 - POE
2161328 | JEA MAJOR GRID | DUVAL | LARGE COMMUNITY | SOC | SYNTHETIC ORGANIC CONTAMINANTS (29 PARAMETERS) | TRIENNIAL | 2026* | N/A | 002 - POE | *MUST BE SAMPLED TWICE IN TWO DIFFERENT QUARTERS; SOC WAIVER MAY BE SUBMITTED INSTEAD OF SAMPLE RESULTS
2161328 | JEA MAJOR GRID | DUVAL | LARGE COMMUNITY | VOC | VOLATILE ORGANIC CONTAMINANTS (21 PARAMETERS) | TRIENNIAL | 2026 | N/A | 002 - POE
2161328 | JEA MAJOR GRID | DUVAL | LARGE COMMUNITY | DBP | BROMATE | MONTHLY | 2026 | N/A | 003 - POE
2161328 | JEA MAJOR GRID | DUVAL | LARGE COMMUNITY | INOR | NITRATE | ANNUAL | 2026 | N/A | 003 - POE
2161328 | JEA MAJOR GRID | DUVAL | LARGE COMMUNITY | INOR | NITRITE | ANNUAL | 2026 | N/A | 003 - POE
2161328 | JEA MAJOR GRID | DUVAL | LARGE COMMUNITY | INOR | PRIMARY INORGANICS (16 PARAMETERS) | TRIENNIAL | 2026 | N/A | 003 - POE
2161328 | JEA MAJOR GRID | DUVAL | LARGE COMMUNITY | RAD | COMBINED RADIUM-226 AND 228 | EVERY 3, 6, OR 9 YRS | 2032 | N/A | 003 - POE
2161328 | JEA MAJOR GRID | DUVAL | LARGE COMMUNITY | RAD | COMBINED URANIUM | EVERY 3, 6, OR 9 YRS | 2032 | N/A | 003 - POE
2161328 | JEA MAJOR GRID | DUVAL | LARGE COMMUNITY | RAD | GROSS ALPHA EXCL RADON AND URANIUM | EVERY 3, 6, OR 9 YRS | 2032 | N/A | 003 - POE
2161328 | JEA MAJOR GRID | DUVAL | LARGE COMMUNITY | SEC | SECONDARY STANDARDS (14 PARAMETERS) | TRIENNIAL | 2026 | N/A | 003 - POE
2161328 | JEA MAJOR GRID | DUVAL | LARGE COMMUNITY | SOC | SYNTHETIC ORGANIC CONTAMINANTS (29 PARAMETERS) | TRIENNIAL | 2026* | N/A | 003 - POE | *MUST BE SAMPLED TWICE IN TWO DIFFERENT QUARTERS; SOC WAIVER MAY BE SUBMITTED INSTEAD OF SAMPLE RESULTS
2161328 | JEA MAJOR GRID | DUVAL | LARGE COMMUNITY | VOC | VOLATILE ORGANIC CONTAMINANTS (21 PARAMETERS) | TRIENNIAL | 2026 | N/A | 003 - POE
2161328 | JEA MAJOR GRID | DUVAL | LARGE COMMUNITY | INOR | NITRATE | ANNUAL | 2026 | N/A | 004 - POE
2161328 | JEA MAJOR GRID | DUVAL | LARGE COMMUNITY | INOR | NITRITE | ANNUAL | 2026 | N/A | 004 - POE
2161328 | JEA MAJOR GRID | DUVAL | LARGE COMMUNITY | INOR | PRIMARY INORGANICS (16 PARAMETERS) | TRIENNIAL | 2026 | N/A | 004 - POE
2161328 | JEA MAJOR GRID | DUVAL | LARGE COMMUNITY | RAD | COMBINED RADIUM-226 AND 228 | EVERY 3, 6, OR 9 YRS | 2032 | N/A | 004 - POE
2161328 | JEA MAJOR GRID | DUVAL | LARGE COMMUNITY | RAD | COMBINED URANIUM | EVERY 3, 6, OR 9 YRS | 2032 | N/A | 004 - POE
2161328 | JEA MAJOR GRID | DUVAL | LARGE COMMUNITY | RAD | GROSS ALPHA EXCL RADON AND URANIUM | EVERY 3, 6, OR 9 YRS | 2032 | N/A | 004 - POE
2161328 | JEA MAJOR GRID | DUVAL | LARGE COMMUNITY | SEC | SECONDARY STANDARDS (14 PARAMETERS) | TRIENNIAL | 2026 | N/A | 004 - POE
2161328 | JEA MAJOR GRID | DUVAL | LARGE COMMUNITY | SOC | SYNTHETIC ORGANIC CONTAMINANTS (29 PARAMETERS) | TRIENNIAL | 2026* | N/A | 004 - POE | *MUST BE SAMPLED TWICE IN TWO DIFFERENT QUARTERS; SOC WAIVER MAY BE SUBMITTED INSTEAD OF SAMPLE RESULTS
2161328 | JEA MAJOR GRID | DUVAL | LARGE COMMUNITY | VOC | VOLATILE ORGANIC CONTAMINANTS (21 PARAMETERS) | TRIENNIAL | 2026 | N/A | 004 - POE
2161328 | JEA MAJOR GRID | DUVAL | LARGE COMMUNITY | INOR | NITRATE | ANNUAL | 2026 | N/A | 006 - POE
2161328 | JEA MAJOR GRID | DUVAL | LARGE COMMUNITY | INOR | NITRITE | ANNUAL | 2026 | N/A | 006 - POE
2161328 | JEA MAJOR GRID | DUVAL | LARGE COMMUNITY | INOR | PRIMARY INORGANICS (16 PARAMETERS) | TRIENNIAL | 2026 | N/A | 006 - POE
2161328 | JEA MAJOR GRID | DUVAL | LARGE COMMUNITY | RAD | COMBINED RADIUM-226 AND 228 | EVERY 3, 6, OR 9 YRS | 2032 | N/A | 006 - POE
2161328 | JEA MAJOR GRID | DUVAL | LARGE COMMUNITY | RAD | COMBINED URANIUM | EVERY 3, 6, OR 9 YRS | 2032 | N/A | 006 - POE
2161328 | JEA MAJOR GRID | DUVAL | LARGE COMMUNITY | RAD | GROSS ALPHA EXCL RADON AND URANIUM | EVERY 3, 6, OR 9 YRS | 2032 | N/A | 006 - POE
2161328 | JEA MAJOR GRID | DUVAL | LARGE COMMUNITY | SEC | SECONDARY STANDARDS (14 PARAMETERS) | TRIENNIAL | 2026 | N/A | 006 - POE
2161328 | JEA MAJOR GRID | DUVAL | LARGE COMMUNITY | SOC | SYNTHETIC ORGANIC CONTAMINANTS (29 PARAMETERS) | TRIENNIAL | 2026* | N/A | 006 - POE | *MUST BE SAMPLED TWICE IN TWO DIFFERENT QUARTERS; SOC WAIVER MAY BE SUBMITTED INSTEAD OF SAMPLE RESULTS
2161328 | JEA MAJOR GRID | DUVAL | LARGE COMMUNITY | VOC | VOLATILE ORGANIC CONTAMINANTS (21 PARAMETERS) | TRIENNIAL | 2026 | N/A | 006 - POE
2161328 | JEA MAJOR GRID | DUVAL | LARGE COMMUNITY | INOR | NITRATE | ANNUAL | 2026 | N/A | 009 - POE
2161328 | JEA MAJOR GRID | DUVAL | LARGE COMMUNITY | INOR | NITRITE | ANNUAL | 2026 | N/A | 009 - POE
2161328 | JEA MAJOR GRID | DUVAL | LARGE COMMUNITY | INOR | PRIMARY INORGANICS (16 PARAMETERS) | TRIENNIAL | 2026 | N/A | 009 - POE
2161328 | JEA MAJOR GRID | DUVAL | LARGE COMMUNITY | RAD | COMBINED RADIUM-226 AND 228 | EVERY 3, 6, OR 9 YRS | 2032 | N/A | 009 - POE
2161328 | JEA MAJOR GRID | DUVAL | LARGE COMMUNITY | RAD | COMBINED URANIUM | EVERY 3, 6, OR 9 YRS | 2032 | N/A | 009 - POE
2161328 | JEA MAJOR GRID | DUVAL | LARGE COMMUNITY | RAD | GROSS ALPHA EXCL RADON AND URANIUM | EVERY 3, 6, OR 9 YRS | 2032 | N/A | 009 - POE
2161328 | JEA MAJOR GRID | DUVAL | LARGE COMMUNITY | SEC | SECONDARY STANDARDS (14 PARAMETERS) | TRIENNIAL | 2026 | N/A | 009 - POE
2161328 | JEA MAJOR GRID | DUVAL | LARGE COMMUNITY | SOC | SYNTHETIC ORGANIC CONTAMINANTS (29 PARAMETERS) | TRIENNIAL | 2026* | N/A | 009 - POE | *MUST BE SAMPLED TWICE IN TWO DIFFERENT QUARTERS; SOC WAIVER MAY BE SUBMITTED INSTEAD OF SAMPLE RESULTS
2161328 | JEA MAJOR GRID | DUVAL | LARGE COMMUNITY | VOC | VOLATILE ORGANIC CONTAMINANTS (21 PARAMETERS) | TRIENNIAL | 2026 | N/A | 009 - POE
2161328 | JEA MAJOR GRID | DUVAL | LARGE COMMUNITY | INOR | NITRATE | ANNUAL | 2026 | N/A | 011 - POE
2161328 | JEA MAJOR GRID | DUVAL | LARGE COMMUNITY | INOR | NITRITE | ANNUAL | 2026 | N/A | 011 - POE
2161328 | JEA MAJOR GRID | DUVAL | LARGE COMMUNITY | INOR | PRIMARY INORGANICS (16 PARAMETERS) | TRIENNIAL | 2026 | N/A | 011 - POE
2161328 | JEA MAJOR GRID | DUVAL | LARGE COMMUNITY | RAD | COMBINED RADIUM-226 AND 228 | EVERY 3, 6, OR 9 YRS | 2032 | N/A | 011 - POE
2161328 | JEA MAJOR GRID | DUVAL | LARGE COMMUNITY | RAD | COMBINED URANIUM | EVERY 3, 6, OR 9 YRS | 2032 | N/A | 011 - POE
2161328 | JEA MAJOR GRID | DUVAL | LARGE COMMUNITY | RAD | GROSS ALPHA EXCL RADON AND URANIUM | EVERY 3, 6, OR 9 YRS | 2032 | N/A | 011 - POE
2161328 | JEA MAJOR GRID | DUVAL | LARGE COMMUNITY | SEC | SECONDARY STANDARDS (14 PARAMETERS) | TRIENNIAL | 2026 | N/A | 011 - POE
2161328 | JEA MAJOR GRID | DUVAL | LARGE COMMUNITY | SOC | SYNTHETIC ORGANIC CONTAMINANTS (29 PARAMETERS) | QUARTERLY | 2026 | N/A | 011 - POE
2161328 | JEA MAJOR GRID | DUVAL | LARGE COMMUNITY | VOC | VOLATILE ORGANIC CONTAMINANTS (21 PARAMETERS) | QUARTERLY | 2026 | N/A | 011 - POE
2161328 | JEA MAJOR GRID | DUVAL | LARGE COMMUNITY | INOR | NITRATE | ANNUAL | 2026 | N/A | 012 - POE
2161328 | JEA MAJOR GRID | DUVAL | LARGE COMMUNITY | INOR | NITRITE | ANNUAL | 2026 | N/A | 012 - POE
2161328 | JEA MAJOR GRID | DUVAL | LARGE COMMUNITY | INOR | PRIMARY INORGANICS (16 PARAMETERS) | TRIENNIAL | 2026 | N/A | 012 - POE
2161328 | JEA MAJOR GRID | DUVAL | LARGE COMMUNITY | RAD | COMBINED RADIUM-226 AND 228 | EVERY 3, 6, OR 9 YRS | 2032 | N/A | 012 - POE
2161328 | JEA MAJOR GRID | DUVAL | LARGE COMMUNITY | RAD | COMBINED URANIUM | EVERY 3, 6, OR 9 YRS | 2032 | N/A | 012 - POE
2161328 | JEA MAJOR GRID | DUVAL | LARGE COMMUNITY | RAD | GROSS ALPHA EXCL RADON AND URANIUM | EVERY 3, 6, OR 9 YRS | 2032 | N/A | 012 - POE
2161328 | JEA MAJOR GRID | DUVAL | LARGE COMMUNITY | SEC | SECONDARY STANDARDS (14 PARAMETERS) | TRIENNIAL | 2026 | N/A | 012 - POE
2161328 | JEA MAJOR GRID | DUVAL | LARGE COMMUNITY | SOC | SYNTHETIC ORGANIC CONTAMINANTS (29 PARAMETERS) | TRIENNIAL | 2026* | N/A | 012 - POE | *MUST BE SAMPLED TWICE IN TWO DIFFERENT QUARTERS; SOC WAIVER MAY BE SUBMITTED INSTEAD OF SAMPLE RESULTS
2161328 | JEA MAJOR GRID | DUVAL | LARGE COMMUNITY | VOC | VOLATILE ORGANIC CONTAMINANTS (21 PARAMETERS) | TRIENNIAL | 2026 | N/A | 012 - POE
2161328 | JEA MAJOR GRID | DUVAL | LARGE COMMUNITY | INOR | NITRATE | ANNUAL | 2026 | N/A | 016 - POE
2161328 | JEA MAJOR GRID | DUVAL | LARGE COMMUNITY | INOR | NITRITE | ANNUAL | 2026 | N/A | 016 - POE
2161328 | JEA MAJOR GRID | DUVAL | LARGE COMMUNITY | INOR | PRIMARY INORGANICS (16 PARAMETERS) | TRIENNIAL | 2026 | N/A | 016 - POE
2161328 | JEA MAJOR GRID | DUVAL | LARGE COMMUNITY | RAD | COMBINED RADIUM-226 AND 228 | EVERY 3, 6, OR 9 YRS | 2032 | N/A | 016 - POE
2161328 | JEA MAJOR GRID | DUVAL | LARGE COMMUNITY | RAD | COMBINED URANIUM | EVERY 3, 6, OR 9 YRS | 2032 | N/A | 016 - POE
2161328 | JEA MAJOR GRID | DUVAL | LARGE COMMUNITY | RAD | GROSS ALPHA EXCL RADON AND URANIUM | EVERY 3, 6, OR 9 YRS | 2032 | N/A | 016 - POE
2161328 | JEA MAJOR GRID | DUVAL | LARGE COMMUNITY | SEC | SECONDARY STANDARDS (14 PARAMETERS) | TRIENNIAL | 2026 | N/A | 016 - POE
2161328 | JEA MAJOR GRID | DUVAL | LARGE COMMUNITY | SOC | SYNTHETIC ORGANIC CONTAMINANTS (29 PARAMETERS) | TRIENNIAL | 2026* | N/A | 016 - POE | *MUST BE SAMPLED TWICE IN TWO DIFFERENT QUARTERS; SOC WAIVER MAY BE SUBMITTED INSTEAD OF SAMPLE RESULTS
2161328 | JEA MAJOR GRID | DUVAL | LARGE COMMUNITY | VOC | DICHLOROMETHANE | ANNUAL | 2026 | OCTOBER THROUGH DECEMBER | 016 - POE
2161328 | JEA MAJOR GRID | DUVAL | LARGE COMMUNITY | VOC | VOLATILE ORGANIC CONTAMINANTS (21 PARAMETERS) | TRIENNIAL | 2026 | N/A | 016 - POE
2161328 | JEA MAJOR GRID | DUVAL | LARGE COMMUNITY | INOR | NITRATE | ANNUAL | 2026 | N/A | 017 - POE
2161328 | JEA MAJOR GRID | DUVAL | LARGE COMMUNITY | INOR | NITRITE | ANNUAL | 2026 | N/A | 017 - POE
2161328 | JEA MAJOR GRID | DUVAL | LARGE COMMUNITY | INOR | PRIMARY INORGANICS (16 PARAMETERS) | TRIENNIAL | 2026 | N/A | 017 - POE
2161328 | JEA MAJOR GRID | DUVAL | LARGE COMMUNITY | RAD | COMBINED RADIUM-226 AND 228 | EVERY 3, 6, OR 9 YRS | 2029 | N/A | 017 - POE
2161328 | JEA MAJOR GRID | DUVAL | LARGE COMMUNITY | RAD | COMBINED URANIUM | EVERY 3, 6, OR 9 YRS | 2029 | N/A | 017 - POE
2161328 | JEA MAJOR GRID | DUVAL | LARGE COMMUNITY | RAD | GROSS ALPHA EXCL RADON AND URANIUM | EVERY 3, 6, OR 9 YRS | 2029 | N/A | 017 - POE
2161328 | JEA MAJOR GRID | DUVAL | LARGE COMMUNITY | SEC | SECONDARY STANDARDS (14 PARAMETERS) | TRIENNIAL | 2026 | N/A | 017 - POE
2161328 | JEA MAJOR GRID | DUVAL | LARGE COMMUNITY | SOC | SYNTHETIC ORGANIC CONTAMINANTS (29 PARAMETERS) | TRIENNIAL | 2026* | N/A | 017 - POE | *MUST BE SAMPLED TWICE IN TWO DIFFERENT QUARTERS; SOC WAIVER MAY BE SUBMITTED INSTEAD OF SAMPLE RESULTS
2161328 | JEA MAJOR GRID | DUVAL | LARGE COMMUNITY | VOC | VOLATILE ORGANIC CONTAMINANTS (21 PARAMETERS) | TRIENNIAL | 2026 | N/A | 017 - POE
2161328 | JEA MAJOR GRID | DUVAL | LARGE COMMUNITY | INOR | NITRATE | ANNUAL | 2026 | N/A | 021 - POE
2161328 | JEA MAJOR GRID | DUVAL | LARGE COMMUNITY | INOR | NITRITE | ANNUAL | 2026 | N/A | 021 - POE
2161328 | JEA MAJOR GRID | DUVAL | LARGE COMMUNITY | INOR | PRIMARY INORGANICS (16 PARAMETERS) | TRIENNIAL | 2026 | N/A | 021 - POE
2161328 | JEA MAJOR GRID | DUVAL | LARGE COMMUNITY | RAD | COMBINED RADIUM-226 AND 228 | EVERY 3, 6, OR 9 YRS | 2029 | N/A | 021 - POE
2161328 | JEA MAJOR GRID | DUVAL | LARGE COMMUNITY | RAD | COMBINED URANIUM | EVERY 3, 6, OR 9 YRS | 2029 | N/A | 021 - POE
2161328 | JEA MAJOR GRID | DUVAL | LARGE COMMUNITY | RAD | GROSS ALPHA EXCL RADON AND URANIUM | EVERY 3, 6, OR 9 YRS | 2029 | N/A | 021 - POE
2161328 | JEA MAJOR GRID | DUVAL | LARGE COMMUNITY | SEC | SECONDARY STANDARDS (14 PARAMETERS) | TRIENNIAL | 2026 | N/A | 021 - POE
2161328 | JEA MAJOR GRID | DUVAL | LARGE COMMUNITY | SOC | SYNTHETIC ORGANIC CONTAMINANTS (29 PARAMETERS) | TRIENNIAL | 2026* | N/A | 021 - POE | *MUST BE SAMPLED TWICE IN TWO DIFFERENT QUARTERS; SOC WAIVER MAY BE SUBMITTED INSTEAD OF SAMPLE RESULTS
2161328 | JEA MAJOR GRID | DUVAL | LARGE COMMUNITY | VOC | VOLATILE ORGANIC CONTAMINANTS (21 PARAMETERS) | TRIENNIAL | 2026 | N/A | 021 - POE
2161328 | JEA MAJOR GRID | DUVAL | LARGE COMMUNITY | INOR | NITRATE | ANNUAL | 2026 | N/A | 022 - POE
2161328 | JEA MAJOR GRID | DUVAL | LARGE COMMUNITY | INOR | NITRITE | ANNUAL | 2026 | N/A | 022 - POE
2161328 | JEA MAJOR GRID | DUVAL | LARGE COMMUNITY | INOR | PRIMARY INORGANICS (16 PARAMETERS) | TRIENNIAL | 2026 | N/A | 022 - POE
2161328 | JEA MAJOR GRID | DUVAL | LARGE COMMUNITY | RAD | COMBINED RADIUM-226 AND 228 | EVERY 3, 6, OR 9 YRS | 2032 | N/A | 022 - POE
2161328 | JEA MAJOR GRID | DUVAL | LARGE COMMUNITY | RAD | COMBINED URANIUM | EVERY 3, 6, OR 9 YRS | 2032 | N/A | 022 - POE
2161328 | JEA MAJOR GRID | DUVAL | LARGE COMMUNITY | RAD | GROSS ALPHA EXCL RADON AND URANIUM | EVERY 3, 6, OR 9 YRS | 2032 | N/A | 022 - POE
2161328 | JEA MAJOR GRID | DUVAL | LARGE COMMUNITY | SEC | SECONDARY STANDARDS (14 PARAMETERS) | TRIENNIAL | 2026 | N/A | 022 - POE
2161328 | JEA MAJOR GRID | DUVAL | LARGE COMMUNITY | SOC | SYNTHETIC ORGANIC CONTAMINANTS (29 PARAMETERS) | TRIENNIAL | 2026* | N/A | 022 - POE | *MUST BE SAMPLED TWICE IN TWO DIFFERENT QUARTERS; SOC WAIVER MAY BE SUBMITTED INSTEAD OF SAMPLE RESULTS
2161328 | JEA MAJOR GRID | DUVAL | LARGE COMMUNITY | VOC | VOLATILE ORGANIC CONTAMINANTS (21 PARAMETERS) | TRIENNIAL | 2026 | N/A | 022 - POE
2161328 | JEA MAJOR GRID | DUVAL | LARGE COMMUNITY | INOR | NITRATE | ANNUAL | 2026 | N/A | 023 - POE
2161328 | JEA MAJOR GRID | DUVAL | LARGE COMMUNITY | INOR | NITRITE | ANNUAL | 2026 | N/A | 023 - POE
2161328 | JEA MAJOR GRID | DUVAL | LARGE COMMUNITY | INOR | PRIMARY INORGANICS (16 PARAMETERS) | TRIENNIAL | 2026 | N/A | 023 - POE
2161328 | JEA MAJOR GRID | DUVAL | LARGE COMMUNITY | RAD | COMBINED RADIUM-226 AND 228 | EVERY 3, 6, OR 9 YRS | 2032 | N/A | 023 - POE
2161328 | JEA MAJOR GRID | DUVAL | LARGE COMMUNITY | RAD | COMBINED URANIUM | EVERY 3, 6, OR 9 YRS | 2032 | N/A | 023 - POE
2161328 | JEA MAJOR GRID | DUVAL | LARGE COMMUNITY | RAD | GROSS ALPHA EXCL RADON AND URANIUM | EVERY 3, 6, OR 9 YRS | 2032 | N/A | 023 - POE
2161328 | JEA MAJOR GRID | DUVAL | LARGE COMMUNITY | SEC | SECONDARY STANDARDS (14 PARAMETERS) | TRIENNIAL | 2026 | N/A | 023 - POE
2161328 | JEA MAJOR GRID | DUVAL | LARGE COMMUNITY | SOC | SYNTHETIC ORGANIC CONTAMINANTS (29 PARAMETERS) | TRIENNIAL | 2026* | N/A | 023 - POE | *MUST BE SAMPLED TWICE IN TWO DIFFERENT QUARTERS; SOC WAIVER MAY BE SUBMITTED INSTEAD OF SAMPLE RESULTS
2161328 | JEA MAJOR GRID | DUVAL | LARGE COMMUNITY | VOC | VOLATILE ORGANIC CONTAMINANTS (21 PARAMETERS) | TRIENNIAL | 2026 | N/A | 023 - POE
2161328 | JEA MAJOR GRID | DUVAL | LARGE COMMUNITY | INOR | NITRATE | ANNUAL | 2026 | N/A | 024 - POE
2161328 | JEA MAJOR GRID | DUVAL | LARGE COMMUNITY | INOR | NITRITE | ANNUAL | 2026 | N/A | 024 - POE
2161328 | JEA MAJOR GRID | DUVAL | LARGE COMMUNITY | INOR | PRIMARY INORGANICS (16 PARAMETERS) | TRIENNIAL | 2026 | N/A | 024 - POE
2161328 | JEA MAJOR GRID | DUVAL | LARGE COMMUNITY | RAD | COMBINED RADIUM-226 AND 228 | EVERY 3, 6, OR 9 YRS | 2032 | N/A | 024 - POE
2161328 | JEA MAJOR GRID | DUVAL | LARGE COMMUNITY | RAD | COMBINED URANIUM | EVERY 3, 6, OR 9 YRS | 2032 | N/A | 024 - POE
2161328 | JEA MAJOR GRID | DUVAL | LARGE COMMUNITY | RAD | GROSS ALPHA EXCL RADON AND URANIUM | EVERY 3, 6, OR 9 YRS | 2032 | N/A | 024 - POE
2161328 | JEA MAJOR GRID | DUVAL | LARGE COMMUNITY | SEC | SECONDARY STANDARDS (14 PARAMETERS) | TRIENNIAL | 2026 | N/A | 024 - POE
2161328 | JEA MAJOR GRID | DUVAL | LARGE COMMUNITY | SOC | SYNTHETIC ORGANIC CONTAMINANTS (29 PARAMETERS) | TRIENNIAL | 2026* | N/A | 024 - POE | *MUST BE SAMPLED TWICE IN TWO DIFFERENT QUARTERS; SOC WAIVER MAY BE SUBMITTED INSTEAD OF SAMPLE RESULTS
2161328 | JEA MAJOR GRID | DUVAL | LARGE COMMUNITY | VOC | VOLATILE ORGANIC CONTAMINANTS (21 PARAMETERS) | TRIENNIAL | 2026 | N/A | 024 - POE
2161328 | JEA MAJOR GRID | DUVAL | LARGE COMMUNITY | INOR | NITRATE | ANNUAL | 2026 | N/A | 032 - POE
2161328 | JEA MAJOR GRID | DUVAL | LARGE COMMUNITY | INOR | NITRITE | ANNUAL | 2026 | N/A | 032 - POE
2161328 | JEA MAJOR GRID | DUVAL | LARGE COMMUNITY | INOR | PRIMARY INORGANICS (16 PARAMETERS) | TRIENNIAL | 2026 | N/A | 032 - POE
2161328 | JEA MAJOR GRID | DUVAL | LARGE COMMUNITY | RAD | COMBINED RADIUM-226 AND 228 | EVERY 3, 6, OR 9 YRS | 2032 | N/A | 032 - POE
2161328 | JEA MAJOR GRID | DUVAL | LARGE COMMUNITY | RAD | COMBINED URANIUM | EVERY 3, 6, OR 9 YRS | 2032 | N/A | 032 - POE
2161328 | JEA MAJOR GRID | DUVAL | LARGE COMMUNITY | RAD | GROSS ALPHA EXCL RADON AND URANIUM | EVERY 3, 6, OR 9 YRS | 2032 | N/A | 032 - POE
2161328 | JEA MAJOR GRID | DUVAL | LARGE COMMUNITY | SEC | SECONDARY STANDARDS (14 PARAMETERS) | TRIENNIAL | 2026 | N/A | 032 - POE
2161328 | JEA MAJOR GRID | DUVAL | LARGE COMMUNITY | SOC | SYNTHETIC ORGANIC CONTAMINANTS (29 PARAMETERS) | TRIENNIAL | 2026* | N/A | 032 - POE | *MUST BE SAMPLED TWICE IN TWO DIFFERENT QUARTERS; SOC WAIVER MAY BE SUBMITTED INSTEAD OF SAMPLE RESULTS
2161328 | JEA MAJOR GRID | DUVAL | LARGE COMMUNITY | VOC | VOLATILE ORGANIC CONTAMINANTS (21 PARAMETERS) | ANNUAL | 2026 | N/A | 032 - POE
2161328 | JEA MAJOR GRID | DUVAL | LARGE COMMUNITY | INOR | NITRATE | ANNUAL | 2026 | N/A | 033 - POE
2161328 | JEA MAJOR GRID | DUVAL | LARGE COMMUNITY | INOR | NITRITE | ANNUAL | 2026 | N/A | 033 - POE
2161328 | JEA MAJOR GRID | DUVAL | LARGE COMMUNITY | RAD | COMBINED RADIUM-226 AND 228 | EVERY 3, 6, OR 9 YRS | 2032 | N/A | 033 - POE
2161328 | JEA MAJOR GRID | DUVAL | LARGE COMMUNITY | RAD | COMBINED URANIUM | EVERY 3, 6, OR 9 YRS | 2032 | N/A | 033 - POE
2161328 | JEA MAJOR GRID | DUVAL | LARGE COMMUNITY | RAD | GROSS ALPHA EXCL RADON AND URANIUM | EVERY 3, 6, OR 9 YRS | 2032 | N/A | 033 - POE
2161328 | JEA MAJOR GRID | DUVAL | LARGE COMMUNITY | SEC | SECONDARY STANDARDS (14 PARAMETERS) | TRIENNIAL | 2026 | N/A | 033 - POE
2161328 | JEA MAJOR GRID | DUVAL | LARGE COMMUNITY | SOC | SYNTHETIC ORGANIC CONTAMINANTS (29 PARAMETERS) | TRIENNIAL | 2026* | N/A | 033 - POE | *MUST BE SAMPLED TWICE IN TWO DIFFERENT QUARTERS; SOC WAIVER MAY BE SUBMITTED INSTEAD OF SAMPLE RESULTS
2161328 | JEA MAJOR GRID | DUVAL | LARGE COMMUNITY | VOC | VOLATILE ORGANIC CONTAMINANTS (21 PARAMETERS) | TRIENNIAL | 2026 | N/A | 033 - POE
2161328 | JEA MAJOR GRID | DUVAL | LARGE COMMUNITY | INOR | NITRATE | ANNUAL | 2026 | N/A | 035 - POE
2161328 | JEA MAJOR GRID | DUVAL | LARGE COMMUNITY | INOR | NITRITE | ANNUAL | 2026 | N/A | 035 - POE
2161328 | JEA MAJOR GRID | DUVAL | LARGE COMMUNITY | INOR | PRIMARY INORGANICS (16 PARAMETERS) | TRIENNIAL | 2026 | N/A | 035 - POE
2161328 | JEA MAJOR GRID | DUVAL | LARGE COMMUNITY | RAD | COMBINED RADIUM-226 AND 228 | EVERY 3, 6, OR 9 YRS | 2032 | N/A | 035 - POE
2161328 | JEA MAJOR GRID | DUVAL | LARGE COMMUNITY | RAD | COMBINED URANIUM | EVERY 3, 6, OR 9 YRS | 2032 | N/A | 035 - POE
2161328 | JEA MAJOR GRID | DUVAL | LARGE COMMUNITY | RAD | GROSS ALPHA EXCL RADON AND URANIUM | EVERY 3, 6, OR 9 YRS | 2032 | N/A | 035 - POE
2161328 | JEA MAJOR GRID | DUVAL | LARGE COMMUNITY | SEC | SECONDARY STANDARDS (14 PARAMETERS) | TRIENNIAL | 2026 | N/A | 035 - POE
2161328 | JEA MAJOR GRID | DUVAL | LARGE COMMUNITY | SOC | SYNTHETIC ORGANIC CONTAMINANTS (29 PARAMETERS) | TRIENNIAL | 2026* | N/A | 035 - POE | *MUST BE SAMPLED TWICE IN TWO DIFFERENT QUARTERS; SOC WAIVER MAY BE SUBMITTED INSTEAD OF SAMPLE RESULTS
2161328 | JEA MAJOR GRID | DUVAL | LARGE COMMUNITY | VOC | VOLATILE ORGANIC CONTAMINANTS (21 PARAMETERS) | TRIENNIAL | 2026 | N/A | 035 - POE
2161328 | JEA MAJOR GRID | DUVAL | LARGE COMMUNITY | DBP | BROMATE | MONTHLY | 2026 | N/A | 036 - POE
2161328 | JEA MAJOR GRID | DUVAL | LARGE COMMUNITY | INOR | NITRATE | ANNUAL | 2026 | N/A | 036 - POE
2161328 | JEA MAJOR GRID | DUVAL | LARGE COMMUNITY | INOR | NITRITE | ANNUAL | 2026 | N/A | 036 - POE
2161328 | JEA MAJOR GRID | DUVAL | LARGE COMMUNITY | INOR | PRIMARY INORGANICS (16 PARAMETERS) | TRIENNIAL | 2026 | N/A | 036 - POE
2161328 | JEA MAJOR GRID | DUVAL | LARGE COMMUNITY | RAD | COMBINED RADIUM-226 AND 228 | EVERY 3, 6, OR 9 YRS | 2032 | N/A | 036 - POE
2161328 | JEA MAJOR GRID | DUVAL | LARGE COMMUNITY | RAD | COMBINED URANIUM | EVERY 3, 6, OR 9 YRS | 2032 | N/A | 036 - POE
2161328 | JEA MAJOR GRID | DUVAL | LARGE COMMUNITY | RAD | GROSS ALPHA EXCL RADON AND URANIUM | EVERY 3, 6, OR 9 YRS | 2032 | N/A | 036 - POE
2161328 | JEA MAJOR GRID | DUVAL | LARGE COMMUNITY | SEC | SECONDARY STANDARDS (14 PARAMETERS) | TRIENNIAL | 2026 | N/A | 036 - POE
2161328 | JEA MAJOR GRID | DUVAL | LARGE COMMUNITY | SOC | SYNTHETIC ORGANIC CONTAMINANTS (29 PARAMETERS) | TRIENNIAL | 2026* | N/A | 036 - POE | *MUST BE SAMPLED TWICE IN TWO DIFFERENT QUARTERS; SOC WAIVER MAY BE SUBMITTED INSTEAD OF SAMPLE RESULTS
2161328 | JEA MAJOR GRID | DUVAL | LARGE COMMUNITY | VOC | VOLATILE ORGANIC CONTAMINANTS (21 PARAMETERS) | TRIENNIAL | 2026 | N/A | 036 - POE
2161328 | JEA MAJOR GRID | DUVAL | LARGE COMMUNITY | INOR | NITRATE | ANNUAL | 2026 | N/A | 037 - POE
2161328 | JEA MAJOR GRID | DUVAL | LARGE COMMUNITY | INOR | NITRITE | ANNUAL | 2026 | N/A | 037 - POE
2161328 | JEA MAJOR GRID | DUVAL | LARGE COMMUNITY | INOR | PRIMARY INORGANICS (16 PARAMETERS) | TRIENNIAL | 2026 | N/A | 037 - POE
2161328 | JEA MAJOR GRID | DUVAL | LARGE COMMUNITY | RAD | COMBINED RADIUM-226 AND 228 | EVERY 3, 6, OR 9 YRS | 2032 | N/A | 037 - POE
2161328 | JEA MAJOR GRID | DUVAL | LARGE COMMUNITY | RAD | COMBINED URANIUM | EVERY 3, 6, OR 9 YRS | 2032 | N/A | 037 - POE
2161328 | JEA MAJOR GRID | DUVAL | LARGE COMMUNITY | RAD | GROSS ALPHA EXCL RADON AND URANIUM | EVERY 3, 6, OR 9 YRS | 2032 | N/A | 037 - POE
2161328 | JEA MAJOR GRID | DUVAL | LARGE COMMUNITY | SEC | SECONDARY STANDARDS (14 PARAMETERS) | TRIENNIAL | 2026 | N/A | 037 - POE
2161328 | JEA MAJOR GRID | DUVAL | LARGE COMMUNITY | SOC | SYNTHETIC ORGANIC CONTAMINANTS (29 PARAMETERS) | TRIENNIAL | 2026* | N/A | 037 - POE | *MUST BE SAMPLED TWICE IN TWO DIFFERENT QUARTERS; SOC WAIVER MAY BE SUBMITTED INSTEAD OF SAMPLE RESULTS
2161328 | JEA MAJOR GRID | DUVAL | LARGE COMMUNITY | VOC | VOLATILE ORGANIC CONTAMINANTS (21 PARAMETERS) | TRIENNIAL | 2026 | N/A | 037 - POE
2161328 | JEA MAJOR GRID | DUVAL | LARGE COMMUNITY | INOR | NITRATE | ANNUAL | 2026 | N/A | 038 - POE
2161328 | JEA MAJOR GRID | DUVAL | LARGE COMMUNITY | INOR | NITRITE | ANNUAL | 2026 | N/A | 038 - POE
2161328 | JEA MAJOR GRID | DUVAL | LARGE COMMUNITY | INOR | PRIMARY INORGANICS (16 PARAMETERS) | TRIENNIAL | 2026 | N/A | 038 - POE
2161328 | JEA MAJOR GRID | DUVAL | LARGE COMMUNITY | RAD | COMBINED RADIUM-226 AND 228 | EVERY 3, 6, OR 9 YRS | 2029 | N/A | 038 - POE
2161328 | JEA MAJOR GRID | DUVAL | LARGE COMMUNITY | RAD | COMBINED URANIUM | EVERY 3, 6, OR 9 YRS | 2029 | N/A | 038 - POE
2161328 | JEA MAJOR GRID | DUVAL | LARGE COMMUNITY | RAD | GROSS ALPHA EXCL RADON AND URANIUM | EVERY 3, 6, OR 9 YRS | 2029 | N/A | 038 - POE
2161328 | JEA MAJOR GRID | DUVAL | LARGE COMMUNITY | SEC | SECONDARY STANDARDS (14 PARAMETERS) | TRIENNIAL | 2026 | N/A | 038 - POE
2161328 | JEA MAJOR GRID | DUVAL | LARGE COMMUNITY | SOC | SYNTHETIC ORGANIC CONTAMINANTS (29 PARAMETERS) | TRIENNIAL | 2026* | N/A | 038 - POE | *MUST BE SAMPLED TWICE IN TWO DIFFERENT QUARTERS; SOC WAIVER MAY BE SUBMITTED INSTEAD OF SAMPLE RESULTS
2161328 | JEA MAJOR GRID | DUVAL | LARGE COMMUNITY | VOC | VOLATILE ORGANIC CONTAMINANTS (21 PARAMETERS) | TRIENNIAL | 2026 | N/A | 038 - POE
2161328 | JEA MAJOR GRID | DUVAL | LARGE COMMUNITY | INOR | NITRATE | ANNUAL | 2026 | N/A | 039 - POE
2161328 | JEA MAJOR GRID | DUVAL | LARGE COMMUNITY | INOR | NITRITE | ANNUAL | 2026 | N/A | 039 - POE
2161328 | JEA MAJOR GRID | DUVAL | LARGE COMMUNITY | INOR | PRIMARY INORGANICS (16 PARAMETERS) | TRIENNIAL | 2026 | N/A | 039 - POE
2161328 | JEA MAJOR GRID | DUVAL | LARGE COMMUNITY | RAD | COMBINED RADIUM-226 AND 228 | EVERY 3, 6, OR 9 YRS | 2032 | N/A | 039 - POE
2161328 | JEA MAJOR GRID | DUVAL | LARGE COMMUNITY | RAD | COMBINED URANIUM | EVERY 3, 6, OR 9 YRS | 2032 | N/A | 039 - POE
2161328 | JEA MAJOR GRID | DUVAL | LARGE COMMUNITY | RAD | GROSS ALPHA EXCL RADON AND URANIUM | EVERY 3, 6, OR 9 YRS | 2032 | N/A | 039 - POE
2161328 | JEA MAJOR GRID | DUVAL | LARGE COMMUNITY | SEC | SECONDARY STANDARDS (14 PARAMETERS) | TRIENNIAL | 2026 | N/A | 039 - POE
2161328 | JEA MAJOR GRID | DUVAL | LARGE COMMUNITY | SOC | SYNTHETIC ORGANIC CONTAMINANTS (29 PARAMETERS) | TRIENNIAL | 2026* | N/A | 039 - POE | *MUST BE SAMPLED TWICE IN TWO DIFFERENT QUARTERS; SOC WAIVER MAY BE SUBMITTED INSTEAD OF SAMPLE RESULTS
2161328 | JEA MAJOR GRID | DUVAL | LARGE COMMUNITY | VOC | VOLATILE ORGANIC CONTAMINANTS (21 PARAMETERS) | TRIENNIAL | 2026 | N/A | 039 - POE
2161328 | JEA MAJOR GRID | DUVAL | LARGE COMMUNITY | INOR | NITRATE | ANNUAL | 2026 | N/A | 040 - POE
2161328 | JEA MAJOR GRID | DUVAL | LARGE COMMUNITY | INOR | NITRITE | ANNUAL | 2026 | N/A | 040 - POE
2161328 | JEA MAJOR GRID | DUVAL | LARGE COMMUNITY | INOR | PRIMARY INORGANICS (16 PARAMETERS) | TRIENNIAL | 2026 | N/A | 040 - POE
2161328 | JEA MAJOR GRID | DUVAL | LARGE COMMUNITY | RAD | COMBINED RADIUM-226 AND 228 | EVERY 3, 6, OR 9 YRS | 2032 | N/A | 040 - POE
2161328 | JEA MAJOR GRID | DUVAL | LARGE COMMUNITY | RAD | COMBINED URANIUM | EVERY 3, 6, OR 9 YRS | 2032 | N/A | 040 - POE
2161328 | JEA MAJOR GRID | DUVAL | LARGE COMMUNITY | RAD | GROSS ALPHA EXCL RADON AND URANIUM | EVERY 3, 6, OR 9 YRS | 2032 | N/A | 040 - POE
2161328 | JEA MAJOR GRID | DUVAL | LARGE COMMUNITY | SEC | SECONDARY STANDARDS (14 PARAMETERS) | TRIENNIAL | 2026 | N/A | 040 - POE
2161328 | JEA MAJOR GRID | DUVAL | LARGE COMMUNITY | SOC | SYNTHETIC ORGANIC CONTAMINANTS (29 PARAMETERS) | TRIENNIAL | 2026* | N/A | 040 - POE | *MUST BE SAMPLED TWICE IN TWO DIFFERENT QUARTERS; SOC WAIVER MAY BE SUBMITTED INSTEAD OF SAMPLE RESULTS
2161328 | JEA MAJOR GRID | DUVAL | LARGE COMMUNITY | VOC | VOLATILE ORGANIC CONTAMINANTS (21 PARAMETERS) | TRIENNIAL | 2026 | N/A | 040 - POE
2161328 | JEA MAJOR GRID | DUVAL | LARGE COMMUNITY | INOR | NITRATE | ANNUAL | 2026 | N/A | 041 - POE
2161328 | JEA MAJOR GRID | DUVAL | LARGE COMMUNITY | INOR | NITRITE | ANNUAL | 2026 | N/A | 041 - POE
2161328 | JEA MAJOR GRID | DUVAL | LARGE COMMUNITY | INOR | PRIMARY INORGANICS (16 PARAMETERS) | TRIENNIAL | 2026 | N/A | 041 - POE
2161328 | JEA MAJOR GRID | DUVAL | LARGE COMMUNITY | RAD | COMBINED RADIUM-226 AND 228 | EVERY 3, 6, OR 9 YRS | 2032 | N/A | 041 - POE
2161328 | JEA MAJOR GRID | DUVAL | LARGE COMMUNITY | RAD | COMBINED URANIUM | EVERY 3, 6, OR 9 YRS | 2032 | N/A | 041 - POE
2161328 | JEA MAJOR GRID | DUVAL | LARGE COMMUNITY | RAD | GROSS ALPHA EXCL RADON AND URANIUM | EVERY 3, 6, OR 9 YRS | 2032 | N/A | 041 - POE
2161328 | JEA MAJOR GRID | DUVAL | LARGE COMMUNITY | SEC | SECONDARY STANDARDS (14 PARAMETERS) | TRIENNIAL | 2026 | N/A | 041 - POE
2161328 | JEA MAJOR GRID | DUVAL | LARGE COMMUNITY | SOC | SYNTHETIC ORGANIC CONTAMINANTS (29 PARAMETERS) | TRIENNIAL | 2026* | N/A | 041 - POE | *MUST BE SAMPLED TWICE IN TWO DIFFERENT QUARTERS; SOC WAIVER MAY BE SUBMITTED INSTEAD OF SAMPLE RESULTS
2161328 | JEA MAJOR GRID | DUVAL | LARGE COMMUNITY | VOC | VOLATILE ORGANIC CONTAMINANTS (21 PARAMETERS) | TRIENNIAL | 2026 | N/A | 041 - POE
2161328 | JEA MAJOR GRID | DUVAL | LARGE COMMUNITY | INOR | NITRATE | ANNUAL | 2026 | N/A | 042 - POE
2161328 | JEA MAJOR GRID | DUVAL | LARGE COMMUNITY | INOR | NITRITE | ANNUAL | 2026 | N/A | 042 - POE
2161328 | JEA MAJOR GRID | DUVAL | LARGE COMMUNITY | INOR | PRIMARY INORGANICS (16 PARAMETERS) | TRIENNIAL | 2026 | N/A | 042 - POE
2161328 | JEA MAJOR GRID | DUVAL | LARGE COMMUNITY | RAD | COMBINED RADIUM-226 AND 228 | EVERY 3, 6, OR 9 YRS | 2032 | N/A | 042 - POE
2161328 | JEA MAJOR GRID | DUVAL | LARGE COMMUNITY | RAD | COMBINED URANIUM | EVERY 3, 6, OR 9 YRS | 2032 | N/A | 042 - POE
2161328 | JEA MAJOR GRID | DUVAL | LARGE COMMUNITY | RAD | GROSS ALPHA EXCL RADON AND URANIUM | EVERY 3, 6, OR 9 YRS | 2032 | N/A | 042 - POE
2161328 | JEA MAJOR GRID | DUVAL | LARGE COMMUNITY | SEC | SECONDARY STANDARDS (14 PARAMETERS) | TRIENNIAL | 2026 | N/A | 042 - POE
2161328 | JEA MAJOR GRID | DUVAL | LARGE COMMUNITY | SOC | SYNTHETIC ORGANIC CONTAMINANTS (29 PARAMETERS) | TRIENNIAL | 2026* | N/A | 042 - POE | *MUST BE SAMPLED TWICE IN TWO DIFFERENT QUARTERS; SOC WAIVER MAY BE SUBMITTED INSTEAD OF SAMPLE RESULTS
2161328 | JEA MAJOR GRID | DUVAL | LARGE COMMUNITY | VOC | VOLATILE ORGANIC CONTAMINANTS (21 PARAMETERS) | TRIENNIAL | 2026 | N/A | 042 - POE
2161328 | JEA MAJOR GRID | DUVAL | LARGE COMMUNITY | INOR | NITRATE | ANNUAL | 2026 | N/A | 043 - POE
2161328 | JEA MAJOR GRID | DUVAL | LARGE COMMUNITY | INOR | NITRITE | ANNUAL | 2026 | N/A | 043 - POE
2161328 | JEA MAJOR GRID | DUVAL | LARGE COMMUNITY | INOR | PRIMARY INORGANICS (16 PARAMETERS) | TRIENNIAL | 2026 | N/A | 043 - POE
2161328 | JEA MAJOR GRID | DUVAL | LARGE COMMUNITY | RAD | COMBINED RADIUM-226 AND 228 | EVERY 3, 6, OR 9 YRS | 2032 | N/A | 043 - POE
2161328 | JEA MAJOR GRID | DUVAL | LARGE COMMUNITY | RAD | COMBINED URANIUM | EVERY 3, 6, OR 9 YRS | 2032 | N/A | 043 - POE
2161328 | JEA MAJOR GRID | DUVAL | LARGE COMMUNITY | RAD | GROSS ALPHA EXCL RADON AND URANIUM | EVERY 3, 6, OR 9 YRS | 2032 | N/A | 043 - POE
2161328 | JEA MAJOR GRID | DUVAL | LARGE COMMUNITY | SEC | SECONDARY STANDARDS (14 PARAMETERS) | TRIENNIAL | 2026 | N/A | 043 - POE
2161328 | JEA MAJOR GRID | DUVAL | LARGE COMMUNITY | SOC | SYNTHETIC ORGANIC CONTAMINANTS (29 PARAMETERS) | TRIENNIAL | 2026* | N/A | 043 - POE | *MUST BE SAMPLED TWICE IN TWO DIFFERENT QUARTERS; SOC WAIVER MAY BE SUBMITTED INSTEAD OF SAMPLE RESULTS
2161328 | JEA MAJOR GRID | DUVAL | LARGE COMMUNITY | VOC | VOLATILE ORGANIC CONTAMINANTS (21 PARAMETERS) | TRIENNIAL | 2026 | N/A | 043 - POE
2161328 | JEA MAJOR GRID | DUVAL | LARGE COMMUNITY | INOR | NITRATE | ANNUAL | 2026 | N/A | 044 - POE
2161328 | JEA MAJOR GRID | DUVAL | LARGE COMMUNITY | INOR | NITRITE | ANNUAL | 2026 | N/A | 044 - POE
2161328 | JEA MAJOR GRID | DUVAL | LARGE COMMUNITY | INOR | PRIMARY INORGANICS (16 PARAMETERS) | TRIENNIAL | 2026 | N/A | 044 - POE
2161328 | JEA MAJOR GRID | DUVAL | LARGE COMMUNITY | RAD | COMBINED RADIUM-226 AND 228 | QUARTERLY | 2026 | N/A | 044 - POE
2161328 | JEA MAJOR GRID | DUVAL | LARGE COMMUNITY | RAD | COMBINED URANIUM | QUARTERLY | 2026 | N/A | 044 - POE
2161328 | JEA MAJOR GRID | DUVAL | LARGE COMMUNITY | RAD | GROSS ALPHA EXCL RADON AND URANIUM | QUARTERLY | 2026 | N/A | 044 - POE
2161328 | JEA MAJOR GRID | DUVAL | LARGE COMMUNITY | SEC | SECONDARY STANDARDS (14 PARAMETERS) | TRIENNIAL | 2026 | N/A | 044 - POE
2161328 | JEA MAJOR GRID | DUVAL | LARGE COMMUNITY | SOC | SYNTHETIC ORGANIC CONTAMINANTS (29 PARAMETERS) | QUARTERLY | 2026 | N/A | 044 - POE
2161328 | JEA MAJOR GRID | DUVAL | LARGE COMMUNITY | VOC | VOLATILE ORGANIC CONTAMINANTS (21 PARAMETERS) | QUARTERLY | 2026 | N/A | 044 - POE
2161328 | JEA MAJOR GRID | DUVAL | LARGE COMMUNITY | INOR | NITRATE | ANNUAL | 2026 | N/A | 045 - POE
2161328 | JEA MAJOR GRID | DUVAL | LARGE COMMUNITY | INOR | NITRITE | ANNUAL | 2026 | N/A | 045 - POE
2161328 | JEA MAJOR GRID | DUVAL | LARGE COMMUNITY | INOR | PRIMARY INORGANICS (16 PARAMETERS) | TRIENNIAL | 2026 | N/A | 045 - POE
2161328 | JEA MAJOR GRID | DUVAL | LARGE COMMUNITY | RAD | COMBINED RADIUM-226 AND 228 | EVERY 3, 6, OR 9 YRS | 2032 | N/A | 045 - POE
2161328 | JEA MAJOR GRID | DUVAL | LARGE COMMUNITY | RAD | COMBINED URANIUM | EVERY 3, 6, OR 9 YRS | 2032 | N/A | 045 - POE
2161328 | JEA MAJOR GRID | DUVAL | LARGE COMMUNITY | RAD | GROSS ALPHA EXCL RADON AND URANIUM | EVERY 3, 6, OR 9 YRS | 2032 | N/A | 045 - POE
2161328 | JEA MAJOR GRID | DUVAL | LARGE COMMUNITY | SEC | SECONDARY STANDARDS (14 PARAMETERS) | TRIENNIAL | 2026 | N/A | 045 - POE
2161328 | JEA MAJOR GRID | DUVAL | LARGE COMMUNITY | SOC | SYNTHETIC ORGANIC CONTAMINANTS (29 PARAMETERS) | TRIENNIAL | 2026* | N/A | 045 - POE | *MUST BE SAMPLED TWICE IN TWO DIFFERENT QUARTERS; SOC WAIVER MAY BE SUBMITTED INSTEAD OF SAMPLE RESULTS
2161328 | JEA MAJOR GRID | DUVAL | LARGE COMMUNITY | VOC | VOLATILE ORGANIC CONTAMINANTS (21 PARAMETERS) | TRIENNIAL | 2026 | N/A | 045 - POE
2161328 | JEA MAJOR GRID | DUVAL | LARGE COMMUNITY | DBP | BROMATE | MONTHLY | 2026 | N/A | 050 - POE
2161328 | JEA MAJOR GRID | DUVAL | LARGE COMMUNITY | INOR | NITRATE | ANNUAL | 2026 | N/A | 050 - POE
2161328 | JEA MAJOR GRID | DUVAL | LARGE COMMUNITY | INOR | NITRITE | ANNUAL | 2026 | N/A | 050 - POE
2161328 | JEA MAJOR GRID | DUVAL | LARGE COMMUNITY | INOR | PRIMARY INORGANICS (16 PARAMETERS) | TRIENNIAL | 2026 | N/A | 050 - POE
2161328 | JEA MAJOR GRID | DUVAL | LARGE COMMUNITY | RAD | COMBINED RADIUM-226 AND 228 | EVERY 3, 6, OR 9 YRS | 2032 | N/A | 050 - POE
2161328 | JEA MAJOR GRID | DUVAL | LARGE COMMUNITY | RAD | COMBINED URANIUM | EVERY 3, 6, OR 9 YRS | 2032 | N/A | 050 - POE
2161328 | JEA MAJOR GRID | DUVAL | LARGE COMMUNITY | RAD | GROSS ALPHA EXCL RADON AND URANIUM | EVERY 3, 6, OR 9 YRS | 2032 | N/A | 050 - POE
2161328 | JEA MAJOR GRID | DUVAL | LARGE COMMUNITY | SEC | SECONDARY STANDARDS (14 PARAMETERS) | TRIENNIAL | 2026 | N/A | 050 - POE
2161328 | JEA MAJOR GRID | DUVAL | LARGE COMMUNITY | SOC | SYNTHETIC ORGANIC CONTAMINANTS (29 PARAMETERS) | TRIENNIAL | 2026* | N/A | 050 - POE | *MUST BE SAMPLED TWICE IN TWO DIFFERENT QUARTERS; SOC WAIVER MAY BE SUBMITTED INSTEAD OF SAMPLE RESULTS
2161328 | JEA MAJOR GRID | DUVAL | LARGE COMMUNITY | VOC | VOLATILE ORGANIC CONTAMINANTS (21 PARAMETERS) | ANNUAL | 2026 | N/A | 050 - POE
2161328 | JEA MAJOR GRID | DUVAL | LARGE COMMUNITY | DBP | BROMATE | MONTHLY | 2026 | N/A | 051 - POE
2161328 | JEA MAJOR GRID | DUVAL | LARGE COMMUNITY | INOR | NITRATE | ANNUAL | 2026 | N/A | 051 - POE
2161328 | JEA MAJOR GRID | DUVAL | LARGE COMMUNITY | INOR | NITRITE | ANNUAL | 2026 | N/A | 051 - POE
2161328 | JEA MAJOR GRID | DUVAL | LARGE COMMUNITY | INOR | PRIMARY INORGANICS (16 PARAMETERS) | TRIENNIAL | 2026 | N/A | 051 - POE
2161328 | JEA MAJOR GRID | DUVAL | LARGE COMMUNITY | RAD | COMBINED RADIUM-226 AND 228 | EVERY 3, 6, OR 9 YRS | 2032 | N/A | 051 - POE
2161328 | JEA MAJOR GRID | DUVAL | LARGE COMMUNITY | RAD | COMBINED URANIUM | EVERY 3, 6, OR 9 YRS | 2032 | N/A | 051 - POE
2161328 | JEA MAJOR GRID | DUVAL | LARGE COMMUNITY | RAD | GROSS ALPHA EXCL RADON AND URANIUM | EVERY 3, 6, OR 9 YRS | 2032 | N/A | 051 - POE
2161328 | JEA MAJOR GRID | DUVAL | LARGE COMMUNITY | SEC | SECONDARY STANDARDS (14 PARAMETERS) | TRIENNIAL | 2026 | N/A | 051 - POE
2161328 | JEA MAJOR GRID | DUVAL | LARGE COMMUNITY | SOC | SYNTHETIC ORGANIC CONTAMINANTS (29 PARAMETERS) | TRIENNIAL | 2026* | N/A | 051 - POE | *MUST BE SAMPLED TWICE IN TWO DIFFERENT QUARTERS; SOC WAIVER MAY BE SUBMITTED INSTEAD OF SAMPLE RESULTS
2161328 | JEA MAJOR GRID | DUVAL | LARGE COMMUNITY | VOC | VOLATILE ORGANIC CONTAMINANTS (21 PARAMETERS) | TRIENNIAL | 2026 | N/A | 051 - POE
2161328 | JEA MAJOR GRID | DUVAL | LARGE COMMUNITY | INOR | NITRATE | ANNUAL | 2026 | N/A | 054 - POE
2161328 | JEA MAJOR GRID | DUVAL | LARGE COMMUNITY | INOR | NITRITE | ANNUAL | 2026 | N/A | 054 - POE
2161328 | JEA MAJOR GRID | DUVAL | LARGE COMMUNITY | INOR | PRIMARY INORGANICS (16 PARAMETERS) | TRIENNIAL | 2026 | N/A | 054 - POE
2161328 | JEA MAJOR GRID | DUVAL | LARGE COMMUNITY | RAD | COMBINED RADIUM-226 AND 228 | EVERY 3, 6, OR 9 YRS | 2032 | N/A | 054 - POE
2161328 | JEA MAJOR GRID | DUVAL | LARGE COMMUNITY | RAD | COMBINED URANIUM | EVERY 3, 6, OR 9 YRS | 2032 | N/A | 054 - POE
2161328 | JEA MAJOR GRID | DUVAL | LARGE COMMUNITY | RAD | GROSS ALPHA EXCL RADON AND URANIUM | EVERY 3, 6, OR 9 YRS | 2032 | N/A | 054 - POE
2161328 | JEA MAJOR GRID | DUVAL | LARGE COMMUNITY | SEC | SECONDARY STANDARDS (14 PARAMETERS) | TRIENNIAL | 2026 | N/A | 054 - POE
2161328 | JEA MAJOR GRID | DUVAL | LARGE COMMUNITY | SOC | SYNTHETIC ORGANIC CONTAMINANTS (29 PARAMETERS) | TRIENNIAL | 2026* | N/A | 054 - POE | *MUST BE SAMPLED TWICE IN TWO DIFFERENT QUARTERS; SOC WAIVER MAY BE SUBMITTED INSTEAD OF SAMPLE RESULTS
2161328 | JEA MAJOR GRID | DUVAL | LARGE COMMUNITY | VOC | VOLATILE ORGANIC CONTAMINANTS (21 PARAMETERS) | TRIENNIAL | 2026 | N/A | 054 - POE
2161328 | JEA MAJOR GRID | DUVAL | LARGE COMMUNITY | INOR | NITRATE | ANNUAL | 2026 | N/A | 055 - POE
2161328 | JEA MAJOR GRID | DUVAL | LARGE COMMUNITY | INOR | NITRITE | ANNUAL | 2026 | N/A | 055 - POE
2161328 | JEA MAJOR GRID | DUVAL | LARGE COMMUNITY | INOR | PRIMARY INORGANICS (16 PARAMETERS) | TRIENNIAL | 2026 | N/A | 055 - POE
2161328 | JEA MAJOR GRID | DUVAL | LARGE COMMUNITY | RAD | COMBINED RADIUM-226 AND 228 | EVERY 3, 6, OR 9 YRS | 2032 | N/A | 055 - POE
2161328 | JEA MAJOR GRID | DUVAL | LARGE COMMUNITY | RAD | COMBINED URANIUM | EVERY 3, 6, OR 9 YRS | 2032 | N/A | 055 - POE
2161328 | JEA MAJOR GRID | DUVAL | LARGE COMMUNITY | RAD | GROSS ALPHA EXCL RADON AND URANIUM | EVERY 3, 6, OR 9 YRS | 2032 | N/A | 055 - POE
2161328 | JEA MAJOR GRID | DUVAL | LARGE COMMUNITY | SEC | SECONDARY STANDARDS (14 PARAMETERS) | TRIENNIAL | 2026 | N/A | 055 - POE
2161328 | JEA MAJOR GRID | DUVAL | LARGE COMMUNITY | SOC | SYNTHETIC ORGANIC CONTAMINANTS (29 PARAMETERS) | QUARTERLY | 2026 | N/A | 055 - POE
2161328 | JEA MAJOR GRID | DUVAL | LARGE COMMUNITY | VOC | VOLATILE ORGANIC CONTAMINANTS (21 PARAMETERS) | QUARTERLY | 2026 | N/A | 055 - POE
2161328 | JEA MAJOR GRID | DUVAL | LARGE COMMUNITY | INOR | ASBESTOS | EVERY 9 YEARS | 2029 | N/A | IN DISTRIBUTION WHERE ASBESTOS HAS BEEN IDENTIFIED | "NO-ASBESTOS" WAIVER AVAILABLE IF APPLICABLE
2161337 | BARCELONA APARTMENTS | DUVAL | COMMUNITY | DBP | TTHMS AND HAA5S | TRIENNIAL | 2027 | SEPTEMBER | APARTMENT 8458
2161337 | BARCELONA APARTMENTS | DUVAL | COMMUNITY | INOR | ASBESTOS | EVERY 9 YEARS | 2030 | N/A | IN DISTRIBUTION WHERE ASBESTOS HAS BEEN IDENTIFIED | "NO-ASBESTOS" WAIVER AVAILABLE IF APPLICABLE
2161337 | BARCELONA APARTMENTS | DUVAL | COMMUNITY | INOR | NITRATE | ANNUAL | 2026 | N/A | POINT OF ENTRY TO DISTRIBUTION
2161337 | BARCELONA APARTMENTS | DUVAL | COMMUNITY | INOR | NITRITE | ANNUAL | 2026 | N/A | POINT OF ENTRY TO DISTRIBUTION
2161337 | BARCELONA APARTMENTS | DUVAL | COMMUNITY | INOR | PRIMARY INORGANICS (16 PARAMETERS) | TRIENNIAL | 2027 | N/A | POINT OF ENTRY TO DISTRIBUTION
2161337 | BARCELONA APARTMENTS | DUVAL | COMMUNITY | LCR | LEAD AND COPPER TAP SAMPLING | TRIENNIAL | 2026 | JUNE THROUGH SEPTEMBER | 5 SITES PER LCR SAMPLING PLAN
2161337 | BARCELONA APARTMENTS | DUVAL | COMMUNITY | RAD | COMBINED RADIUM-226 AND 228 | EVERY 3, 6, OR 9 YRS | 2033 | N/A | POINT OF ENTRY TO DISTRIBUTION
2161337 | BARCELONA APARTMENTS | DUVAL | COMMUNITY | RAD | COMBINED URANIUM | EVERY 3, 6, OR 9 YRS | 2033 | N/A | POINT OF ENTRY TO DISTRIBUTION
2161337 | BARCELONA APARTMENTS | DUVAL | COMMUNITY | RAD | GROSS ALPHA EXCL RADON AND URANIUM | EVERY 3, 6, OR 9 YRS | 2033 | N/A | POINT OF ENTRY TO DISTRIBUTION
2161337 | BARCELONA APARTMENTS | DUVAL | COMMUNITY | SEC | SECONDARY STANDARDS (14 PARAMETERS) | TRIENNIAL | 2027 | N/A | POINT OF ENTRY TO DISTRIBUTION
2161337 | BARCELONA APARTMENTS | DUVAL | COMMUNITY | SOC | SYNTHETIC ORGANIC CONTAMINANTS (29 PARAMETERS) | TRIENNIAL | 2027* | N/A | POINT OF ENTRY TO DISTRIBUTION | *SOC WAIVER MAY BE SUBMITTED INSTEAD OF SAMPLE RESULTS
2161337 | BARCELONA APARTMENTS | DUVAL | COMMUNITY | VOC | VOLATILE ORGANIC CONTAMINANTS (21 PARAMETERS) | TRIENNIAL | 2027 | N/A | POINT OF ENTRY TO DISTRIBUTION
2164003 | SADDLE BROOK LANDINGS | DUVAL | COMMUNITY | DBP | TTHMS AND HAA5S | ANNUAL | 2026 | JULY | BLDG 3042
2164003 | SADDLE BROOK LANDINGS | DUVAL | COMMUNITY | INOR | ASBESTOS | EVERY 9 YEARS | 2030 | N/A | IN DISTRIBUTION WHERE ASBESTOS HAS BEEN IDENTIFIED | "NO-ASBESTOS" WAIVER AVAILABLE IF APPLICABLE
2164003 | SADDLE BROOK LANDINGS | DUVAL | COMMUNITY | INOR | NITRATE | ANNUAL | 2026 | N/A | POINT OF ENTRY TO DISTRIBUTION
2164003 | SADDLE BROOK LANDINGS | DUVAL | COMMUNITY | INOR | NITRITE | ANNUAL | 2026 | N/A | POINT OF ENTRY TO DISTRIBUTION
2164003 | SADDLE BROOK LANDINGS | DUVAL | COMMUNITY | INOR | PRIMARY INORGANICS (16 PARAMETERS) | TRIENNIAL | 2027 | N/A | POINT OF ENTRY TO DISTRIBUTION
2164003 | SADDLE BROOK LANDINGS | DUVAL | COMMUNITY | LCR | LEAD AND COPPER TAP SAMPLING | TRIENNIAL | 2026 | JUNE THROUGH SEPTEMBER | 10 SITES PER LCR SAMPLING PLAN
2164003 | SADDLE BROOK LANDINGS | DUVAL | COMMUNITY | RAD | COMBINED RADIUM-226 AND 228 | EVERY 3, 6, OR 9 YRS | 2030 | N/A | POINT OF ENTRY TO DISTRIBUTION
2164003 | SADDLE BROOK LANDINGS | DUVAL | COMMUNITY | RAD | COMBINED URANIUM | EVERY 3, 6, OR 9 YRS | 2030 | N/A | POINT OF ENTRY TO DISTRIBUTION
2164003 | SADDLE BROOK LANDINGS | DUVAL | COMMUNITY | RAD | GROSS ALPHA EXCL RADON AND URANIUM | EVERY 3, 6, OR 9 YRS | 2030 | N/A | POINT OF ENTRY TO DISTRIBUTION
2164003 | SADDLE BROOK LANDINGS | DUVAL | COMMUNITY | SEC | SECONDARY STANDARDS (14 PARAMETERS) | TRIENNIAL | 2027 | N/A | POINT OF ENTRY TO DISTRIBUTION
2164003 | SADDLE BROOK LANDINGS | DUVAL | COMMUNITY | SOC | SYNTHETIC ORGANIC CONTAMINANTS (29 PARAMETERS) | TRIENNIAL | 2027* | N/A | POINT OF ENTRY TO DISTRIBUTION | *SOC WAIVER MAY BE SUBMITTED INSTEAD OF SAMPLE RESULTS
2164003 | SADDLE BROOK LANDINGS | DUVAL | COMMUNITY | VOC | VOLATILE ORGANIC CONTAMINANTS (21 PARAMETERS) | TRIENNIAL | 2027 | N/A | POINT OF ENTRY TO DISTRIBUTION
2164279 | NEIGHBORHOOD UTILITIES (TIMBER CREEK) | DUVAL | COMMUNITY | DBP | TTHMS AND HAA5S | ANNUAL | 2026 | NOVEMBER | LOT 38
2164279 | NEIGHBORHOOD UTILITIES (TIMBER CREEK) | DUVAL | COMMUNITY | INOR | ASBESTOS | EVERY 9 YEARS | 2030 | N/A | IN DISTRIBUTION WHERE ASBESTOS HAS BEEN IDENTIFIED | "NO-ASBESTOS" WAIVER AVAILABLE IF APPLICABLE
2164279 | NEIGHBORHOOD UTILITIES (TIMBER CREEK) | DUVAL | COMMUNITY | INOR | NITRATE | ANNUAL | 2026 | N/A | POINT OF ENTRY TO DISTRIBUTION
2164279 | NEIGHBORHOOD UTILITIES (TIMBER CREEK) | DUVAL | COMMUNITY | INOR | NITRITE | ANNUAL | 2026 | N/A | POINT OF ENTRY TO DISTRIBUTION
2164279 | NEIGHBORHOOD UTILITIES (TIMBER CREEK) | DUVAL | COMMUNITY | INOR | PRIMARY INORGANICS (16 PARAMETERS) | TRIENNIAL | 2027 | N/A | POINT OF ENTRY TO DISTRIBUTION
2164279 | NEIGHBORHOOD UTILITIES (TIMBER CREEK) | DUVAL | COMMUNITY | LCR | LEAD AND COPPER TAP SAMPLING | TRIENNIAL | 2027 | JUNE THROUGH SEPTEMBER | 10 SITES PER LCR SAMPLING PLAN
2164279 | NEIGHBORHOOD UTILITIES (TIMBER CREEK) | DUVAL | COMMUNITY | RAD | COMBINED RADIUM-226 AND 228 | EVERY 3, 6, OR 9 YRS | 2033 | N/A | POINT OF ENTRY TO DISTRIBUTION
2164279 | NEIGHBORHOOD UTILITIES (TIMBER CREEK) | DUVAL | COMMUNITY | RAD | COMBINED URANIUM | EVERY 3, 6, OR 9 YRS | 2033 | N/A | POINT OF ENTRY TO DISTRIBUTION
2164279 | NEIGHBORHOOD UTILITIES (TIMBER CREEK) | DUVAL | COMMUNITY | RAD | GROSS ALPHA EXCL RADON AND URANIUM | EVERY 3, 6, OR 9 YRS | 2033 | N/A | POINT OF ENTRY TO DISTRIBUTION
2164279 | NEIGHBORHOOD UTILITIES (TIMBER CREEK) | DUVAL | COMMUNITY | SEC | SECONDARY STANDARDS (14 PARAMETERS) | TRIENNIAL | 2027 | N/A | POINT OF ENTRY TO DISTRIBUTION
2164279 | NEIGHBORHOOD UTILITIES (TIMBER CREEK) | DUVAL | COMMUNITY | SOC | SYNTHETIC ORGANIC CONTAMINANTS (29 PARAMETERS) | TRIENNIAL | 2027* | N/A | POINT OF ENTRY TO DISTRIBUTION | *SOC WAIVER MAY BE SUBMITTED INSTEAD OF SAMPLE RESULTS
2164279 | NEIGHBORHOOD UTILITIES (TIMBER CREEK) | DUVAL | COMMUNITY | VOC | VOLATILE ORGANIC CONTAMINANTS (21 PARAMETERS) | TRIENNIAL | 2027 | N/A | POINT OF ENTRY TO DISTRIBUTION
2164348 | BEVERLY HILLS DEVELOPMENT CENTER | DUVAL | NONTRANSIENT NONCOMMUNITY | DBP | TTHMS AND HAA5S | TRIENNIAL | 2028 | AUGUST | LOUNGE SINK
2164348 | BEVERLY HILLS DEVELOPMENT CENTER | DUVAL | NONTRANSIENT NONCOMMUNITY | INOR | ASBESTOS | EVERY 9 YEARS | 2031 | N/A | IN DISTRIBUTION WHERE ASBESTOS HAS BEEN IDENTIFIED | "NO-ASBESTOS" WAIVER AVAILABLE IF APPLICABLE
2164348 | BEVERLY HILLS DEVELOPMENT CENTER | DUVAL | NONTRANSIENT NONCOMMUNITY | INOR | NITRATE | ANNUAL | 2026 | N/A | POINT OF ENTRY TO DISTRIBUTION
2164348 | BEVERLY HILLS DEVELOPMENT CENTER | DUVAL | NONTRANSIENT NONCOMMUNITY | INOR | NITRITE | ANNUAL | 2026 | N/A | POINT OF ENTRY TO DISTRIBUTION
2164348 | BEVERLY HILLS DEVELOPMENT CENTER | DUVAL | NONTRANSIENT NONCOMMUNITY | INOR | PRIMARY INORGANICS (16 PARAMETERS) | TRIENNIAL | 2028 | N/A | POINT OF ENTRY TO DISTRIBUTION
2164348 | BEVERLY HILLS DEVELOPMENT CENTER | DUVAL | NONTRANSIENT NONCOMMUNITY | LCR | LEAD AND COPPER TAP SAMPLING | TRIENNIAL | 2028 | JUNE THROUGH SEPTEMBER | 5 SITES PER LCR SAMPLING PLAN
2164348 | BEVERLY HILLS DEVELOPMENT CENTER | DUVAL | NONTRANSIENT NONCOMMUNITY | SOC | SYNTHETIC ORGANIC CONTAMINANTS (29 PARAMETERS) | TRIENNIAL | 2028* | N/A | POINT OF ENTRY TO DISTRIBUTION | *SOC WAIVER MAY BE SUBMITTED INSTEAD OF SAMPLE RESULTS
2164348 | BEVERLY HILLS DEVELOPMENT CENTER | DUVAL | NONTRANSIENT NONCOMMUNITY | VOC | VOLATILE ORGANIC CONTAMINANTS (21 PARAMETERS) | TRIENNIAL | 2028 | N/A | POINT OF ENTRY TO DISTRIBUTION
2164352 | MAXVILLE COMMUNITY CENTER | DUVAL | NONTRANSIENT NONCOMMUNITY | DBP | TOTAL TRIHALOMETHANES (TTHMS) | ANNUAL | 2026 | FEBRUARY | SPIGOT AT DUGOUT (18065 PENN AVE)
2164352 | MAXVILLE COMMUNITY CENTER | DUVAL | NONTRANSIENT NONCOMMUNITY | DBP | HALOACETIC ACIDS (HAA5S) | ANNUAL | 2026 | AUGUST | SPIGOT AT DUGOUT (18065 PENN AVE)
2164352 | MAXVILLE COMMUNITY CENTER | DUVAL | NONTRANSIENT NONCOMMUNITY | INOR | ASBESTOS | EVERY 9 YEARS | 2031 | N/A | IN DISTRIBUTION WHERE ASBESTOS HAS BEEN IDENTIFIED | "NO-ASBESTOS" WAIVER AVAILABLE IF APPLICABLE
2164352 | MAXVILLE COMMUNITY CENTER | DUVAL | NONTRANSIENT NONCOMMUNITY | INOR | NITRATE | ANNUAL | 2026 | N/A | POINT OF ENTRY TO DISTRIBUTION
2164352 | MAXVILLE COMMUNITY CENTER | DUVAL | NONTRANSIENT NONCOMMUNITY | INOR | NITRITE | ANNUAL | 2026 | N/A | POINT OF ENTRY TO DISTRIBUTION
2164352 | MAXVILLE COMMUNITY CENTER | DUVAL | NONTRANSIENT NONCOMMUNITY | INOR | PRIMARY INORGANICS (16 PARAMETERS) | TRIENNIAL | 2028 | N/A | POINT OF ENTRY TO DISTRIBUTION
2164352 | MAXVILLE COMMUNITY CENTER | DUVAL | NONTRANSIENT NONCOMMUNITY | LCR | LEAD AND COPPER TAP SAMPLING | TRIENNIAL | 2026 | JUNE THROUGH SEPTEMBER | 5 SITES PER LCR SAMPLING PLAN
2164352 | MAXVILLE COMMUNITY CENTER | DUVAL | NONTRANSIENT NONCOMMUNITY | SOC | SYNTHETIC ORGANIC CONTAMINANTS (29 PARAMETERS) | TRIENNIAL | 2028* | N/A | POINT OF ENTRY TO DISTRIBUTION | *SOC WAIVER MAY BE SUBMITTED INSTEAD OF SAMPLE RESULTS
2164352 | MAXVILLE COMMUNITY CENTER | DUVAL | NONTRANSIENT NONCOMMUNITY | VOC | TOLUENE | ANNUAL | 2026 | JULY THROUGH SEPTEMBER | POINT OF ENTRY TO DISTRIBUTION
2164352 | MAXVILLE COMMUNITY CENTER | DUVAL | NONTRANSIENT NONCOMMUNITY | VOC | VOLATILE ORGANIC CONTAMINANTS (21 PARAMETERS) | TRIENNIAL | 2028 | N/A | POINT OF ENTRY TO DISTRIBUTION
2164398 | WEST MEADOWS BAPTIST CHURCH | DUVAL | NONTRANSIENT NONCOMMUNITY | DBP | TTHMS AND HAA5S | TRIENNIAL | 2028 | SEPTEMBER | CHURCH MEN'S RESTROOM
2164398 | WEST MEADOWS BAPTIST CHURCH | DUVAL | NONTRANSIENT NONCOMMUNITY | INOR | ASBESTOS | EVERY 9 YEARS | 2031 | N/A | IN DISTRIBUTION WHERE ASBESTOS HAS BEEN IDENTIFIED | "NO-ASBESTOS" WAIVER AVAILABLE IF APPLICABLE
2164398 | WEST MEADOWS BAPTIST CHURCH | DUVAL | NONTRANSIENT NONCOMMUNITY | INOR | NITRATE | ANNUAL | 2026 | N/A | POINT OF ENTRY TO DISTRIBUTION
2164398 | WEST MEADOWS BAPTIST CHURCH | DUVAL | NONTRANSIENT NONCOMMUNITY | INOR | NITRITE | ANNUAL | 2026 | N/A | POINT OF ENTRY TO DISTRIBUTION
2164398 | WEST MEADOWS BAPTIST CHURCH | DUVAL | NONTRANSIENT NONCOMMUNITY | INOR | PRIMARY INORGANICS (16 PARAMETERS) | TRIENNIAL | 2028 | N/A | POINT OF ENTRY TO DISTRIBUTION
2164398 | WEST MEADOWS BAPTIST CHURCH | DUVAL | NONTRANSIENT NONCOMMUNITY | LCR | LEAD AND COPPER TAP SAMPLING | TRIENNIAL | 2027 | JUNE THROUGH SEPTEMBER | 5 SITES PER LCR SAMPLING PLAN
2164398 | WEST MEADOWS BAPTIST CHURCH | DUVAL | NONTRANSIENT NONCOMMUNITY | RAD | COMBINED RADIUM-226 AND 228 | EVERY 3, 6, OR 9 YRS | 2034 | N/A | POINT OF ENTRY TO DISTRIBUTION
2164398 | WEST MEADOWS BAPTIST CHURCH | DUVAL | NONTRANSIENT NONCOMMUNITY | RAD | GROSS ALPHA EXCL RADON AND URANIUM | EVERY 3, 6, OR 9 YRS | 2034 | N/A | POINT OF ENTRY TO DISTRIBUTION
2164398 | WEST MEADOWS BAPTIST CHURCH | DUVAL | NONTRANSIENT NONCOMMUNITY | SOC | SYNTHETIC ORGANIC CONTAMINANTS (29 PARAMETERS) | TRIENNIAL | 2028* | N/A | POINT OF ENTRY TO DISTRIBUTION | *SOC WAIVER MAY BE SUBMITTED INSTEAD OF SAMPLE RESULTS
2164398 | WEST MEADOWS BAPTIST CHURCH | DUVAL | NONTRANSIENT NONCOMMUNITY | VOC | DICHLOROMETHANE | QUARTERLY | 2026 | N/A | POINT OF ENTRY TO DISTRIBUTION
2164398 | WEST MEADOWS BAPTIST CHURCH | DUVAL | NONTRANSIENT NONCOMMUNITY | VOC | VOLATILE ORGANIC CONTAMINANTS (21 PARAMETERS) | TRIENNIAL | 2028 | N/A | POINT OF ENTRY TO DISTRIBUTION
2164400 | BELLE OAKS WTP | DUVAL | COMMUNITY | DBP | TTHMS AND HAA5S | TRIENNIAL | 2027 | SEPTEMBER | UNIT #5 (10754 SCOTT MILL ROAD)
2164400 | BELLE OAKS WTP | DUVAL | COMMUNITY | INOR | ASBESTOS | EVERY 9 YEARS | 2030 | N/A | IN DISTRIBUTION WHERE ASBESTOS HAS BEEN IDENTIFIED | "NO-ASBESTOS" WAIVER AVAILABLE IF APPLICABLE
2164400 | BELLE OAKS WTP | DUVAL | COMMUNITY | INOR | NITRATE | ANNUAL | 2026 | N/A | POINT OF ENTRY TO DISTRIBUTION
2164400 | BELLE OAKS WTP | DUVAL | COMMUNITY | INOR | NITRITE | ANNUAL | 2026 | N/A | POINT OF ENTRY TO DISTRIBUTION
2164400 | BELLE OAKS WTP | DUVAL | COMMUNITY | INOR | PRIMARY INORGANICS (16 PARAMETERS) | TRIENNIAL | 2027 | N/A | POINT OF ENTRY TO DISTRIBUTION
2164400 | BELLE OAKS WTP | DUVAL | COMMUNITY | LCR | LEAD AND COPPER TAP SAMPLING | TRIENNIAL | 2027 | JUNE THROUGH SEPTEMBER | 5 SITES PER LCR SAMPLING PLAN
2164400 | BELLE OAKS WTP | DUVAL | COMMUNITY | RAD | COMBINED RADIUM-226 AND 228 | EVERY 3, 6, OR 9 YRS | 2030 | N/A | POINT OF ENTRY TO DISTRIBUTION
2164400 | BELLE OAKS WTP | DUVAL | COMMUNITY | RAD | COMBINED URANIUM | EVERY 3, 6, OR 9 YRS | 2030 | N/A | POINT OF ENTRY TO DISTRIBUTION
2164400 | BELLE OAKS WTP | DUVAL | COMMUNITY | RAD | GROSS ALPHA EXCL RADON AND URANIUM | EVERY 3, 6, OR 9 YRS | 2030 | N/A | POINT OF ENTRY TO DISTRIBUTION
2164400 | BELLE OAKS WTP | DUVAL | COMMUNITY | SEC | SECONDARY STANDARDS (14 PARAMETERS) | TRIENNIAL | 2027 | N/A | POINT OF ENTRY TO DISTRIBUTION
2164400 | BELLE OAKS WTP | DUVAL | COMMUNITY | SOC | SYNTHETIC ORGANIC CONTAMINANTS (29 PARAMETERS) | TRIENNIAL | 2027* | N/A | POINT OF ENTRY TO DISTRIBUTION | *SOC WAIVER MAY BE SUBMITTED INSTEAD OF SAMPLE RESULTS
2164400 | BELLE OAKS WTP | DUVAL | COMMUNITY | VOC | VOLATILE ORGANIC CONTAMINANTS (21 PARAMETERS) | TRIENNIAL | 2027 | N/A | POINT OF ENTRY TO DISTRIBUTION
2164401 | TRANSITION HOUSE AT DINSMORE | DUVAL | COMMUNITY | DBP | TTHMS AND HAA5S | QUARTERLY | 2026 | 2ND MONTH, 4TH WEEK | STP PLANT TAP
2164401 | TRANSITION HOUSE AT DINSMORE | DUVAL | COMMUNITY | INOR | ASBESTOS | EVERY 9 YEARS | 2030 | N/A | IN DISTRIBUTION WHERE ASBESTOS HAS BEEN IDENTIFIED | "NO-ASBESTOS" WAIVER AVAILABLE IF APPLICABLE
2164401 | TRANSITION HOUSE AT DINSMORE | DUVAL | COMMUNITY | INOR | NITRATE | ANNUAL | 2026 | N/A | POINT OF ENTRY TO DISTRIBUTION
2164401 | TRANSITION HOUSE AT DINSMORE | DUVAL | COMMUNITY | INOR | NITRITE | ANNUAL | 2026 | N/A | POINT OF ENTRY TO DISTRIBUTION
2164401 | TRANSITION HOUSE AT DINSMORE | DUVAL | COMMUNITY | INOR | PRIMARY INORGANICS (16 PARAMETERS) | TRIENNIAL | 2027 | N/A | POINT OF ENTRY TO DISTRIBUTION
2164401 | TRANSITION HOUSE AT DINSMORE | DUVAL | COMMUNITY | LCR | LEAD AND COPPER TAP SAMPLING | TRIENNIAL | 2026 | JUNE THROUGH SEPTEMBER | 5 SITES PER LCR SAMPLING PLAN
2164401 | TRANSITION HOUSE AT DINSMORE | DUVAL | COMMUNITY | RAD | COMBINED RADIUM-226 AND 228 | EVERY 3, 6, OR 9 YRS | 2027 | N/A | POINT OF ENTRY TO DISTRIBUTION
2164401 | TRANSITION HOUSE AT DINSMORE | DUVAL | COMMUNITY | RAD | COMBINED URANIUM | EVERY 3, 6, OR 9 YRS | 2027 | N/A | POINT OF ENTRY TO DISTRIBUTION
2164401 | TRANSITION HOUSE AT DINSMORE | DUVAL | COMMUNITY | RAD | GROSS ALPHA EXCL RADON AND URANIUM | EVERY 3, 6, OR 9 YRS | 2027 | N/A | POINT OF ENTRY TO DISTRIBUTION
2164401 | TRANSITION HOUSE AT DINSMORE | DUVAL | COMMUNITY | SEC | SECONDARY STANDARDS (14 PARAMETERS) | TRIENNIAL | 2027 | N/A | POINT OF ENTRY TO DISTRIBUTION
2164401 | TRANSITION HOUSE AT DINSMORE | DUVAL | COMMUNITY | SOC | SYNTHETIC ORGANIC CONTAMINANTS (29 PARAMETERS) | TRIENNIAL | 2027* | N/A | POINT OF ENTRY TO DISTRIBUTION | *SOC WAIVER MAY BE SUBMITTED INSTEAD OF SAMPLE RESULTS
2164401 | TRANSITION HOUSE AT DINSMORE | DUVAL | COMMUNITY | VOC | VOLATILE ORGANIC CONTAMINANTS (21 PARAMETERS) | TRIENNIAL | 2027 | N/A | POINT OF ENTRY TO DISTRIBUTION
2164412 | FIRST UNITED PENTECOSTAL CHURCH | DUVAL | NONTRANSIENT NONCOMMUNITY | DBP | TTHMS AND HAA5S | TRIENNIAL | 2028 | SEPTEMBER | SPIGOT AT PARSONAGE
2164412 | FIRST UNITED PENTECOSTAL CHURCH | DUVAL | NONTRANSIENT NONCOMMUNITY | INOR | ASBESTOS | EVERY 9 YEARS | 2031 | N/A | IN DISTRIBUTION WHERE ASBESTOS HAS BEEN IDENTIFIED | "NO-ASBESTOS" WAIVER AVAILABLE IF APPLICABLE
2164412 | FIRST UNITED PENTECOSTAL CHURCH | DUVAL | NONTRANSIENT NONCOMMUNITY | INOR | NITRATE | ANNUAL | 2026 | N/A | POINT OF ENTRY TO DISTRIBUTION
2164412 | FIRST UNITED PENTECOSTAL CHURCH | DUVAL | NONTRANSIENT NONCOMMUNITY | INOR | NITRITE | ANNUAL | 2026 | N/A | POINT OF ENTRY TO DISTRIBUTION
2164412 | FIRST UNITED PENTECOSTAL CHURCH | DUVAL | NONTRANSIENT NONCOMMUNITY | INOR | PRIMARY INORGANICS (16 PARAMETERS) | TRIENNIAL | 2028 | N/A | POINT OF ENTRY TO DISTRIBUTION
2164412 | FIRST UNITED PENTECOSTAL CHURCH | DUVAL | NONTRANSIENT NONCOMMUNITY | LCR | LEAD AND COPPER TAP SAMPLING | TRIENNIAL | 2027 | JUNE THROUGH SEPTEMBER | 5 SITES PER LCR SAMPLING PLAN
2164412 | FIRST UNITED PENTECOSTAL CHURCH | DUVAL | NONTRANSIENT NONCOMMUNITY | SOC | SYNTHETIC ORGANIC CONTAMINANTS (29 PARAMETERS) | TRIENNIAL | 2028* | N/A | POINT OF ENTRY TO DISTRIBUTION | *SOC WAIVER MAY BE SUBMITTED INSTEAD OF SAMPLE RESULTS
2164412 | FIRST UNITED PENTECOSTAL CHURCH | DUVAL | NONTRANSIENT NONCOMMUNITY | VOC | DICHLOROMETHANE | QUARTERLY | 2026 | N/A | POINT OF ENTRY TO DISTRIBUTION
2164412 | FIRST UNITED PENTECOSTAL CHURCH | DUVAL | NONTRANSIENT NONCOMMUNITY | VOC | VOLATILE ORGANIC CONTAMINANTS (21 PARAMETERS) | TRIENNIAL | 2028 | N/A | POINT OF ENTRY TO DISTRIBUTION
2164438 | JACKSONVILLE YOUTH ACADEMY | DUVAL | NONTRANSIENT NONCOMMUNITY | DBP | TTHMS AND HAA5S | TRIENNIAL | 2028 | NOVEMBER | MAINTENANCE BLDG BATHROOM SINK
2164438 | JACKSONVILLE YOUTH ACADEMY | DUVAL | NONTRANSIENT NONCOMMUNITY | INOR | ASBESTOS | EVERY 9 YEARS | 2031 | N/A | IN DISTRIBUTION WHERE ASBESTOS HAS BEEN IDENTIFIED | "NO-ASBESTOS" WAIVER AVAILABLE IF APPLICABLE
2164438 | JACKSONVILLE YOUTH ACADEMY | DUVAL | NONTRANSIENT NONCOMMUNITY | INOR | NITRATE | ANNUAL | 2026 | N/A | POINT OF ENTRY TO DISTRIBUTION
2164438 | JACKSONVILLE YOUTH ACADEMY | DUVAL | NONTRANSIENT NONCOMMUNITY | INOR | NITRITE | ANNUAL | 2026 | N/A | POINT OF ENTRY TO DISTRIBUTION
2164438 | JACKSONVILLE YOUTH ACADEMY | DUVAL | NONTRANSIENT NONCOMMUNITY | INOR | PRIMARY INORGANICS (16 PARAMETERS) | TRIENNIAL | 2028 | N/A | POINT OF ENTRY TO DISTRIBUTION
2164438 | JACKSONVILLE YOUTH ACADEMY | DUVAL | NONTRANSIENT NONCOMMUNITY | LCR | LEAD AND COPPER TAP SAMPLING | TRIENNIAL | 2027 | JUNE THROUGH SEPTEMBER | 5 SITES PER LCR SAMPLING PLAN
2164438 | JACKSONVILLE YOUTH ACADEMY | DUVAL | NONTRANSIENT NONCOMMUNITY | SOC | SYNTHETIC ORGANIC CONTAMINANTS (29 PARAMETERS) | TRIENNIAL | 2028* | N/A | POINT OF ENTRY TO DISTRIBUTION | *SOC WAIVER MAY BE SUBMITTED INSTEAD OF SAMPLE RESULTS
2164438 | JACKSONVILLE YOUTH ACADEMY | DUVAL | NONTRANSIENT NONCOMMUNITY | VOC | VOLATILE ORGANIC CONTAMINANTS (21 PARAMETERS) | TRIENNIAL | 2028 | N/A | POINT OF ENTRY TO DISTRIBUTION
2164494 | NORMANDY RYZE LLC | DUVAL | COMMUNITY | DBP | TTHMS AND HAA5S | ANNUAL | 2026 | AUGUST | LOT 3 SPIGOT
2164494 | NORMANDY RYZE LLC | DUVAL | COMMUNITY | INOR | ASBESTOS | EVERY 9 YEARS | 2030 | N/A | IN DISTRIBUTION WHERE ASBESTOS HAS BEEN IDENTIFIED | "NO-ASBESTOS" WAIVER AVAILABLE IF APPLICABLE
2164494 | NORMANDY RYZE LLC | DUVAL | COMMUNITY | INOR | NITRATE | ANNUAL | 2026 | N/A | POINT OF ENTRY TO DISTRIBUTION
2164494 | NORMANDY RYZE LLC | DUVAL | COMMUNITY | INOR | NITRITE | ANNUAL | 2026 | N/A | POINT OF ENTRY TO DISTRIBUTION
2164494 | NORMANDY RYZE LLC | DUVAL | COMMUNITY | INOR | PRIMARY INORGANICS (16 PARAMETERS) | TRIENNIAL | 2027 | N/A | POINT OF ENTRY TO DISTRIBUTION
2164494 | NORMANDY RYZE LLC | DUVAL | COMMUNITY | LCR | LEAD AND COPPER TAP SAMPLING | TRIENNIAL | 2027 | JUNE THROUGH SEPTEMBER | 5 SITES PER LCR SAMPLING PLAN
2164494 | NORMANDY RYZE LLC | DUVAL | COMMUNITY | RAD | COMBINED RADIUM-226 AND 228 | EVERY 3, 6, OR 9 YRS | 2030 | N/A | POINT OF ENTRY TO DISTRIBUTION
2164494 | NORMANDY RYZE LLC | DUVAL | COMMUNITY | RAD | COMBINED URANIUM | EVERY 3, 6, OR 9 YRS | 2030 | N/A | POINT OF ENTRY TO DISTRIBUTION
2164494 | NORMANDY RYZE LLC | DUVAL | COMMUNITY | RAD | GROSS ALPHA EXCL RADON AND URANIUM | EVERY 3, 6, OR 9 YRS | 2030 | N/A | POINT OF ENTRY TO DISTRIBUTION
2164494 | NORMANDY RYZE LLC | DUVAL | COMMUNITY | SEC | SECONDARY STANDARDS (14 PARAMETERS) | TRIENNIAL | 2027 | N/A | POINT OF ENTRY TO DISTRIBUTION
2164494 | NORMANDY RYZE LLC | DUVAL | COMMUNITY | SOC | SYNTHETIC ORGANIC CONTAMINANTS (29 PARAMETERS) | TRIENNIAL | 2027* | N/A | POINT OF ENTRY TO DISTRIBUTION | *SOC WAIVER MAY BE SUBMITTED INSTEAD OF SAMPLE RESULTS
2164494 | NORMANDY RYZE LLC | DUVAL | COMMUNITY | VOC | VOLATILE ORGANIC CONTAMINANTS (21 PARAMETERS) | TRIENNIAL | 2027 | N/A | POINT OF ENTRY TO DISTRIBUTION
2164517 | FAITH BAPTIST CHURCH | DUVAL | NONTRANSIENT NONCOMMUNITY | DBP | TTHMS AND HAA5S | TRIENNIAL | 2028 | SEPTEMBER | FELLOWSHIP HALL KITCHEN SINK
2164517 | FAITH BAPTIST CHURCH | DUVAL | NONTRANSIENT NONCOMMUNITY | INOR | ASBESTOS | EVERY 9 YEARS | 2031 | N/A | IN DISTRIBUTION WHERE ASBESTOS HAS BEEN IDENTIFIED | "NO-ASBESTOS" WAIVER AVAILABLE IF APPLICABLE
2164517 | FAITH BAPTIST CHURCH | DUVAL | NONTRANSIENT NONCOMMUNITY | INOR | NITRATE | ANNUAL | 2026 | N/A | POINT OF ENTRY TO DISTRIBUTION
2164517 | FAITH BAPTIST CHURCH | DUVAL | NONTRANSIENT NONCOMMUNITY | INOR | NITRITE | ANNUAL | 2026 | N/A | POINT OF ENTRY TO DISTRIBUTION
2164517 | FAITH BAPTIST CHURCH | DUVAL | NONTRANSIENT NONCOMMUNITY | INOR | PRIMARY INORGANICS (16 PARAMETERS) | TRIENNIAL | 2028 | N/A | POINT OF ENTRY TO DISTRIBUTION
2164517 | FAITH BAPTIST CHURCH | DUVAL | NONTRANSIENT NONCOMMUNITY | LCR | LEAD AND COPPER TAP SAMPLING | BIANNUAL | 2026 | JANUARY THROUGH JUNE | 10 SITES PER LCR SAMPLING PLAN
2164517 | FAITH BAPTIST CHURCH | DUVAL | NONTRANSIENT NONCOMMUNITY | RAD | COMBINED URANIUM | EVERY 3, 6, OR 9 YRS | 2028 | N/A | POINT OF ENTRY TO DISTRIBUTION
2164517 | FAITH BAPTIST CHURCH | DUVAL | NONTRANSIENT NONCOMMUNITY | SOC | SYNTHETIC ORGANIC CONTAMINANTS (29 PARAMETERS) | TRIENNIAL | 2028* | N/A | POINT OF ENTRY TO DISTRIBUTION | *SOC WAIVER MAY BE SUBMITTED INSTEAD OF SAMPLE RESULTS
2164517 | FAITH BAPTIST CHURCH | DUVAL | NONTRANSIENT NONCOMMUNITY | VOC | DICHLOROMETHANE | QUARTERLY | 2026 | N/A | POINT OF ENTRY TO DISTRIBUTION
2164517 | FAITH BAPTIST CHURCH | DUVAL | NONTRANSIENT NONCOMMUNITY | VOC | VOLATILE ORGANIC CONTAMINANTS (21 PARAMETERS) | TRIENNIAL | 2028 | N/A | POINT OF ENTRY TO DISTRIBUTION
2164522 | TRAIL RIDGE LANDFILL | DUVAL | NONTRANSIENT NONCOMMUNITY | DBP | TTHMS AND HAA5S | TRIENNIAL | 2028 | NOVEMBER | MAINTENANCE BLDG SPIGOT
2164522 | TRAIL RIDGE LANDFILL | DUVAL | NONTRANSIENT NONCOMMUNITY | INOR | ASBESTOS | EVERY 9 YEARS | 2031 | N/A | IN DISTRIBUTION WHERE ASBESTOS HAS BEEN IDENTIFIED | "NO-ASBESTOS" WAIVER AVAILABLE IF APPLICABLE
2164522 | TRAIL RIDGE LANDFILL | DUVAL | NONTRANSIENT NONCOMMUNITY | INOR | NITRATE | ANNUAL | 2026 | N/A | POINT OF ENTRY TO DISTRIBUTION
2164522 | TRAIL RIDGE LANDFILL | DUVAL | NONTRANSIENT NONCOMMUNITY | INOR | NITRITE | ANNUAL | 2026 | N/A | POINT OF ENTRY TO DISTRIBUTION
2164522 | TRAIL RIDGE LANDFILL | DUVAL | NONTRANSIENT NONCOMMUNITY | INOR | PRIMARY INORGANICS (16 PARAMETERS) | TRIENNIAL | 2028 | N/A | POINT OF ENTRY TO DISTRIBUTION
2164522 | TRAIL RIDGE LANDFILL | DUVAL | NONTRANSIENT NONCOMMUNITY | LCR | LEAD AND COPPER TAP SAMPLING | TRIENNIAL | 2028 | JUNE THROUGH SEPTEMBER | 5 SITES PER LCR SAMPLING PLAN
2164522 | TRAIL RIDGE LANDFILL | DUVAL | NONTRANSIENT NONCOMMUNITY | SOC | SYNTHETIC ORGANIC CONTAMINANTS (29 PARAMETERS) | TRIENNIAL | 2028* | N/A | POINT OF ENTRY TO DISTRIBUTION | *SOC WAIVER MAY BE SUBMITTED INSTEAD OF SAMPLE RESULTS
2164522 | TRAIL RIDGE LANDFILL | DUVAL | NONTRANSIENT NONCOMMUNITY | VOC | VOLATILE ORGANIC CONTAMINANTS (21 PARAMETERS) | TRIENNIAL | 2028 | N/A | POINT OF ENTRY TO DISTRIBUTION
2164524 | WEST FRASER WHITEHOUSE | DUVAL | NONTRANSIENT NONCOMMUNITY | DBP | TTHMS AND HAA5S | TRIENNIAL | 2028 | JANUARY | ADMIN BREAKROOM SINK
2164524 | WEST FRASER WHITEHOUSE | DUVAL | NONTRANSIENT NONCOMMUNITY | INOR | ASBESTOS | EVERY 9 YEARS | 2031 | N/A | IN DISTRIBUTION WHERE ASBESTOS HAS BEEN IDENTIFIED | "NO-ASBESTOS" WAIVER AVAILABLE IF APPLICABLE
2164524 | WEST FRASER WHITEHOUSE | DUVAL | NONTRANSIENT NONCOMMUNITY | INOR | NITRATE | ANNUAL | 2026 | N/A | POINT OF ENTRY TO DISTRIBUTION
2164524 | WEST FRASER WHITEHOUSE | DUVAL | NONTRANSIENT NONCOMMUNITY | INOR | NITRITE | ANNUAL | 2026 | N/A | POINT OF ENTRY TO DISTRIBUTION
2164524 | WEST FRASER WHITEHOUSE | DUVAL | NONTRANSIENT NONCOMMUNITY | INOR | PRIMARY INORGANICS (16 PARAMETERS) | TRIENNIAL | 2028 | N/A | POINT OF ENTRY TO DISTRIBUTION
2164524 | WEST FRASER WHITEHOUSE | DUVAL | NONTRANSIENT NONCOMMUNITY | LCR | LEAD AND COPPER TAP SAMPLING | TRIENNIAL | 2028 | JUNE THROUGH SEPTEMBER | 5 SITES PER LCR SAMPLING PLAN
2164524 | WEST FRASER WHITEHOUSE | DUVAL | NONTRANSIENT NONCOMMUNITY | SOC | SYNTHETIC ORGANIC CONTAMINANTS (29 PARAMETERS) | TRIENNIAL | 2028* | N/A | POINT OF ENTRY TO DISTRIBUTION | *SOC WAIVER MAY BE SUBMITTED INSTEAD OF SAMPLE RESULTS
2164524 | WEST FRASER WHITEHOUSE | DUVAL | NONTRANSIENT NONCOMMUNITY | VOC | VOLATILE ORGANIC CONTAMINANTS (21 PARAMETERS) | TRIENNIAL | 2028 | N/A | POINT OF ENTRY TO DISTRIBUTION
2164526 | COUNTRY SCHOOL III | DUVAL | NONTRANSIENT NONCOMMUNITY | DBP | TTHMS AND HAA5S | TRIENNIAL | 2028 | AUGUST | TEACHER'S LOUNGE SINK
2164526 | COUNTRY SCHOOL III | DUVAL | NONTRANSIENT NONCOMMUNITY | INOR | ASBESTOS | EVERY 9 YEARS | 2031 | N/A | IN DISTRIBUTION WHERE ASBESTOS HAS BEEN IDENTIFIED | "NO-ASBESTOS" WAIVER AVAILABLE IF APPLICABLE
2164526 | COUNTRY SCHOOL III | DUVAL | NONTRANSIENT NONCOMMUNITY | INOR | NITRATE | ANNUAL | 2026 | N/A | POINT OF ENTRY TO DISTRIBUTION
2164526 | COUNTRY SCHOOL III | DUVAL | NONTRANSIENT NONCOMMUNITY | INOR | NITRITE | ANNUAL | 2026 | N/A | POINT OF ENTRY TO DISTRIBUTION
2164526 | COUNTRY SCHOOL III | DUVAL | NONTRANSIENT NONCOMMUNITY | INOR | PRIMARY INORGANICS (16 PARAMETERS) | TRIENNIAL | 2028 | N/A | POINT OF ENTRY TO DISTRIBUTION
2164526 | COUNTRY SCHOOL III | DUVAL | NONTRANSIENT NONCOMMUNITY | LCR | LEAD AND COPPER TAP SAMPLING | TRIENNIAL | 2028 | JUNE THROUGH SEPTEMBER | 5 SITES PER LCR SAMPLING PLAN
2164526 | COUNTRY SCHOOL III | DUVAL | NONTRANSIENT NONCOMMUNITY | SOC | SYNTHETIC ORGANIC CONTAMINANTS (29 PARAMETERS) | TRIENNIAL | 2028* | N/A | POINT OF ENTRY TO DISTRIBUTION | *SOC WAIVER MAY BE SUBMITTED INSTEAD OF SAMPLE RESULTS
2164526 | COUNTRY SCHOOL III | DUVAL | NONTRANSIENT NONCOMMUNITY | VOC | VOLATILE ORGANIC CONTAMINANTS (21 PARAMETERS) | TRIENNIAL | 2028 | N/A | POINT OF ENTRY TO DISTRIBUTION
2164602 | METALPLATE GALVANIZING, L.P. | DUVAL | NONTRANSIENT NONCOMMUNITY | DBP | TTHMS AND HAA5S | TRIENNIAL | 2028 | JULY | MEN'S BREAKROOM SINK
2164602 | METALPLATE GALVANIZING, L.P. | DUVAL | NONTRANSIENT NONCOMMUNITY | INOR | ASBESTOS | EVERY 9 YEARS | 2031 | N/A | IN DISTRIBUTION WHERE ASBESTOS HAS BEEN IDENTIFIED | "NO-ASBESTOS" WAIVER AVAILABLE IF APPLICABLE
2164602 | METALPLATE GALVANIZING, L.P. | DUVAL | NONTRANSIENT NONCOMMUNITY | INOR | NITRATE | ANNUAL | 2026 | N/A | POINT OF ENTRY TO DISTRIBUTION
2164602 | METALPLATE GALVANIZING, L.P. | DUVAL | NONTRANSIENT NONCOMMUNITY | INOR | NITRITE | ANNUAL | 2026 | N/A | POINT OF ENTRY TO DISTRIBUTION
2164602 | METALPLATE GALVANIZING, L.P. | DUVAL | NONTRANSIENT NONCOMMUNITY | INOR | PRIMARY INORGANICS (16 PARAMETERS) | TRIENNIAL | 2028 | N/A | POINT OF ENTRY TO DISTRIBUTION
2164602 | METALPLATE GALVANIZING, L.P. | DUVAL | NONTRANSIENT NONCOMMUNITY | LCR | LEAD AND COPPER TAP SAMPLING | TRIENNIAL | 2027 | JUNE THROUGH SEPTEMBER | 5 SITES PER LCR SAMPLING PLAN
2164602 | METALPLATE GALVANIZING, L.P. | DUVAL | NONTRANSIENT NONCOMMUNITY | SOC | SYNTHETIC ORGANIC CONTAMINANTS (29 PARAMETERS) | TRIENNIAL | 2028* | N/A | POINT OF ENTRY TO DISTRIBUTION | *SOC WAIVER MAY BE SUBMITTED INSTEAD OF SAMPLE RESULTS
2164602 | METALPLATE GALVANIZING, L.P. | DUVAL | NONTRANSIENT NONCOMMUNITY | VOC | VOLATILE ORGANIC CONTAMINANTS (21 PARAMETERS) | TRIENNIAL | 2028 | N/A | POINT OF ENTRY TO DISTRIBUTION
2164604 | PABLO CREEK GOLF CLUB | DUVAL | NONTRANSIENT NONCOMMUNITY | DBP | TTHMS AND HAA5S | ANNUAL | 2026 | SEPTEMBER | CLUB HOUSE MEN'S RESTROOM
2164604 | PABLO CREEK GOLF CLUB | DUVAL | NONTRANSIENT NONCOMMUNITY | INOR | ASBESTOS | EVERY 9 YEARS | 2031 | N/A | IN DISTRIBUTION WHERE ASBESTOS HAS BEEN IDENTIFIED | "NO-ASBESTOS" WAIVER AVAILABLE IF APPLICABLE
2164604 | PABLO CREEK GOLF CLUB | DUVAL | NONTRANSIENT NONCOMMUNITY | INOR | NITRATE | ANNUAL | 2026 | N/A | POINT OF ENTRY TO DISTRIBUTION
2164604 | PABLO CREEK GOLF CLUB | DUVAL | NONTRANSIENT NONCOMMUNITY | INOR | NITRITE | ANNUAL | 2026 | N/A | POINT OF ENTRY TO DISTRIBUTION
2164604 | PABLO CREEK GOLF CLUB | DUVAL | NONTRANSIENT NONCOMMUNITY | INOR | PRIMARY INORGANICS (16 PARAMETERS) | TRIENNIAL | 2028 | N/A | POINT OF ENTRY TO DISTRIBUTION
2164604 | PABLO CREEK GOLF CLUB | DUVAL | NONTRANSIENT NONCOMMUNITY | LCR | LEAD AND COPPER TAP SAMPLING | TRIENNIAL | 2028 | JUNE THROUGH SEPTEMBER | 5 SITES PER LCR SAMPLING PLAN
2164604 | PABLO CREEK GOLF CLUB | DUVAL | NONTRANSIENT NONCOMMUNITY | SOC | SYNTHETIC ORGANIC CONTAMINANTS (29 PARAMETERS) | TRIENNIAL | 2028* | N/A | POINT OF ENTRY TO DISTRIBUTION | *SOC WAIVER MAY BE SUBMITTED INSTEAD OF SAMPLE RESULTS
2164604 | PABLO CREEK GOLF CLUB | DUVAL | NONTRANSIENT NONCOMMUNITY | VOC | VOLATILE ORGANIC CONTAMINANTS (21 PARAMETERS) | TRIENNIAL | 2028 | N/A | POINT OF ENTRY TO DISTRIBUTION
2164620 | RIVER CITY FAMILY CHURCH | DUVAL | NONTRANSIENT NONCOMMUNITY | DBP | TTHMS AND HAA5S | TRIENNIAL | 2028 | SEPTEMBER | N SIDE BUILDING TAP
2164620 | RIVER CITY FAMILY CHURCH | DUVAL | NONTRANSIENT NONCOMMUNITY | INOR | ASBESTOS | EVERY 9 YEARS | 2031 | N/A | IN DISTRIBUTION WHERE ASBESTOS HAS BEEN IDENTIFIED | "NO-ASBESTOS" WAIVER AVAILABLE IF APPLICABLE
2164620 | RIVER CITY FAMILY CHURCH | DUVAL | NONTRANSIENT NONCOMMUNITY | INOR | NITRATE | ANNUAL | 2026 | N/A | POINT OF ENTRY TO DISTRIBUTION
2164620 | RIVER CITY FAMILY CHURCH | DUVAL | NONTRANSIENT NONCOMMUNITY | INOR | NITRITE | ANNUAL | 2026 | N/A | POINT OF ENTRY TO DISTRIBUTION
2164620 | RIVER CITY FAMILY CHURCH | DUVAL | NONTRANSIENT NONCOMMUNITY | INOR | PRIMARY INORGANICS (16 PARAMETERS) | TRIENNIAL | 2028 | N/A | POINT OF ENTRY TO DISTRIBUTION
2164620 | RIVER CITY FAMILY CHURCH | DUVAL | NONTRANSIENT NONCOMMUNITY | LCR | LEAD AND COPPER TAP SAMPLING | TRIENNIAL | 2027 | JUNE THROUGH SEPTEMBER | 5 SITES PER LCR SAMPLING PLAN
2164620 | RIVER CITY FAMILY CHURCH | DUVAL | NONTRANSIENT NONCOMMUNITY | SOC | SYNTHETIC ORGANIC CONTAMINANTS (29 PARAMETERS) | TRIENNIAL | 2028* | N/A | POINT OF ENTRY TO DISTRIBUTION | *SOC WAIVER MAY BE SUBMITTED INSTEAD OF SAMPLE RESULTS
2164620 | RIVER CITY FAMILY CHURCH | DUVAL | NONTRANSIENT NONCOMMUNITY | VOC | DICHLOROMETHANE | QUARTERLY | 2026 | N/A | POINT OF ENTRY TO DISTRIBUTION
2164620 | RIVER CITY FAMILY CHURCH | DUVAL | NONTRANSIENT NONCOMMUNITY | VOC | VOLATILE ORGANIC CONTAMINANTS (21 PARAMETERS) | TRIENNIAL | 2028 | N/A | POINT OF ENTRY TO DISTRIBUTION
2164626 | SUNBELT RENTALS | DUVAL | NONTRANSIENT NONCOMMUNITY | DBP | TTHMS AND HAA5S | TRIENNIAL | 2028 | AUGUST | 11004 BLASIUS ROAD SERVICE BUILDING - ME
2164626 | SUNBELT RENTALS | DUVAL | NONTRANSIENT NONCOMMUNITY | INOR | ASBESTOS | EVERY 9 YEARS | 2031 | N/A | IN DISTRIBUTION WHERE ASBESTOS HAS BEEN IDENTIFIED | "NO-ASBESTOS" WAIVER AVAILABLE IF APPLICABLE
2164626 | SUNBELT RENTALS | DUVAL | NONTRANSIENT NONCOMMUNITY | INOR | NITRATE | ANNUAL | 2026 | N/A | POINT OF ENTRY TO DISTRIBUTION
2164626 | SUNBELT RENTALS | DUVAL | NONTRANSIENT NONCOMMUNITY | INOR | NITRITE | ANNUAL | 2026 | N/A | POINT OF ENTRY TO DISTRIBUTION
2164626 | SUNBELT RENTALS | DUVAL | NONTRANSIENT NONCOMMUNITY | INOR | PRIMARY INORGANICS (16 PARAMETERS) | TRIENNIAL | 2028 | N/A | POINT OF ENTRY TO DISTRIBUTION
2164626 | SUNBELT RENTALS | DUVAL | NONTRANSIENT NONCOMMUNITY | LCR | LEAD AND COPPER TAP SAMPLING | TRIENNIAL | 2028 | JUNE THROUGH SEPTEMBER | 5 SITES PER LCR SAMPLING PLAN
2164626 | SUNBELT RENTALS | DUVAL | NONTRANSIENT NONCOMMUNITY | SOC | SYNTHETIC ORGANIC CONTAMINANTS (29 PARAMETERS) | TRIENNIAL | 2028* | N/A | POINT OF ENTRY TO DISTRIBUTION | *SOC WAIVER MAY BE SUBMITTED INSTEAD OF SAMPLE RESULTS
2164626 | SUNBELT RENTALS | DUVAL | NONTRANSIENT NONCOMMUNITY | VOC | DICHLOROMETHANE | QUARTERLY | 2026 | N/A | POINT OF ENTRY TO DISTRIBUTION
2164626 | SUNBELT RENTALS | DUVAL | NONTRANSIENT NONCOMMUNITY | VOC | VOLATILE ORGANIC CONTAMINANTS (21 PARAMETERS) | TRIENNIAL | 2028 | N/A | POINT OF ENTRY TO DISTRIBUTION
2164636 | CMC STEEL JAX SHREDDER | DUVAL | NONTRANSIENT NONCOMMUNITY | DBP | TTHMS AND HAA5S | QUARTERLY | 2026 | THIRD MONTH, SECOND WEEK | SUPPLY BREAKROOM KITCHEN
2164636 | CMC STEEL JAX SHREDDER | DUVAL | NONTRANSIENT NONCOMMUNITY | INOR | ASBESTOS | EVERY 9 YEARS | 2031 | N/A | IN DISTRIBUTION WHERE ASBESTOS HAS BEEN IDENTIFIED | "NO-ASBESTOS" WAIVER AVAILABLE IF APPLICABLE
2164636 | CMC STEEL JAX SHREDDER | DUVAL | NONTRANSIENT NONCOMMUNITY | INOR | NITRATE | ANNUAL | 2026 | N/A | 002 - POE
2164636 | CMC STEEL JAX SHREDDER | DUVAL | NONTRANSIENT NONCOMMUNITY | INOR | NITRITE | ANNUAL | 2026 | N/A | 002 - POE
2164636 | CMC STEEL JAX SHREDDER | DUVAL | NONTRANSIENT NONCOMMUNITY | INOR | PRIMARY INORGANICS (16 PARAMETERS) | TRIENNIAL | 2028 | N/A | POINT OF ENTRY TO DISTRIBUTION
2164636 | CMC STEEL JAX SHREDDER | DUVAL | NONTRANSIENT NONCOMMUNITY | LCR | LEAD AND COPPER TAP SAMPLING | TRIENNIAL | 2027 | JUNE THROUGH SEPTEMBER | 5 SITES PER LCR SAMPLING PLAN
2164636 | CMC STEEL JAX SHREDDER | DUVAL | NONTRANSIENT NONCOMMUNITY | SOC | SYNTHETIC ORGANIC CONTAMINANTS (29 PARAMETERS) | TRIENNIAL | 2028* | N/A | 002 - POE | *SOC WAIVER MAY BE SUBMITTED INSTEAD OF SAMPLE RESULTS
2164636 | CMC STEEL JAX SHREDDER | DUVAL | NONTRANSIENT NONCOMMUNITY | VOC | VOLATILE ORGANIC CONTAMINANTS (21 PARAMETERS) | TRIENNIAL | 2028 | N/A | 002 - POE
2164645 | OLD PLANK ROAD BAPTIST CHURCH | DUVAL | NONTRANSIENT NONCOMMUNITY | DBP | TTHMS AND HAA5S | TRIENNIAL | 2028 | JULY | BUILDING A SCHOOL RECEPTIONIST RESTROOM
2164645 | OLD PLANK ROAD BAPTIST CHURCH | DUVAL | NONTRANSIENT NONCOMMUNITY | INOR | ASBESTOS | EVERY 9 YEARS | 2031 | N/A | IN DISTRIBUTION WHERE ASBESTOS HAS BEEN IDENTIFIED | "NO-ASBESTOS" WAIVER AVAILABLE IF APPLICABLE
2164645 | OLD PLANK ROAD BAPTIST CHURCH | DUVAL | NONTRANSIENT NONCOMMUNITY | INOR | NITRATE | ANNUAL | 2026 | N/A | POINT OF ENTRY TO DISTRIBUTION
2164645 | OLD PLANK ROAD BAPTIST CHURCH | DUVAL | NONTRANSIENT NONCOMMUNITY | INOR | NITRITE | ANNUAL | 2026 | N/A | POINT OF ENTRY TO DISTRIBUTION
2164645 | OLD PLANK ROAD BAPTIST CHURCH | DUVAL | NONTRANSIENT NONCOMMUNITY | INOR | PRIMARY INORGANICS (16 PARAMETERS) | TRIENNIAL | 2028 | N/A | POINT OF ENTRY TO DISTRIBUTION
2164645 | OLD PLANK ROAD BAPTIST CHURCH | DUVAL | NONTRANSIENT NONCOMMUNITY | LCR | LEAD AND COPPER TAP SAMPLING | TRIENNIAL | 2026 | JUNE THROUGH SEPTEMBER | 5 SITES PER LCR SAMPLING PLAN
2164645 | OLD PLANK ROAD BAPTIST CHURCH | DUVAL | NONTRANSIENT NONCOMMUNITY | SOC | SYNTHETIC ORGANIC CONTAMINANTS (29 PARAMETERS) | TRIENNIAL | 2028* | N/A | POINT OF ENTRY TO DISTRIBUTION | *SOC WAIVER MAY BE SUBMITTED INSTEAD OF SAMPLE RESULTS
2164645 | OLD PLANK ROAD BAPTIST CHURCH | DUVAL | NONTRANSIENT NONCOMMUNITY | VOC | VOLATILE ORGANIC CONTAMINANTS (21 PARAMETERS) | TRIENNIAL | 2028 | N/A | POINT OF ENTRY TO DISTRIBUTION
2164655 | DYNAREX WAREHOUSE WTP | DUVAL | NONTRANSIENT NONCOMMUNITY | DBP | HALOACETIC ACIDS (HAA5S) | TRIENNIAL | 2028 | DECEMBER | MOP SINK
2164655 | DYNAREX WAREHOUSE WTP | DUVAL | NONTRANSIENT NONCOMMUNITY | DBP | TOTAL TRIHALOMETHANES (TTHMS) | TRIENNIAL | 2028 | JUNE | MOP SINK
2164655 | DYNAREX WAREHOUSE WTP | DUVAL | NONTRANSIENT NONCOMMUNITY | INOR | ASBESTOS | EVERY 9 YEARS | 2031 | N/A | IN DISTRIBUTION WHERE ASBESTOS HAS BEEN IDENTIFIED | "NO-ASBESTOS" WAIVER AVAILABLE IF APPLICABLE
2164655 | DYNAREX WAREHOUSE WTP | DUVAL | NONTRANSIENT NONCOMMUNITY | INOR | NITRATE | ANNUAL | 2026 | N/A | POINT OF ENTRY TO DISTRIBUTION
2164655 | DYNAREX WAREHOUSE WTP | DUVAL | NONTRANSIENT NONCOMMUNITY | INOR | NITRITE | ANNUAL | 2026 | N/A | POINT OF ENTRY TO DISTRIBUTION
2164655 | DYNAREX WAREHOUSE WTP | DUVAL | NONTRANSIENT NONCOMMUNITY | INOR | PRIMARY INORGANICS (16 PARAMETERS) | TRIENNIAL | 2028 | N/A | POINT OF ENTRY TO DISTRIBUTION
2164655 | DYNAREX WAREHOUSE WTP | DUVAL | NONTRANSIENT NONCOMMUNITY | LCR | LEAD AND COPPER TAP SAMPLING | TRIENNIAL | 2027 | JUNE THROUGH SEPTEMBER | 5 SITES PER LCR SAMPLING PLAN
2164655 | DYNAREX WAREHOUSE WTP | DUVAL | NONTRANSIENT NONCOMMUNITY | SOC | SYNTHETIC ORGANIC CONTAMINANTS (29 PARAMETERS) | TRIENNIAL | 2028* | N/A | POINT OF ENTRY TO DISTRIBUTION | *SOC WAIVER MAY BE SUBMITTED INSTEAD OF SAMPLE RESULTS
2164655 | DYNAREX WAREHOUSE WTP | DUVAL | NONTRANSIENT NONCOMMUNITY | VOC | VOLATILE ORGANIC CONTAMINANTS (21 PARAMETERS) | TRIENNIAL | 2028 | N/A | POINT OF ENTRY TO DISTRIBUTION