## EQ_Files
EQ# | Product | Category | Company | Renew By Date
EQ-919 | Squibb Tank Company UL 142 Single and Double-walled ASTs. Capacities from 1,000-50,000 gallons. UL File No. MH7802 | Tanks/ AST Single-Wall Only and AST with Secondary Containment Requiring Additional Equipment | Squibb Tank Company | 2024-09-05
EQ-918 | Certified Tank & Mfg. UL 142 Double-walled AST Model Number 10kHDWUL102.312 | Tanks/ AST with Secondary Containment Requiring Additional Equipment | Certified Tank and Mfg., LLC | 2024-08-07
EQ-917 | LC2000 Series Leak/Point-Level Alarm Console – used with the following Pneumercator leak sensor models: ES825-100F/XF/CF, ES825-200F/XF, LS600LDxx Series, LS610, RSU80x Series, RSU810; and with the following Point-Level Overfill sensors: LS600 Series | Leak Detection/Liquid Detector and AST and UST Overfill Protection | Pneumercator Co., Inc. | 2024-06-03
EQ-916 | Fidelity Mfg. UL 2085 Secondary Containment Aboveground Generator Base Tank | Tanks/ AST with Secondary Containment Requiring Additional Equipment | Fidelity Manufacturing | 2024-02-28
EQ-915 | Dri-sump Containment Tightness Test | Miscellaneous - Hydrostatic and Containment Integrity Testing | ACCENT Environmental Services, Inc. | 2024-02-05
EQ-914 | Tank Level Alarm and Alarm Box. Models IS-AB and IS-T | Leak Detection/ Liquid Detector and AST Overfill Protection | Gizmo Engineering | 2024-01-25
EQ-913 | OPW ElectroTite Fiberglass Tank Sumps | Sump Liners/ Installed as a part of Integral Piping, Upgrade, or Repair | OPW Fueling Containment Systems, Inc. | 2024-01-15
EQ-912 | OPW FibreTite Fiberglass Tank Sumps | Sump Liners/ Installed as a part of Integral Piping, Upgrade, or Repair | OPW Fueling Containment Systems, Inc. | 2024-01-15
EQ-911 | UL 142 Single-Walled Aboveground Storage Tanks | Tanks/AST Single-Wall Only | Lannon Tank Co., LLC (dba Lannon Tank Corp. | 2024-01-04
EQ-910 | VFI-200 Polyurea Plural Component Spray Coating for concrete | Coatings AST/UST Synthetic or Concrete | Volatile Free, Inc. | 2023-12-05
EQ-909 | S. Bravo Systems, Inc. B1000 Series Single-wall and Double-wall Underground Dispenser Sumps (See also EQ-827) | Dispenser Liners/ Installed as a part of Integral Piping, Upgrade, or Repair | S. Bravo Systems, Inc. | 2023-11-29
EQ-908 | Clay and Bailey Overfill Prevention Valve 01228-03-41XX Series OPV. UL File No. MH25085 | AST Overfill Protection | Clay and Bailey Mfg. Co. | 2023-11-29
EQ-907 | S. Bravo Systems, Inc. B800 Series Single-wall and Double-wall Commercial Transition Sumps | UST/ Spill Containment Devices | S. Bravo Systems, Inc. | 2023-11-16
EQ-906 | Tiger Tanks, Inc. made to order API Std. 650 Steel Aboveground Storage Tank | Tanks/AST Single-Wall Only | Tiger Tanks, Inc. | 2023-11-06
EQ-905 | Meco Overfill and Interstitial Alarms for ASTs - Models 200400 ARL and 200400 ARL SS | Leak Detection/Liquid Detector and AST Overfill Protection | Meco, Inc. | 2023-10-25
EQ-904 | Tiger Tanks, Inc. made to order UL-142 Aboveground Storage Tank | Tanks/AST Single-Wall Only | Tiger Tanks, Inc. | 2023-11-06
EQ-903 | Patterson Pump Company AST 650 Gallon Double-Walled Fuel Tank for Diesel Driven Fire Pumps | AST/ Tanks with Enclosed Secondary Containment | Patterson Pump Company | 2023-10-08
EQ-902 | Tank Alarm Panel Simplex Tank Commander TC-8 – Used to Monitors High Level, Low Level and Tank Leak Alarms | Leak Detection Equipment – Sensors, Alarms and Control Panels | Simplex, Inc. | 2023-09-20
EQ-901 | Rochester Gauge Magnetic Liquid-Level Gauge Model Numbers: 6560, 6580, 8660, and 8680 | Leak Detection/Liquid Detector and AST Overfill Protection | Rochester Gauges LLC | 2023-09-11
EQ-900 | Morrison Bros. Co. 9095C Overfill Prevention Valve - Positive Shut-Off during Pressurized Fill | AST Overfill Protection | Morrison Bros. Co. | 2023-06-27
EQ-899 | Red Lion Analog Process Input Panel Meter Model PAX® - 1/8 DIN Analog Input Panel Meters | AST Overfill Protection | Red Lion Control, Inc. | 2023-06-22
EQ-898 | Franklin Fueling Systems TS-RA1 and TS-RA2 remote audible and visible alarm units. TS-RA2 for high background noise. TS-RK unit is a remote alarm acknowledgement unit for use with TS-RA1 and TS-RA2 | UST/AST Overfill Protection | Franklin Fueling Systems | 2023-06-18
EQ-897 | Flowline Echopulse & Echopro Pulse Radar – Model Numbers: LR10, LR11, LR15, LR16, LR20, LR21, LR25, LR26, LR30, LR31 | Leak Detection/Liquid Detector and UST/AST Overfill Protection | Flowline Incorporated | 2023-05-31
EQ-896 | Icon SplitRepair Fittings - Compression* & Bonded Seal Icon SplitRepair Fittings - Related Materials: • Icon FastFuse ProTex Material Bonding Solvent • Sika Sikaflex 1a Gasket Sealant • Icon PetrolSeal Sealant *ProTex Material • Icon iBond Structural Bonder • Icon PolyFuse Structural Bonder | Dispenser Liners/ Installed as a part of Integral Piping, Upgrade, or Repair & Sump Liners/ Installed as a part of Integral Piping, Upgrade, or Repair | Icon Containment Solutions, LLC | 2023-10-04
EQ-895 | Morrison Bros. Co. Overfill Prevention Valve 9095AM3200 AV, 9095AM-3300 AV (For Pressure Fill) | AST Overfill Protection | Morrison Bros. Co. | 2023-05-09
EQ-894 | Pritchard Brown UL-142 Aboveground Sub-Base Fuel Tank. UL File Number MH15232 | Tanks/ AST with Enclosed Secondary Containment | Pritchard Brown, LLC | 2023-05-04
EQ-893 | Endress+Hauser FTL5x-xx Level Switch | Leak Detection/Liquid Detector and UST/AST Overfill Protection | Endress+Hauser | 2023-04-02
EQ-892 | Franklin Fueling Systems INCON™ Brand TS-STS Sump Test System (Previous Registrations EQ-327, EQ-337, and EQ-679). | Leak Detection/Liquid Detector and Leak Detection/Breach of Integrity | Franklin Fueling Systems | 2023-03-28
EQ-891 | Franklin Fueling Systems Statistical Continuous Automatic Leak Detection 3 (SCALD3®). To be used with EQ-652A, EQ-818, and EQ-890. | Leak Detection/Continuous Automatic Tank Gauge | Franklin Fueling Systems | 2023-03-12
EQ-890 | Franklin Fueling Systems EVO Series ATG. Model EVO200 and EVO400 for ASTs and USTs | Leak Detection/Continuous Automatic Tank Gauge | Franklin Fueling Systems | 2023-03-06
EQ-889 | UL 142 Single-Walled 8,000 gallon TK – 12X9-6 and 12,000 gallon TK – 13-6X11 AST UL FILE No. MH60306 | Tanks/AST Single-Wall Only | Watkins Industries, Inc. | 2023-02-28
EQ-888 | Clay & Bailey Overfill Protection Valves 1228 Series 3”x4” with AST Testable Option - UL File No. MH25085. Part no. 1228-03-35XXT | AST Overfill Protection | Clay & Bailey Mfg. Co. | 2023-02-08
EQ-887 | OPW SiteSentinel® Integra 100™ and 500™ Automatic Tank Gauging System | AST/UST Overfill Protection | OPW Fuel Management Systems | 2023-02-06
EQ-886 | Titan UL 142 Single-walled 1,000-10,000 gallon Additive AST | Tanks/AST Single-Wall Only | Titan Industries, Inc. | 2023-02-01
EQ-885 | KUS-USA, Inc. Sensor Series Models SSS and SSL Fuel/Water Level Sensors | AST Overfill Protection | KUS-USA, Inc. | 2023-01-04
EQ-884 | Superior Storage Tanks UL 142 listed steel ASTs. Model numbers SRD 1000-ES; 1000DW; 672-gallon DW. UL File Nos. MH14783 and MH47464 | Tanks/ AST with Secondary Containment Requiring Additional Equipment | Superior Storage Tanks | 2023-01-03
EQ-883 | Clay & Bailey Overfill Protection Valves Model Numbers 1228-03-22XX, 24XX, and 25XX UL File Number MH25085 | AST/ Overfill Protection | Clay and Bailey Mfg. Co. | 2022-12-11
EQ-882 | Genset Spill Containment Box with Female Connection - 7.5 Gallon | AST/ Spill Containment Devices | Clay and Bailey Mfg. Co. | 2022-12-01
EQ-881 | Nation Tank and Trailer Double Wall Fuel Tanks UL142A Listed. Models RTD-1000-10-12 and RTD-2000 gallon-10-12 | Tanks/ AST with Secondary Containment Requiring Additional Equipment | Nation Tank and Trailer | 2022-10-19
EQ-880 | Tank Tech, Inc. - UL 1856 FRP Lining System | Coatings UST Synthetic or Concrete | Tank Tech, Inc. | 2022-07-24
EQ-879 | Gen Set Spill Containment Box - 5 gallon generator base tank spill container | AST/ Spill Containment Devices | Clay and Bailey Mfg. Co. | 2022-07-10
EQ-878 | Endress+Hauser Overfill Prevention System SOPX00 | AST Overfill Protection | Endress+Hauser | 2022-07-31
EQ-877 | Veeder-Root Overfill Alarm and Acknowledgement Switch | UST/AST Overfill Protection | Veeder-Root | 2022-05-19
EQ-876 | Veeder-Root TLS4i (up to 4 tanks) and TLS4c (up to two tanks) - 8601 Series ATG Console and associated equipment | Leak Detection/Automatic Tank Gauge | Veeder-Root | 2022-05-18
EQ-875 |  |  | Mass Tank | Pending
EQ-874 | 6100 Series AST 5 and 7.5 gallon spill containment both with internal hinge. UL file No. MH25085 | AST/ Spill Containment Devices | Clay and Bailey Mfg. Co. | 2022-04-28
EQ-873 | Morrison Brothers Co. Model 818 Series Clock Gauge | AST/ Overfill Protection | Morrison Bros. Co. | 2022-04-26
EQ-872 | Models 1218C Console & 1218S Sensor | Leak Detection/Liquid Detector and AST Overfill Protection | Morrison Bros. Co | 2022-03-06
EQ-871 | L312, L312E, L500 and L500E Series Liquid Level Switches | Leak Detection/Liquid Detector and UST/AST Overfill Protection | Solutions with Innovation, LLC | 2022-01-25
EQ-870 | Emco Wheaton A0718 Aboveground Dispenser Sump | Dispenser Liners/ Installed as a part of Integral Piping, Upgrade, or Repair | Emco Wheaton | 2022-01-24
EQ-869 | 3000 Double-walled UL 142 Aboveground Storage Tank | AST/ AST with Secondary Containment Only; These Tanks are Required to be Equipped with Approved Overfill Protection, Spill Containment and Interstitial Release Detection | Delta Tank, Inc. | 2022-01-17
EQ-868 | Morrison Brothers Co. Model 918SB, 918DB & 918QB Series Alarms | UST/AST Overfill Protection and Leak Detection/ Liquid Detector | Morrison Bros. Co | 2022-01-11
EQ-867 | L170-0101-3002 and L007-0402-0203 Series Liquid Level Switches | Leak Detection/Liquid Detector and UST/AST Overfill Protection | Solutions with Innovation, LLC | 2022-01-11
EQ-866 | Krampitz International CA Minotaur® Petrol Station Systems and Krampitz Tank Systems | Tanks/ AST with Enclosed Secondary Containment | Krampitz International CA | 2022-01-11
EQ-865 | Special-Purpose Aboveground Storage Tanks | AST/ AST with Secondary Containment and Spill Containment; This Tank is Required to be Equipped with Approved Interstitial Release Detection | Tower Power Solutions LLC | 2022-01-11
EQ-864 | S. Bravo Systems, Inc. Direct Replacement – Bolted Fittings and Direct Replacement – Thread on Penetration Fittings | Piping/ Piping with Enclosed Secondary Containment Equipped with Sump Liner, Dispenser Liner, and Interstitial Release Detection (Piping Entry Fittings) and Sump Liners/ Installed as a part of Integral Piping, Upgrade, or Repair | S. Bravo Systems, Inc. | 2022-01-11
EQ-863 | OPW SiteSentinel®Nano® Console Tank Gauge, Probes and Sensors | UST/AST Overfill Protection and Leak Detection/ Liquid Detector and Automatic Tank Gauging | Pope and Associates, Inc. | 2022-01-11
EQ-862 | Morrison Brothers Co. Model 924 & 924S, 924LS, 925 & 925S Series Liquid Sensors | UST/AST Overfill Protection and Leak Detection/ Liquid Detector | Morrison Bros. Co. | 2022-01-11
EQ-861 | Morrison Brothers Co. Model 918DP Clock Gauge | AST/ Overfill Protection | Morrison Bros. Co. | 2022-01-11
EQ-860 | UL 142 Single-Walled and Double-Walled Aboveground Storage Tanks | AST/ Single-Wall Only and AST with Secondary Containment Requiring Additional Equipment | Kennedy Tank & Mfg. Co., Inc. | 2022-01-11
EQ-859 | OPW Fibrelite Multiport Spill Containers | UST/Spill Containment Devices | Pope & Associates, Inc. | 2022-01-11
EQ-858 | Morrison Brothers Co. Model 9095X Series and Model 9095 SA and 9095 SS Series Overfill Protection Valves | UST/AST Overfill Protection | Morrison Bros. Co. | 2023-05-15
EQ-857 | Assmann Corporation of America Single-Walled Polyethylene Aboveground Storage Tank | AST/ Single-Wall Only | Assmann Corporation of America | 2022-01-11
EQ-856 | Perma-Pipe Ultra-FS™ Secondary Containment Piping for fuel-oil applications | Piping/ Piping With Enclosed Secondary Containment Equipped with Sump Liner, Dispenser Liner, and Interstitial Release Detection (Rigid Piping) | Hurtado.cc | 2022-01-11
EQ-855 |  |  |  | 2022-01-11
EQ-854 | SMD Fluid Controls - Fuelogic Model FS and Models FM Float Switches for Overfill Protection and Release Detection | UST/AST Overfill Protection and Leak Detection/ Liquid Detector | Design By Initiative | 2022-01-11
EQ-853 | Raptor-CO/SC Secondary Containment Coating | Coatings AST/UST Synthetic or Concrete | Raptor USA, LLC | 2022-01-11
EQ-852 | CETCO Geosynthetic Clay Liners, Bentomat and Claymax Systems | Coatings AST/UST Synthetic or Concrete | CETCO | 2022-01-11
EQ-851 | Morrison Bros. Co. 2 inc and 3 inch Model 9095AA Series of Overfill Prevention Valves | AST/ Overfill Protection | Morrison Bros. Co. | 2022-01-11
EQ-850 | UL 2085 Above Ground Fuel Storage Tank UL 142 File #MH29522 | Tanks/ AST with Secondary Containment and Spill Containment | Advanced Manufacturing and Power Systems | 2022-01-11
EQ-849 | Fuel Tech Inc. 3in Spill Box for Aboveground Storage Tanks | AST/ Spill Containment | Fuel Tech Inc. | 2022-01-11
EQ-848 | Dragon Production Equipment’s SLOPS Aboveground Storage Tank | AST/ Single-Wall Only | OnQuest | 2022-01-11
EQ-847 | CHEMCLAD XC, ENCRETE-DuraQuartz and ENCRETE-DuraFill Coatings | Coatings AST/UST Synthetic or Concrete | Enecon Corporation | 2022-01-11
EQ-846 | TCS 380-25 and TCS 380-CL Polyurea Spray Elastomer Systems for Secondary Containment Coating | Coatings AST/UST Synthetic or Concrete | Total Containment Solutions, Inc. | 2022-01-11
EQ-845 | Part #836-1715- 572 gallon Single Wall or Double Wall AST, Part #836-1689- 849 gallon Single Wall or Double Wall AST, and Part #836-1690- 1100 gallon Single Wall or Double Wall AST | Tanks/ Single-Wall Only | Jake’s Machining & Rebuilding Services Inc. | 2022-01-11
EQ-844 | Franklin Fueling Systems - Fiberglass Turbine Sump Models TM4236-0/0-XX-X, TM4836-0/0-XX-X, TMA4236-0/0-XX-X, TMA4836-0/0-XX-X, TS4236-0/0-XX-X, TD4236-0/0-XX-X, TD4836-0/0-XX-X, TDA4236-0/0-XX-X, and TDA-4836-0/0-XX-X | Sump Liners/ Installed as a part of Integral Piping, Upgrade, or Repair | Franklin Fueling Systems | 2022-01-11
EQ-843 | TraceTek LDS_LS-3 Float Sensor and TraceTek TTDM-128 Leak Detection Master Module | Leak Detection/ Liquid Detector | Talon Industries, Inc. | 2022-01-11
EQ-842 | Sika Corporation: Sikafloor® 161 primer, Sikafloor® 700 Coating, and Sikafloor® 340 aliphatic urethane, the Pecora Corporation: Pecora P-53-VOC primer, and Synthacalk™ GC2+ sealant, Prime Resins, Inc.: Prime Flex™ 900 MV foam injection resin and the De Neef Construction Chemicals, Inc. Dry Oakum jute oakum crack filler. | Coatings AST/UST Synthetic or Concrete | Florida Power & Light Company | 2022-01-11
EQ-841 | Corrocoat Zip-E Coating | Coatings AST/UST Synthetic or Concrete | Corrocoat USA, Inc. | 2022-01-11
EQ-840 | Emerson Process Management-Rosemount Tank Gauging System | AST/ Overfill Protection | Emerson Process Management - Rosemount Tank Gauging Division | 2022-01-11
EQ-839 | Franklin Fueling Systems APT Sump Models TSD-W-4736 and TSM-W-4736 | Sump Liners/Installed as a part of Integral Piping, Upgrade, or Repair | Franklin Fueling Systems | 2022-01-11
EQ-838-R | Franklin Fueling Systems Defender Series™ Overfill Prevention Valve - Revised | UST/ Overfill Protection | Franklin Fueling Systems | 2022-05-05
EQ-838 | Franklin Fueling Systems Defender Series™ Overfill Prevention Valve | UST/ Overfill Protection | Franklin Fueling Systems | See 838-R
EQ-836 | Diversified Products Manufacturing, Inc.’s Watertight Tank Sump Retrofit Lid Kit (Model SU TSLF and SU TSAR) and Associated Sump Penetration and Repair Fittings | Sump Liners/ Installed as a part of Integral Piping, Upgrade, or Repair | Mott-Smith Consulting Group, LLC | 2022-01-11
EQ-835 | EnviroThane Polyurea Coating | Coatings AST/UST Synthetic or Concrete | ArmorThane USA, Inc. | 2022-01-11
EQ-834 | Model 918AC System Interface | Leak Detection/Continuous Automatic Tank Gauging | Morrison Bros. Co. | 2022-01-11
EQ-833 | CHEMCLAD-P4C Primer and CHEMCLAD SC Polymer Coating | Coatings AST/UST Synthetic or Concrete | Enecon Corporation | 2022-01-11
EQ-832 | 10 Series Miniature Fluid Level Switches | UST/ Overfill Protection & AST/ Overfill Protection & Leak Detection/Liquid Detector | Advanced Control Technology, Inc. | 2022-07-28
EQ-831 | Fozmula Limited G/LL65 Liquid Level Contents Gauge, T/LL200 Series Liquid Level Sensor, G/LL64 Liquid Level Contents Gauge, and T/LL130 Liquid Level Sensor | UST/ Overfill Protection & AST/ Overfill Protection | Component Specialists, Inc. | 2022-01-11
EQ-830 | Benjamin Moore Super Spec® Epoxy Mastic P45 and Corotech Coatings Surface Tolerant Epoxy Mastic Coating V160 | Coatings AST/UST Synthetic or Concrete | Epps Decorating Center | 2022-01-11
EQ-829 | OPW 1-2200 Series Replaceable Single-Wall Spill Container | UST/ Spill Containment Devices | Pope and Associates | 2022-01-11
EQ-828 | APT Sump Model AST-2922 | Dispenser Liners/ Installed as a part of Integral Piping, Upgrade, or Repair | Franklin Fueling Systems | 2022-01-11
EQ-827 | S. Bravo Systems Model B-1000/B1000-E Series Fiberglass Containment Sump (See also EQ-909) | Dispenser Liners/ Installed as a part of Integral Piping, Upgrade, or Repair | Diamond Z Engineering | 2022-01-11
EQ-826 | P Series and T Series Aboveground Storage Tanks under File # MH45150 | AST/ AST with Secondary Containment Only; These Tanks are Required to be Equipped with Approved Overfill Protection, Spill Containment and Interstitial Release Detection | Western Global Holdings, Western House, Yate, UK | 2022-01-11
EQ-825 | Perma-Pipe, Inc. Type FS Secondary Containment Piping | Piping/ Piping with Enclosed Secondary Containment Equipped with Sump Liner, Dispenser Liner, and Interstitial Release Detection | Hurtado.CC | 2022-01-11
EQ-824 | Model EFVT.MH 28123 Special-Purpose Aboveground Storage Tank | AST/ AST with Secondary Containment Only; These Tanks are Required to be Equipped with Approved Overfill Protection, Spill Containment and Interstitial Release Detection | ACS Manufacturing, Inc. | 2022-01-11
EQ-823 | Model 434 Dispenser Pedestal for Aboveground Storage Tank Systems | Dispenser Liners/ Installed as a part of Integral Piping, Upgrade, or Repair | Morrison Bros. Co. | 2022-01-11
EQ-822 | Corrocoat USA, Inc., Corroglass AR4 Coating | Coatings AST/UST Synthetic or Concrete | Corrocoat USA, Inc. | 2022-01-11
EQ-821 | Phoenix Products USL-DW-WM-25 Secondary Containment Aboveground Storage Tanks | AST with Enclosed Secondary Containment Equipped with Overfill Protection, Spill Containment, and Interstitial Release Detection | Phoenix Products | 2022-01-11
EQ-820 | S. Bravo Systems Entry Fittings and Entry Fitting Retrofits for Fiberglass Sumps: F Series Retrofit-S Fittings | Piping / Piping With Enclosed Secondary Containment Equipped with Sump Liner, Dispenser Liner, and Interstitial Release Detection | S. Bravo Systems, Inc. | 2022-01-11
EQ-819 | Overfill Protection Devices: Liquid Level Switch, Model PLS and Overfill Models FA-AV and FA-AV-D3 | UST/AST Overfill Protection | Preferred Utilities Mfg. Corp. | 2022-01-11
EQ-818 | Colibri Tank Monitor | Leak Detection/ Liquid Detector | Franklin Fueling Systems | 2022-01-11
EQ-817 | Models LD 1001 Generic Leak Detection Sensor, CL 1001 Generic Continuous Level 4-20 mA Sensor, and LS 1001 Generic Level Float Switch | Leak Detection/ Liquid Detector and UST/AST Overfill Protection | FPI Sensors International | 2022-01-11
EQ-816 | UPP EVOH Piping System | Piping/ Piping With Enclosed Secondary Containment Equipped with Sump Liner, Dispenser Liner, and Interstitial Release Detection (Semi-Rigid Piping) | Franklin Fueling Systems | 2022-01-11
EQ-815 | OPW 71SO-T Series "Testable" Overfill Prevention Valve | UST/ Overfill Protection | Pope & Associates, Inc | 2022-01-11
EQ-814 | OPW 300 Series Aboveground Spill Containers – Models POMECO/OPW 331AST & 332AST | AST/ Spill Containment Devices | Pope & Associates, Inc | 2022-01-11
EQ-813 | Northern Technologies International Corporation Zerust® Oil & Gas - ReCAST-SSB System | Miscellaneous - AST Cathodic Protection Systems | Northern Technologies International Corporation | 2022-01-11
EQ-812 | HEMPLE (USA) Inc. - Blome CP-83MP Epoxy Adhesive, Blome EC-66, Blome EC-90, Blome EC-R590, Blome Primer 75, and Blome TL-47-S Coatings | AST/UST Liners - Synthetic or Concrete Coating | HEMPLE (USA) Inc. | 2022-01-11
EQ-811 | Patented Polyseam™ Coating, SC-3900-F-UB Coating, and CR-3000-F Coating | AST/UST Liners - Synthetic or Concrete Coating | Industrial Maintenance Group, Inc. | 2022-01-11
EQ-810 | OPW Fuel Management Systems - OPW Model 327 VLLD - Line Leak Detector with Automatic Shut-off | Leak Detection/ Line Leak Detector with Automatic Shut-off | Pope & Associates, Inc | 2022-01-11
EQ-809 | Yancey Engineered Solutions Sub-base Aboveground Storage Tank System | AST/ AST with Secondary Containment Only; These Tanks are Required to be Equipped with Approved Overfill Protection, Spill Containment and Interstitial Release Detection | Yancey Engineered Solutions | 2022-01-11
EQ-808 | Detectible Leak Test (MDleak®) Enhanced Leak Detection and Leak Location Test Method | Leak Detection/ Vapor Detector & Breach of Integrity | Leak Detection Technologies, LLC | 2022-01-11
EQ-807 | Husky Corporation 007 product line; Jarhead product line; Leak Guard product line; Black Knight product line; Red Fox product line; and Sentry product line for Aboveground Storage Tank Systems | AST / Overfill Protection | Mott-Smith Consulting Group, LLC | 2022-01-11
EQ-806 | ForTex & RigidFlex sump entry fittings, Sikaflex-1a sealant, FastFill (polyurea) sealant and PetroSeal sealant | Dispenser Liners/ Installed as a part of Integral Piping, Upgrade, or Repair & Sump Liners/ Installed as a part of Integral Piping, Upgrade, or Repair | Icon Containment Solutions, LLC | 2022-01-11
EQ-805 | Fozmula Limited T/LL350 Float Switch Fuel Level Sensor for ASTs | AST/ Overfill Protection | Fozmula Limited | 2022-01-11
EQ-804-A | Leak Detection Technologies, Inc. Pipeline Hydrostatic (PHDleak®) Tightness Test Leak Detection Method | Piping Testers/ Bulk Product Piping Testing; API 1110 Testing or Equivalent | Leak Detection Technologies, Inc. | 2022-01-11
EQ-804 | Pipeline Hydrostatic (PHDleak®) Tightness Test Leak Detection Method | Piping Testers/ Bulk Product Piping Testing; API 1110 Testing or Equivalent | Leak Detection Technologies, LLC | 2022-01-11
EQ-803 | OMNTEC Mfg., Inc. PROTEUS Line of Automatic Tank Line Gauging and Leak Detection Systems | Leak Detection/ Continuous Automatic Tank Gauging | OMNTEC Mfg., Inc. | 2022-01-11
EQ-802 | Corrocoat Limited Zipcoat & Polyglass VEF Coating for Sulfuric Acid Secondary Containment and AR3 Coating for Sulfuric Acid Secondary Containment | AST/UST Liners – Synthetic or Concrete Coating | Corrocoat USA, Inc. | 2022-01-11
EQ-801 | Diversified Products Manufacturing, Inc. Resin Transfer Molded Fiberglass Transition Sump (24 x 24 inches) | Dispenser Liners/Installed as a part of Integral Piping, Upgrade, or Repair | Diversified Products Manufacturing, Inc. | 2022-01-11
EQ-800 | Tanks and Pipeworks Ltd. Try-Line System for Underground Storage Tanks | AST/UST Liners – Synthetic or Concrete Coating also Leak Detection – Liquid Detector | AET Compliance | 2022-01-11
EQ-799 | Low Range Differential-Pressure leak Detection and Integrity Monitoring System for ASTs | AST/ Tank Testers, API 653 Inspection | Vista Precision Solutions, Inc. | 2022-01-11
EQ-798 | OPW Fuel Management Systems Site Sentinel iSite Series of Automatic Tank Gauges with Integra Console | Leak Detection/Continuous Automatic Tank Gauging | OPW | 2022-01-11
EQ-797 | Franklin Fueling Systems Dispenser Sumps Model Numbers DS3915-2 and DS3617 | Dispenser Liners/ Installed as a part of Integral Piping, Upgrade, or Repair | Franklin Fueling Systems | 2022-01-11
EQ-796 | Newlife Liner Epoxy Lamination System | AST/UST Liners – Synthetic or Concrete Coating | Stephen's Technologies, Inc. | 2022-01-11
EQ-795 | OPW 1-3700 Series Double Wall Edge™ Field Replacement Kits for 500L and 700L Spill Containers | UST/Spill Containment Devices | Pope & Associates, Inc. | 2022-01-11
EQ-794 | OPW 1-3100 Series 15 Gallon Edge™ Double Wall Spill Container | UST/Spill Containment Devices | Pope & Associates, Inc. | 2022-01-11
EQ-793 | Uroflex™ (UME38) Part A & Part B Coating System | AST/UST Liners – Synthetic or Concrete Coating | Epoxytec | 2022-01-11
EQ-792 | Metal Products Company, UL 2085 and UL 142 Generator Sub Base AST | AST/ AST with Secondary Containment Only; These Tanks are Required to be Equipped with Approved Overfill Protection, Spill Containment and Interstitial Release Detection | Metal Products Company | 2022-01-11
EQ-791R | Brugg Pipesystems Metallic Underground Fuel Pipe and Piping Over Water, Product Type: SECON X, SECON X II, and FLEXWELL HL | Piping Over Water / Piping with Enclosed Secondary Containment Equipped with Sump Liner, Dispenser Liner, and Interstitial Release Detection (Also see EQ-791) | Priority Sales Associates, Inc. | 2022-01-11
EQ-791 | Brugg Pipesystems Metallic Underground Fuel Pipe: SECON X, SECON X II and FLEXWELL-HL | Piping/ Piping with Enclosed Secondary Containment Equipped with Sump Liner, Dispenser Liner, and Interstitial Release Detection (flexible piping) | Priority Sales Associates, Inc. | 2022-01-11
EQ-790 | NLC-101S Epoxy Spray System | AST/UST Liners – Synthetic or Concrete Coating | New Life Coatings | 2022-01-11
EQ-789 (System #2) | System #2: Primer - Semstone 110 and Finish - Semstone 140 | AST/UST Liners – Synthetic or Concrete Coating | Carboline Company | 2022-01-11
EQ-789 (System #1) | System #1: Primer - Carboguard 1340WB and Finish - Reactamine ET | AST/UST Liners – Synthetic or Concrete Coating | Carboline Company | 2022-01-11
EQ-788 | Snyder Industries, Inc. Polyethylene Upright Storage Tank, Spec. #199202, Rev. G – 2/15/09 | AST/Single Wall Only | Allied Universal Corporation | 2022-01-11
EQ-787 | Fill Port – Spill Container, Model No. 715 Series | AST/Spill Containment | Morrison Bros. Co. | 2022-01-11
EQ-786 | Two Piece Containment Sump - Model DHW-3617 | Dispenser Liners/ Installed as a part of Integral Piping, Upgrade, or Repair & Sump Liners/ Installed as a part of Integral Piping, Upgrade, or Repair | Franklin Fueling System | 2022-01-11
EQ-785-R | Special purpose AST Tanks under UL Listings UL142 & UL2085 Reference File #s: MH47836 Vol. 1; MH47836 Vol. ST1; MH47836 Vol. ST2; MH47836 Vol. CN1; MH48714 Vol. ST1; and MH48714 Vol. CN1 - Updated | AST / AST with Secondary Containment and Spill Containment; These Tanks are Required to be Equipped with Approved Overfill Protection and Interstitial Release Detection | Freeman Enclosure Systems, LLC | 2022-04-26
EQ-785 | Special purpose AST Tanks under UL Listings UL142 & UL2085 Reference File #s: MH47836 Vol. 1; MH47836 Vol. ST1; MH47836 Vol. ST2; MH47836 Vol. CN1; MH48714 Vol. ST1; and MH48714 Vol. CN1 | AST / AST with Secondary Containment and Spill Containment; These Tanks are Required to be Equipped with Approved Overfill Protection and Interstitial Release Detection | Freeman Enclosure Systems, LLC | See EQ-785-R
EQ-784 | Horizontal Spill Container Model 2, and Sidewalk Spill Container Model 3 | UST/AST Spill Containment Devices | Preferred Utilities MFG. Corp. | 2022-01-11
EQ-783 | Tank Gauge Model SDI-TG-EL-D4A and [Discriminating Sensor Models SDI-HD-A2-C & SDI-HD-A2-C-8 (see EQ-780)] | UST/AST Overfill Protection | Preferred Utilities MFG. Corp. | 2022-01-11
EQ-782 | Specialty Products, Inc. Coatings: Polyprime-100™ Primer, PTU™, PTU-AR™, Polyshield HT-SL™, K5™, Watersafe II™ and HT-100F UB™ | AST/UST Liners – Synthetic or Concrete Coating | Specialty Products, Inc. | 2022-01-11
EQ-781 | Tank Tech, Inc. Stand Alone System - UL listed as Internal Stand Alone Tank System | UST with Internal Secondary Containment Upgrade System | Tank Tech, Inc. | 2022-01-11
EQ-780 | Tank Fil-A-Larm Switch - Model SDI-HLS; Tank Gauge - Model SDI-TG-EL-D5; Discriminating Sensor – Models SDI-HD-A2-C and SDI-HD-A2-C-8 | UST/AST Overfill Protection; Leak Detection/Liquid Detector | Preferred Utilities MFG. Corp. | 2022-01-11
EQ-779 | OmegaFlex DoubleTrac Double Containment Pipe | Piping/ Piping With Enclosed Secondary Containment Equipped with Sump Liner, Dispenser Liner, and Interstitial Release Detection (Flexible Piping) | OmegaFlex, Inc. | 2022-01-11
EQ-778 | Fidelity Manufacturing, LLC - 7.5 Gallon Spill Bucket for ASTs (updated to include stainless steel construction as an option) | AST/ Spill Containment | Fidelity Manufacturing, LLC. | 2024-02-27
EQ-777 | PCE Double-Walled Containment System for Lined Tanks | UST/ UST with Internal Secondary Containment Upgrade | PCE Petroleum Contractors Enterprise | 2022-01-11
EQ-776 | Fibrelite Composites, Ltd., Fiberglass Sump Systems, Model Numbers: S45-1180; EL-G-E500; EL-G-LEG; S8CRD-390/WT; S8CRD-3100/MP/WSP-16-5; S8CRD-3100-OF/WSP-8-5; S/42-3100/MP16/SR-EXT/7-11; & S/42-3100/OF8/SR-EXT/7-11 | UST/ Spill Containment Devices & Dispenser Liners/ Installed as a part of Integral Piping, Upgrade, or Repair & Sump Liners/ Installed as a part of Integral Piping, Upgrade, or Repair | Mott-Smith Consulting Group, LLC | 2022-01-11
EQ-775 | Leighton O'Brien Technologies, Qualitative Dry Line Test PM2 and Quantitative Wet Line Test PM2; the MassTech International, Ltd., ML3P Line and the MassTech 2 Wet Test and 002 Ullage Test System | UST/ Tank and Line Tightness Tester Manufacturers | Leighton O'Brien, Inc. | 2022-01-11
EQ-774 | Armor Shield of America Sump Repair/In-Situ Construction System (previously called Double Wall Retrofit Systems, Inc. Sump Repair System) | Sump Liners/ Installed as a part of Integral Piping, Upgrade, or Repair | Armor Shield of America [Previously Double Wall Retrofit Systems, Inc. (DSRI)] | 2024-01-25
EQ-773 | PCE Tank D/W Containment Interstitial Monitoring System for Lined Tanks – wet or dry interstitial monitoring of lined USTs | Leak Detection/ Liquid Detector | PCE Petroleum Contractors Enterprise | 2022-01-11
EQ-772 | OPW Flexworks Piping - Models C075A; C10A; C15A; C20A and C30A | Piping/ Piping with Enclosed Secondary Containment Equipped with Sump Liner, Dispenser Liner, and Interstitial Release Detection | Pope & Associates, Inc. | 2022-01-11
EQ-771 | Corotech® V160 Surface Tolerant Epoxy Mastic (Previously - Super Spec® Epoxy Mastic P45 Coating System for Concrete - Secondary Containment Coating) | AST/UST Liners – Synthetic or Concrete Coating | Corotech Coatings (Formerly Benjamin Moore & Co.) | 2022-01-11
EQ-770 | Spill Mate Models 125XFP20 and 125FPV20 | AST/ Spill Containment | Petroleum Equipment Manufacturing Company | 2022-01-11
EQ-769 | TraceTek - TT5000-HUV Fuel Sensing Cable for Leak Detection for Aboveground Storage Tanks, Aboveground Piping, Piping Sumps and Dispenser Liners | Leak Detection/ Liquid Detector | Industrial Heater | 2022-01-11
EQ-768 | WE-Mac Manufacturing Co. - Pentair Water Double Wall Steel Storage Tanks - UL 142 | AST/ AST with Secondary Containment Only; Tanks are Required to be Equipped with Approved Overfill Protection, Spill Containment and Interstitial Release Detection | Southern Fire Protection of Orlando, Inc. | 2022-01-11
EQ-767 | CAB Construction - Spill Box Model Numbers 52594-R and 52594-S | AST/ Spill Containment | Cab Construction, Inc. | 2022-01-11
EQ-766 | UL-142 Listed Aboveground Tanks for flammable liquids: Vertical Secondary Containment Tanks (Double-Wall), Horizontal Secondary Containment Tanks (Double-Wall), Horizontal Single-Wall Tanks on Saddles, Horizontal Secondary Containment Tanks on Saddles and Skids (Double-Wall), Horizontal Single-Wall and Secondary Containment Tanks on Skids, Open Top Dike Aboveground Tanks for Flammable Liquids, Rectangular Tanks | AST/ AST with Secondary Containment Only; These Tanks are Required to be Equipped with Approved Overfill Protection, Spill Containment and Interstitial Release Detection; AST/ Single-Wall Only | Hamilton Tanks, LLC | 2022-01-11
EQ-765 | TRANSCUBE as 05TCG, 10TCG, 20TCG, 30TCG, 50TCG-AST, 100TCG-AST, UNICUBE AST as FCP250, FCP500, FCP1000, 200TTS-AST, 400TTS-AST, 100TT-IMDG, 200TT-IMDG and 200TT-IMDG-CAB under UL File # MH-45322 | AST/ Vault System | Western Global Holdings, Western House, Yate, UK | 2022-01-11
EQ-764-R | Emco Wheaton - Stainless Steel Spill containment insert for the A1005-XXXX Series | UST/ Spill Containment Devices & AST/ Spill Containment | JV & Associates, Inc. | 2022-01-11
EQ-764 | Emco Wheaton - Stainless Steel Spill containment insert for the A1005-505 Series | UST/ Spill Containment Devices & AST/ Spill Containment | JV & Associates, Inc. | See EQ-764-R
EQ-763 | Modern Welding Co. - Spill/Fill Box Containment Device, Model 6B1568-37, for UL 142 and UL2085 ASTs manufactured by Modern Welding Co. | AST/ Spill Containment | Modern Welding of Florida, Inc. | 2022-01-11
EQ-762 | Pryco, Inc. - Remote Fill Station | UST/ Spill Containment Devices & AST/ Spill Containment | Pryco, Inc. | 2022-01-11
EQ-761 | Lide Industries UL-142 Aboveground Storage Tank | AST/ Single-Wall Only | Lide Industries | 2022-01-11
EQ-760 | Braddock Double-Wall Integrity Test and Braddock Phoenix Hybrid Tank Integrity Test | UST/ Tank and Line Tightness Tester Manufacturers | Tank Tech, Inc. | 2022-01-11
EQ-759 | Bravo Systems B-700 Series Fiberglass Transition Sumps, Model #s: B-700-FS, B-700-FL, B-700-PS, B-710-FS, B-710-FL, B-710-PS, B-710-PL, B-750-FS, B-750-FL, B-760-FS, and B-760-FL; UL File no. MH26018 & | Sump Liners/ Installed as a part of Integral Piping, Upgrade, or Repair | S. Bravo Systems, Inc. | 2022-01-11
EQ-758 | RAWMAT HDB Type P and RAWMAT HDB Type PP Lining System | AST/UST Liners – Synthetic or Concrete Coating | Rawell Environmental, Ltd. | 2022-01-11
EQ-757 | Franklin Fueling Systems 705-540 series, single-walled, 705-550 doubled series with interstitial integrity gauge(I2), and 705-550 double-walled spill containment models with Incon-intelligent controls FFS Model TSP-ULS interstitial sensor, UL File no. MH21091 | UST/ Spill Containment Devices | Franklin Fueling Systems | 2022-01-11
EQ-756 | VersaFlex FSS 45DCF coating | AST/UST Liners – Synthetic or Concrete Coating | VersaFlex Incorporated | 2022-01-11
EQ-755 | Rescinded |  |  | 2022-01-11
EQ-754 | UL 142, and UL 2085, Listed double wall aboveground tank with spill containment, UL File Numbers MH17021 and MH16810 | AST/ AST with Secondary Containment and Spill Containment; These Tanks are Required to be Equipped with Approved Overfill Protection and Interstitial Release Detection | Del Zotto Products of Florida | 2022-01-11
EQ-753 | Emco Wheaton A1005-505C Series Spill containment | UST/ Spill Containment Devices | Emco Wheaton Retail Corporation | 2022-01-11
EQ-752 | Double-Wall UL Listed Aboveground Storage Tank, UL File No. MH15058 | AST/ AST with Secondary Containment Only; These Tanks are Required to be Equipped with Approved Overfill Protection, Spill Containment and Interstitial Release Detection | Atlantic Tank | 2022-01-11
EQ-751 | DoubeTrac Series piping system for Marina Piping Systems | Piping Over Water / Piping with Enclosed Secondary Containment Equipped with Sump Liner, Dispenser Liner, and Interstitial Release Detection | OmegaFlex, Inc. | 2022-01-11
EQ-750 | UL 142 Listed double wall aboveground tank with spill containment, UL File Number MH15966 | AST/ AST with Secondary Containment and Spill Containment; These Tanks are Required to be Equipped with Approved Overfill Protection and Interstitial Release Detection | ConVault, Inc. | 2022-01-11
EQ-749 | UL 142 Listed double wall aboveground tank with spill containment, UL File Number MH45787 | AST/ AST with Secondary Containment and Spill Containment; These Tanks are Required to be Equipped with Approved Overfill Protection and Interstitial Release Detection | Henning, Inc. | 2022-01-11
EQ-748 | Seaman 1932 PTF polyurethane liner | AST/UST Liners – Synthetic or Concrete Coating | Seaman Corporation | 2022-01-11
EQ-747 | Double-Wall UL Listed Aboveground Storage Tank, UL File No. MH7760 | AST/ AST with Secondary Containment Only; These Tanks are Required to be Equipped with Approved Overfill Protection, Spill Containment and Interstitial Release Detection | Nogales Highway Iron & Steel, Inc. | 2022-01-11
EQ-746 | Zierke Spill Containment Box | AST/ Spill Containment | Zierke Built Manufacturing, Inc. | 2022-01-11
EQ-745 | Tankbau IV, IV-A, V, and V-A Release Prevention Barrier System | AST/ Field Erected AST with Release Prevention Barriers | Mott-Smith Consulting Group, LLC (Tankbau GmbH) | 2022-01-11
EQ-744 | Double-Wall UL Listed Sub-Base Aboveground Storage Tank, UL File No. MH74278 | AST/ AST with Secondary Containment Only; These Tanks are Required to be Equipped with Approved Overfill Protection, Spill Containment and Interstitial Release Detection | Mayville Engineering Company, Inc. | 2022-01-11
EQ-743 | T/LL70 Float Switch and the T/LL 140 series sensor | AST/ Overfill Protection | Fozmula Limited | 2022-01-11
EQ-742 | Diversified Super sumps Model Numbers, SU RSP55, SU RSP35, and SU RSF | Dispenser Liners/ Installed as a part of Integral Piping, Upgrade, or Repair | Diversified Products Manufacturing, Inc. | 2022-01-11
EQ-741 | Emco Wheaton Secondary Spill Containment Model A1004-316 / 317 Series-2018 New Model A1004-317SS UL File No. MH21149 | UST/ Spill Containment Devices | Emco Wheaton Retail Corporation | 2023-01-08
EQ-740 | Clay & Bailey Spill Containment 6100Series, UL File No. MH 47031 | AST/ Spill Containment | Clay & Bailey MFG. Co. | 2022-01-11
EQ-739 | Concrete Alternative Dike-field Containment System | Overfill Retention | Chevron Corporation | 2022-01-11
EQ-738 | Eco-Tank TABS-C, TABS-CF, & TABS-F Systems | Overfill Retention | Eco-Tank Systems, LLC | 2022-01-11
EQ-737 | B2 DBS secondary containment system | AST/ Field Erected AST with Release Prevention Barriers | Atkinson, Diner, Stone,Mankuta & Ploucha, P.A. representing B2 Secondary Containment System, LLC | 2022-01-11
EQ-736 | DEP Approval of the UL 142 Listed Pryco’s double wall day tank with spill containment, UL File Number MH12807 | AST/ AST with Secondary Containment and Spill Containment; These Tanks are Required to be Equipped with Approved Overfill Protection and Interstitial Release Detection | Pryco, Inc. | 2022-01-11
EQ-735 | Pemco Model 112DW5 Double Wall Spill Containment Manhole | UST/ Spill Containment Devices | Petroleum Equipment Manufacturing Co. | 2022-01-11
EQ-734 | Linebacker™ and Linebacker™2 Spill Bucket Liners | UST/ Spill Containment Devices | JGD Associates, Inc. | 2022-01-11
EQ-733 | Newberry Permatank Double-Wall Tank, UL File Number MH3704 | UST/ UST with Secondary Containment | Newberry Tank & Equipment, Inc. | 2022-01-11
EQ-732 | Simplex SST Controller | AST/ Overfill Protection | Simplex, Inc. | 2022-01-11
EQ-731 | PetroTechnik UPP Piping System for Marina Piping Systems | Piping Over Water / Piping with Enclosed Secondary Containment Equipped with Sump Liner, Dispenser Liner, and Interstitial Release Detection | Franklin Fueling Systems (formerly PetroTechnik) | 2022-01-11
EQ-730 | Krueger Sentry At A Glance Direct Reading, Therma Gauge, and Overfill Alert Gauge -Types D, H, and O | AST/ Overfill Protection | Krueger Sentry Gauge | 2024-09-10
EQ-729-A | UL Listed Phoenix Hybrid System and Phoenix Epoxy System, UL file number MH46218 (Condition f added) | UST/ UST with Internal Secondary Containment Upgrade | Tank Tech, Inc. | 2022-01-11
EQ-729 | UL Listed Phoenix Hybrid System and Phoenix Epoxy System, UL file number MH46218 | UST/ UST with Internal Secondary Containment Upgrade | Tank Tech, Inc. | 2022-01-11
EQ-728 | Single-Wall UL Listed Aboveground Storage Tank, UL File No. MH17150 | AST/ Single-Wall Only | Clawson Tank Company | 2022-01-11
EQ-727 | Bravo Deep Dispenser Containment B 7000 Revolution Series, UL File No. MH 29867 | Dispenser Liners/ Installed as a part of Integral Piping, Upgrade, or Repair & Sump Liners/ Installed as a part of Integral Piping, Upgrade, or Repair | S. Bravo Systems, Inc. | 2022-01-11
EQ-726 | Malo Overspill Bowl Model number AL7.5 and AL5 Series | AST/ Spill Containment | Malo Incorporated | 2022-01-11
EQ-725 | Morrison model number 516 series AST Spill Container UL File number MH21154 | AST/ Spill Containment | Morrison Bros. Co. | 2022-01-11
EQ-724 | Veeder-Root TLS-450 tank monitoring sensor system, Model Number 794380-208, 794380-209, 794380-303, 79380-320, 794380-322, 794380-323, 794380-343, 794380-344, 794380-345, 794380-350, 794380-351, 794380-352, 794390-401, 794380-430, 857060-xxx, 857080-xxx, and 86009x-xxx | Leak Detection/ Liquid Detector | Veeder-Root | 2022-05-16
EQ-723 | Veeder-Root TLS-450 ATG CSLD monitoring system | Leak Detection/ Continuous Automatic Tank Gauging | Veeder-Root | 2022-01-11
EQ-722 | Veeder-Root Console Model TLS-450 PLLD pipeline leak detection system | Leak Detection/ Line Leak Detector with Automatic Shut-off | Veeder Root | 2022-05-16
EQ-721 | Double-Wall UL Listed Sub-Base Aboveground Storage Tank, UL File No. MH46187 | AST/ AST with Secondary Containment Only; These Tanks are Required to be Equipped with Approved Overfill Protection, Spill Containment and Interstitial Release Detection | E.K. Machine Co., Inc. | 2022-01-11
EQ-720 | OPW iSite tank monitoring sensor system, Model Number 30-3233-12, 30-3233-24, 30+0232-DH-10, 30-0232-20, 30-0236-LW, 30-0234-HW-01, 30-0231-S,30-0230-S, 30-0232-D-10, 30-0232-D-20, 30-D-10B, 30-0232-D-20B, and 30-235-V | Leak Detection/ Liquid Detector | OPW | 2022-01-11
EQ-719 | OPW Site Sentinel iSite Automatic tank Gauging | Leak Detection/Continuous Automatic Tank Gauging | OPW | 2022-01-11
EQ-718 | OPW Edge 1 Series Single-Wall Spill Container, UL File no. MH27236 | UST/ Spill Containment Devices | OPW | 2022-01-11
EQ-717 | Flexwell-HL piping system for Marine Piping System | Piping Over Water / Piping with Enclosed Secondary Containment Equipped with Sump Liner, Dispenser Liner, and Interstitial Release Detection | Brugg North America, Inc. | 2022-01-11
EQ-716 | STI-P3 double-wall underground storage tanks | UST/ UST with Secondary Containment | Steel Tank Institute | 2024-09-19
EQ-715 | DoubleTrack Piping System, UL File No. MH 45578 | Piping/ Piping With Enclosed Secondary Containment Equipped with Sump Liner, Dispenser Liner, and Interstitial Release Detection (Flexible Piping) | OmegaFlex, Inc. | 2022-01-11
EQ-714 | Greenleaf Gauge Model EFG-8000 Overfill Protection | Leak Detection/ Liquid Detector | Greenleaf Gauge | 2022-01-11
EQ-713 | Greenleaf Gauge Model EFG-8000 Overfill Protection | AST/ Overfill Protection | Greenleaf Gauge | 2022-01-11
EQ-712 | Smartflex Piping System for Marina Piping Systems | Piping Over Water / Piping with Enclosed Secondary Containment Equipped with Sump Liner, Dispenser Liner, and Interstitial Release Detection | Nupi Americas, Inc. | 2022-01-11
EQ-711 | Single-Wall UL Listed Aboveground Storage Tank, UL File No. MH6146 | AST/ Single-Wall Only | Hall Tank Company LLC | 2022-01-11
EQ-710 | Double-Wall UL Listed Sub-Base Aboveground Storage Tank, UL File No. MH10130 | AST/ AST with Secondary Containment Only; These Tanks are Required to be Equipped with Approved Overfill Protection, Spill Containment and Interstitial Release Detection | Cab Construction, Inc. | 2022-01-11
EQ-709 | OPW Flexworks Loop System, UL File No. MH16678 | Piping/ Piping With Enclosed Secondary Containment Equipped with Sump Liner, Dispenser Liner, and Interstitial Release Detection (Flexible Piping) | OPW | 2022-01-11
EQ-708 | OPW Edge 1-3100 Series Double Wall Spill Container, UL File no. MH27236 | UST/ Spill Containment Devices | OPW | 2022-01-11
EQ-707 | Double-Wall UL Listed Aboveground Storage Tank, UL File No. MH14128 | AST/ AST with Secondary Containment Only; These Tanks are Required to be Equipped with Approved Overfill Protection, Spill Containment and Interstitial Release Detection | Freeman Bros. Tank MFG., Inc. | 2022-01-11
EQ-706 | TC 9 Tank Commander, TC-9 Tank Commander with Automatic Fuel Port Series Model CAFP-x, and AFP-x, and multi-versions, TC-9 Tank Commander with Smart Pump Series Model SP-x, multi versions, and TC-9 Tank Commander with Mini-Smart Pump Series Model MSP-x | AST/ Overfill Protection | Simplex, Inc. | 2022-01-11
EQ-705 | The Pneumercator Model LS600/LS600A Series and Model LS600/LS600A NCL series Sensors for use with Pneumercator LC1000 and LC2000 series Alarm Panels, PC1000 series Pump Controllers and TMS Series Tank Management Systems | UST/AST Overfill Protection | Pneumercator Co., Inc. | 2022-01-11
EQ-704 | Franklin Fueling Systems Phil-Tite Model 40X-FS-XPR-Gray with TS-ULS sensor universal liquid sensor, UL File no. MH21091 | UST/ Spill Containment Devices & Leak Detection/ Liquid Detector | Franklin Fueling Systems | 2022-01-11
EQ-703 | UL-142 Single-Walled Aboveground Storage Tank, UL Model Number MH14038 | AST/ Single-Wall Only | Heatec Inc. | 2022-01-11
EQ-702 | UL-142 Single-Walled Aboveground Storage Tank, UL Model Number MH3513 | AST/ Single-Wall Only | Metal Products Company | 2022-01-11
EQ-701 | WRA PetroNetwork S3 (Version D) with magnetostrictive probe automatic tank gauging and pressurized line leak detector | Leak Detection/ Statistical Inventory Reconciliation (SIR) | Warren Rogers Associates, Inc. | 2022-01-11
EQ-700 | Double-Wall Sub-Base Generator UL Listed Aboveground Storage Tank, UL File No. MH30019 | AST/ AST with Secondary Containment Only; These Tanks are Required to be Equipped with Approved Overfill Protection, Spill Containment and Interstitial Release Detection | Engineering Manufacturing Corp. | 2022-01-11
EQ-699 | Eco-Tank Systems TABS 02 | Overfill Retention | Eco-Tank Systems, LLC | 2022-01-11
EQ-698 | Omntec L- Series sensors when used with associated controllers LPD, LU and OEL 8000 | UST/ Overfill Protection & AST/ Overfill Protection | Omntec Mfg., Inc. | 2022-01-11
EQ-697 | OPW UL Listed Vapor Tight Overfill Protection Valve, Model No. 71SO, UL File No. MH 21147 | UST/ Overfill Protection | OPW | 2022-01-11
EQ-696 | UL Listed Morrison Bros. Overfill Prevention Valve Model Number 9095S, UL File Number MH21138 | AST/ Overfill Protection | Morrison Bros. Co. | 2022-01-11
EQ-695 | Emco Wheaton Secondary Spill Containment Model A1004-215, UL File no. MH21149 | UST/ Spill Containment Devices | Emco Wheaton Retail Corporation | 2022-01-11
EQ-694 | Modern Welding Double-Wall Tank GS-16, UL File Number MH3217 | UST/ UST with Secondary Containment & UST/ Tank and Line Tightness Tester Manufacturers | Modern Welding of Florida, Inc. | 2022-01-11
EQ-693 | Rhino Hi Chem and Rhino Extreme coatings | AST/UST Liners – Synthetic or Concrete Coating | Rhino Linings USA | 2022-01-11
EQ-692 | Flexwell-HL piping system, UL File Number MH45398 | Piping/ Piping With Enclosed Secondary Containment Equipped with Sump Liner, Dispenser Liner, and Interstitial Release Detection (Flexible Piping) | Brugg Pipesystems | 2022-01-11
EQ-691 | Highland Highguard UL 58/1746 Double-Walled UST, UL File Number MH4242 | UST/ UST with Secondary Containment | Highland Tank Mfg. Co. | 2022-01-11
EQ-690 | SeeperTrace™ method for single-walled bulk product piping release detection | Piping Testers/ Bulk Product Piping Testing; API 1110 Testing or Equivalent | Praxair Services, Inc. | 2022-01-11
EQ-689 | Omntec L-R-1, LS, LS-ASC, PDS, PDWF sensors when used with associated controllers LPD, LU and OEL 8000 | Leak Detection/ Liquid Detector | Omntec Mfg., Inc. | 2022-01-11
EQ-688 | B-375-D Double-Wall Spill Containment Bucket | UST/ Spill Containment Devices | S. Bravo System, Inc. | 2022-01-11
EQ-687 | Xerxes Single & Double Wall Sumps Series, UL File Number MH9061 | Sump Liners/ Installed as a part of Integral Piping, Upgrade, or Repair | Xerxes Corporation | 2022-01-11
EQ-686 | VersaFlex VF-380, and PV-380 coatings | AST/UST Liners – Synthetic or Concrete Coating | VersaFlex Incorporated | 2022-01-11
EQ-685 | SCM-DFL, 5DG/16 Double-Wall Spill Containment Manhole | UST/ Spill Containment Devices | Fairfield Industries, Inc. | 2022-01-11
EQ-684 | Steel-Shield™ Double Bottom system | AST/ Field Erected AST with Release Prevention Barriers | Toscano Engineering Inc. | 2022-01-11
EQ-683 | AEP Electr-O-Fuze MH47372 (Formerly - Petroplas Piping System, UL File Number MH29826) | Piping/ Piping With Enclosed Secondary Containment Equipped with Sump Liner, Dispenser Liner, and Interstitial Release Detection (Semi-Rigid Piping) | Advantage Earth Products, Inc. (Formerly - Innovative Petroleum Products, LLC) | 2022-01-11
EQ-682 | M7000 Vertical Mount, Single Point Level Switch, PBT Stem & Buna N Float, SPST 30VA Switch, M7700 Horizontal Mount, Single Point Level Switch, PBT Stem & Float, SPST 30VA Switch, M8700 Horizontal Mount, Single Point Level Switch, Polypropylene Stem and Float, SPST 30VA Switch | Leak Detection/ Liquid Detector & AST/ Overfill Protection | Madison Company | 2022-01-11
EQ-681 | Double-Wall UL Listed Aboveground Storage Tank, UL File No. MH12846 | AST/ AST with Secondary Containment Only; These Tanks are Required to be Equipped with Approved Overfill Protection, Spill Containment and Interstitial Release Detection | Pee Dee Tank Company of SC LLC | 2022-01-11
EQ-680 | Containment Solutions Double Wall Sumps Models DW-PTS and DW-RTS Series, UL File Number MH29555 | Sump Liners/ Installed as a part of Integral Piping, Upgrade, or Repair | Containment Solutions | 2022-01-11
EQ-679 | Incon Tank Sentinel ATG with SCALD 2.0, Model TS-750, with magnetostrictive probe automatic tank gauging | Leak Detection/ Automatic Tank Gauging & Leak Detection/ Continuous Automatic Tank Gauging | Franklin Fueling Systems | 2022-01-11
EQ-678 | Solmax HDPE, and LLDPE Liner | AST/UST Liners – Synthetic or Concrete Coating | Solmax International Inc. | 2022-01-11
EQ-677 | Flameshield and F921 UL-142 Listed Aboveground Storage Tank with 95% Secondary Containment Wrap | AST/ AST with Secondary Containment Only; These Tanks are Required to be Equipped with Approved Overfill Protection, Spill Containment and Interstitial Release Detection | Steel Tank Institute | 2022-01-11
EQ-676 | Stand-Alone Dispenser Pan Sensor 847990-001 and Differentiating Stand-Alone Dispenser Pan Sensor 847990-002 with Dispenser Control Interface | Leak Detection/ Liquid Detector | Veeder Root | 2022-01-11
EQ-675 | AT-A-GLANCE Leak Gauge | Leak Detection/ Liquid Detector | Krueger Sentry Gauge Co. Inc. | 2022-01-11
EQ-674 | Double-Walled 360° USTs, UL File Number MH25373 | UST/ UST with Secondary Containment | Highland Tank Mfg. Co. | 2022-01-11
EQ-673 | Double-Wall, and Double-Wall Pitch Top UL Listed Aboveground Storage Tank, UL File No. MH5086 | AST/ AST with Secondary Containment Only; These Tanks are Required to be Equipped with Approved Overfill Protection, Spill Containment and Interstitial Release Detection | Highland Tank Mfg. Co. | 2022-01-11
EQ-672 | Tank Foam | Foam | cfiFoam, inc. | 2022-01-11
EQ-671 | Praxair Pressure Line Tightness Testing Method | UST/ Tank and Line Tightness Tester Manufacturers | Praxair services, Inc. | 2022-01-11
EQ-670 | Praxair Pressure/Vacuum Decay Containment Testing Method | Hydrostatic Testing | Praxair Services, Inc. | 2022-01-11
EQ-669 | UL Listed Clay & Bailey Overfill Prevention Valves Model Numbers 1228-03-2200 2”, and 1228-03-2400 4”, UL File Number MH25085 | AST/ Overfill Protection | Clay & Bailey Manufacturing Company | 2022-01-11
EQ-668-A2 | Petrofuse Four-Coat Tank Lining System, with the Ashland Aropol corrosion resistant resin (UL certification number EGVV2.MH28980), the Nida-Core Hxx SBPP interstitial membrane, and the Petrofuse Dual Contained Leak monitoring System | UST/ UST with Internal Secondary Containment Upgrade | K-Tank Systems, LLC (formerly Petrofuse ZP LLC) | 2022-01-11
EQ-668-A | Petrofuse Four-Coat Tank Lining System | UST/ UST with Internal Secondary Containment Upgrade | K-Tank Systems, LLC (formerly Petrofuse ZP LLC) | 2022-01-11
EQ-668 | Petrofuse Four-Coat Tank Lining System, with the Ashland Aropol corrosion resistant resin (UL certification number EGVV2.MH28980), the Correx Grade 3/450 interstitial membrane, and the Petrofuse Dual Contained Leak monitoring System Model T3300 Series Leak detector | UST/ UST with Internal Secondary Containment Upgrade | K-Tank Systems, LLC (formerly Petrofuse ZP LLC) | 2022-01-11
EQ-667 | UL Listed Phoenix System, UL File Number MH45077 | UST/ UST with Internal Secondary Containment Upgrade | ZCL Composites, Inc. | 2022-01-11
EQ-666 | UPP Extra Series Piping system, UL File Number MH 25274 | Piping/ Piping With Enclosed Secondary Containment Equipped with Sump Liner, Dispenser Liner, and Interstitial Release Detection (Semi-Rigid Piping) | Franklin Fueling Systems (formerly PetroTechnik) | 2022-01-11
EQ-665 | Double-Wall Sub-Base Generator UL Listed Aboveground Storage Tank, UL File No. MH26771 | AST/ AST with Secondary Containment Only; These Tanks are Required to be Equipped with Approved Overfill Protection, Spill Containment and Interstitial Release Detection | Hardin Industries, Inc. | 2022-01-11
EQ-664 | BEI OneSump System | Sump Liners/ Installed as a part of Integral Piping, Upgrade, or Repair | Franklin Fueling Systems (Beaudreau Electric, Inc.) | 2022-01-11
EQ-663 | Double-Wall Sub-Base Generator UL Listed Aboveground Storage Tank, UL File No. MH29115 | AST/ AST with Secondary Containment Only; These Tanks are Required to be Equipped with Approved Overfill Protection, Spill Containment and Interstitial Release Detection | Power Equipment Co. Inc. | 2022-01-11
EQ-662 | The UL 142 Listed Double-Walled Sub-Base Generator Aboveground Storage Tank with Spill Containment, UL File Number MH17470 | AST/ AST with Secondary Containment and Spill Containment; These Tanks are Required to be Equipped with Approved Overfill Protection and Interstitial Release Detection | Tramont Corporation | 2022-01-11
EQ-661 | PowerFab Double-Wall Sub-Base Generator UL Listed Aboveground Storage Tank, UL File No. MH45666 | AST/ AST with Secondary Containment Only; These Tanks are Required to be Equipped with Approved Overfill Protection, Spill Containment and Interstitial Release Detection | PowerSecure International, Inc. (formerly JAS Integrated Products Corporation) | 2022-01-11
EQ-660 | Petrofuse ZP Series Piping system, UL File number MH29320 | Piping/ Piping With Enclosed Secondary Containment Equipped with Sump Liner, Dispenser Liner, and Interstitial Release Detection (Rigid Piping) | K-Tank Systems, LLC (formerly Petrofuse ZP LLC) | 2022-01-11
EQ-659 | TRAPS System | Overfill Retention | Industrial Maintenance Group, Inc. | 2022-01-11
EQ-658 | Pilgrim Plastic Coating | AST/UST Liners – Synthetic or Concrete Coating | Pilgrim Permocoat, Inc. | 2022-01-11
EQ-657 | TTS-FFS TraceTek Fast Fuel Sensor | Leak Detection/ Liquid Detector | Industrial Heater | 2022-01-11
EQ-656 | Phil-Tite 400 and 500 Series Spill Containment Devices, UL File No. MH21091 | UST/ Spill Containment Devices | Franklin Fueling Systems | 2022-01-11
EQ-655 | UL 142 Listed Double-Walled Sub-Base Generator Aboveground Storage Tank with Spill Containment, UL File Number MH16800 | AST/ AST with Secondary Containment and Spill Containment; These Tanks are Required to be Equipped with Approved Overfill Protection and Interstitial Release Detection | Safe-T-Tank Corp. | 2022-01-11
EQ-654 | OPW 7111SS DW Series Spill Bucket, UL File No. MH27236 | UST/ Spill Containment Devices | OPW | 2022-01-11
EQ-653 | Western Fiberglass Double Wall Sumps and Dispenser Sumps, UL File Numbers MH19409 | Dispenser Liners/ Installed as a part of Integral Piping, Upgrade, or Repair & Sump Liners/ Installed as a part of Integral Piping, Upgrade, or Repair | Western Fiberglass, Inc. | 2022-01-11
EQ-652-A | Model TS-550 evo and TS-5000 evo Fuel Management System | Leak Detection/ Continuous Automatic Tank Gauging & Leak Detection/ Line Leak Detector with Automatic Shut-off | Franklin Fueling Systems | 2022-01-11
EQ-652 | Incon Models TS-5, TS-550, TS-5000 with magnetostrictive probe automatic tank gauging; Incon TS-LS 500 electronic line leak detection | Leak Detection/ Continuous Automatic Tank Gauging & Leak Detection/ Line Leak Detector with Automatic Shut-off | Franklin Fueling Systems | 2022-01-11
EQ-651 | Polycoat Polyeuro 552 coating | AST/UST Liners – Synthetic or Concrete Coating | Polycoat Products | 2022-01-11
EQ-650 | Double-Wall Sub-Base Generator UL Listed Aboveground Storage Tank, UL File No. MH17469 | AST/ AST with Secondary Containment Only; These Tanks are Required to be Equipped with Approved Overfill Protection, Spill Containment and Interstitial Release Detection | Pryco, Inc. | 2022-01-11
EQ-649 | OPW Flexworks models c075(3/4”), c10(1”), c15(1.5”), UL File Number MH16678 Series piping systems | Piping/ Piping With Enclosed Secondary Containment Equipped with Sump Liner, Dispenser Liner, and Interstitial Release Detection (Flexible Piping) | OPW (Formerly Environ Products, Inc.) | 2022-01-11
EQ-648 | OPW Pisces Model CPN15, CPN20, UL File Number MH19528 Series piping systems | Piping/ Piping With Enclosed Secondary Containment Equipped with Sump Liner, Dispenser Liner, and Interstitial Release Detection (Flexible Piping) | OPW | 2022-01-11
EQ-647 | UL 142 Listed Double-Walled Sub-Base Generator Aboveground Storage Tank with Spill Containment, UL File Number MH10272 | AST/ AST with Secondary Containment and Spill Containment; These Tanks are Required to be Equipped with Approved Overfill Protection and Interstitial Release Detection | Superior Systems & Technologies, Ltd. | 2022-01-11
EQ-646 | Vaporless Manufacturing Inc. Model ISM-4080 Integrated Shutdown Module | Leak Detector/ Mechanical Line Leak Detector with Flow Restrictor | Vaporless Manufacturing, Inc. | 2022-01-11
EQ-645 | World Telemetry’s Liquid Sump sensor, Model #TSF-0001 | Leak Detection/ Liquid Detector | WorldTelemetry , Inc. | 2022-01-11
EQ-644 | WorldTelemetry Data Link ATGS v2.6-h with magnetostrictive probe | Leak Detection/ Automatic Tank Gauging | WorldTelemetry , Inc. | 2022-01-11
EQ-643 | PCS # 200 Surface Tolerant Epoxy Sealer, and PCS #1100 Modified Epoxy Novolac Polysulfide Coating | AST/UST Liners – Synthetic or Concrete Coating | Premier Coating Systems, Inc. | 2022-01-11
EQ-642 | HCNA Leak Detection System, Version 2.0 | Piping Testers/ Bulk Product Piping Testing; API 1110 Testing or Equivalent | Hansa Consult of North America | 2022-01-11
EQ-641 | ISCO-100 Rupture Basin Float Sensor | Leak Detection/ Liquid Detector | International Supply Company | 2022-01-11
EQ-640 | OPW 700L Series Superbucket Secondary Containment Spill Bucket, UL File No. MH27236 | UST/ Spill Containment Devices | OPW | 2022-01-11
EQ-639 | SCM-5DF Double-Wall Spill Containment Manhole | UST/ Spill Containment Devices | Fairfield Industries, Inc. | 2022-01-11
EQ-638 | OPW-POMECO 6591B Series Dual 20+ Gallon Shallow Bury Multi-Port Secondary Containment Spill Bucket | UST/ Spill Containment Devices | OPW Fueling Components | 2022-01-11
EQ-637 | UL Listed Guillotine Flow Restrictor, UL File Number MH18426 | AST/ Overfill Protection | Guillotine, Inc. | 2022-01-11
EQ-636 | UL 2085 Listed Double-Walled Sub-Base Generator Aboveground Storage Tank with Spill Containment, UL File Number MH16661 | AST/ AST with Secondary Containment and Spill Containment; These Tanks are Required to be Equipped with Approved Overfill Protection and Interstitial Release Detection | Advanced Manufacturing & Power Systems, Inc. | 2022-01-11
EQ-635 | Tracer Tight© Method for tightness testing of double-walled underground tanks integral small diameter double-walled piping | Double-Walled UST System Tightness Testing | Praxair Services, Inc. | 2022-01-11
EQ-634 | UL 142 Listed Double-Walled Sub-Base Generator Aboveground Storage Tank, UL File Number MH25145 | AST/ AST with Secondary Containment Only; These Tanks are Required to be Equipped with Approved Overfill Protection, Spill Containment and Interstitial Release Detection | Sauk Technologies | 2022-01-11
EQ-633 | Enclosed Top Dike Containment Sub-Base Generator UL Listed Aboveground Storage Tank, UL File No. MH26824 | AST/ AST with Secondary Containment Only; These Tanks are Required to be Equipped with Approved Overfill Protection, Spill Containment and Interstitial Release Detection | Zierke Built Manufacturing | 2022-01-11
EQ-632 | Enclosed Top Dike and Secondary Containment Sub-Base Generator UL 142 and 2085 Listed Aboveground Storage Tank, UL File Numbers MH17176 and MH17561 | AST/ AST with Secondary Containment Only; These Tanks are Required to be Equipped with Approved Overfill Protection, Spill Containment and Interstitial Release Detection | International Supply Co., Inc. | 2022-01-11
EQ-631 | Advanced Containment Single Wall and Double Wall Sumps and Dispenser Sumps, UL File Numbers MH45027, and MH45028 & | Sump Liners/ Installed as a part of Integral Piping, Upgrade, or Repair & Dispenser Liners/ Installed as a part of Integral Piping, Upgrade, or Repair | Advanced Containment, L.L.C. | 2022-01-11
EQ-630 | Insl-x Corotech Polyamide Epoxy (Formerly Coronado 101 epoxy with 101-252B high build activator) | AST/UST Liners – Synthetic or Concrete Coating | Benjamin Moore & Co. (Formerly Coronado Paint Company) | 2022-01-11
EQ-629 | EBW model number 706-420 Aboveground Spill Container | AST/ Spill Containment | Franklin Fueling Systems | 2022-01-11
EQ-628 | Veeder-Root Mag Sensor Hydrostatic Test, and Secondary Containment Vacuum Sensing System | Leak Detection/ Liquid Detector & Leak Detection/ Breach of Integrity & Hydrostatic Testing | Veeder-Root Company | 2022-01-11
EQ-627 | NEF Single Wall and Double Wall Sumps and Dispenser Sumps, UL File Number MH30126 | Dispenser Liners/ Installed as a part of Integral Piping, Upgrade, or Repair & Sump Liners/ Installed as a part of Integral Piping, Upgrade, or Repair | Painted Rhino (Formerly National Environmental Fiberglass, L.L.C.) | 2022-04-28
EQ-626 | Plasteel Composite® and Elutron® FRP jacketed Double-Walled USTs, UL File Number MH118314 | UST/ UST with Secondary Containment | Plasteel International, Inc. | 2022-01-11
EQ-625 | The Phoenix Fire Steel UL-142 and UL 2085 Listed Double-Wall Sub-Base Generator Tank with Spill Containment, UL File Number MH15322 | AST/ AST with Secondary Containment Only; These Tanks are Required to be Equipped with Approved Overfill Protection, Spill Containment and Interstitial Release Detection | Phoenix Products, LLC | 2022-01-11
EQ-624 | SIR 5.7 L.M. | Leak Detection/ Statistical Inventory Reconciliation (SIR) | Simmons Corporation | 2022-01-11
EQ-623 | Varec Tank Gauge Model MTG | Leak Detection/ Automatic Tank Gauging | Varec, Inc. | 2022-01-11
EQ-622 | Enclosed Top Dike and Secondary Containment Sub-Base Generator UL Listed Aboveground Storage Tank, UL File No. MH29496, | AST/ AST with Secondary Containment Only; These Tanks are Required to be Equipped with Approved Overfill Protection, Spill Containment and Interstitial Release Detection | Armstrong Power Systems, LLC | 2022-01-11
EQ-621 | In-Situ Double-walled System | UST/ UST with Internal Secondary Containment Upgrade | UST Environmental Services, Inc. | 2022-01-11
EQ-620 | External Fuel Fill box used with the Aboveground Storage Tank, UL File No. MH26813 | AST/ AST with Secondary Containment and Spill Containment; These Tanks are Required to be Equipped with Approved Overfill Protection and Interstitial Release Detection | Robinson Custom Enclosures | 2022-01-11
EQ-619 | UL-142 Double-Walled, and Single-Walled with Open Secondary Containment Equipped with Rain-shields Aboveground Storage Tank, UL Model Number MH3582; UL-142 Single-Walled Aboveground Storage Tank, UL Model Number MH3582 | AST/ AST with Secondary Containment Only; These Tanks are Required to be Equipped with Approved Overfill Protection, Spill Containment and Interstitial Release Detection; AST/ Single-Wall Only | Smith Tank & Equipment Co. | 2022-01-11
EQ-618 | APT model numbers XP Series piping systems | Piping/ Piping With Enclosed Secondary Containment Equipped with Sump Liner, Dispenser Liner, and Interstitial Release Detection (Flexible Piping) | Franklin Fueling Systems | 2022-01-11
EQ-617 | AEP Electr-O-Fuze (Formerly - Petroplas FR) Piping for Marina Piping Systems | Piping Over Water / Piping with Enclosed Secondary Containment Equipped with Sump Liner, Dispenser Liner, and Interstitial Release Detection | Advantage Earth Products, Inc. (Formerly -Innovative Petroleum Products, LLC) | 2022-01-11
EQ-616 | Enclosed Top Dike and Secondary Containment Sub-Base Generator UL Listed Aboveground Storage Tank, UL File No. MH26813 | AST/ AST with Secondary Containment Only; These Tanks are Required to be Equipped with Approved Overfill Protection, Spill Containment and Interstitial Release Detection | Robinson Custom Enclosures | 2022-01-11
EQ-615 | B9000 Series Single Wall Under Dispenser Containment Sumps, B4000 Series Double Wall Under Dispenser Containment Sumps, B8000 Series Double Wall Under Dispenser Containment Sumps, B8500 Series Double UDC Sumps, B9000 Double Wall Under Dispenser Containment Sumps; B400 Series Single Wall Sumps, B500 Series Single Wall Transition Sumps, B600 Series Single Wall Vent Transition Sumps, B400 Series Double Wall Tank Sumps, B500 Series Double Wall Vent Transition Sumps, B600 Series Double Wall Vent Transition Sumps, B4000 Series Double Wall Under Dispenser Containment Sumps, B8500 Series Double Vent Transition Combination Sumps | Dispenser Liners/ Installed as a part of Integral Piping, Upgrade, or Repair & Sump Liners/ Installed as a part of Integral Piping, Upgrade, or Repair | S. Bravo Systems, Inc. | 2022-01-11
EQ-614 | Veeder-Root Sensors Model 794380-3xx, 794390-4xx, and 7943980-2xx for use with Veeder-Root TLS-300 Series Consoles, EMC Basics and ProPlus Series Consoles | Leak Detection/ Liquid Detector | Veeder-Root Company | 2022-01-11
EQ-613 | Arc-Rite’s UL-142 Listed Double-Wall Tank, UL File Number MH30000 | AST/ AST with Secondary Containment Only; These Tanks are Required to be Equipped with Approved Overfill Protection, Spill Containment and Interstitial Release Detection | Arc-Rite, Inc. | 2022-01-11
EQ-612 | Phil-Tite Under Dispenser Sumps; Phil-Tite UST Sumps | Dispenser Liners/ Installed as a part of Integral Piping, Upgrade, or Repair & Sump Liners/ Installed as a part of Integral Piping, Upgrade, or Repair | Franklin Fueling Systems (Formerly Phil –Tite Enterprises) | 2022-01-11
EQ-611 | Edwards Fiberglass Double-Wall tanks, UL File Number MH14359 | UST/ UST with Secondary Containment | Edwards Fiberglass, Inc. | 2022-01-11
EQ-610 | OPW 144TA & 444TA High Level Tank Alarm | AST/ Overfill Protection | OPW | 2022-01-11
EQ-609 | UL Listed Double-Wall Tank with Spill Containment, UL File Number MH29775 | AST/ AST with Secondary Containment and Spill Containment; These Tanks are Required to be Equipped with Approved Overfill Protection and Interstitial Release Detection | TankSafe, Inc. | 2022-01-11
EQ-608 | Polibrid 705 | AST/UST Liners – Synthetic or Concrete Coating | Carboline Company | 2022-01-11
EQ-607 | Vacuum Leak Detection System Models VL 30P, VL 350P, and VL 400P | Leak Detection/ Liquid Detector & Leak Detection/ Breach of Integrity | SGB | 2022-01-11
EQ-606 | Float Vent Valve Part No. FVV-3210 | UST/ Overfill Protection | OPW Fueling Containment Systems (Formerly Environ Products, Inc.) | 2022-01-11
EQ-605 | OPW Flexworks JBS-2422, IPS-3838, PTS-3848, PTS-2922, and PTS4021 Sump | Sump Liners/ Installed as a part of Integral Piping, Upgrade, or Repair | OPW (Formerly Environ Products, Inc.) | 2022-01-11
EQ-604 | EBW 703-400 Series Spill Manhole | UST/ Spill Containment Devices | Franklin Fueling Systems | 2022-01-11
EQ-603 | Agru-America HDPE Liner | AST/UST Liners – Synthetic or Concrete Coating | Agru-America, Inc. | 2022-01-11
EQ-602 | Vacu-Tite and Heli-Tite Test | UST/ Tank and Line Tightness Tester Manufacturers | Enhanced Leak Detection, Inc. | 2022-01-11
EQ-601 | Vacu-Tite Test | Leak Detection/ Breach of Integrity | Enhanced Leak Detection, Inc. | 2022-01-11
EQ-600 | Hydro-Tite Test | Hydrostatic Testing | Enhanced Leak Detection, Inc. | 2022-01-11
EQ-599 | ICI/Devoe Bar-Rust 236 Multi-Purpose Epoxy Coating | AST/UST Liners – Synthetic or Concrete Coating | ICI Paint | 2022-01-11
EQ-598 | Co-Flow™ Hydraulic Coaxial Monitoring System for the Western Fiberglass Co-Flex #34C9 Piping System | Leak Detection/ Liquid Detector & Leak Detection/ Breach of Integrity | Western Fiberglass, Inc. | 2022-01-11
EQ-597 | EBW 702-400 Series Spill Manhole | UST/ Spill Containment Devices | Franklin Fueling Systems | 2022-01-11
EQ-596 | Veeder-Root Mag Sensor Model 857080-xxx for use with Veeder-Root TLS-350 or EMC Consoles | Leak Detection/ Liquid Detector | Veeder-Root Company | 2022-01-11
EQ-595 | ACS’s UL-142 Listed Double-Wall Sub-Base Generator Tank with Spill Containment | AST/ AST with Secondary Containment Only; These Tanks are Required to be Equipped with Approved Overfill Protection, Spill Containment and Interstitial Release Detection | Acoustical Control Systems, Inc. | 2022-01-11
EQ-594 | Emco Wheaton Secondary Spill Containment Model A1004-210S | UST/ Spill Containment Devices | Emco Wheaton Retail Corporation | 2022-01-11
EQ-593 | JRS Fill Spill Containment for ASTs, | AST/ AST with Secondary Containment and Spill Containment; These Tanks are Required to be Equipped with Approved Overfill Protection and Interstitial Release Detection | Fidelity Manufacturing, LLC. (Formerly JRS Custom Manufacturing, Inc.) | 2022-01-11
EQ-592 | Hempadur Multi-Strength® 35530 Concrete Sump Sealant and the Hempadur® Filler 35250 | AST/UST Liners – Synthetic or Concrete Coating | Hempel USA Inc. | 2022-01-11
EQ-591 | Tripolymer® 105-TM Tank Media Foam | Foam | C.P. Chemical, Inc. | 2022-01-11
EQ-590 | Gen-Tank Double-Walled Sub-Base Generator UL Listed Aboveground Tank | AST/ AST with Secondary Containment Only; These Tanks are Required to be Equipped with Approved Overfill Protection, Spill Containment and Interstitial Release Detection | Steel Tank Institute | 2022-01-11
EQ-589 | LDE 740 with level sensor models LS600AB, LS600LDBN, LS610, RSU800, and with sensor probe 9-901, 9-902, 9-903 | Leak Detection/ Liquid Detector | Pneumercator Co., Inc. | 2022-01-11
EQ-588 | OPW 500 Series Contained Spill Buckets | UST/ Spill Containment Devices | OPW Fueling Components | 2022-01-11
EQ-587 | Ameri-System | UST System/ These tanks are total systems equipped with spill containment overfill protection, release detection, MPDs, and canopy | UST Environmental Services, Inc. | 2022-01-11
EQ-586 | Model EOS 100 Discriminating Sensor and Model 522 and 522Tmonitoring System | Leak Detection/ Liquid Detector | Beaudreau Electronic, Inc. | 2022-01-11
EQ-585 | Enviro-Steel Double Bottom system | AST/ Field Erected AST with Release Prevention Barriers | Toscano Engineering Inc. | 2022-01-11
EQ-584 | Bertotto Boglione, S.A., manufacturing of the Plasteel Elutron Jacketed Fiberglass underground storage tank, UL File Numbers MH18314 and MH26494 | UST/ UST with Secondary Containment | Bertotto Boglione, S.A. | 2022-01-11
EQ-583 | ACT-100 and ACT-100-U Double-Walled USTs | UST/ UST with Secondary Containment | Steel Tank Institute | 2022-01-11
EQ-582 | F921 Double-Walled UL-142 Listed Aboveground Tank | AST/ AST with Secondary Containment Only; These Tanks are Required to be Equipped with Approved Overfill Protection, Spill Containment and Interstitial Release Detection | Steel Tank Institute | 2022-01-11
EQ-581 | Fireguard Double-Walled UL 142 and UL 2085 Listed Aboveground Tank | AST/ AST with Secondary Containment Only; These Tanks are Required to be Equipped with Approved Overfill Protection, Spill Containment and Interstitial Release Detection | Steel Tank Institute | 2022-10-04
EQ-580 | DC4830SB Petro Tite PE Tank Sump, DS2111 Petro Tite PE Sump, DS2416 Petro Tite PE Sump, DS3017 Petro Tite PE Sump, DS3617 Petro Tite PE Sump, DS4111 Petro Tite PE Sump, and DS4417 Petro Tite PE Sump | Dispenser Liners/ Installed as a part of Integral Piping, Upgrade, or Repair & Sump Liners/ Installed as a part of Integral Piping, Upgrade, or Repair | Petro Technick, Inc. | 2022-01-11
EQ-579 | Universal 39-04 Overfill Protection Valve | UST/ Overfill Protection | Universal Valve Company, Inc. | 2022-01-11
EQ-578 | FRP turbine tank sump systems with manhole cover Part no.’s S8CR-336, S8CR-390, S8CR/390/SEAL (seal between corbel & skirt), S8SB-336, S8SB-390, S8SB-390/SEAL (seal between corbel & skirt), FRP fill tank sump systems with manhole cover and structural platform Part no.’s S8CR-336/SS8CR-390/S, S8CR-390/SEAL/S (seal between corbel & skirt), S8SB-336/S, S8SB-390/SS8SB-390/SEAL/S (seal between corbel & skirt), and FRP Under Pump Sump Part no. EL46-26 | Dispenser Liners/ Installed as a part of Integral Piping, Upgrade, or Repair & Sump Liners/ Installed as a part of Integral Piping, Upgrade, or Repair | Fiberlite Composites Ltd. | 2022-01-11
EQ-577 | Pneumercator LS600 Series Liquid Level Float | UST/AST Overfill Protection | Pneumercator Co., Inc. | 2022-01-11
EQ-576-A | ASO Valve #OA-1 | AST/ Overfill Protection | Samson Company | 2022-01-11
EQ-576 | Morrison FMM ASO Valve | AST/ Overfill Protection | Morrison Bros. Co. | 2022-01-11
EQ-575 | ASI’s UL-142 Listed Sub-Base Double-Wall Tank, UL File Number MH115323 | AST/ AST with Secondary Containment Only; These Tanks are Required to be Equipped with Approved Overfill Protection, Spill Containment and Interstitial Release Detection | Acoustical Sheetmetal, Inc. | 2022-01-11
EQ-574
EQ-573 | UL-142 Single-Walled Aboveground Storage Tank, UL Model Number MH5086 | AST/ Single-Wall Only | Highland Tank & MFG. Co. | 2022-01-11
EQ-572 | Heatec, Inc.’s UL-142 Listed Double-Wall Tank with Spill Containment, UL File Number MH14038 | AST/ AST with Secondary Containment and Spill Containment; These Tanks are Required to be Equipped with Approved Overfill Protection and Interstitial Release Detection | Heatec, Inc. | 2022-01-11
EQ-571 | Petro Tite II, and Petro Comp Tank Test methods, and the Petro Tite Line Test method (4/11/2011 Revisions: PetroTite Line Tester Certification & PetroTite Line Tester for Flex Lines Certification)(Updated 4/18/2019) | UST/ Tank and Line Tightness Tester Manufacturers | Purpora Engineering, Inc. | 2024-03-18
EQ-570 | Centeron Level Alarm System | Leak Detection/ Liquid Detector & AST/ Overfill Protection | Robetshaw Industrial Products | 2022-01-11
EQ-569-A | APT model numbers P-075SC, P-100-SC, P-150-SC, P-175-SC, P-200-SC, and P-250-SC piping systems. This Order is valid until 7/7/2009. | Piping/ Piping With Enclosed Secondary Containment Equipped with Sump Liner, Dispenser Liner, and Interstitial Release Detection (Flexible Piping) | Franklin Fueling Systems (Formerly Advanced Polymer Technology, Inc.) | N/A
EQ-569 | APT model numbers P-075SC, P-100-SC, P-150-SC, P-175-SC, P-200-SC, and P-250-SC piping systems. This Order is valid until 7/7/2009. | Piping/ Piping With Enclosed Secondary Containment Equipped with Sump Liner, Dispenser Liner, and Interstitial Release Detection (Flexible Piping) | Franklin Fueling Systems (Formerly Advanced Polymer Technology, Inc.) | N/A
EQ-568 | UL Listed Armor Vault System File Number MH18494 | AST/ Vault System | Guardian Containment, Corp. | 2022-01-11
EQ-567 | Global Power Components’ UL-142 Listed Sub-Base Double-Wall Tank With Spill Containment, UL File Number MH18481 | AST/ AST with Secondary Containment and Spill Containment; These Tanks are Required to be Equipped with Approved Overfill Protection and Interstitial Release Detection | Global Power Components Corporation | 2022-01-11
EQ-566 | Generac’s UL-142 Listed Sub-Base Double-Wall Tank With Spill Containment, UL File Number MH18459 | AST/ AST with Secondary Containment and Spill Containment; These Tanks are Required to be Equipped with Approved Overfill Protection and Interstitial Release Detection | Generac Power Systems, Inc. | 2022-01-11
EQ-565-R | United Alloy’s UL-142 Listed Sub-Base Double-Wall Tank With Spill Containment, UL File Number MH28847 (Correction of UL File Number MH28874 to MH28847) | AST/ AST with Secondary Containment and Spill Containment; These Tanks are Required to be Equipped with Approved Overfill Protection and Interstitial Release Detection | United Alloy, Inc. | 2022-01-11
EQ-565 | United Alloy’s UL-142 Listed Sub-Base Double-Wall Tank With Spill Containment, UL File Number MH28874 | AST/ AST with Secondary Containment and Spill Containment; These Tanks are Required to be Equipped with Approved Overfill Protection and Interstitial Release Detection | United Alloy, Inc. | 2022-01-11
EQ-564 | GSE Studliner | AST/UST Liners – Synthetic or Concrete Coating | GSE Lining Technology, Inc. | 2022-01-11
EQ-563 | Advanced Telemetrics Tank Gauge Model 1100LD/2 | Leak Detection/ Automatic Tank Gauging | Advanced Telemetrics Limited | 2022-01-11
EQ-562 | Ameron MCX System for the Ameron Marina Piping System | Piping Over Water / Piping with Enclosed Secondary Containment Equipped with Sump Liner, Dispenser Liner, and Interstitial Release Detection | Ameron International | 2022-01-11
EQ-561 | Flameshield Double-Walled UL-142 Listed Aboveground Storage Tank | AST/ AST with Secondary Containment Only; These Tanks are Required to be Equipped with Approved Overfill Protection, Spill Containment and Interstitial Release Detection | Steel Tank Institute | 2022-01-11
EQ-560 | GSE HD Liner | AST/UST Liners – Synthetic or Concrete Coating | GSE Lining Technology, Inc. | 2022-01-11
EQ-559 | MoPoxY™ Pre-Prep sealer, Clear, 41-AF-2 and MoPoxY™ Mastic Epoxy Coating, Down Gray, 40-AH-51 | AST/UST Liners – Synthetic or Concrete Coating | Mobil Paint Mfg. Co., Inc. | 2022-01-11
EQ-558 | Tracer Tight | Leak Detector/ Mechanical Line Leak Detector with Flow Restrictor & UST/ Tank and Line Tightness Tester Manufacturers & Piping Testers/ Bulk Product Piping Testing; API 1110 Testing or Equivalent | Praxair Services, Inc. | 2022-01-11
EQ-557 | Leak Computer Leak Test method, and the Acurite Line Test method | UST/ Tank and Line Tightness Tester Manufacturers | Training and Services Corp. | 2022-01-11
EQ-556 | Ameron Brine System for the Ameron Double-Wall Dualoy®/3000 LCX Piping System | Leak Detection/ Breach of Integrity | Ameron International | 2022-01-11
EQ-555 | Phil-Tite 85000 Series Spill Collector | UST/ Spill Containment Devices | Franklin Fueling Systems (Formerly Phil-Tite Enterprises) | 2022-01-11
EQ-554 | Tent tank, UL 142 Listed Horizontal Double-Wall Tank With Spill Containment, UL File Number MH8552 Vol. 2 | AST/ AST with Secondary Containment and Spill Containment; These Tanks are Required to be Equipped with Approved Overfill Protection and Interstitial Release Detection | Bendel Corporation | 2022-01-11
EQ-553 | General Industries Inc.’s manufacturing of the PermaTank double-walled underground storage tank, UL File Number MH16166 | UST/ UST with Secondary Containment | General Industries, Inc. | 2022-01-11
EQ-552 | Omniflex model numbers CP 1503, CP 1503F, CP 1503BF, CP2503F, and CP2503BF piping systems | Piping/ Piping With Enclosed Secondary Containment Equipped with Sump Liner, Dispenser Liner, and Interstitial Release Detection (Flexible Piping) | Total Containment, Inc. | 2022-01-11
EQ-551 | TraceTek TT5000 leak detection system for single-walled underground bulk product piping | Leak Detector/ Mechanical Line Leak Detector with Flow Restrictor | Pentair (formerly Tyco Thermal Controls) | 2022-01-11
EQ-550 | Enviroflex PP1503, PP1503F, PP2503, PP2503F, and SF4500 piping systems | Piping/ Piping With Enclosed Secondary Containment Equipped with Sump Liner, Dispenser Liner, and Interstitial Release Detection (Flexible Piping) | Total Containment, Inc. | 2022-01-11
EQ-549 | Barton 3500 ATG System | Leak Detection/ Automatic Tank Gauging | Barton Instruments Systems, LLC | 2022-01-11
EQ-548 | GSI-HIAS Overfill Alarm System | AST/ Overfill Protection | Gauging Systems, Inc. | 2022-01-11
EQ-547 | UL-142 Closed Top Generator Base Fuel Tank, UL File No. MH 28640 | AST/ AST with Secondary Containment Only; These Tanks are Required to be Equipped with Approved Overfill Protection, Spill Containment and Interstitial Release Detection | Horizon MFG., LLC | 2022-01-11
EQ-546 | OEL 8000II and KOEL 8000II controllers with the Omntec CITLD ATG system | Leak Detection/ Continuous Automatic Tank Gauging | Omntec Mfg., Inc. | 2022-01-11
EQ-545 | Dabico Hydrant Fueling System Pits | Hydrant Pits | Dabico, Inc. | 2022-01-11
EQ-544 | Double-Wall Generator Base Tank With Spill Containment, UL File Number MH 17934 | AST/ AST with Secondary Containment and Spill Containment; These Tanks are Required to be Equipped with Approved Overfill Protection and Interstitial Release Detection | Precision Quincy Industries, a Division of The Armor Group (formerly Victory Industrial Products, Inc.) | 2022-01-11
EQ-543 | Ul-142 Listed Closed-Top Diked Generator Base Tank, UL File No. MH 15307 | AST/ AST with Secondary Containment Only; These Tanks are Required to be Equipped with Approved Overfill Protection, Spill Containment and Interstitial Release Detection | Prichard Brown | 2022-01-11
EQ-542 | UL-142 Double-Walled Sub-Base Generator Aboveground Storage Tank; UL-142 Single-Walled Aboveground Storage Tank Model No. ATISW | AST/ AST with Secondary Containment Only; These Tanks are Required to be Equipped with Approved Overfill Protection, Spill Containment and Interstitial Release Detection; AST/ Single-Wall Only | Alabama Tank, Inc. | 2022-01-11
EQ-541 | Ceram-Kote SPG22 Coating | AST/UST Liners – Synthetic or Concrete Coating | Freecom, Inc. | 2022-01-11
EQ-540 | OPW Flexworks Tank Sumps Model Numbers SBS-3642H & 4242H, MBS-3645H & 4245H, DBS-3645H, 4245H & 4248H, EBS-3042H, 3645H, 4245H, 4248H and Dispenser Sumps Model Numbers SDS, DDS, EDS, SDP, DDP -1512, 2014, 2414, 2417, 2717, 2816, 2922, 3210, 3215, 3621, 4021, 4422, 4319, 4614, 4714, 4715, 4721, 5922, BPS-7424-W, BPS-7424-T | Sump Liners/ Installed as a part of Integral Piping, Upgrade, or Repair | OPW (Formerly Environ Products, Inc.) | 2022-01-11
EQ-539 | Mitchell’s Sir version 2.7 | Leak Detection/ Statistical Inventory Reconciliation (SIR) | Sir International, Inc. | 2022-01-11
EQ-538 | UL-142 Horizontal and Vertical Double-Walled Aboveground Tank | AST/ AST with Secondary Containment Only; These Tanks are Required to be Equipped with Approved Overfill Protection, Spill Containment and Interstitial Release Detection | Bendel Corporation | 2022-01-11
EQ-537 | Xerxes Corporation "X" Tank | UST/ UST with Secondary Containment | Xerxes Corporation | 2022-01-11
EQ-536 | Morrison 918CP AST Alarm System | AST/ Overfill Protection | Morrison Bros. Co. | 2022-01-11
EQ-535 | Morrison Model 515 Remote fill Spill Containment for AST | AST/ Spill Containment | Morrison Bros. Co. | 2022-01-11
EQ-534 | Flexcell II, Flexcell II TX, EC-120, and Corrocote Plus w/ Acr 85 top coating | AST/UST Liners – Synthetic or Concrete Coating | Madison Chemical Industries, Inc. | 2022-01-11
EQ-533 | Double-Wall Generator Base Tank with Spill Containment | AST/ AST with Secondary Containment and Spill Containment; These Tanks are Required to be Equipped with Approved Overfill Protection and Interstitial Release Detection | Advanced Manufacturing & Power Systems, Inc. | 2022-01-11
EQ-532 | Tanknetics Version V.2.1 SIR Method | Leak Detection/ Statistical Inventory Reconciliation (SIR) | Advanced Telemetrics Limited | 2022-01-11
EQ-531 | General Polymer Envirolastic AR 425 Polyurea Coating | AST/UST Liners – Synthetic or Concrete Coating | The Sherwin Williams Company | 2022-01-11
EQ-530 | UST 2001/P and 2000/U test methods | UST/ Tank and Line Tightness Tester Manufacturers | Sound Products Manufacturing, Inc. | 2022-01-11
EQ-529 | Triangle T.E.I. 5000 tank tightness method and the Petro Tite Line Tester for pressurized small diameter line testing | UST/ Tank and Line Tightness Tester Manufacturers | AAA Tank Testers, Inc. | 2022-01-11
EQ-528 | Double-Wall Generator Base Tank with Spill Containment | AST/ AST with Secondary Containment and Spill Containment; These Tanks are Required to be Equipped with Approved Overfill Protection and Interstitial Release Detection | Total Energy Systems, LLC | 2022-01-11
EQ-527 | Morrison 918 AST Clock Gauge with an Alarm System | AST/ Overfill Protection | Morrison Bros. Co. | 2022-01-11
EQ-526 | GeoDuct piping system | Piping/ Piping With Enclosed Secondary Containment Equipped with Sump Liner, Dispenser Liner, and Interstitial Release Detection (Flexible Piping) | OPW (Formerly Environ Products, Inc.) | 2022-01-11
EQ-525 | Smartflex Containment Plus Piping Systems, UL File Number MH25887 | Piping/ Piping With Enclosed Secondary Containment Equipped with Sump Liner, Dispenser Liner, and Interstitial Release Detection (Semi-Rigid Piping) | NUPI S.P.A. | 2022-01-11
EQ-524 | Emco Wheaton spill containment equipment Models, A1003, A1004, and A1005 | UST/ Spill Containment Devices | Emco Wheaton Retail Corporation | 2022-01-11
EQ-523 | UL Listed 142 and 2085 double-wall Tank, UL File No. MH 26043 | AST/ AST with Secondary Containment Only; These Tanks are Required to be Equipped with Approved Overfill Protection, Spill Containment and Interstitial Release Detection | Professional Power Products, Inc. | 2022-01-11
EQ-522 | Double-Wall Generator Base Tank | AST/ AST with Secondary Containment Only; These Tanks are Required to be Equipped with Approved Overfill Protection, Spill Containment and Interstitial Release Detection | Power Enclosures | 2022-01-11
EQ-521 | UL 142 Single-Wall Aboveground Storage Tank | AST/ Single-Wall Only | Tampa Tank, Inc. | 2022-01-11
EQ-520 | WRA Version 5.2, SIR Method | Leak Detection/ Statistical Inventory Reconciliation (SIR) | Warren Rogers Associates, Inc. | 2022-01-11
EQ-519 | Pneumercator E-700-1, LDE-700, and Phoenix Midg-It Tank Gauging Leak Detection Systems | Leak Detection/ Liquid Detector | Pneumercator Co., and Phoenix Products, Inc. | 2022-01-11
EQ-518 | UL 142 Double-Wall Sub-Base Generator Tank | AST/ AST with Secondary Containment and Spill Containment; These Tanks are Required to be Equipped with Approved Overfill Protection and Interstitial Release Detection | Harvard Integrations (Formerly Lecturus Corporation and originally D.T.S., Inc.) | 2022-01-11
EQ-517 | Tank Shell Monitoring System GTÜ-TABS | Overfill Retention | Eco-Tank Systems, LLC | 2022-01-11
EQ-516 | EECO System Liquid Sensors Models Q0001-005, Q0003-001, Q0003-002, Q0003-003, Q0003-104/154/204, Q0003-005, Q0003-006, and Q0003-009 | Leak Detection/ Liquid Detector | OPW (Formerly Tuthill Transfer Systems and the Emco Electronics Division) | 2022-01-11
EQ-515 | EECO LLD-Plus system | Leak Detection/ Line Leak Detector with Automatic Shut-off | OPW Fuel Management Systems ( Formerly Tuthill Transfer Systems and the Emco Electronics Division) | 2022-01-11
EQ-514 | EECO Systems 3000, 2000, 1500, 1000, 1000EG and Galaxy ATG systems with the QQ0400-4xx Magnetostrictive Probe | Leak Detection/ Automatic Tank Gauging | OPW (Formerly Tuthill Transfer Systems and the Emco Electronics Division) | 2022-01-11
EQ-513 | EECO Systems 3000, 2000, 1500, 1000, 1000EG and Galaxy ATG systems with the QQ0400-4xx Magnetostrictive Probe | Leak Detection/ Continuous Automatic Tank Gauging | OPW (Formerly Tuthill Transfer Systems and the Emco Electronics Division) | 2022-01-11
EQ-512 | DEP-01 coatings, consisting of the COROBOND 100 epoxy primer/sealer Number B58WQ5100/ B60VQ5100, the KEM CATI-COAT HS epoxy filler/sealer Number B42W400/B42V400, and the SHELLCOTE II Epoxy Amine, Number 920-W-355/700-C-764 | AST/UST Liners – Synthetic or Concrete Coating | The Sherwin Williams Company | 2022-01-11
EQ-511 | GeoFlex-D, and GeoFlex-S Piping Systems | Piping/ Piping With Enclosed Secondary Containment Equipped with Sump Liner, Dispenser Liner, and Interstitial Release Detection (Flexible Piping) | OPW (Formerly Environ Products, Inc.) | 2022-01-11
EQ-510 | Protecto-Coat PS, Caulk PSC, Protecto-Coat 800, Protecto-Flex 100XT, and Protecto-Glass 160XT coatings | AST/UST Liners – Synthetic or Concrete Coating | Dudick, Inc. | 2022-01-11
EQ-509 | Richard’s 2200 Polyamide epoxy coating | AST/UST Liners – Synthetic or Concrete Coating | Richard’s Paint Manufacturing Co., Inc. | 2022-01-11
EQ-508 | TotalSIR Version 1.0 | Leak Detection/ Statistical Inventory Reconciliation (SIR) | Precision Tank Services, Inc. | 2022-01-11
EQ-507 | ACT-100® and ACT-100U® double-wall underground storage tanks | UST/ UST with Secondary Containment | Steel Tank Institute | 2022-01-11
EQ-506 | Highland Tank Manufacturing Company’s manufacturing of the Titan underground storage tank | UST/ UST with Secondary Containment & UST/ Tank and Line Tightness Tester Manufacturers | Highland Tank Mfg., Co. | 2022-01-11
EQ-505 | Perma-Fill Foam | Foam | The Perma Fill Corporation | 2022-01-11
EQ-504 | UL-142 Double-Wall Sub-Base Generator Tank | AST/ AST with Secondary Containment and Spill Containment; These Tanks are Required to be Equipped with Approved Overfill Protection and Interstitial Release Detection | Bob Gerena Fabricating, Inc. | 2022-01-11
EQ-503
EQ-502 | Wilco Data Collection Unit and SIR 5.7 L.M. | Leak Detection/ Statistical Inventory Reconciliation (SIR) | Simmons Corporation | 2022-01-11
EQ-501 | UL-142 Single-Wall Tanks | AST/ Single-Wall Only | General Industries, Inc. | 2022-01-11
EQ-500 | Omntec OEL 8000, K-OEL 8000, OEL 8000 II, K-OEL 8000 II with MTG Stainless Steel Magnetostrictive Probe | Leak Detection/ Automatic Tank Gauging | Omntec Mfg., Inc. | 2022-01-11
EQ-499 | OEL 8000 II and K-OEL 8000 II Controller with BX Series Sensors | Leak Detection/ Liquid Detector | Omntec Mfg., Inc. | 2022-01-11
EQ-498 | SuperSafe™ Aboveground Petroleum Storage and Dispensing System | AST/ AST with Enclosed Secondary Containment Equipped with Overfill Protection, Spill Containment, and Interstitial Release Detection | Sigam Engineering Inc. (Formerly SuperSafe™ Tanks, Inc.) | 2022-01-11
EQ-497 | Double-Wall Generator Base Tank - up to 20,000 gallon capacities (Updated 1/2/2019) | AST/ AST with Secondary Containment and Spill Containment; These Tanks are Required to be Equipped with Approved Overfill Protection and Interstitial Release Detection | Fidelity Manufacturing, LLC. (Formerly JRS Custom Manufacturing, Inc.) | 2024-01-02
EQ-496 | Double-wall Generator Base Tank | AST/ AST with Secondary Containment and Spill Containment; These Tanks are Required to be Equipped with Approved Overfill Protection and Interstitial Release Detection | BN Manufacturing | 2022-01-11
EQ-495 | Xerxes triple wall UST | UST/ UST with Secondary Containment | Xerxes Corporation | 2022-01-11
EQ-494
EQ-493
EQ-492 | LEOMA Version 1.50 SIR Method | Leak Detection/ Statistical Inventory Reconciliation (SIR) | Sir Phoenix, Inc. | 2022-01-11
EQ-491 | Service Welding & Machine Co., Inc.’s manufacturing the Titan, Permatank, ACT-100, and STI-P3 | UST/ UST with Secondary Containment | Service Welding & Machine Co., Inc. | 2022-01-11
EQ-490 | UL-142 Single-Wall Tanks | AST/ Single-Wall Only | Service Welding & Machine Co., Inc. | 2022-01-11
EQ-489 | PermaTel leak detection system | UST/ Tank and Line Tightness Tester Manufacturers | Service Welding & Machine Co., Inc. | 2022-01-11
EQ-488 | MecoAlarm System | AST/ Overfill Protection | Meco, Inc. | 2022-01-11
EQ-487 | Tank Bottom Monitoring System | AST/ Field Erected AST with Release Prevention Barriers | Eco-Tank Systems, LLC | 2022-01-11
EQ-486
EQ-485 | HT-100-n (v1.0) and HT-100-n (v1.1) leak detection systems | Piping Testers/ Bulk Product Piping Testing; API 1110 Testing or Equivalent | Vista Research, Inc. | 2022-01-11
EQ-484 | UL-142 Double-Wall Tank, PB Style | AST/ AST with Secondary Containment and Spill Containment; These Tanks are Required to be Equipped with Approved Overfill Protection and Interstitial Release Detection | Prichard Brown of Florida, Inc. | 2022-01-11
EQ-483 | UL 142 Double-Wall Base Tank and UL 2085 Double-Wall Vault Tank | AST/ AST with Secondary Containment and Spill Containment; These Tanks are Required to be Equipped with Approved Overfill Protection and Interstitial Release Detection | Isom Brothers, Inc. | 2022-01-11
EQ-482 | UL 142 Double-Wall and UL-142 Closed Top Diked Generator Base Tanks | AST/ AST with Secondary Containment and Spill Containment; These Tanks are Required to be Equipped with Approved Overfill Protection and Interstitial Release Detection | Wilson MFG., Inc. | 2022-01-11
EQ-481 | Simplex Fuel Port | AST/ Spill Containment | Simplex, Inc. | 2022-01-11
EQ-480 | WRA SIR Version 5.1 | Leak Detection/ Statistical Inventory Reconciliation (SIR) | Warren Rogers Associates, Inc. | 2022-01-11
EQ-479 | Closed Top Dike Generator Base Tank and the Secondary Containment Generator Base Tank | AST/ AST with Secondary Containment Only; These Tanks are Required to be Equipped with Approved Overfill Protection, Spill Containment and Interstitial Release Detection | Cummins Southeastern Power, Inc. | 2022-01-11
EQ-478 | Double-Wall Generator Base Tank | AST/ AST with Secondary Containment and Spill Containment; These Tanks are Required to be Equipped with Approved Overfill Protection and Interstitial Release Detection | Bendel Corporation | 2022-01-11
EQ-477 | Pre-Prime™ 167 and Devron® 124 epoxy coating | AST/UST Liners – Synthetic or Concrete Coating | ICI Devoe Coating | 2022-01-11
EQ-476 | ICO Floor Coating, ICO Guard Coating, ICO Hi Guard Coating, and ICO Super Guard Coating | AST/UST Liners – Synthetic or Concrete Coating | International Coating, Inc. | 2022-01-11
EQ-475 | TG-EL-D3 Leak Detection System | UST/ Overfill Protection | Preferred Utilities MFG. Corp. | 2022-01-11
EQ-474-A | Spill containment devices for UL 142 and UL2085 ASTs manufactured by Containment Solutions, Inc. | AST/ Spill Containment | Containment Solutions, Inc. | 2022-01-11
EQ-474 | Hoover Vault and Lube Cube Tank | AST/ AST with Secondary Containment Only; These Tanks are Required to be Equipped with Approved Overfill Protection, Spill Containment and Interstitial Release Detection | Containment Solutions, Inc. | 2022-01-11
EQ-473 | Computank Version 3.0 SIR System | Leak Detection/ Statistical Inventory Reconciliation (SIR) | Computerizing, Inc. | 2022-01-11
EQ-472 | Marseal 2000 and 4000 secondary containment sheet membrane lining | AST/UST Liners – Synthetic or Concrete Coating | MRC, Inc. | 2022-01-11
EQ-471 | Closed Top Dike Generator Base Tank and the Secondary Containment Generator Base Tank | AST/ AST with Secondary Containment Only; These Tanks are Required to be Equipped with Approved Overfill Protection, Spill Containment and Interstitial Release Detection | Engine & Compressor Accessories, Inc. | 2022-01-11
EQ-470 | Euro-Guard Leak preventer Model DL-4000 | Leak Detection/ Breach of Integrity | Euro-Tank Systems, LLC | 2022-01-11
EQ-469 | Double-wall Base Fuel Tank | AST/ AST with Secondary Containment Only; These Tanks are Required to be Equipped with Approved Overfill Protection, Spill Containment and Interstitial Release Detection | Leeds Fabrication Services, Inc. | 2022-01-11
EQ-468 | Mitchell’s SIR Program, Version 2.6 | Leak Detection/ Statistical Inventory Reconciliation (SIR) | SIR International, Inc. | 2022-01-11
EQ-467 | TG-EL-D3 Leak Detection System | Leak Detection/ Liquid Detector | Preferred Utilities MFG. Corp. | 2022-01-11
EQ-466 | TankMate Version 3.12 | Leak Detection/ Statistical Inventory Reconciliation (SIR) | TeleData, Inc. | 2022-01-11
EQ-465 | Enviromat™ System | Bulk Product Piping with Secondary Containment | Industrial Environmental Coatings Corporation | 2022-01-11
EQ-464 | 709 Warden overfill prevention valve; Auto Limiter II | UST/ Overfill Protection & AST/ Overfill Protection | Franklin Fueling Systems | 2022-01-11
EQ-463 | Series 99; Model 113 Above ground Containment Manhole and associated Model 125 Spill Mate | UST/ Spill Containment Devices & AST/ Spill Containment | Petroleum Equipment Manufacturing CO., Inc. (PEMCO) | 2022-01-11
EQ-462 | HansaConsult Pressure-Step Tightness Control System | Piping Testers/ Bulk Product Piping Testing; API 1110 Testing or Equivalent | HansaConsult of North America, LLC | 2022-01-11
EQ-461 | Caldon Linewatch™ 2000DLS Systems | Piping Testers/ Bulk Product Piping Testing; API 1110 Testing or Equivalent | Caldon, Inc. | 2022-01-11
EQ-460 | Double-Wall & closed top dike tank | AST/ AST with Secondary Containment and Spill Containment; These Tanks are Required to be Equipped with Approved Overfill Protection and Interstitial Release Detection | Chillicothe Metal Co., Inc. | 2022-01-11
EQ-459 | OPW Flexworks Collar Mount Tank Sumps Models DBS-3642F, DBS-4242F,, FSC-4200, and Flat Bottom Tank Sumps Models DBS-3642FB, DBS-4242FB & | Sump Liners/ Installed as a part of Integral Piping, Upgrade, or Repair | OPW (Formerly Environ Products, Inc.) | 2022-01-11
EQ-458 | USTMAN SIR Version 95.2B System | Leak Detection/ Statistical Inventory Reconciliation (SIR) | USTMAN Industries, Inc. | 2022-01-11
EQ-457 | HPL 1110, HPL 2221, HPL 3320, HPL 4310, and HPL 1301 DUROMAR concrete secondary containment protection systems | AST/UST Liners – Synthetic or Concrete Coating | DUROMAR, Inc. | 2022-01-11
EQ-456 | The HIS, HLS, ULS, DIS, EIS, PS, DDS, DTS, and MWS interstitial liquid sensors | Leak Detection/ Liquid Detector; AST/UST Overfill Protection | Intelligent Controls, Inc. | 2022-01-11
EQ-455 | PPG Pitt Guard Rapid Caot DTR 95245 (Formerly PorterMastic™ 7000) Surface Tolerant Epoxy Coating secondary containment coating | AST/UST Liners – Synthetic or Concrete Coating | PPG Industriess (Formerly Porter Coatings) | 2022-01-11
EQ-454 | Doubled-Wall Re-Tank® underground Storage Tank | UST/ UST with Internal Secondary Containment Upgrade | Containment Solutions, Inc. | 2022-01-11
EQ-453 | SIR Pro 1 Version 3.0 | Leak Detection/ Statistical Inventory Reconciliation (SIR) | Horner Products, Inc. | 2022-01-11
EQ-452-A | EZY 3 Locator Plus tank tightness method and the EZY-CHEK Line Leak Detector | UST/ Tank and Line Tightness Tester Manufacturers | Estabrook’s, Inc. | 2022-01-11
EQ-452 | EZY 3 Locator Plus Tank Tightness Equipment | UST/ Tank and Line Tightness Tester Manufacturers | Estabrook’s, Inc. | 2022-01-11
EQ-451 | PTIC Rev. 90 | Leak Detection/ Statistical Inventory Reconciliation (SIR) | Entropy Limited | 2022-01-11
EQ-450
EQ-449 | REA 303 Polyurea Spray Elastomer secondary containment coating system | AST/UST Liners – Synthetic or Concrete Coating | JBT & Associates, Inc. | 2022-01-11
EQ-448 | PorterGlaze 4721 Flexible Epoxy Coating secondary containment coating | AST/UST Liners – Synthetic or Concrete Coating | PPG Industries (Formerly Porter Coatings) | 2022-01-11
EQ-447 | All Season Epoxy Mastic Coating X10 secondary containment coating | AST/UST Liners – Synthetic or Concrete Coating | Benjamin Moore & Co. | 2022-01-11
EQ-446 | UL-142 Single-Wall Tanks | AST/ Single-Wall Only | Cave Hill Corporation | 2022-01-11
EQ-445 | Thermco Insulation Foam | Foam | Thermal Corporation of America | 2022-01-11
EQ-444 | B-4000 Fiberglass Dispenser Liner | Dispenser Liners/ Installed as a part of Integral Piping, Upgrade, or Repair | S. Bravo Systems, Inc. | 2022-01-11
EQ-443 | Tank Manager Liquid Detector | Leak Detection/ Liquid Detector | Simmons Corporation (formerly Caldwell Systems Corporation) | 2022-01-11
EQ-442 | Belzona® 5811 (Immersion Grade) secondary containment coating | AST/UST Liners – Synthetic or Concrete Coating | Belzona, Inc. | 2022-01-11
EQ-441 | GeoFlex-M Piping System | Piping Over Water / Piping with Enclosed Secondary Containment Equipped with Sump Liner, Dispenser Liner, and Interstitial Release Detection | OPW (Formerly Environ Products, Inc.) | 2022-01-11
EQ-440 | Fab-Seal Sump Liner | Dispenser Liners/ Installed as a part of Integral Piping, Upgrade, or Repair & Sump Liners/ Installed as a part of Integral Piping, Upgrade, or Repair | Fab-Seal Industrial Liners, Inc. | 2022-01-11
EQ-439 | Dispenser Sump Liner FDS Models FDS-1512, 2014, 2414, 2417, 2717, 2816, 2922, 3210, 3215, 3621, 4021, 4422, 4319, 4614, 4714, 4715, 4721, 5922, BPF-7424-W, BPF-7424-T | Dispenser Liners/ Installed as a part of Integral Piping, Upgrade, or Repair | OPW (Formerly Environ Products, Inc.) | 2022-01-11
EQ-438 | EPO-FLEX 85 CR system, SEWER-FLEX system, COR-CAST RM & MRM reinforced lining systems, COR-COTE C unreinforced coating and lining system, COR-COTE FC & TF flake reinforced system, and COR-CAST L reinforced lining system | AST/UST Liners – Synthetic or Concrete Coating | General Polymers | 2022-01-11
EQ-437 | Fairfield Industry Model DP; Fairfield Industry Models RFP, AFRP, and AGSC | AST/ Spill Containment & Dispenser Liners/ Installed as a part of Integral Piping, Upgrade, or Repair | Fairfield Industries, Inc. | 2022-01-11
EQ-436 | Aboveground dispenser Containment | Dispenser Liners/ Installed as a part of Integral Piping, Upgrade, or Repair | PWH Equipment and Services Co., Inc. | 2022-01-11
EQ-435 | Delta Models 709, and 715 Aboveground Storage Tank Gauge | AST/ Overfill Protection | Delta Controls Corporation | 2022-01-11
EQ-434-A | Flameshield Doubled-Wall Aboveground Storage Tank | AST/ AST with Secondary Containment Only; These Tanks are Required to be Equipped with Approved Overfill Protection, Spill Containment and Interstitial Release Detection | Steel Tank Institute | 2022-01-11
EQ-434 | Flameshield Doubled-Wall Aboveground Storage Tank | AST/ AST with Secondary Containment Only; These Tanks are Required to be Equipped with Approved Overfill Protection, Spill Containment and Interstitial Release Detection | Steel Tank Institute | 2022-01-11
EQ-433 | Pressure Series Piping with MD Ducting | Piping Over Water / Piping with Enclosed Secondary Containment Equipped with Sump Liner, Dispenser Liner, and Interstitial Release Detection | Advanced Polymer Technology, Inc. | 2022-01-11
EQ-432 | Electric Specialty double-Wall closed dike generator base tank | AST/ AST with Secondary Containment and Spill Containment; These Tanks are Required to be Equipped with Approved Overfill Protection and Interstitial Release Detection | Prichard Brown of Florida, Inc. (Formerly Electric Specialty, Inc.) | 2022-01-11
EQ-431 | Flameshield Doubled-Wall Aboveground Storage Tank | AST/ AST with Secondary Containment Only; These Tanks are Required to be Equipped with Approved Overfill Protection, Spill Containment and Interstitial Release Detection | Specialty Tank & Equipment Company | 2022-01-11
EQ-430 | Enviromat™ System | AST/ Field Erected AST with Release Prevention Barriers | Industrial Environmental Coatings Corporation | 2022-01-11
EQ-429 | Ul-142 Single-Wall with steel dike | AST/ AST with Secondary Containment Only; These Tanks are Required to be Equipped with Approved Overfill Protection, Spill Containment and Interstitial Release Detection; AST/ Single-Wall Only | Freeman Brothers Tank Manufacturing, Inc. | 2022-01-11
EQ-428 | Thermal-Chem Containment System | AST/UST Liners – Synthetic or Concrete Coating | Thermal-Chem Corporation | 2022-01-11
EQ-427 | Taw Custom Equipment Double-Wall Sub-Base Generator Tank | AST/ AST with Secondary Containment and Spill Containment; These Tanks are Required to be Equipped with Approved Overfill Protection and Interstitial Release Detection | TAW Custom Equipment | 2022-01-11
EQ-426 | Retro-Liner Containment System | AST/UST Liners – Synthetic or Concrete Coating | Pipeline Energy (Formerly C.T. Petroleum Contractors, Inc.) | 2022-01-11
EQ-425 | ECO-TANK TABS 01 leak detection system | Leak Detection/ Liquid Detector | Eco-Tank Systems, Inc. | 2022-01-11
EQ-424
EQ-423 | PT Dispenser Liner, APT Sump Liner | Dispenser Liners/ Installed as a part of Integral Piping, Upgrade, or Repair & Sump Liners/ Installed as a part of Integral Piping, Upgrade, or Repair | Franklin Fueling Systems (Formerly, Advanced Polymer Technology) | 2022-01-11
EQ-422 | Auto/Stik Series 960 & 970 C.A.T.G.S. | Leak Detection/ Continuous Automatic Tank Gauging | Franklin Fueling Systems | 2022-01-11
EQ-421
EQ-420 | Tnemec Coating 61, 120, and 201 Systems | AST/UST Liners – Synthetic or Concrete Coating | Tnemec Company, Inc. | 2022-01-11
EQ-419 | FuelVault™ System | AST/ Vault System | ConVault Florida | 2022-01-11
EQ-418 | Tank Tech Scope™ Inspection Method | Internal Inspection | Tank Tech, Inc. | 2022-01-11
EQ-417 | MGS Double-Wall Sub-Base Generator Tank | AST/ AST with Secondary Containment Only; These Tanks are Required to be Equipped with Approved Overfill Protection, Spill Containment and Interstitial Release Detection | MGS Incorporated | 2022-01-11
EQ-416 | Pematel/Titan Tank Leak Detection System | Leak Detection/ Liquid Detector & AST/ Overfill Protection | Titan Tank Company of Florida | 2022-01-11
EQ-415 | “Vernoguard™ OR” and "Vernoguard™ PR" synthetic liners | AST/UST Liners – Synthetic or Concrete Coating | Vernon Plastics | 2022-01-11
EQ-414A | Guardian A1100E, A1100T and A1100TE Overfill Prevention | UST/ Overfill Protection | Emco Wheaton Retail | 2023-07-18
EQ-414 | Guardian A1100 Overfill Protection | UST/ Overfill Protection | Emco Wheaton Retail | 2023-07-18
EQ-413 | Wedlake Fabricating Double-Wall Sub-Base Generator Tank | AST/ AST with Secondary Containment and Spill Containment; These Tanks are Required to be Equipped with Approved Overfill Protection and Interstitial Release Detection | Control Equipment & Sales, Inc. | 2022-01-11
EQ-412 | Overkote® Concrete Protective System™ | AST/UST Liners – Synthetic or Concrete Coating | Rust-Oleum Corporation | 2022-01-11
EQ-411 | Model 1018 Aboveground Storage Tank Gauge | AST/ Overfill Protection | Morrison Bros. Co. | 2022-01-11
EQ-410 | Assmann Double-Wall Aboveground Storage Tank | AST/ AST with Secondary Containment Only; These Tanks are Required to be Equipped with Approved Overfill Protection, Spill Containment and Interstitial Release Detection | Assmann Corporation of America | 2022-01-11
EQ-409 | ST System, Pro-Link System | Leak Detection/ Continuous Automatic Tank Gauging | Red Jacket Pumps | 2022-01-11
EQ-408 | MCG 1090 line of high level alarms and the Omnitrol line of level controls | AST/ Overfill Protection | L & J Engineering Company | 2022-01-11
EQ-407 | Model 510 and 516 Discriminating Sump Sensors | Leak Detection/ Liquid Detector | Beaudreau Electronics, Inc. | 2022-01-11
EQ-406 | Miltronics Ultrasonic Level Measuring Systems | AST/ Overfill Protection | Miltronics, Inc. | 2022-01-11
EQ-405 | CMS Engineering, Inc. | Aboveground Valve Cover | CMS Valve Containment | 2022-01-11
EQ-404 | FillCheck® overfill protection devices | AST/ Overfill Protection | Omntec Mfg., Inc. (Formerly Innovative Sensor Solution Ltd.) | 2022-01-11
EQ-403-A2 | ZCL-USA’s Phoenix System™ | UST/ UST with Internal Secondary Containment Upgrade | Tank Tech, Inc. | 2022-01-11
EQ-403-A | ZCL-USA’s Phoenix System™ | UST/ UST with Internal Secondary Containment Upgrade | ZCL Composites, Inc. | 2022-01-11
EQ-403 | ZCL-USA’s Phoenix System™ | UST/ UST with Internal Secondary Containment Upgrade | ZCL-USA, Inc. | 2022-01-11
EQ-402 | EPS Valve Shield | Aboveground Valve Cover | Environmental Protection Services | 2022-01-11
EQ-401-A | F921 Double-Wall Aboveground Storage Tank | AST/ AST with Secondary Containment Only; These Tanks are Required to be Equipped with Approved Overfill Protection, Spill Containment and Interstitial Release Detection | Steel Tank Institute | 2022-01-11
EQ-401 | F921 Double-Wall Aboveground Storage Tank | AST/ AST with Secondary Containment Only; These Tanks are Required to be Equipped with Approved Overfill Protection, Spill Containment and Interstitial Release Detection | Steel Tank Institute | 2022-01-11
EQ-400 | Fireguard Double-Wall Aboveground Storage Tank | AST/ AST with Secondary Containment Only; These Tanks are Required to be Equipped with Approved Overfill Protection, Spill Containment and Interstitial Release Detection | Steel Tank Institute | 2022-01-11
EQ-399 | Sensorcomm TLD 5000 | Leak Detector/ Mechanical Line Leak Detector with Flow Restrictor | Industrial Heater | 2022-01-11
EQ-398 | PetroSense DHP-100 Probe (Models SDI-12 and RS485) Continuous Monitoring System (hereinafter DHP-100 Probe), and the PetroSense Portable Hydrocarbon Analyzer AHP-100 Probe | Leak Detector/ Mechanical Line Leak Detector with Flow Restrictor | FCI Environmental, Inc. | 2022-01-11
EQ-397 | Xerxes Attached Collar Model AC, and Watertight Riser Assembly Sump Model ACR-WT | Sump Liners/ Installed as a part of Integral Piping, Upgrade, or Repair | Xerxes Corporation | 2022-01-11
EQ-396 | Drexelbrook LCT and VeriGap Level Detector | AST/ Overfill Protection | Drexelbrook Engineering Company | 2022-01-11
EQ-395 | Containment Solution Turbine Enclosures, Models WTE and STE | Sump Liners/ Installed as a part of Integral Piping, Upgrade, or Repair | Containment Solution, Inc. | 2022-01-11
EQ-394 | Environ Overspill Device | UST/ Spill Containment Devices | OPW Fueling Containment Systems (Formerly Environ Products, Inc.) | 2022-01-11
EQ-393 | Enraf Alarm Scout and 744 Alarm Controller/ 748 IR Probe | AST/ Overfill Protection | Enraf, Inc. | 2022-01-11
EQ-392 | EBW Model 308 Float Vent Valve | UST/ Overfill Protection | Franklin Fueling Systems | 2022-01-11
EQ-391 | L-R-1, LS-ASC, PDS, PDWS, PDWF, and LWF sensors, when used with associated controllers LPD, LU, and OEL8000 | Leak Detection/ Liquid Detector | Omtec Mfg., Inc. | 2022-01-11
EQ-390 | Flakeline and Ceiline 40 Coating Systems | AST/UST Liners – Synthetic or Concrete Coating | Ceilcote Corrosion Control, Division of KCH | 2022-01-11
EQ-389 | Series 6761, Series 6693, and Series 6699 | AST/ Overfill Protection | Trans Data Corp., Division of Fournier Associates, Inc. | 2022-01-11
EQ-388 | Buoyancy Technology: EZ Modulevel • Pnumatic Modulevel • External Cage • Displacer • Side Mount • Top Mount • High Pressure • Tuffy ¦ Capacitance Technology: Tip Sensitive • 810 • 811 • 80/81 • 82 CE • Sentinel 822 • Sentinel 832 • Sentinel 842 • 801 • 804 ¦Contact Ultrasonic: 910 • 911/921 • 91S/92S • 919 • 915 • 916 • 918 • 91E ¦Non-Contact Ultrasonic: 352 • 350/351 • 341 • 344 • 300/301 • 3P1 ¦ Magnetostrictive: Microtel ¦ Thermal Dispersion: Microtel ¦ Guided Wave Radar: Eclipse | AST/ Overfill Protection | Magnetrol International | 2022-01-11
EQ-387 | Newco Generator Base Double Wall UL Tank | AST/ AST with Secondary Containment Only; These Tanks are Required to be Equipped with Approved Overfill Protection, Spill Containment and Interstitial Release Detection | Newco Fabrication Division | 2022-01-11
EQ-386 | Com-Fab Double Wall aboveground Tanks | AST/ AST with Secondary Containment Only; These Tanks are Required to be Equipped with Approved Overfill Protection, Spill Containment and Interstitial Release Detection | Com-Fab, Inc. | 2022-01-11
EQ-385 | Genco Double-Wall Sub Base Generator Tank | AST/ AST with Secondary Containment and Spill Containment; These Tanks are Required to be Equipped with Approved Overfill Protection and Interstitial Release Detection | American Access Technologies, Inc. (Formerly Genco, Inc.) | 2022-01-11
EQ-384 | Whessoe Varec/ Sakura Endress Proservo NMS Series and Promonitor NRF 560 | AST/ Overfill Protection | Endress+Hauser Coggins System | 2022-01-11
EQ-383
EQ-382
EQ-381 | Precision Mass Measurement System | UST/ Tank and Line Tightness Tester Manufacturers | Mass Technology Corporation | 2022-01-11
EQ-380 | Digital Level Sensor Automatic Tank Gauging | Leak Detection/ Automatic Tank Gauging | Practical Tank Management, Inc. | 2022-01-11
EQ-379 | Enraf 873 SmartRadar, and the 854 Servo Level Gauge | AST/ Overfill Protection | Enraf, Inc. | 2022-01-11
EQ-378 | Dualoy® 3000/L | Piping/ Piping With Enclosed Secondary Containment Equipped with Sump Liner, Dispenser Liner, and Interstitial Release Detection (Rigid Piping) | Ameron International | 2022-01-11
EQ-377 | USTMAN SIR Version 95.2A System | Leak Detection/ Statistical Inventory Reconciliation (SIR) | USTMAN Technologies, Inc. | 2022-01-11
EQ-376 | Atlantic Fabritech UL 142 Double-Wall Storage Tank | AST/ AST with Secondary Containment Only; These Tanks are Required to be Equipped with Approved Overfill Protection, Spill Containment and Interstitial Release Detection | Cave Hill Corporation | 2022-01-11
EQ-375 | UL-142 Double-Wall Altorfer Sub-Base Generator Tank Sy | AST/ AST with Enclosed Secondary Containment Equipped with Overfill Protection, Spill Containment, and Interstitial Release Detection | Altrofer Packaging | 2022-01-11
EQ-374 | UL 142 Single-Wall tank | AST/ Single-Wall Only | Turner Equipment Company, Inc. | 2022-01-11
EQ-373 | Red Jacket Models FX1, FX2, FX1D, FX2D, FX1V, FX2V, FXD1V, and FX2DV Mechanical Line Leak Detectors | Leak Detector/ Mechanical Line Leak Detector with Flow Restrictor | Red Jacket Pumps | 2022-01-11
EQ-372 | UL 142 Double-Wall Aboveground Storage Tank | AST/ AST with Secondary Containment Only; These Tanks are Required to be Equipped with Approved Overfill Protection, Spill Containment and Interstitial Release Detection | Turner Equipment Company, Inc. | 2022-01-11
EQ-371 | U-Fuel System | AST/ AST with Enclosed Secondary Containment Equipped with Overfill Protection, Spill Containment, and Interstitial Release Detection | U-Fuel, Inc. | 2022-01-11
EQ-370 | ST-15 Series, ST-12, SP-M Series, SP-O Series, SP-TOM Series, SP-BL Series, SP-LD and SP-H Overfill Protection | UST/ Overfill Protection & AST/ Overfill Protection | Scully Signal Company | 2022-01-11
EQ-369 | Environ Isolation Tube | Flex Connector Cover Material | OPW (Formerly Environ Products, Inc.) | 2022-01-11
EQ-368 | OPW Flexworks (previously Pisces) Fiberglass Dispenser Sump; OPW Flexworks Fiberglass Tank Sump | Dispenser Liners/ Installed as a part of Integral Piping, Upgrade, or Repair & Sump Liners/ Installed as a part of Integral Piping, Upgrade, or Repair | OPW | 2022-01-11
EQ-367
EQ-366 | Free Standing Ground Level Fill Containment Model DUOGFL and DUOGFL2 | AST/ Spill Containment | PWH Equipment and Services Company, Inc. | 2022-01-11
EQ-365 | Alert1000; Alert 1050; Alert 1050X; Alert 2000; & Alert 8200 Sonde (Updated 3/18/2019) | UST/ Tank and Line Tightness Tester Manufacturers | Purpora Engineering, Inc. (Formerly Alert Technologies) | 2019-03-18
EQ-364 | B8600 Aboveground Dispenser Containment | Dispenser Liners/ Installed as a part of Integral Piping, Upgrade, or Repair | S. Bravo Systems, Inc. | 2022-01-11
EQ-363 |  |  |  | 2022-01-11
EQ-362 | Polyshield SS-100 Coating | AST/UST Liners – Synthetic or Concrete Coating | Specialty Products, Inc. | 2022-01-11
EQ-361 | 34C9 Double Wall Co-Flex Piping | Piping/ Piping With Enclosed Secondary Containment Equipped with Sump Liner, Dispenser Liner, and Interstitial Release Detection (Flexible Piping) | Western Fiberglass, Inc. | 2022-01-11
EQ-360 | Model 99 LD-2000, Model 99 LD-2200 Mechanical Line Leak Detectors | Leak Detector/ Mechanical Line Leak Detector with Flow Restrictor | Vaporless Manufacturing, Inc. | 2022-01-11
EQ-359 | Titan tank Double Wall Tightness Test | UST/ Tank and Line Tightness Tester Manufacturers | Titan Tank Company of Florida | 2022-01-11
EQ-358 | DeVmat 3D Plus System | AST/ Field Erected AST with Release Prevention Barriers | ICI Devoe Coating | 2022-01-11
EQ-357 | Enviroline 376F Epoxy Coating | AST/UST Liners – Synthetic or Concrete Coating | Industrial Environmental Coating | 2022-01-11
EQ-356 | 9095A Overfill Protection Valve | AST/ Overfill Protection | Morrison Bros. Co. | 2022-01-11
EQ-355 | SPM 100 and SPM 200 Series | AST/ Overfill Protection | K-Tek Corporation | 2022-01-11
EQ-354 | UL 142 Single-Wall tank; UL 142 Double-Wall Aboveground Storage Tank, the F921 Double Wall Tank | AST/ AST with Secondary Containment Only; These Tanks are Required to be Equipped with Approved Overfill Protection, Spill Containment and Interstitial Release Detection; AST/ Single-Wall Only | Specialty Tank & Equipment Company | 2022-01-11
EQ-353 | Custom Liners | Dispenser Liners/ Installed as a part of Integral Piping, Upgrade, or Repair | J & J Equipment Company | 2022-01-11
EQ-352 | UL 142 single-wall tanks with steel dikes that are equipped with a rain shield; Double-Wall UL142 Aboveground Storage Tank, the Fireguard Double-Wall Aboveground Tank; AST/ Single-Wall Only | AST/ AST with Enclosed Secondary Containment Equipped with Overfill Protection, Spill Containment, and Interstitial Release Detection | Modern Welding Company Florida, Inc. | 2022-01-11
EQ-351 | Amust Dual Floor and Monitoring System | AST/ Field Erected AST with Release Prevention Barriers | MEPCO | 2022-01-11
EQ-350 | Madewell 927 Penetrating Epoxy Primer/Sealer and Madewell 1103 Epoxy Coal Tar Coating | AST/UST Liners – Synthetic or Concrete Coating | Madewell Products Corporation | 2022-01-11
EQ-349 | A.S.T. Spill Containers | AST/ Spill Containment | JCL Enterprises of Central Florida | 2022-01-11
EQ-348
EQ-347 | UL 142 Double-Wall Tank With Pumping System For Aviation Fuel | AST/ AST with Enclosed Secondary Containment Equipped with Overfill Protection, Spill Containment, and Interstitial Release Detection | 1st Fueling System | 2022-01-11
EQ-346 | FP-301 and EPS-300 flexible polyolefin heat shrink tubing, and the 8440 Series silicone rubber Cold Shrink Tubes | Flex Connector Cover Material | 3M | 2022-01-11
EQ-345 | Morrison 517 & 518 AST Spill Containers | AST/ Spill Containment | Morrison Bros. Co. | 2022-01-11
EQ-344
EQ-343
EQ-342 | Fireguard and UL-142 Double-Wall AST | AST/ AST with Enclosed Secondary Containment Equipped with Overfill Protection, Spill Containment, and Interstitial Release Detection | Metal Products Company | 2022-01-11
EQ-341 | Prezerver Double-Wall UST | UST/ UST with Secondary Containment | ZCL-USA, Inc. | 2022-01-11
EQ-340 | Red Jacket Unisump | Sump Liners/ Installed as a part of Integral Piping, Upgrade, or Repair & Dispenser Liners/ Installed as a part of Integral Piping, Upgrade, or Repair | Red Jacket Pumps | 2022-01-11
EQ-339 | Double-Wall Underground Tank Type 1 & 2 , Sti-P3, and Type 1 & 2 Act 100 | UST/ UST with Secondary Containment | Newberry Tank Equipment, Inc. | 2022-01-11
EQ-338 | Dual Wall Aboveground Storage Tank, the Fireguard Double-Wall Aboveground Tank, the F921 Double-Wall Aboveground Tank | AST/ AST with Enclosed Secondary Containment Equipped with Overfill Protection, Spill Containment, and Interstitial Release Detection; AST/ Single-Wall Only | Newberry Tank Equipment, Inc. | 2022-01-11
EQ-337 | Incon Continuous Leak Detection System (CITLDS) | Leak Detection/ Continuous Automatic Tank Gauging | Franklin Fueling Systems (Formerly Incon Intelligent Controls, Inc.) | 2022-01-11
EQ-336 | Fireguard and F921 Double-Wall Aboveground Storage Tank | AST/ AST with Enclosed Secondary Containment Equipped with Overfill Protection, Spill Containment, and Interstitial Release Detection | Alabama Tank, Inc. | 2022-01-11
EQ-335 | STP-MLD+G, STP MLD+AG, STP-MLD+D and STP-MLD+BD Pipeline Leak Detector and STP-MLD Mechanical Line Leak Detectors | Leak Detector/ Mechanical Line Leak Detector with Flow Restrictor | Franklin Fueling Systems (Formerly FE Petro, Inc.) | 2022-01-11
EQ-334 | Xerxes Corporation sump liner for retrofitting piping sumps | Sump Liners/ Installed as a part of Integral Piping, Upgrade, or Repair | Pope & Associates, Inc. | 2022-01-11
EQ-333 | Type I, and Type II, and Elutron tank | UST/ UST with Secondary Containment | Metal Products Company | 2022-01-11
EQ-332 | PLC-5000 | Leak Detection/ Line Leak Detector with Automatic Shut-off | Vaporless Manufacturing, Inc. | 2022-01-11
EQ-331 | Grouted Sumps Dispenser Liner | Dispenser Liners/ Installed as a part of Integral Piping, Upgrade, or Repair | Monte petroleum contractors, Inc. | 2022-01-11
EQ-330 | Austin Engineering Zip Boot | Flex Connector Cover Material | Jack Pittman & Associates | 2022-01-11
EQ-329 | Model 98 LD-2000, Model 98 LD-2000 PLS, Model LD-3000, and Model 3000S Mechanical Line Leak Detectors | Leak Detection / Mechanical Line Leak Detector with Flow Restrictor | Vaporless Manufacturing, Inc. | 2022-01-11
EQ-328 | R-051 UST Fill Foam | Foam | R-051 (Formerly PolyMasters, Inc. | 2024-04-24
EQ-327 | TS 1001, and TS 2001 Automatic Tank Gauging | Leak Detection/ Automatic Tank Gauging | Franklin Fueling Systems (Formerly Incon Intelligent Controls, Inc.) | 2022-01-11
EQ-326 | Red-Kote Dispenser Liner | Dispenser Liners/ Installed as a part of Integral Piping, Upgrade, or Repair | Larry’s Pump Service | 2022-01-11
EQ-325-A | VacuTect Non-Volumetric Tightness Test method, Sure Test-Assured Tight System Series IV Volumetric Tank Tightness Test method, and the PTK-88 and the TLD-1 Line Tightness Test method | UST/ Tank and Line Tightness Tester Manufacturers | Tanknology – NDE | 2022-01-11
EQ-325 | Vacutect, Sure Test Assured Tight System and NDE U3 ullage tests | UST/ Tank and Line Tightness Tester Manufacturers | Tanknology – NDE | 2022-01-11
EQ-324 | 2000/P & 2000/U | UST/ Tank and Line Tightness Tester Manufacturers | USTEST, Inc. | 2022-01-11
EQ-323
EQ-322
EQ-321
EQ-320 | Sensor Comm Model TLD 5000 with Raychem Model TT5000 Fuel Sensing Cable | Leak Detection/ Liquid Detector | Raychem Corporation | 2022-01-11
EQ-319 | Pneumercator LC 1000 | Leak Detection/ Liquid Detector | Pneumercator Company, Inc. | 2022-01-11
EQ-318 | OPW Flexworks TSS, TSM, TSD, PST, and PSL Sumps, and DS Series Dispenser Liners | Dispenser Liners/ Installed as a part of Integral Piping, Upgrade, or Repair & Sump Liners/ Installed as a part of Integral Piping, Upgrade, or Repair | OPW | 2022-01-11
EQ-317 | Titan Double-Wall Underground Tank | UST/ UST with Secondary Containment | Titan Tank Company of Florida, Inc. | 2022-01-11
EQ-316 | DLP-2-NC, DLP-2-NO Sensors | Leak Detection/ Liquid Detector | Warrick Controls, Inc. | 2022-01-11
EQ-315 | Phoenix Metal Products UL 142 Double-Wall Aboveground System | AST/ AST with Enclosed Secondary Containment Equipped with Overfill Protection, Spill Containment, and Interstitial Release Detection | Phoenix Metal Products, Inc. | 2022-01-11
EQ-314 | Porta Tank Model #200 | AST/ AST with Enclosed Secondary Containment Equipped with Overfill Protection, Spill Containment, and Interstitial Release Detection | Porta Tank Manufacturing, Inc. | 2022-01-11
EQ-313
EQ-312
EQ-311 | ST1401L, ST1801L, CPT, and Pro Link Line Leak Detector | Leak Detection/ Line Leak Detector with Automatic Shut-off | Red Jacket Pumps | 2022-01-11
EQ-310
EQ-309 | Atlas Tank Aboveground Storage Tank System | AST/ AST with Enclosed Secondary Containment Equipped with Overfill Protection, Spill Containment, and Interstitial Release Detection | Atlas Fuel & Liquid Storage Tanks | 2022-01-11
EQ-308 | B-8000 Dispenser Liner | Dispenser Liners/ Installed as a part of Integral Piping, Upgrade, or Repair | S. Bravo Systems, Inc. | 2022-01-11
EQ-307 |  |  |  | 2022-01-11
EQ-306 | PrimaGuard Secondary Containment | UST/ UST with Internal Secondary Containment Upgrade | HT Technologies LLC | 2022-01-11
EQ-305 | Deltaliner System | AST/ Field Erected AST with Release Prevention Barriers | Kingsno Projects | 2022-01-11
EQ-304 | LDS System | Leak Detection/ Liquid Detector | OPW Fueling Containment Systems (Formerly Environ Products, Inc.) | 2022-01-11
EQ-303 | Pneumercator TMS 2000 and TMs 3000 Automatic Tank Gauging | Leak Detection/ Automatic Tank Gauging | Pneumercator Co., Inc. | 2022-01-11
EQ-302 | In-Service Aboveground Inspection Program | AST/ Tank Testers, API 653 Inspection | Universal Valve Company | 2022-01-11
EQ-301 | Model 49-02, Model 49-04 Aboveground Overfill Protection and Model HL-TA Aboveground Overfill Alarm Tank Monitor | AST/ Overfill Protection | Universal Valve Company | 2022-01-11
EQ-300 | Model 37 Float Vent Valve and V421 Vent Valve Assembly and Model 38 Float Vent Valve and V420 Vent Valve | UST/ Overfill Protection | Universal Valve Company | 2022-01-11
EQ-299 | Model 76 Aboveground Spill Containment Manhole and the Model 76RF Aboveground Remote Fill Spill Containment Manhole | AST/ Spill Containment | Universal Valve Company | 2022-01-11
EQ-298 | Model 72, 73, and 70C Spill Containment | UST/ Spill Containment Devices | Universal Valve Company | 2022-01-11
EQ-297 | UPP Pipework Underground Fuel Piping System | Piping/ Piping With Enclosed Secondary Containment Equipped with Sump Liner, Dispenser Liner, and Interstitial Release Detection (Semi-Rigid Piping) | Franklin Fueling Systems (formerly PetroTechnik) | 2022-01-11
EQ-296 | Sump and Dispenser Liners | Dispenser Liners/ Installed as a part of Integral Piping, Upgrade, or Repair & Sump Liners/ Installed as a part of Integral Piping, Upgrade, or Repair | Petro Fiberglass, Inc. | 2022-01-11
EQ-295 | Super Sump Liner | Sump Liners/ Installed as a part of Integral Piping, Upgrade, or Repair | Total Containment, Inc. | 2022-01-11
EQ-294
EQ-293 | Petro Fill | Foam | Petro Fill, Inc. | 2022-01-11
EQ-292
EQ-291 | Dualoy® 3000/LCX | Piping/ Piping With Enclosed Secondary Containment Equipped with Sump Liner, Dispenser Liner, and Interstitial Release Detection (Rigid Piping) | Ameron International | 2022-01-11
EQ-290 | MBT Ceilcote AST Lining Installation | AST/UST Liners – Synthetic or Concrete Coating | Ceilcote Corrosion Control, Division of KCH | 2022-01-11
EQ-289 | Double-Wall Fiberglass Coated Steel | UST/ UST with Secondary Containment | Alabama Tank, Inc. | 2022-01-11
EQ-288 | Amoco Submercible Pump Containment | Pump & Accessories | Amoco Corporation | 2022-01-11
EQ-287 | Claymax and Bentomax Clay Liners | AST/UST Liners – Synthetic or Concrete Coating | Colloid Environmental Technologies Company | 2022-01-11
EQ-286 | DISC-1 | Leak Detection/ Liquid Detector | AC-DC Services, Inc. | 2022-01-11
EQ-285 | OPW PISCES | Piping/ Piping With Enclosed Secondary Containment Equipped with Sump Liner, Dispenser Liner, and Interstitial Release Detection (Flexible Piping) | OPW | 2022-01-11
EQ-284 | EZ 3 | UST/ Tank and Line Tightness Tester Manufacturers | Horner Creative Products, Inc. | 2022-01-11
EQ-283 | Flamemaster Pour In Place Dispenser Liner system | Dispenser Liners/ Installed as a part of Integral Piping, Upgrade, or Repair | Royal Petroleum, Inc. | 2022-01-11
EQ-282
EQ-281 | PolyQuick® Polyurea Coating Synthetic Liners, X-Shield Polyurea Coating synthetic Liner | AST/UST Liners – Synthetic or Concrete Coating | Willamet Valley Company | 2022-01-11
EQ-280 | Electric Specialty Sub-Base Aboveground Storage Tank System | AST/ AST with Enclosed Secondary Containment Equipped with Overfill Protection, Spill Containment, and Interstitial Release Detection | Prichard Brown of Florida, Inc. (Formerly Electric Specialty, Inc.) | 2022-01-11
EQ-279 | Floyd AST OE279 Double Wall Aboveground Storage Tank System | AST/ AST with Enclosed Secondary Containment Equipped with Overfill Protection, Spill Containment, and Interstitial Release Detection | Floyd Manufacturing | 2022-01-11
EQ-278 | Tank Manager Automatic Tank Gauging | Leak Detection/ Automatic Tank Gauging | Simmons Corp (formerly Caldwell Systems Corp) | 2022-01-11
EQ-277 | Sti-P3 Double-Wall Underground Storage tank | UST/ UST with Secondary Containment | Alabama Tank, Inc. | 2022-01-11
EQ-276 | Euro-Tank® & Ecosafe System II | UST System/ These tanks are total systems equipped with spill containment overfill protection, release detection, MPDs, and canopy | EuroTank & Ecosafe Systems, Inc. | 2022-01-11
EQ-275 | Sti-p3 and Act-100 double Wall storage tanks | UST/ UST with Secondary Containment | Containment solutions, Inc. (Formerly Beta Tank, Inc.) | 2022-01-11
EQ-274 | Fireguard Double Wall Storage Tank system | AST/ AST with Enclosed Secondary Containment Equipped with Overfill Protection, Spill Containment, and Interstitial Release Detection | Containment solutions, Inc. (Formerly Beta Tank, Inc.) | 2022-01-11
EQ-273 | Aboveground tank Inspection Program | AST/ Tank Testers, API 653 Inspection | Law Engineering And Environmental Services, Inc. | 2022-01-11
EQ-272
EQ-271 | Pressurized Line Leak Detector Series 8494, and LLD-300 | Leak Detection/ Line Leak Detector with Automatic Shut-off | Veeder-Root Company | 2022-01-11
EQ-270
EQ-269 | Pneumercator ES825-100-F, and ES825-200-F (Formerly Pneumercator ES820-100, and ES820-200) | Leak Detection/ Liquid Detector | Pneumercator Co., Inc. | 2022-01-11
EQ-268
EQ-267
EQ-266 | Omniflex | Piping/ Piping With Enclosed Secondary Containment Equipped with Sump Liner, Dispenser Liner, and Interstitial Release Detection (Flexible Piping) | Total Containment, Inc. | 2022-01-11
EQ-265 | Vaporflex | Piping/ Piping With Enclosed Secondary Containment Equipped with Sump Liner, Dispenser Liner, and Interstitial Release Detection (Flexible Piping) | Total Containment, Inc. | 2022-01-11
EQ-264 | Vigilant system | UST/ UST with Internal Secondary Containment Upgrade | Bell Avon, Inc. | 2022-01-11
EQ-263 | Liquid Sensors LS-3N.C., LS-3.N.O., LS-7, LS-30, and HAV (mini sensor) | Leak Detection/ Liquid Detector | Ronan Engineering Company | 2022-01-11
EQ-262
EQ-261 | Amoco Pour In Place Overfill Containment | UST/ Spill Containment Devices | Amoco Corporation | 2022-01-11
EQ-260 | Amoco Pour In Place Dispenser Liner System | Dispenser Liners/ Installed as a part of Integral Piping, Upgrade, or Repair | Amoco Corporation | 2022-01-11
EQ-259 | LT-100, and HT-100 | Piping Testers/ Bulk Product Piping Testing; API 1110 Testing or Equivalent | Vista Research, Inc. | 2022-01-11
EQ-258 | Petro-First Facility Equipment Storage Tank System | UST System/ These tanks are total systems equipped with spill containment overfill protection, release detection, MPDs, and canopy | Petro-First | 2022-01-11
EQ-257 | Solo Overfill Protection Valve #1228, The Overfill Protection Valve, Model Number, F-30, F-35, F-40 and the Mino Filling Limiter #1228. | AST/ Overfill Protection | Clay and Bailey Mfg. Co. | 2022-01-11
EQ-256 | #6100 series Spill containment Boxes | AST/ Spill Containment | Clay and Bailey Mfg. Co. | 2022-01-11
EQ-255 | Dunn Industries/ Tommy Tank | AST/ AST with Enclosed Secondary Containment Equipped with Overfill Protection, Spill Containment, and Interstitial Release Detection | Tommy Tank Double Wall Steel Storage Tank System | 2022-01-11
EQ-254 | Stor-Safe Model #200 | AST/ AST with Enclosed Secondary Containment Equipped with Overfill Protection, Spill Containment, and Interstitial Release Detection | Stor-Safe Systems | 2022-01-11
EQ-253
EQ-252 | Red Thread IIA | Piping/ Piping With Enclosed Secondary Containment Equipped with Sump Liner, Dispenser Liner, and Interstitial Release Detection (Rigid Piping) | Smith Fiberglass Products, Inc. | 2022-01-11
EQ-251 | FML87, FML87-23, L2810-6174H(Hytrel), Coolguard HR 36, Coolguard HR 45 | AST/UST Liners – Synthetic or Concrete Coating | Cooley, Inc. | 2022-01-11
EQ-250 | Tank Auditor | UST/ Tank and Line Tightness Tester Manufacturers | Leak Detection Systems, Inc. | 2022-01-11
EQ-249
EQ-248 | Petro vend Model TLD III Vapor Sensor | Leak Detection/ Vapor Detector | OPW Fuel Management Systems (Formerly Petro Vend, Inc.) | 2022-01-11
EQ-247 | Petro Sentry and Site Sentinel Groundwater Sensor | Leak Detection/ Liquid Detector | OPW (Formerly Petro Vend, Inc.) | 2022-01-11
EQ-246
EQ-245
EQ-244 | #700/#800 Series Ground Level spill containment from 4.76 to 31 gallons. | AST/ Spill Containment | Baker Industries Northwest, Inc. | 2024-08-02
EQ-243 | 2000/LL & 2000/U | UST/ Tank and Line Tightness Tester Manufacturers & | USTEST, Inc. | 2022-01-11
EQ-242 | SmithFlex | Piping/ Piping With Enclosed Secondary Containment Equipped with Sump Liner, Dispenser Liner, and Interstitial Release Detection (Flexible Piping) | Smith Fiberglass Products, Inc. | 2022-01-11
EQ-241
EQ-240 | Pneumercator LS 600, LS 601, and RSU 800 | Leak Detection/ Liquid Detector | Pneumercator Co., Inc. | 2022-01-11
EQ-239 | Envirosafe | AST/ AST with Enclosed Secondary Containment Equipped with Overfill Protection, Spill Containment, and Interstitial Release Detection | Memco MFG, Inc. | 2022-01-11
EQ-238 | CIM 1000, CIM 1061 | AST/UST Liners – Synthetic or Concrete Coating | CIM Industries | 2022-01-11
EQ-237 | L & J MCG 1100 and MCG 8100 | Leak Detection/ Automatic Tank Gauging | L & J Technologies | 2022-01-11
EQ-236 | Kaempen Double Wall Tanks | UST/ UST with Secondary Containment | KCL Products Ltd. | 2022-01-11
EQ-235 | Strongbox | AST/ AST with Enclosed Secondary Containment Equipped with Overfill Protection, Spill Containment, and Interstitial Release Detection | Southern Pre-Cast, Inc. | 2022-01-11
EQ-234 | OFP-2/1, OFP-2/2, OFP-3/1, and OFP-3/2 Overfill protection Valve | AST/ Overfill Protection | Vaporless Manufacturing, Inc. | 2022-01-11
EQ-233 | Generator Base Fuel Tank | AST/ AST with Enclosed Secondary Containment Equipped with Overfill Protection, Spill Containment, and Interstitial Release Detection | Steca, Inc. | 2022-01-11
EQ-232 | Aero Power Type I | AST/ AST with Enclosed Secondary Containment Equipped with Overfill Protection, Spill Containment, and Interstitial Release Detection | Paul Moore Associates, Inc. | 2022-01-11
EQ-231
EQ-230 | EX-CAP | Monitoring Well Accessories | Enviro design Products, Inc. | 2022-01-11
EQ-229
EQ-228
EQ-227 | AST Overfill Alarm | AST/ Overfill Protection | Morrison Bros. Co | 2022-01-11
EQ-226 | Pomeco 6200 Series AST and Pomeco 6211 RMOT Remote Series (previously listed as Pomeco 211 AST and Pomeco 211 RMOT Remote) | AST/ Spill Containment | OPW | 2022-01-11
EQ-225 | OPW 61F-Stop Overfill Prevention Valve | AST/ Overfill Protection | OPW | 2022-01-11
EQ-224 | OPW 1 Series Spill Container, OPW 1 SC Series Spill Container, OPW 101 BG Series Spill Container, Pomeco 111 Series Spill Container, Pomeco 211 Series Spill Container | UST/ Spill Containment Devices | OPW | 2022-01-11
EQ-223 | OPW 61SO Overfill Protection Valve, OPW 61TNG Overfill Protection Valve, OPW 53 Series Ball Float Valve, OPW 30MW Series Ball Float valve | UST/ Overfill Protection | OPW | 2022-01-11
EQ-222 | Precision Test System | UST/ Tank and Line Tightness Tester Manufacturers | Modern Welding Company of Florida, Inc. | 2022-01-11
EQ-221 | INCON TS LLD | Leak Detection/ Line Leak Detector with Automatic Shut-off | Franklin Fueling Systems (Formerly Incon Intelligent Controls, Inc.) | 2022-01-11
EQ-220 | Petrogard VI , and Petrogard X | AST/UST Liners – Synthetic or Concrete Coating | MPC Containment Systems, Inc. | 2022-01-11
EQ-219 | Permatank/Permatel Precision Test System | UST/ Tank and Line Tightness Tester Manufacturers | Southeast Tank Corporation | 2022-01-11
EQ-218 | Euro Vac Leak Detector Model Vakumatic IIIF, Euro Vac Leak Detector Vakumatic 17Ex, and Euro Guard Detector Model D9 | Leak Detection/ Breach of Integrity | EuroTank Systems, LLC | 2022-01-11
EQ-217 | Model 112 | UST/ Spill Containment Devices | Petroleum Equipment Manufacturing CO., Inc. (PEMCO) | 2022-01-11
EQ-216 | Model 406 Pump Cut-off | Leak Detection/ Liquid Detector | Beadreau Electronic, Inc. | 2022-01-11
EQ-215 | Furon Co-Flex System | Piping/ Piping With Enclosed Secondary Containment Equipped with Sump Liner, Dispenser Liner, and Interstitial Release Detection (Flexible Piping) | Furon Company | 2022-01-11
EQ-214 | Easi-Level Tru | Leak Detection/ Automatic Tank Gauging | Environment & Safety, Inc. | 2022-01-11
EQ-213 | Spill/Leak Containment Vessel | AST/ Secondary Containment Only | Southern Pre-cast, Inc. | 2022-01-11
EQ-212 | TASTS Piping Inspection Integrity Program | Piping Testers/ Bulk Product Piping Testing; API 1110 Testing or Equivalent | NerG Enterprises, Inc. | 2022-01-11
EQ-211 | TASTS Tank Inspection Program | AST/ Tank Testers, API 653 Inspection | NerG Enterprises, Inc. | 2022-01-11
EQ-210 | Spillgard Dispenser | Dispenser Liners/ Installed as a part of Integral Piping, Upgrade, or Repair | MPC Containment System, Ltd. | 2022-01-11
EQ-209 | Retro-Liner Dispenser System | Dispenser Liners/ Installed as a part of Integral Piping, Upgrade, or Repair | Pipeline Energy (Formerly C.T. Petroleum Contractors, Inc.) | 2022-01-11
EQ-208 | ITI Aboveground Storage Tank System | AST/ AST with Enclosed Secondary Containment Equipped with Overfill Protection, Spill Containment, and Interstitial Release Detection | Garsite, Inc. | 2022-01-11
EQ-207 | Porta Tank Model # 100 | AST/ AST with Enclosed Secondary Containment Equipped with Overfill Protection, Spill Containment, and Interstitial Release Detection | Porta Tank Manufacturing, Inc. | 2022-01-11
EQ-206 | Stor Safe Model #100 | AST/ Secondary Containment Only | Stor-Safe Systems | 2022-01-11
EQ-205 | In-Liner HDPE Liners | AST/UST Liners – Synthetic or Concrete Coating | In-Line Plastics, Inc. | 2022-01-11
EQ-204 | The Dickey Globe Seals and The Dickey Premier Car Seals(MW Seals) | Monitoring Well Accessories | Dickey Manufacturing Company | 2022-01-11
EQ-203 | Containment Dispenser Sump, and Containment Sump | Dispenser Liners/ Installed as a part of Integral Piping, Upgrade, or Repair & Sump Liners/ Installed as a part of Integral Piping, Upgrade, or Repair | Petroleum Containment, Inc. | 2022-01-11
EQ-202 | TLS-830 | Leak Detection/ Liquid Detector | Arizona Instrument Corporation | 2022-01-11
EQ-201
EQ-200 | Xerxes Double Wall Tanks | UST/ UST With Secondary Containment | Xerxes Corporation | 2022-01-11
EQ-199 | 69RT, 70CD, and 71CD | UST/ Spill Containment Devices | Universal Valve Company, Inc. | 2022-01-11
EQ-198 | TLS-300/CSLD, TLS-400/CSLD, EMC Basic/CSLD, ProPlus/CSLD | Leak Detection/ Continuous Automatic Tank Gauging | Veeder-Root Company | 2022-01-11
EQ-197 | TLS-250, TLS-250i, TLS-350, TLS-350R, ILS-250, ILS-250i, and ILS-350, EMC Enhanced, EMC w/BIR | Leak Detection/ Liquid Detector | Veeder-Root Company | 2022-01-11
EQ-196 | TLS-200, TLS-200i, TLS-300, TLS-400, EMC Basic, ProPlus | Leak Detection/ Automatic Tank Gauging | Veeder-Root Company | 2022-01-11
EQ-195
EQ-194
EQ-193
EQ-192
EQ-191 | Owens-Corning Double Wall Tanks | UST/ UST With Secondary Containment | Containment Solution, Inc. | 2022-01-11
EQ-190 | The Gateway Aboveground Storage System | AST/ AST With Enclosed Secondary Containment Equipped with Overfill Protection, Spill Containment, and Interstitial Release Detection | The Gateway Group, Inc. | 2022-01-11
EQ-189 | Polymerica Secondary Containment Coating system | AST/UST Liners – Synthetic or Concrete Coating | Polymerica, Inc. | 2022-01-11
EQ-188 | Enviroflex | Flexible Piping | Total Containment, Inc. | 2022-01-11
EQ-187 | C.O.E. Containment System | UST/ UST With Internal Secondary Containment Upgrade | Controls on Environmental Systems, Inc. | 2022-01-11
EQ-186 | USTest 2001 Automatic Tank Gauging | Leak Detection/ Automatic Tank Gauging | USTest, Inc. | 2022-01-11
EQ-185 | AHP 100 Vapor Sensor Site Sentinel | Leak Detection/ Vapor Detector | FCI Environmental, Inc. | 2022-01-11
EQ-184 | Promax Dispenser Liner Sump | Dispenser Liners/ Installed as a part of Integral Piping, Upgrade, or Repair | Promax, Inc. | 2022-01-11
EQ-183 | Interstitial Vacuum Test (IVT) | UST / Tank and Line Tightness Tester Manufacturers | Metal Products Company | 2022-01-11
EQ-182 | X-76 Line Leak Detector | Leak Detection/ Line Leak Detector with Automatic Shut-off | Ronan Engineering Company | 2022-01-11
EQ-181 | Perma Flexx Piping System | Piping/ Piping With Enclosed Secondary Containment Equipped with Sump Liner, Dispenser Liner, and Interstitial Release Detection (Flexible Piping) | Containment Technologies, Inc. | 2022-01-11
EQ-180 | ProMax/CSLD | Leak Detection/ Continuous Automatic Tank Gauging | Veeder-Root Company | 2022-01-11
EQ-179 | StoreVision Statistical Inventory Reconciliation | Leak detection/ Statistical Inventory Reconciliation (SIR) | Syscorp, Inc. | 2022-01-11
EQ-178 | Encompass Automatic Tank Gauging System | Leak Detection/ Automatic Tank Gauging | Arizona Instrument Corporation | 2022-01-11
EQ-177 | AHP 100, and DHP 100 Liquid sensors | Leak Detection/ Liquid Detector | FCI Environmental, Inc. | 2022-01-11
EQ-176 | Team Aboveground Tank Inspection Program | AST / Tank Testers, API 653 Inspection | Tank Engineering and Management Consultant | 2022-01-11
EQ-175 | Boss Fire guard | AST/ AST With Enclosed Secondary Containment Equipped with Overfill Protection, Spill Containment, and Interstitial Release Detection | Boss Petroleum Products, Inc. | 2022-01-11
EQ-174
EQ-173 | Trisafe Vault Systems | AST/ AST With Enclosed Secondary Containment Equipped with Overfill Protection, Spill Containment, and Interstitial Release Detection | General Industries, Inc. | 2022-01-11
EQ-172 | Aboveground Storage Tank Inspection Program | AST / Tank Testers, API 653 Inspection | Space Science Services | 2022-01-11
EQ-171
EQ-170
EQ-169 | AMUST System | UST/ UST With Secondary Containment | Mepco, Inc. | 2022-01-11
EQ-168 | TraceTek Leak Detection Systems with TT5000 (fuel) Sensors for use with TTG, TTDM-PLUS, TTA, TTC, and TT-Sim Control Modules | Leak Detection/ Liquid Detector | Raychem Corporation | 2022-01-11
EQ-167 | Aboveground Tank Inspection Program | AST/ Tank Testers, API 653 Inspection | Physical Acoustics Corporation | 2022-01-11
EQ-166 | Underground Double Walled Tank Jacket Storage Tank | UST/ UST With Secondary Containment | Total Containment, Inc. | 2022-01-11
EQ-165 | Aboveground Tank Inspection Program | AST / Tank Testers, API 653 Inspection | Physical Acoustics Corporation | 2022-01-11
EQ-164 | Perma Tel | Leak Detection/ Liquid Detector | Southeast Tank Company | 2022-01-11
EQ-163 | Elvaloy Fabric Reinforced System | AST/UST Liners – Synthetic or Concrete Coating | Palco Lining, Inc. | 2022-01-11
EQ-162 | Sti-p3 and Glasscote | UST/ UST With Secondary Containment | Specialty Tank & Equipment | 2022-01-11
EQ-161 | Liquid Sensors, LS-3A N.C., LS-3A N.O., LS-30A, and LS-7 | Leak Detection/ Liquid Detector | Franklin Fueling Systems | 2022-01-11
EQ-160 | VLPU-40 | AST/UST Liners – Synthetic or Concrete Coating | Bixby International Corporation | 2022-01-11
EQ-159 | Leak Edge | Leak Detection/ Liquid Detector | One Plus, Inc. | 2022-01-11
EQ-158 | Igloo Tank | AST/ AST With Enclosed Secondary Containment Equipped with Overfill Protection, Spill Containment, and Interstitial Release Detection | East Coast Engineering | 2022-01-11
EQ-157
EQ-156 | Glassteel II | UST/ UST With Secondary Containment | Modern Welding Co. | 2022-01-11
EQ-155-A | Spill containment device for UL 142 ASTs manufactured by Containment Solutions, Inc. | AST/ Spill Containment | Containment Solutions, Inc. | 2022-01-11
EQ-155 | Tank-Vault | AST/ AST With Enclosed Secondary Containment Equipped with Overfill Protection, Spill Containment, and Interstitial Release Detection | Containment Solutions, Inc. (Formerly Hoover Group, Inc.) | 2022-01-11
EQ-154 | GCR-100 | UST/ UST With Secondary Containment | Gold Coast Coating, Inc. | 2022-01-11
EQ-153 | Super Vault | AST/ AST With Enclosed Secondary Containment Equipped with Overfill Protection, Spill Containment, and Interstitial Release Detection | Trusco Tank, Inc. | 2022-01-11
EQ-152 | Miami Software | Inventory | Miami Software Corporation | 2022-01-11
EQ-151 | Auto Stik Jr | Leak Detection/ Automatic Tank Gauging | Franklin Fueling Systems | 2022-01-11
EQ-150
EQ-149 | TC-110 System | Leak Detection/ Single Wall UST and AST System | Omega Environmental, Inc. | 2022-01-11
EQ-148
EQ-147 | Pneumercator Probes 9-901, 9-902, 9-903 | Leak Detection/ Liquid Detector | Pneumercator Company | 2022-01-11
EQ-146 | Master Tank & Master Vault | AST/ AST With Enclosed Secondary Containment Equipped with Overfill Protection, Spill Containment, and Interstitial Release Detection | PWH Equipment and Services Company, Inc. | 2022-01-11
EQ-145 | OPW, 111, 211, 311, and 511 Series | UST/ Spill Containment Devices | OPW | 2022-01-11
EQ-144 | LS 300-120 Series | Leak Detection/ Line Leak Detector with Automatic Shut-off | Campo Miller, Inc. | 2022-01-11
EQ-143
EQ-142
EQ-141 | LEAK LEARN System | Leak Detection/ Single Wall UST and AST System | W.L. & Associates | 2022-01-11
EQ-140
EQ-139 | LineTite Pipeline monitor | Leak Detection/ Line Leak Detector with Automatic Shut-off | Hasstech, Inc. | 2022-01-11
EQ-138 | Geotech Dilution Method | Leak Detection/ Single Wall UST and AST System | Geotech Industries, Inc. | 2022-01-11
EQ-137
EQ-136 | Liquid 330 | Leak Detection/ Liquid Detector | Arizona Instruments Corporation | 2022-01-11
EQ-135 | Andover Infinity System | Leak Detection/ Automatic Tank Gauging | Andover Controls, Inc. | 2022-01-11
EQ-134
EQ-133 | Containment Technology Dispenser Liner | Dispenser Liners/ Installed as a part of Integral Piping, Upgrade, or Repair | Containment Technology, Inc. | 2022-01-11
EQ-132 | Smith Dispenser Sump | Dispenser Liners/ Installed as a part of Integral Piping, Upgrade, or Repair | Smith Fiberglass, Inc. | 2022-01-11
EQ-131 | Gilbarco in line leak detector | Leak Detection/ Line Leak Detector with Automatic Shut-off | Gilbarco, Inc. | 2022-01-11
EQ-130 | Gilbarco TM-2, TM-3, EMC | Leak Detection/ Automatic Tank Gauging | Gilbarco, Inc. | 2022-01-11
EQ-129 | PermaTank | UST/ UST With Secondary Containment | Southeast Tank Co. | 2022-01-11
EQ-128 | CEI 3000 | Leak Detection/ Liquid Detector | Veeder-Root Company | 2022-01-11
EQ-127 | CEI 3000 | Leak Detection/ Automatic Tank Gauging | Veeder-Root Company | 2022-01-11
EQ-126
EQ-125 | Super-Tank | AST/ AST With Enclosed Secondary Containment Equipped with Overfill Protection, Spill Containment, and Interstitial Release Detection | Liquid Management Product | 2022-01-11
EQ-124 | Safewaste & Fuel Master | AST/ AST With Enclosed Secondary Containment Equipped with Overfill Protection, Spill Containment, and Interstitial Release Detection | Containment Solutions, Inc. (Formerly Hoover Containment Systems, Inc.) | 2022-01-11
EQ-123 | Centron Fiberglass Piping | Piping/ Piping With Enclosed Secondary Containment Equipped with Sump Liner, Dispenser Liner, and Interstitial Release Detection (Rigid Piping) | Centron Corporation | 2022-01-11
EQ-122 | TCI Dispenser Sump | Dispenser Liners/ Installed as a part of Integral Piping, Upgrade, or Repair | Total Containment, Inc. | 2022-01-11
EQ-121 | Auto Stik II | Leak Detection/ Automatic Tank Gauging | Franklin Fueling Systems | 2022-01-11
EQ-120 | Dispenser Sump | Dispenser Liners/ Installed as a part of Integral Piping, Upgrade, or Repair | Riverside Steel, Inc. | 2022-01-11
EQ-119 | EMS-3500 | Leak Detection/ Liquid Detector | Tidel Engineering, Inc. | 2022-01-11
EQ-118 | CNI Overfill devices | UST/ Spill Containment Devices | CNI Manufacturing | 2022-01-11
EQ-117
EQ-116 | Liqui Vault | AST/ AST With Enclosed Secondary Containment Equipped with Overfill Protection, Spill Containment, and Interstitial Release Detection | Clawson Tank Company | 2022-01-11
EQ-115 | Unit Liner | Dispenser Liners/ Installed as a part of Integral Piping, Upgrade, or Repair | Unit Liner Company | 2022-01-11
EQ-114
EQ-113 | ST System | Leak Detection/ Automatic Tank Gauging | Red Jacket Pumps | 2022-01-11
EQ-112 | PolyFlex System | UST/ UST With Internal Secondary Containment Upgrade | D.I. Chadbourne Enterprises | 2022-01-11
EQ-111 | Search and Line Test | UST / Tank and Line Tightness Tester Manufacturers | Lab One Analytical | 2022-01-11
EQ-110 | Pollulert Probe FD 221G | Leak Detection/ Liquid Detector | Mallory Controls, Inc. | 2022-01-11
EQ-109
EQ-108 | Dispenser Liner and Sump System | Dispenser Liners/ Installed as a part of Integral Piping, Upgrade, or Repair | Western Fiberglass, Inc. | 2022-01-11
EQ-107 | Aboveground Tank Inspection Program | AST / Tank Testers, API 653 Inspection | Longview Inspection, Inc. | 2022-01-11
EQ-106 |  | Leak Detection/ Vapor Detector | OPW (Formerly Petro Vend, Inc.) | 2022-01-11
EQ-105 | Site Sentinel 1 & 2 | Leak Detection/ Automatic Tank Gauging | OPW (Formerly Petro Vend, Inc.) | 2022-01-11
EQ-104
EQ-103 | Vessel Inspection Program | AST / Tank Testers, API 653 Inspection | MQS Inspection, Inc. | 2022-01-11
EQ-102 | Dispenser Liner | Dispenser Liners/ Installed as a part of Integral Piping, Upgrade, or Repair | Amoco Oil Company | 2022-01-11
EQ-101 | Sentry 12X | Leak Detection/ Vapor Detector | Arizona Instruments | 2022-01-11
EQ-100 | Pollulert Probe FD 241R | Leak Detection/ Liquid Detector | Mallory Controls, Inc. | 2022-01-11
EQ-099
EQ-098
EQ-097
EQ-096 | TS-1000 | Leak Detection/ Automatic Tank Gauging | Franklin Fueling Systems ( Formerly Incon Intelligent Controls, Inc.) | 2022-01-11
EQ-095
EQ-094 | EMS 3000 | Leak Detection/ Automatic Tank Gauging | Tidel Engineering, Inc. | 2022-01-11
EQ-093 | EMS 2000 | Leak Detection/ Automatic Tank Gauging | Tidel Engineering, Inc. | 2022-01-11
EQ-092
EQ-091 | PAL-AT Leak Detection System. Model Numbers AT30C, AT30K, AT75C | Leak Detection/ Liquid Detector (previously Single Wall UST and AST System) | Perm Alert, Inc. | 2024-07-12
EQ-090
EQ-089 | VS-200 | Leak Detection/ Vapor Detector | Campo Miller, Inc. | 2022-01-11
EQ-088
EQ-087 | DS-9000 | UST/ UST With Internal Secondary Containment Upgrade | Derscot, Inc. | 2022-01-11
EQ-086 | Vessel Inspection Program | AST / Tank Testers, API 653 Inspection | Industrial NDT Company | 2022-01-11
EQ-085 | ITW Poly Spec / Thiokol Products | AST/UST Liners – Synthetic or Concrete Coating | PolySpec Corporation | 2022-01-11
EQ-084 | Andover Automatic Tank Gauging | Leak Detection/ Automatic Tank Gauging | Andover Controls Corporation | 2022-01-11
EQ-083 | TLS-350 LLD, EMC Enhanced LLD, EMC-J LLD, ProMax LLD, TLS-350/CSLD, EMC Enhanced/CSLD, EMC-J/CSLD | Leak Detection/ Line Leak Detector with Automatic Shut-off | Veeder-Root Company | 2022-01-11
EQ-082 | Ultra Vault | AST/ AST With Enclosed Secondary Containment Equipped with Overfill Protection, Spill Containment, and Interstitial Release Detection | Ultra Tank Company | 2022-01-11
EQ-081 | RLM 5000 | Leak Detection/ Automatic Tank Gauging | Red Jacket Pumps | 2022-01-11
EQ-080 | RLM 5001 | Leak Detection/ Automatic Tank Gauging | Red Jacket Pumps | 2022-01-11
EQ-079 | RLM-9000 | Leak Detection/ Line Leak Detector with Automatic Shut-off | Red Jacket Pumps | 2022-01-11
EQ-078 | PPM-4000 | Leak Detection/ Line Leak Detector with Automatic Shut-off | Red Jacket Pumps | 2022-01-11
EQ-077 | Pollulert FD-200 PRSA | Leak Detection/ Line Leak Detector with Automatic Shut-off | Mallory Controls | 2022-01-11
EQ-076 | Euro Tank | UST System/ These tanks are total systems equipped with spill containment overfill protection, release detection, MPDs, and canopy | Euro Tank & Ecosafe System, Inc. | 2022-01-11
EQ-075
EQ-074 | LLP-2 | Leak Detection/ Line Leak Detector with Automatic Shut-off | Veeder-Root Company | 2022-01-11
EQ-073
EQ-072
EQ-071
EQ-070
EQ-069
EQ-068 | Fuel Pack | AST/ AST With Enclosed Secondary Containment Equipped with Overfill Protection, Spill Containment, and Interstitial Release Detection | The Boss Group, Inc. | 2022-01-11
EQ-067 | Model HW-101 | Leak Detection/ Vapor Detector | HNU System, Inc. | 2022-01-11
EQ-066 | Model PI-101 | Leak Detection/ Vapor Detector | HNU System, Inc. | 2022-01-11
EQ-065
EQ-064 | Anilay Tank master ( Formerly Alert Model 2000 ATG) | Leak Detection/ Automatic Tank Gauging | PC Interaction, Inc. ( Formerly Alert Technologies) | 2022-01-11
EQ-063 | Model DL-101 | Leak Detection/ Vapor Detector | HNU System, Inc. | 2022-01-11
EQ-062 | Hi-Tech Vault | AST/ AST With Enclosed Secondary Containment Equipped with Overfill Protection, Spill Containment, and Interstitial Release Detection | Hausner, Inc. | 2022-01-11
EQ-061
EQ-060
EQ-059 | Ronan X-76 | Leak Detection/ Automatic Tank Gauging | Ronan Engineering Company | 2022-01-11
EQ-058
EQ-057 | Pneumercator LDE 9000 | Leak Detection/ Liquid Detector | Pneumercator Co, Inc. | 2022-01-11
EQ-056 | XR-5 Geomembrane | AST/UST Liners – Synthetic or Concrete Coating | Seaman Corporation | 2022-01-11
EQ-055
EQ-054 | Lasp Monitor System | Leak Detection/ Vapor Detector | Teledyne GeoTech Corporation | 2022-01-11
EQ-053 | Hall Mark Tank Vaults | AST/ AST With Enclosed Secondary Containment Equipped with Overfill Protection, Spill Containment, and Interstitial Release Detection | Hall Mark Industries | 2022-01-11
EQ-052 | EBW 705 and EBW 706-500 | UST/ Spill Containment Devices | Franklin Fueling Systems | 2022-01-11
EQ-051 | Soiltest Ainlay Tank Tegrity Tester | UST / Tank and Line Tightness Tester Manufacturers | Ainlay | 2022-01-11
EQ-050 | Tele-a-leak | UST / Tank and Line Tightness Tester Manufacturers | Schuster Instruments | 2022-01-11
EQ-049 | Geothane | AST/UST Liners – Synthetic or Concrete Coating | Futura Coating, Inc. | 2022-01-11
EQ-048
EQ-047 | Sure-Check | AST/ AST With Enclosed Secondary Containment Equipped with Overfill Protection, Spill Containment, and Interstitial Release Detection | Brown Minneapolis Tank | 2022-01-11
EQ-046 | TS-2000 | Leak Detection/ Automatic Tank Gauging | Franklin Fueling Systems (Formerly Incon Intelligent Controls, Inc.) | 2022-01-11
EQ-045 | B-200 | Dispenser Liners/ Installed as a part of Integral Piping, Upgrade, or Repair | S. Bravo Systems, Inc. | 2022-01-11
EQ-044 | KW-140/KW 240 | Leak Detection/ Liquid Detector | In-Situ, Inc. | 2022-01-11
EQ-043
EQ-042 | Centurion Tanks | AST/ AST With Enclosed Secondary Containment Equipped with Overfill Protection, Spill Containment, and Interstitial Release Detection | Petro-Tank Sales, Inc. | 2022-01-11
EQ-041 | Gasboy TMS-500 | Leak Detection/ Automatic Tank Gauging | Gasboy International | 2022-01-11
EQ-040 | RTM-1 Tank Gauging | Leak Detection/ Automatic Tank Gauging | Mine Safety Appliances | 2022-01-11
EQ-039 | Tankgard | Leak Detection/ Vapor Detector | Mine Safety Appliances | 2022-01-11
EQ-038 | EPP Dispenser | Dispenser Liners/ Installed as a part of Integral Piping, Upgrade, or Repair | Environmental Protection Products | 2022-01-11
EQ-037 | Scat Tanks | AST/ AST With Enclosed Secondary Containment Equipped with Overfill Protection, Spill Containment, and Interstitial Release Detection | Industrial Environmental Supply | 2022-01-11
EQ-036 | Hydrostatic | UST / Tank and Line Tightness Tester Manufacturers | Containment Solution, Inc. | 2022-01-11
EQ-035 | Hydrostat | UST / Tank and Line Tightness Tester Manufacturers | Xerxes Corporation | 2022-01-11
EQ-034 | Polyflex HDPE | AST/UST Liners – Synthetic or Concrete Coating | Poly Flex, Inc. | 2022-01-11
EQ-033 | TLS 250, TLS 250i, TLS 350, EMC Enhanced, ProMax | Leak Detection/ Automatic Tank Gauging | Veeder-Root | 2022-01-11
EQ-032 | MPD Dispenser | Dispenser Liners/ Installed as a part of Integral Piping, Upgrade, or Repair | Eastern Piping Containment | 2022-01-11
EQ-031 | Duocon, and Duotank Tanks | AST/ AST With Enclosed Secondary Containment Equipped with Overfill Protection, Spill Containment, and Interstitial Release Detection | PWH Equipment & Services Co., Inc. | 2022-01-11
EQ-030 |  |  |  | Revoked
EQ-029 |  |  |  | Not in effect
EQ-028 |  |  |  | Revoked
EQ-027 |  |  |  | Revoked
EQ-026 |  |  |  | Revoked
EQ-025
EQ-024 |  |  |  | Rescinded
EQ-023 | AES System II | UST / Tank and Line Tightness Tester Manufacturers | Associated Environmental Services | 2022-01-11
EQ-022 |  |  |  | Not in effect
EQ-021 |  |  |  | Not in effect
EQ-020 |  |  |  | Revoked
EQ-019 | Vacuum Monitor | Leak Detection/ Single Wall UST and AST System | World Enviro System, Inc. | 2022-01-11
EQ-018 |  |  |  | Revoked
EQ-017 |  |  |  | Revoked
EQ-016 |  |  |  | Revoked
EQ-015 | Fiberstone | UST/ Secondary Containment only | Fiberstone N.C., Inc. | 2022-01-11
EQ-014 | Autostik | Leak Detection/ Automatic Tank Gauging | Franklin Fueling Systems ( Formerly EBW, Inc.) | 2022-01-11
EQ-013 | Enviro-Vault | AST/ AST With Enclosed Secondary Containment Equipped with Overfill Protection, Spill Containment, and Interstitial Release Detection | Phoenix Products, Company | 2022-01-11
EQ-012 | ULC-2000 | Dispenser Liners/ Installed as a part of Integral Piping, Upgrade, or Repair | ECC & Associates | 2022-01-11
EQ-011
EQ-010 | IT2 | AST/ AST With Enclosed Secondary Containment Equipped with Overfill Protection, Spill Containment, and Interstitial Release Detection | Davis Industries, Inc. | 2022-01-11
EQ-009 | Tesco | AST/ AST With Enclosed Secondary Containment Equipped with Overfill Protection, Spill Containment, and Interstitial Release Detection | Tesco Resources, Inc. | 2022-01-11
EQ-008 |  |  |  | Not in effect
EQ-007
EQ-006 |  |  |  | Not in effect
EQ-005 |  |  |  | Revoked
EQ-004 | ESPI Series | Leak Detection/ Automatic Tank Gauging | Egemin Naamloze Vennootschap | 2022-01-11
EQ-003 |  |  |  | Revoked
EQ-002 | Ecovault | AST/ AST With Enclosed Secondary Containment Equipped with Overfill Protection, Spill Containment, and Interstitial Release Detection | RECoVault, Inc. | 2022-01-11
EQ-001 | Formex | Dispenser Liners/ Installed as a part of Integral Piping, Upgrade, or Repair | Pope & Associates | 2022-01-11