## EQ_Files
EQ# | Product | Company | Contact | Telephone | Category | Approval Date | Renew By Date
EQ-1002 | Secondary-Containment Generator Base Tank Model(s): UD4, UD5, UD6, UD7 | Teksan Jenerator Elektrik Sanayi Ve Ticare | Fatih Cim | (+90) 850-281-9091 | AST | 2024-03-29 | 2029-03-29
EQ-1001 | Volumetric & Non-Volumetric Tank Tightness Test Method Model(s): T1, T2 | Leighton O'Brien Inc. | Jeff Stevenson | 443-995-6870 | UST / Tank and Line Tightness Tester Manufacturers | 2024-01-22 | 2029-01-22
EQ-1000 | Stainless Steel Transition Sump Model(s): 798TSSS | Petroleum Equipment Manufacturing CO., Inc. (PEMCO) | Jorge Tamayo | 305-558-9911 | Piping Sumps | 2024-01-22 | 2029-01-22
EQ-999 | Enclosed Top Dike Containment Sub-Base Generator UL Listed Aboveground Storage Tank, UL File No. MH64031 | Himoinsa Power Systems | Miguel Utrillas | 913-495-5557 | AST | 2023-11-06 | 2028-11-06
EQ-998 | Catepillar C-9 Sub-Base Fuel Tank | Caterpillar c/o Quinn Power Systems | Thomas Pint | 951-774-3242 | AST | 2023-11-05 | 2028-11-05
EQ-997 | Rosemount 5408 Level Transmitter | Rosemount Tank Gauging - North America | Lance Berry | 281-988-4000 | AST Tank Gauge | 2023-09-29 | 2028-09-29
EQ-996 | OPW Retail TSE Fiberglass Tank Sump | OPW Retail Fueling | Gene Pope | 813-431-2009 | Piping Sumps | 2023-07-21 | 2028-07-21
EQ-995 | Flexible System Controller 120 | Preferred Utilities Mfg. Corp. | Jeff Hamilton | 203-743-6741 ext.1510 | Overfill Prevention | 2023-06-08 | 2028-06-08
EQ-994 | Foundational and Cornerstone UL142 AST Model(s): 3500 and 1200 | Epic Power Solutions | Greg Linton | 352-816-6570 | Tank / AST | 2023-06-08 | 2028-06-08
EQ-993 | UL 1316 Fiberglass Tank | KBK Industries, LLC | Jesse Muller | 620-214-1846 | Tank / UST - Fiberglass | 2023-03-10 | 2028-03-10
EQ-992 | Revowrap110, Revowrap185, Revowrap225 | Carbontech Americas | David Banks | 918-361-6513 | Tank Composite Repair | 2023-02-28 | 2028-02-28
EQ-991 | Aboveground Diesel Fuel Tank (AST) Model: BZ1307 | Modutek International LLC | Roger Trent | 815-861-3159 | Tanks / AST | 2023-02-28 | 2028-02-28
EQ-990 | Vaisala | Fuel Tank Optics | Steve Burris | 848-442-4704 | Temperature Sensor | 2023-01-30 | 2028-01-30
EQ-989 | 2000G UL-2085 SADDLE TANK w/ 1" drop tube and 2" Remote Fill Pkg | Hughes Tank Company Inc. | Paige Hughes | 972-366-8684 / 682-916-2132 | Tank | 2023-01-30 | 2028-01-30
EQ-988 | Fuel Fill Port Model(s): FP series | Commercial Fuel Systems | Sean Smith | 346-236-5151 | Spill Containment | 2022-11-15 | 2027-11-15
EQ-987 | DFS ProGauge MagLink LX PLUS Tank Gauges, Probes, and Sensors Model(s): LX PLUS Console, 30-BXXX & 30-FBXXX | Dover Fueling Solutions | Gene Pope | 813-431-2009 | UST / AST Overfill Protection and Leak Detection | 2022-10-20 | 2027-10-20
EQ-986 | Earthsafe C9-C900 Fuel Tank Controller | Earthsafe Systems, Inc. | Bill Edwards | 630-842-8689 | AST / Spill Containment and Overfill Protection | 2022-10-12 | 2027-10-12
EQ-985 | Earthsafe C8 Fuel Tank Controller | Earthsafe Systems, Inc. | Bill Edwards | 630-842-8689 | AST / Spill Containment and Overfill Protection | 2022-10-12 | 2027-10-12
EQ-984 | Earthsafe M4 Fuel Tank Fill Station | Earthsafe Systems, Inc. | Bill Edwards | 630-842-8689 | AST / Spill Containment and Overfill Protection | 2022-10-12 | 2027-10-12
EQ-983 | Self-Climat Overfill Protection Device, UL2583 & can/ULC-S661-2010-R2016 Model(s): Model"N","NT"and"INOX" 2",3"and 4"BSP Sizes | Western Global | Ahmed Khan | 866-814-2470 / 204-289-3530 | AST / Overfill Protection | 2022-10-12 | 2027-10-12
EQ-982 | Aboveground Dispenser Pedestal Model(s): 797DP | Petroleum Equipment Manufacturing CO., Inc. (PEMCO) | Jorge Tamayo | 305-558-9911 | Spill Containment | 2022-09-08 | 2027-09-08
EQ-981 | Vacuum Leak Detection System Model(s): VLM-P | Preferred Utilities Mfg. Corp. | Jacob Powell | 203-743-6741 | Leak Detection / Liquid Detector | 2022-08-22 | 2027-08-22
EQ-980 | Sikafloor 293 | Sika Corporation | Juan Leon | 256-483-0968 | Coatings AST/UST Synthetic or Concrete | 2022-08-12 | 2027-08-19
EQ-979 | Rafibra | Don Wood, Inc. | Luis A. Diaz | 407-293-0891 | Tanks / UST with Internal Secondary Containment Upgrade | 2022-07-18 | 2027-07-18
EQ-978 | 559-5278 Caterpillar Sub-Base Dual-Wall Diesel Fuel Storage Tank Model: FSBTJ48 | Caterpillar | Jo Liang | 404-661-5956 | Tanks / AST | 2022-07-08 | 2027-07-08
EQ-977 | Watertight Fiberglass Tank Sumps | Franklin Fueling Systems | Brad Fawcett | 608-838-5650 | Sump Liners / Installed as a part of Integral Piping, Upgrade, or Repair | 2022-06-13 | 2027-06-13
EQ-976 | Aboveground Diesel Fuel Tank (AST) Model: BZ1180 | Modutek International LLC | Roger Trent | 815-861-3159 | Tanks / AST | 2022-03-16 | 2027-03-16
EQ-975 | Underground Water Storage Tanks & UL1316 Fiberglass Fuel Tanks | Nationwide Tanks, Inc. | Taylor Carroll | 803-440-7051 | Tanks / UST | 2022-03-09 | 2027-03-09
EQ-974 | Model 014509 MK6 Tank Monitor with the Model 007660 Remote Tank Sensor | Husky Corporation | Roger Wiersma | 636-825-7234 | AST Overfill Alarm | 2022-03-09 | 2027-03-09
EQ-973 | LLP-203 Series | Pneumercator Co., Inc. | Jonathan Levy | 631-293-8450 | Line Leak Detector | 2022-03-09 | 2027-03-09
EQ-972 | P Series Pressure Switch | Ashcroft Inc. | Steven St. Hilaire | 203-385-0274 | Pressure Switch | 2022-03-09 | 2027-03-09
EQ-971 | Next New Construction and Next Retrofit Series Models NXT-NC, NXT-RF | S. Bravo Systems, Inc. | Keith Pearson | 323-888-4133 | Dispenser Sumps (Liners) | 2022-01-31 | 2027-01-31
EQ-970 | UL142-A Sub Base Generator Tank Models - 3SI 2000G & 1000G | 3S International Inc | John Kuykendall | 864-575-1777 | Tanks / AST with Secondary Containment Only; These Tanks are Required to be Equipped with Approved Overfill Protection, Spill Containment and Interstitial Release Detection | 2022-01-31 | 2027-01-31
EQ-969 | UL-142 Aboveground Double Wall Storage Tank | Dixie Tank Company | Chris Eidson | 904-781-9500 Ext 103 | Tanks / AST with Secondary Containment Requiring Additional Equipment | 2021-12-01 | 2026-12-01
EQ-968 | UL 142 Aboveground single wall and double-walled storage tanks | Cleanworld Service, Inc. dba Clark Welding | Melissa Clark | 276-565-3607 | Tanks / AST Single Wall Only; AST with Secondary Containment Requiring Additional Equipment | 2021-11-17 | 2026-11-17
EQ-967 | PSC Phoenix Internal Secondary Containment System | Tank Tech, Inc. | Dave Russell | 573-471-1932 | Tanks / UST with Internal Secondary Containment Upgrade | 2021-09-24 | 2026-09-24
EQ-966 | OPW Retail DSE Series Fiberglass Dispense Sump | OPW Retail Fueling | Gene Pope | 813-431-2009 | Dispenser Sumps (Liners) / USTs and ASTs | 2021-09-22 | 2026-09-22
EQ-965 | 4-FUEL Skid-mounted Single-walled Aboveground Storage Tank for Diesel Supply | Fuel Solution SRL | Claudio Rapacchia | (+39) 3917 606937 | Tanks / AST Single Wall Only | 2021-09-17 | 2026-09-17
EQ-964 | PMP 63510 Fiberglass Tank Interstitial Sensor | PMP Corporation | James Longworth | 860-677-9656 | Leak Detection / Liquid Detector | 2021-09-10 | 2026-09-10
EQ-963 | PMP 63510 Sump Sensor | PMP Corporation | James Longworth | 860-677-9656 | Leak Detection / Liquid Detector | 2021-09-10 | 2026-09-10
EQ-962 | UL142 Above Ground Double Wall Storage Tank; 12,355gal capacity | Kennedy Tank & Mfg. Co., Inc. | Rich Norris | 317-780-3528 | Tanks / AST with Secondary Containment Requiring Additional Equipment | 2021-08-13 | 2026-08-13
EQ-961 | UL142 / UL2085 Aboveground Storage Tanks; BLOC and GRANDE Product Lines | Unity Fuel Solutions Ltd. | Robert Salerno | 800-234-1689 | Tanks / UST with Secondary Containment Requiring Additional Equipment | 2021-08-04 | 2026-08-04
EQ-960 | 30-35 GPM Submersible Pump Package w/ 3" Overfill Prevention Remote Fill | Hughes Tank Company Inc. | Paige Hughes | 972-366-8684 | Tanks / AST with Enclosed Secondary Containment Equipped with Overfill Protection, Spill Containment, and Leak Detection/ Liquid Detector | 2021-07-29 | 2026-07-29
EQ-959 | UL 142 Single& Double-Walled Flameshield; round-horizontal; ranging in capacity of 300-30,000 gallons. Dual compartment variations available. | Hughes Tank Company Inc. | Paige Hughes | 976-366-8684 / 682-916-2132 | Tanks / AST with Secondary Containment Requiring Additional Equipment; AST / AST Single-Wall Only | 2021-07-16 | 2026-07-16
EQ-958 | UL Double-walled Underground Storage Tank, UL MH17437, for Flammable Liquids | Petrogas Group of McAllen, LLC | Felipe De la Cerda | 955-683-1616 | Tanks / UST with Secondary Containment Requiring Additional Equipment | 2021-06-29 | 2026-06-30
EQ-957 | UL 142 / UL 2085 Aboveground Fireguard Double-Walled Saddle Tanks, 500gal - 20,000gal capacity | Hughes Tank Company Inc. | Paige Hughes | 976-366-8684 / 682-916-2132 | Tanks / AST with Secondary Containment Requiring Additional Equipment | 2021-06-03 | 2026-06-03
EQ-956 | Aboveground Secondary Containment Rectangular Tanks for Flammable and Combustible Liquids on Supports, listed as UL-142 and CAN/ULC-S601 Tanks vide UL File MH45322 in about eight varying storage capacities. | Western Global | Ahmed Khan | 866-814-2470 / 204-289-3530 | Tanks / AST with Secondary Containment and Spill Containment | 2021-04-27 | 2026-04-27
EQ-955 | PAT or ABOVEGROUND PROTECTED TANKS, UL-2085 / UL- 142 / ULC-S655-14 LISTED FUEL STORAGE TANKS | Western Global | Ahmed Khan | 866-814-2470 / 204-289-3530 | Tanks / AST with Secondary Containment and Spill Containment | 2021-04-26 | 2026-04-26
EQ-954 | 19NA is a liquid applied with gage rake/trowel to thickness between ¼” to 3/8”; 22 NA is liquid applied with gage rake or notched squeegees to thickness between 3/16” to 1/4”; 24NA is a liquid applied with gage rakes to thickness between 1/8inch to 3/16inch; 29NA is a liquid applied by trowel for cove bases and vertical applications; 31NA is applied with notched squeegees to thickness between 16 to 20 mils, All of the PURCHEM materials work as a MVT Control coating for resinous floor systems and can be applied over green or damp concrete. | Sika Corporation | Juan Leon | 256-483-0968 | Coatings AST/UST Synthetic or Concrete | 2021-02-18 | 2026-02-18
EQ-953 | ABOVE GROUND 10,000 GALLON DUAL COMPARTMENT 5000\5000 UL 2085 FIREGUARD SADDLE TANK. 30 YEAR WARRANTY | Hughes Tank Company Inc. | Paige Hughes | 972-366-8684 / 682-916-2132 | Tanks / AST with Secondary Containment Requiring Additional Equipment | 2021-01-26 | 2026-01-26
EQ-952 | 28-30GPM 115Volt Pump Package-no remote fill; 500 gallon UL 142 Double Wall skid tank, 1000 gallon UL 142 Double Wall skid tank, 2000 gallon UL 142 Double Wall skid tank (EQ-951) with installed equipment; Fill Rite FR311VN Pump & Meter, Cimtek Filter, 1"x18' VST hose, Emco Wheaton Swivel, Emco Wheaton Breakaway, OPW auto shut off nozzle, vent pipe, Morrison spill container(EQ-725), Sky Bitz Monitor, At-A-Glance K-2-76 Interstitial gauge(EQ-675) | Hughes Tank Company Inc. | Paige Hughes | 972-336-8684 / 682-916-2132 | Tanks / AST with Enclosed Secondary Containment Equipped with Overfill Protection, Spill Containment, and Leak Detection/ Liquid Detector; Tanks/ AST with Secondary Containment and Spill Containment | 2026-01-20 | 2026-01-21
EQ-951 | AST UL 142 Single & Double Wall, FLAMESHIELD, FIREGUARD, F921 Tanks; Round & Rectangular; Horizontal & Vertical; 500, 1000, & 2000-gallon capacity | Hughes Tank Company Inc. | Paige Hughes | 976-366-8684 / 682-916-2132 | Tanks / AST with Secondary Containment Requiring Additional Equipment; Tanks / AST Single-Wall Only | 2021-01-20 | 2026-01-21
EQ-950 | TMS4000 Series Tank Management Systems | Pneumercator Co., Inc. | Jonathan Levy | 631-293-8450 | Leak Detection / Liquid Detector, UST & AST Overfill Protection | 2021-01-12 | 2026-01-12
EQ-949 | Flowline Echopod Ultrasonic Level Sensor / Transmitter; Models DL10, DL14, DL24, DX10 | Flowline Incorporated | Adrian Totten | 919-656-5402 | Leak Detection / Liquid Detector and UST/AST Overfill Protection | 2020-01-08 | 2026-01-08
EQ-948 | VEGA Americas, Inc VEGAPULS 21, 31, C21, C22, C23 Liquid Level Gauging - liquid level gauging in flammable liquids in stationary tanks. They are intended for use with all petroleum products and their derivatives. This series of radar level sensors can be used with solvents, alcohols, ethanol and other chemical solutions including acids. They are not intended to be used with ammonia. | VEGA Americas, Inc | Greg Tischler | 513-272-7476 | Leak Detection / Automatic Tank Gauging and UST/AST Overfill Protection | 2020-11-20 | 2025-11-20
EQ-947 | EVO6 Series Fuel Management System – Model numbers EVO™600, EVO™6000 | Franklin Fueling Systems | Brad Fawcett / Jason Garrett | (608) 838-5650 / (706) 286-0729 | Leak Detection / Continuous Automatic Tank Gauging | 2020-11-04 | 2025-11-04
EQ-946 | MCleak™ (0.005 gph) is used to detect leaks in the interstice of a double-walled tank, dispenser sump, sump, spill bucket. | Leak Detection Technologies, Inc. | Shelby Butters | 855-255-5325x720 | Leak Detection / Breach of Integrity | 2020-09-28 | 2025-09-28
EQ-945 | MCleak™ (0.1 gph) is used to detect leaks in the interstice of a double-walled tank, dispenser sump, sump, spill bucket. | Leak Detection Technologies, Inc. | Shelby Butters | 855-255-5325x720 | Leak Detection / Breach of Integrity | 2020-09-28 | 2025-09-28
EQ-944 | DPleak® (0.005 gph) is used to detect leaks from primary and secondary containment systems. | Leak Detection Technologies, Inc. | Shelby Butters | 855-255-5325x720 | Leak Detection / Breach of Integrity | 2020-09-28 | 2025-09-28
EQ-943 | DPleak® (0.1 gph) - Detects leaks on secondary and spill containment sumps, UDC, and spill buckets. | Leak Detection Technologies, Inc. | Shelby Butters | 855-255-5325x720 | Leak Detection / Breach of Integrity | 2020-09-21 | 2025-09-21
EQ-942 | AST Series 1518 and 1519 Horizontal or Vertical Tank – Mechanical Tank Top Level Gauge: Tank Liquid Level Gauge with Overfill Alarm Relay Output -1519 only (to a Morrison Bros. Alarm sold separately) | Morrison Bros. Co. | Jerry Schollmeyer | 800-553-4840 | Tanks / AST with Overfill Protection/ and Leak Detection/ Liquid Detector | 2020-07-14 | 2025-07-14
EQ-941 | AST Series 1618 and 1619 Vertical Tank Level Gauge: Vertical Tank Liquid Level Gauge with Overfill Alarm Relay Output (1619 Only) | Morrison Bros. Co. | Jerry Schollmeyer | 800-553-4840 | AST / Overfill Protection; AST Leak Detection/ Liquid Detector | 2020-07-10 | 2025-07-10
EQ-940 | Industrial Metal Fabricator single-walled carbon steel UL-142 AST for high viscosity products. Model 113094, UL File No. MH 14571 (8,000 gals) | Industrial Metal Fabricators | Les Brown / Joe Felix | 604-509-9322 | Tanks / AST Single-Wall Only | 2020-07-16 | 2025-07-16
EQ-939 | Genesis Secondary Containment Tank System - Rigid Wall Retrofit Secondary Containment Systems for USTs | Poly Lining Systems | Tony Rieck / Greg Eaton | 719-359-8467 / 508-878-6041 | Tanks / UST with Internal Secondary Containment Upgrade | 2020-06-22 | 2025-06-22
EQ-938 | RigidFlex and FR-Eco Sump and Entry Test Fittings for ASTs and USTs. UL File No. MH28727 | ZJ Industrial Products LLC | Callahan Williams | 844-850-0005 | Sump Liners and Dispenser Sumps (Liners) / USTs and ASTs | 2020-06-19 | 2025-06-19
EQ-937 | OPW 200TG Series Mechanical Tank Gauge Model Numbers 200TG-ENG, 200TG-ENG40 UL File No. MH29367 | OPW Retail Fueling | Gene Pope | 813-431-2009 | AST / Overfill Protection | 2020-06-18 | 2025-06-18
EQ-936 | Shop fabricated Carbon Steel and Stainless-Steel Single and Double-walled UL 142 Tanks. UL File No. MH3074 | Southern Tank & Mfg. Co | Charles Mackey | 270-684-2321 | Tanks / AST Single-Wall Only and AST with Secondary Containment Requiring Additional Equipment | 2020-05-29 | 2025-05-29
EQ-935 | AM TANK 250 - 800 - 2300 Skid mounted diesel tank - UL 142 equivalent. Registered with conditions | EMILIANA SERBATOI SRL | Guastalli Giulio | (+39) 34 023 48275 | Tanks / AST with Secondary Containment and Spill Containment | 2020-05-27 | 2025-05-26
EQ-934 | SMART COMM Controller | AXI International | Michael Piedimonte | 239-271-3616 | Leak Detection / Liquid Detector | 2020-05-01 | 2025-05-01
EQ-933 | Steel Tank Interstitial Sensor - Single Point Non-Discriminating - Models PMP 63420 and 63460 | PMP Corporation | James Longworth | 860-677-9656 | Leak Detection / Liquid Detector | 2020-05-07 | 2025-05-07
EQ-932 | Fiberglass Tank Interstitial Sensor - Single Point Non-Discriminating - Model PMP 63409 | PMP Corporation | James Longworth | 860-677-9656 | Leak Detection / Liquid Detector | 2020-05-07 | 2025-05-07
EQ-931 | Franklin Fueling Systems Classic Series Dispenser Sump Models DP-1816, DP-2014, DP-2816, and DP4721 | Franklin Fueling Systems | Brad Fawcett / Jason Garrett | (608) 838-5650 / (706) 286-0729 | Dispenser Sumps (Liners) / UST | 2020-04-09 | 2025-04-09
EQ-930 | Fuelogic Custom Made Double-walled UL 142 ASTs – MH60877 | Fuelogic, LLC | Tim Coons | 404-996-1282 | Tanks / AST with Secondary Containment Requiring Additional Equipment | 2020-04-02 | 2025-04-02
EQ-929 | AST Series 724 Interstitial Leak Indicator and 724O Overfill Indicator | Morrison Bros. Co. | Jerry Schollmeyer | 800-553-4840 | AST / Overfill Protection; AST Leak Detection/ Liquid Detector | 2020-03-18 | 2025-03-18
EQ-928 | AST 915 Series Overfill Alarm Models 915, 915S, 915ST, and 915HB | Morrison Bros. Co. | Jerry Schollmeyer | 800-583-4840 | AST / Overfill Protection | 2020-03-03 | 2025-03-03
EQ-927 | PERMATANK® double-wall jacketed UST. UL File MH9301. | Steel Tank Institute | Joseph Mentzer | 847-438-8265 | Tanks / UST with Secondary Containment | 2020-02-25 | 2025-02-26
EQ-926 | Piping Sump Sensors - Single Point Non Discriminating - Models 63228 and 63229 | PMP Corporation | James Longworth | 860-677-9656 | Leak Detection / Liquid Detector | 2020-01-21 | 2025-01-21
EQ-925 | NORWESCO 2,100 -20,000-gallon Polyethylene Aboveground Vertical Tanks | Chemical Containers, Inc. | Michael Motis | 863-528-4340 | Tanks / AST Single-Wall Only | 1/8/2020 Updated 2/5/2020 | 2025-02-05
EQ-924 | NETCOMM TOUCH PLUS Controller | AXI International | Michael Piedimonte | 239-690-9589 | Leak Detection / Liquid Detector | 2019-12-19 | 2024-12-30
EQ-923 | PS3208 Submersible Level Transmitter | ifm efector, inc. | Josh Schaus | 610-524-2808 | Leak Detection / Liquid Detector | 2019-11-25 | 2024-12-02
EQ-922 | 602 Carbon Series SW and DW Dispenser Sumps | Franklin Fueling Systems | Brad Fawcett / Jason Garrett | (608) 838-5650 / (706) 286-0729 | Dispenser Sumps (Liners) / UST | 2019-10-18 | 2024-10-18
EQ-921 | 3.5 Gallon Direct Fill Containment Box Model TBS35 | Triple B Supply, Inc. | Doug Boes | dboes@triplebsupply.com | AST / Spill Containment Devices | 2019-09-25 | 2024-09-25
EQ-920 | LR2050 Level transmitter | ifm efector, inc. | Josh Schaus | 610-524-2808 | Leak Detection / Liquid Detector | 2019-10-15 | 2024-10-18
EQ-919 | Squibb Tank Company UL 142 Single and Double-walled ASTs. Capacities from 1,000-50,000 gallons. UL File No. MH7802 | Squibb Tank Company | Timothy Squibb | 628-548-0141 info@squibbtank.com | Tanks / AST Single-Wall Only and AST with Secondary Containment Requiring Additional Equipment | 2019-09-05 | 2024-09-05
EQ-918 | Certified Tank & Mfg. UL 142 Double-walled AST Model Number 10kHDWUL102.312 | Certified Tank and Mfg., LLC | Dan Rohr | 217-416-4700 | Tanks / AST with Secondary Containment Requiring Additional Equipment | 2019-08-07 | 2024-08-07
EQ-917 | LC2000 Series Leak/Point-Level Alarm Console – used with the following Pneumercator leak sensor models: ES825-100F/XF/CF, ES825-200F/XF, LS600LDxx Series, LS610, RSU80x Series, RSU810; and with the following Point-Level Overfill sensors: LS600 Series | Pneumercator Co., Inc. | Jonathan Levy | 631-293-8450 | Leak Detection / Liquid Detector and AST and UST Overfill Protection | 2019-06-03 | 2024-06-03
EQ-916 | Fidelity Mfg. UL 2085 Secondary Containment Aboveground Generator Base Tank | Fidelity Manufacturing | Curt Missall | 352-414-4700 | Tanks / AST with Secondary Containment Requiring Additional Equipment | 2019-02-28 | 2029-02-28
EQ-915 | Dri-sump Containment Tightness Test | ACCENT Environmental Services, Inc. | Daniel Brevard | 409-842-0150 | Miscellaneous - Hydrostatic and Containment Integrity Testing | 2019-02-05 | 2024-02-05
EQ-914 | Tank Level Alarm and Alarm Box. Models IS-AB and IS-T | Gizmo Engineering | Peter Blokhuis | 585-301-0970 | Leak Detection / Liquid Detector and AST Overfill Protection | 2019-01-25 | 2024-01-25
EQ-913 | OPW ElectroTite Fiberglass Tank Sumps | OPW Retail Fueling | Gene Pope | 813-969-1900 | Sump Liners / Installed as a part of Integral Piping, Upgrade, or Repair | 2019-01-15 | 2024-01-15
EQ-912 | OPW FibreTite Fiberglass Tank Sumps | OPW Retail Fueling | Gene Pope | 813-969-1900 | Sump Liners / Installed as a part of Integral Piping, Upgrade, or Repair | 2019-01-15 | 2024-01-15
EQ-911 | UL 142 Single-Walled Aboveground Storage Tanks | Lannon Tank Co., LLC (dba Lannon Tank Corp. | Edgar Riteris | 262-251-7890 | Tanks / AST Single-Wall Only | 2019-01-04 | 2024-01-04
EQ-910 | VFI-200 Polyurea Plural Component Spray Coating for concrete | Volatile Free, Inc. | Mike Sullivan | 262-787-0400 | Coatings AST/UST Synthetic or Concrete | 2018-12-05 | 2023-12-05
EQ-909 | S. Bravo Systems, Inc. B1000 Series Single-wall and Double-wall Underground Dispenser Sumps (See also EQ-827) | S. Bravo Systems, Inc. | Keith Pearson & Mamdouh Elsharkawy | 800-282-7286 | Dispenser Sumps (Liners) | 2018-11-29 | 2027-01-10
EQ-908 | Clay and Bailey Overfill Prevention Valve 01228-03-41XX Series OPV. UL File No. MH25085 | Clay and Bailey Mfg. Co. | Boris Bajic | 816-924-3900 | AST / Overfill Protection | 2018-11-26 | 2028-12-19
EQ-907 | S. Bravo Systems, Inc. B800 Series Single-wall and Double-wall Commercial Transition Sumps | S. Bravo Systems, Inc. | Keith Pearson & Mamdouh Elsharkawy | 323-888-4133 | UST / Spill Containment Devices | 2018-11-16 | 2023-11-16
EQ-906 | Tiger Tanks, Inc. made to order API Std. 650 Steel Aboveground Storage Tank | Tiger Tanks, Inc. | Darryck Selk / Carol Bimat | 888-818-2657 | Tanks / AST Single-Wall Only | 2018-11-06 | 2023-11-06
EQ-905 | Meco Overfill and Interstitial Alarms for ASTs - Models 200400 ARL and 200400 ARL SS | Meco, Inc. | Renee Mroz-Powell | 619-466-1469 | Leak Detection / Liquid Detector and AST Overfill Protection | 2018-10-25 | 2023-10-25
EQ-904 | Tiger Tanks, Inc. made to order UL-142 Aboveground Storage Tank | Tiger Tanks, Inc. | Darryck Selk / Carol Bimat | 888-818-2657 | Tanks / AST Single-Wall Only | 2018-11-06 | 2023-11-06
EQ-903 | Double-Walled Fuel Tank Model(s): 80 - 1200 Gallon Fuel Tanks | Patterson Pump Company | Michael Ellers | 706-886-2101 | Tanks / AST with Enclosed Secondary Containment | 2018-10-08 | 2027-04-12
EQ-902 | Tank Alarm Panel Simplex Tank Commander TC-8 – Used to Monitors High Level, Low Level and Tank Leak Alarms | Simplex, Inc. | David Hurtado | 386-690-6361 | Leak Detection Equipment – Sensors, Alarms and Control Panels | 2018-09-20 | 2028-12-11
EQ-901 | Rochester Gauge Magnetic Liquid-Level Gauge Model Numbers: 6560, 6580, 8660, and 8680 - Updated 4/9/2020 | Rochester Sensors, LLC (Formerly Rochester Gauges LLC) | CService@RochesterSensors.com | 972-241-2161 | Leak Detection / Liquid Detector and AST Overfill Protection | 9/11/2018 Updated 4/9/2020 | 2028-06-27
EQ-900 | Morrison Bros. Co. 9095C Overfill Prevention Valve - Positive Shut-Off during Pressurized Fill | Morrison Bros. Co. | Don Montgomery | 563-880-6446 | AST / Overfill Protection | 2018-06-27 | 2028-12-11
EQ-899 | Red Lion Analog Process Input Panel Meter Model PAX® - 1/8 DIN Analog Input Panel Meters | Red Lion Control, Inc. | Joe Weaver | 717-767-6961 Ext. 6306 | AST / Overfill Protection | 2018-06-22 | 2023-06-22
EQ-898 | Franklin Fueling Systems TS-RA1 and TS-RA2 remote audible and visible alarm units. TS-RA2 for high background noise. TS-RK unit is a remote alarm acknowledgement unit for use with TS-RA1 and TS-RA2 | Franklin Fueling Systems | Brad Fawcett / Jason Garrett | (608) 838-5650 / (706) 286-0729 | UST/AST Overfill Protection | 2018-06-18 | 2028-02-28
EQ-897 | Flowline Echopulse & Echopro Pulse Radar – Model Numbers: LR10, LR11, LR15, LR16, LR20, LR21, LR25, LR26, LR30, LR31 | Flowline Incorporated | Adrian Totten / Jesus Aureoles | 862-598-3015 / 919-656-5402 | Leak Detection / Liquid Detector and UST/AST Overfill Protection | 2018-05-31 | 2023-05-31
EQ-896 | Icon SplitRepair Fittings - Compression* & Bonded Seal Icon SplitRepair Fittings - Related Materials: • Icon FastFuse ProTex Material Bonding Solvent • Sika Sikaflex 1a Gasket Sealant • Icon PetrolSeal Sealant • ProTex Material • Icon iBond Structural Bonder • Icon PolyFuse Structural Bonder | Icon Containment Solutions, LLC | Paul Reber | 855-379-7867 | Dispenser Liners / Installed as a part of Integral Piping, Upgrade, or Repair & Sump Liners/ Installed as a part of Integral Piping, Upgrade, or Repair | 2018-05-10 | 2023-10-04
EQ-895 | Morrison Bros. Co. Overfill Prevention Valve 9095AM3200 AV, 9095AM-3300 AV (For Pressure Fill) | Morrison Bros. Co. | Donald Montgomery | 563-880-6446 | AST / Overfill Protection | 2018-05-09 | 2028-10-16
EQ-894 | Pritchard Brown UL-142 Aboveground Sub-Base Fuel Tank. UL File Number MH15232 | Pritchard Brown, LLC | Alan Reed | 410-483-5875 | Tanks / AST with Enclosed Secondary Containment | 2023-06-08 | 2028-06-08
EQ-893 | Endress+Hauser FTL5x-xx Level Switch | Endress+Hauser | Dean Mallon | 317-530-1820 | Leak Detection / Liquid Detector and UST/AST Overfill Protection | 2018-04-02 | 2023-04-02
EQ-892 | Franklin Fueling Systems INCON™ Brand TS-STS Sump Test System (Previous Registrations EQ-327, EQ-337, and EQ-679). | Franklin Fueling Systems | Brad Fawcett / Jason Garrett | (608) 838-5650 / (706) 286-0729 | Leak Detection / Liquid Detector and Leak Detection/Breach of Integrity | 2018-03-28 | 2028-02-28
EQ-891 | Franklin Fueling Systems Statistical Continuous Automatic Leak Detection 3 (SCALD3®). To be used with EQ-652A, EQ-818, and EQ-890. | Franklin Fueling Systems | Brad Fawcett / Jason Garrett | (608) 838-5650 / (706) 286-0729 | Leak Detection / Continuous Automatic Tank Gauge | 2018-03-12 | 2028-02-28
EQ-890 | Franklin Fueling Systems EVO Series ATG. Model EVO200 and EVO400 for ASTs and USTs | Franklin Fueling Systems | Brad Fawcett / Jason Garrett | (608) 838-5650 / (706) 286-0729 | Leak Detection / Continuous Automatic Tank Gauge | 2018-03-05 | 2028-02-28
EQ-889 | UL 142 Single-Walled 8,000 gallon TK – 12X9-6 and 12,000 gallon TK – 13-6X11 AST UL FILE No. MH60306 | Watkins Industries, Inc. | Jason Sadler | 940-325-6008 / Jason@watkins-industries.com | Tanks / AST Single-Wall Only | 2018-02-28 | 2023-02-28
EQ-888 | Clay & Bailey Overfill Protection Valves 1228 Series 3”x4” with AST Testable Option - UL File No. MH25085. Part no. 1228-03-35XXT | Clay and Bailey Mfg. Co. | Boris Bajic | 816-924-3900 | AST / Overfill Protection | 2018-02-07 | 2028-02-08
EQ-887 | OPW SiteSentinel® Integra 100™ and 500™ Automatic Tank Gauging System | OPW Fuel Management Systems | Gene Pope | 813-431-2009 | AST/UST Overfill Protection | 2018-02-06 | 2023-02-06
EQ-886 | Titan UL 142 Single-walled 1,000-10,000 gallon Additive AST | Titan Industries, Inc. | Steven Law | 281-353-3600 | Tanks / AST Single-Wall Only | 2018-02-01 | 2028-07-21
EQ-885 | KUS-USA, Inc. Sensor Series Models SSS and SSL Fuel/Water Level Sensors | KUS-USA, Inc. | Alan Cartwright | 954-463-1075 | AST / Overfill Protection | 2018-01-04 | 2023-01-04
EQ-884 | Superior Storage Tanks UL 142 listed steel ASTs. Model numbers SRD 1000-ES; 1000DW; 672-gallon DW. UL File Nos. MH14783 and MH47464 | Superior Storage Tanks | Tim Henderson | 714-226-1914 | Tanks / AST with Secondary Containment Requiring Additional Equipment | 2018-01-03 | 2023-01-03
EQ-883 | Clay & Bailey Overfill Protection Valves Model Numbers 1228-03-22XX, 24XX, and 25XX UL File Number MH25085; Replaces EQ-669 | Clay and Bailey Mfg. Co. | Boris Bajic | 816-924-3900 | AST / Overfill Protection | 2017-12-11 | 2026-08-20
EQ-882 | Genset Spill Containment Box with Female Connection - 7.5 Gallon / 28 Liter | Clay and Bailey Mfg. Co. | Boris Bajic | 816-924-3900 | AST / Spill Containment Devices | 2017-12-01 | 2026-08-20
EQ-881 | Nation Tank and Trailer Double Wall Fuel Tanks UL142A Listed. Models RTD-1000-10-12 and RTD-2000 gallon-10-12 | Nation Tank and Trailer | Robbey Barnts | 877-207-0320 | Tanks / AST with Secondary Containment Requiring Additional Equipment | 2017-10-19 | 2022-10-19
EQ-880 | Tank Tech, Inc. - UL 1856 FRP Lining System | Tank Tech, Inc. | Dave Russel | 573-471-1932 | Coatings UST Synthetic or Concrete | 2017-07-24 | 2026-09-24
EQ-879 | Gen Set Spill Containment Box - 5 gallon generator base tank spill container | Clay and Bailey Mfg. Co. | Boris Bajic | 816-924-3900 | AST / Spill Containment Devices | 2017-07-10 | 2026-08-13
EQ-878 | Endress+Hauser Overfill Prevention System SOPX00 | Endress+Hauser | Gene Henry | 888-363-7377 | AST / Overfill Protection | 2017-08-01 | 2022-07-31
EQ-877 | Overfill Alarm and Acknowledgement Switch | Veeder-Root | David Emmington | 916-638-2066 | UST/AST Overfill Protection | 2017-05-19 | 2027-04-29
EQ-876 | TLS4 Consoles - 8601 Series | Veeder-Root | David Emmington | 916-638-2066 | Leak Detection / Automatic Tank Gauge | 2017-05-18 | 2027-04-29
EQ-875 | Mass Tank ASTs and USTs. Additionally under EQ-561 and EQ-434A. | Mass Tank | Carl Horstmann | 508-923-3445 | Tanks / ASTs and USTs | 2019-05-26 | 2024-09-26
EQ-874 | 6100 Series (6100-09-12XX, 14XX, 15XX and 17XX Series) Spill Containment Devices including version with internal hinge. UL file No. MH25085; Replaced EQ-740 | Clay and Bailey Mfg. Co. | Boris Bajic | 816-924-3900 | AST / Spill Containment Devices | 2017-04-28 | 2026-07-28
EQ-873 | Morrison Clock Gauge Model(s): 818, 818F, 818C, 818T, 818MET | Morrison Bros. Co. | Jerry Schollmeyer | 800-553-4840 | AST / Overfill Protection | 2017-04-26 | 2027-06-03
EQ-872 | Models 1218 Console & 1218 Sensor | Morrison Bros. Co. | Don Montgomery | 800-553-4840 | Leak Detection / Liquid Detector and AST Overfill Protection | 2017-03-06 | 2027-09-09
EQ-871 | L312, L312E, L500 and L500E Series Liquid Level Switches | Solutions with Innovation, LLC | Robert Budnik | 203-729-6434 | Leak Detection / Liquid Detector and UST/AST Overfill Protection | 2017-01-25 | 2027-01-11
EQ-870 | Aboveground Stainless Steel Dispenser Sump; Model(s): A0718-XXX | Emco Wheaton Retail Corporation | John Vautier | 407-625-8339 | Dispenser Liners / Installed as a part of Integral Piping, Upgrade, or Repair | 2017-01-24 | 2027-06-23
EQ-869 | 3000 Double-walled UL 142 Aboveground Storage Tank | Delta Tank, Inc. | Chris Steelman | 972-977-0337 | Tanks / AST with Secondary Containment Only; These Tanks are Required to be Equipped with Approved Overfill Protection, Spill Containment and Interstitial Release Detection | 2017-01-17 | Registration Expired 1/17/2022
EQ-868 | Tank Alam with Rotating Beacon Model(s): 918SB, 918DB, 918QB | Morrison Bros. Co. | Jerry Schollmeyer | 800-553-4840 | UST/AST Overfill Protection | 2016-12-16 | 2027-04-12
EQ-867 | L170-0101-3002 and L007-0402-0203 Series Liquid Level Switches | Solutions with Innovation, LLC | Thomas Williams | 203-729-6434 | Leak Detection / Liquid Detector and UST/AST Overfill Protection | 2016-06-27 | 2027-01-11
EQ-866 | Krampitz International CA Minotaur® Petrol Station Systems and Krampitz Tank Systems | Krampitz International CA | Christopher Leigh | +49(0)5851 / 9443-0 | Tanks / AST with Enclosed Secondary Containment | 2016-07-05 | Registration Expired 1/11/2022
EQ-865 | Special-Purpose Aboveground Storage Tanks | Tower Power Solutions LLC | Steve Zastrow | 414-214-7700 | Tanks / AST with Secondary Containment and Spill Containment; This Tank is Required to be Equipped with Approved Interstitial Release Detection | 2016-06-07 | Registration Expired 1/11/2022
EQ-864 | S. Bravo Systems, Inc. Direct Replacement – Bolted Fittings and Direct Replacement – Thread on Penetration Fittings | S. Bravo Systems, Inc. | Jonathan Smith | 800-282-7286 323-888-4133 | Piping / Piping with Enclosed Secondary Containment Equipped with Sump Liner, Dispenser Liner, and Interstitial Release Detection (Piping Entry Fittings) and Sump Liners / Installed as a part of Integral Piping, Upgrade, or Repair | 2016-05-10 | 2027-01-10
EQ-863 | OPW SiteSentinel®Nano® Console Tank Gauge, Probes and Sensors | Pope and Associates, Inc. | Gene Pope | 813-969-1900 | UST/AST Overfill Protection and Leak Detection/ Liquid Detector and Automatic Tank Gauging | 2016-03-04 | 2027-01-11
EQ-862 | Morrison Brothers Co. Model 924 & 924S, 924LS, 925 & 925S Series Liquid Sensors | Morrison Bros. Co. | Jerry Schollmeyer | 800-553-4840 | UST/AST Overfill Protection and Leak Detection/ Liquid Detector | 2016-02-01 | 2027-03-14
EQ-861 | Model 918DP Dual Point Clock Gauge | Morrison Bros. Co. | Jerry Schollmeyer | 800-553-4840 | AST / Overfill Protection | 2016-02-01 | 2027-04-12
EQ-860 | UL 142 Single-Walled and Double-Walled Aboveground Storage Tanks; 6,000gal capacity | Kennedy Tank & Mfg. Co., Inc. | Paul Bolin | 800-445-1344 | Tanks / AST Single-Wall Only; AST with Secondary Containment Requiring Additional Equipment | 2016-01-08 | Registration Expired 1/11/2022
EQ-859 | OPW Fibrelite Multiport Spill Containers | Pope & Associates, Inc. | Gene Pope | 813-969-1900 | UST / Spill Containment Devices | 2015-12-30 | 2027-01-11
EQ-858 | Morrison Brothers Co. Model 9095X Series and Model 9095 SA and 9095 SS Series Overfill Protection Valves | Morrison Bros. Co. | Jerry Schollmeyer | 800-553-4840 | UST/AST Overfill Protection | 12/7/2015 5/15/2019 | 2027-02-22
EQ-857 | Assmann Corporation of America Single-Walled Polyethylene Aboveground Storage Tank [Chemical Storage Only] | Assmann Corporation of America | Steve Rowlison | 888-357-3181 | Tanks / AST Single-Wall Only; These Tanks are Required to be Equipped with Approved Overfill Protection, Spill Containment and Interstitial Release Detection | 2015-12-23 | 2026-08-09
EQ-856 | Perma-Pipe Ultra-FS™ Secondary Containment Piping for fuel-oil applications | Hurtado.cc | David Hurtado | 386-690-6361 | Piping / Piping With Enclosed Secondary Containment Equipped with Sump Liner, Dispenser Liner, and Interstitial Release Detection (Rigid Piping) | 2015-11-24 | 2027-08-22
EQ-855 | [6 empty] | Revoked
EQ-854 | Fuelogic Model Float Switches and FM Float Switch Assemblies | Fuelogic (Parent Company -Design By Initiative) | Tim Coons | 404-996-1282 | UST/AST Overfill Protection and Leak Detection/ Liquid Detector | 2015-11-09 | 2027-05-09
EQ-853 | Raptor-CO/SC Secondary Containment Coating | Raptor USA, LLC | Ryan Richetti | 844-727-8678 | Coatings AST/UST Synthetic or Concrete | 2015-10-23 | Registration Expired 1/11/2022
EQ-852 | CETCO Geosynthetic Clay Liners, Bentomat and Claymax Systems | CETCO | Michael Rublaitus | 800-527-9948 | Coatings AST/UST Synthetic or Concrete | 2015-10-23 | Registration Expired 1/11/2022
EQ-851 | Morrison Bros. Co. 2 inch and 3 inch Model 9095AA Series of Overfill Prevention Valves | Morrison Bros. Co. | Jerry Schollmeyer | 800-553-4840 | AST / Overfill Protection | 2015-10-23 | 2027-02-22
EQ-850 | UL 2085 Above Ground Fuel Storage Tank UL 142 File #MH29522 | Coastline Power Solutions (Formerly Advanced Manufacturing & Power Systems, Inc.) | Joseph Scofield | 386-822-5565 | Tanks / AST with Secondary Containment and Spill Containment | 2015-10-23 | 2027-02-01
EQ-849 | Fuel Tech Inc. 3in Spill Box for Aboveground Storage Tanks | Fuel Tech Inc. | Ed Fogle | 800-628-1863 | AST / Spill Containment | 2015-07-22 | Registration Expired 1/11/2022
EQ-848 | Dragon Production Equipment’s SLOPS Aboveground Storage Tank | OnQuest (Division of Primoris) | Christopher Fox | 909-451-0500 | Tanks / AST Single-Wall Only; These Tanks are Required to be Equipped with Approved Overfill Protection, Spill Containment and Interstitial Release Detection | 2015-07-15 | Registration Expired 1/11/2022
EQ-847 | CHEMCLAD XC, ENCRETE-DuraQuartz and ENCRETE-DuraFill Coatings | Enecon Corporation | Elizabeth Kessler | 888-436-3266 | Coatings AST/UST Synthetic or Concrete | 2015-05-15 | Registration Expired 1/11/2022
EQ-846 | TCS 380-25 and TCS 380-CL Polyurea Spray Elastomer Systems for Secondary Containment Coating | MatLor LLC (Formerly Total Containment Solutions, Inc.) | Mike Whitener | 239-410-1522 | Coatings AST/UST Synthetic or Concrete | 2015-05-15 | 2027-09-08
EQ-845 | UL 142 Single -Wall and Double Wall Aboveground Storage Tanks; | Jake’s Machining & Rebuilding Services Inc. | Jake Krippelz III | 630-892-3291 | Tanks / Single-Wall Only; Tanks/AST with Secondary Containment Requiring Additional Equipment | 2015-03-23 | 2026-07-27
EQ-844 | Franklin Fueling Systems - Fiberglass Turbine Sump Models TM4236-0/0-XX-X, TM4836-0/0-XX-X, TMA4236-0/0-XX-X, TMA4836-0/0-XX-X, TS4236-0/0-XX-X, TD4236-0/0-XX-X, TD4836-0/0-XX-X, TDA4236-0/0-XX-X, and TDA-4836-0/0-XX-X | Franklin Fueling Systems | Brad Fawcett / Jason Garrett | (608) 838-5650 / (706) 286-0729 | Sump Liners / Installed as a part of Integral Piping, Upgrade, or Repair | 2015-05-27 | 2027-02-22
EQ-843 | TraceTek LDS_LS-3 Float Sensor and TraceTek TTDM-128 Leak Detection Master Module | Talon Industries, Inc. | Clyde Williamson | 817-265-5511 | Leak Detection / Liquid Detector | 2015-03-23 | Registration Expired 1/11/2022
EQ-842 | Sika Corporation: Sikafloor® 161 primer, Sikafloor® 700 Coating, and Sikafloor® 340 aliphatic urethane, the Pecora Corporation: Pecora P-53-VOC primer, and Synthacalk™ GC2+ sealant, Prime Resins, Inc.: Prime Flex™ 900 MV foam injection resin and the De Neef Construction Chemicals, Inc. Dry Oakum jute oakum crack filler. | Sika Corporation | Juan Leon | 256-483-0968 | Coatings AST/UST Synthetic or Concrete | 2015-05-15 | 2027-08-25
EQ-841 | Corrocoat Zip-E Coating | Corrocoat USA, Inc. | Peter Smyth | 904-268-4559 | Coatings AST/UST Synthetic or Concrete | 2015-03-23 | Registration Expired 1/11/2022
EQ-840 | Rosemount 5900 System (Raptor) | Emerson Process Management - Rosemount Tank Gauging Division | Lance Berry | 281-988-4000 | AST / Overfill Protection | 2015-02-02 | 2027-10-20
EQ-839 | Franklin Fueling Systems APT Sump Models TSD-W-4736 and TSM-W-4736 | Franklin Fueling Systems | Brad Fawcett / Jason Garrett | (608) 838-5650 / (706) 286-0729 | Sump Liners / Installed as a part of Integral Piping, Upgrade, or Repair | 2015-02-02 | 2027-02-22
EQ-838-R | Defender Series™ Overfill Prevention Valve Model(s): 708 Series | Franklin Fueling Systems | Brad Fawcett | (608) 838-5650 | UST / Overfill Protection | 1/14/2015 5/5/2017-Revised | 2027-06-03
EQ-838 | Franklin Fueling Systems Defender Series™ Overfill Prevention Valve | Franklin Fueling Systems |  |  | UST / Overfill Protection |  | Refer to EQ-838-R
EQ-837 | [6 empty] | Revoked
EQ-836 | Diversified Products Manufacturing, Inc.’s Watertight Tank Sump Retrofit Lid Kit (Model SU TSLF and SU TSAR) and Associated Sump Penetration and Repair Fittings | Mott-Smith Consulting Group, LLC | Marshall Mott-Smith | 850-391-9835 | Sump Liners / Installed as a part of Integral Piping, Upgrade, or Repair | 2015-01-05 | 2027-01-11
EQ-835 | EnviroThane Polyurea Coating | ArmorThane USA, Inc. | Hank Strathman | 417-831-5090 | Coatings AST/UST Synthetic or Concrete | 2014-12-23 | Registration Expired 1/11/2022
EQ-834 | Model 918AC System Interface | Morrison Bros. Co. | Kelly Briant | 800-553-4840 | Leak Detection / Continuous Automatic Tank Gauging | 2014-12-23 | 2027-03-14
EQ-833 | CHEMCLAD-P4C Primer and CHEMCLAD SC Polymer Coating | Enecon Corporation | Elizabeth Kessler | 888-436-3266 | Coatings AST/UST Synthetic or Concrete | 2014-12-23 | Registration Expired 1/11/2022
EQ-832 | 10 Series Miniature Fluid Level Switches | Advanced Control Technology, Inc. | Steve Walsh | 952-882-0000 | UST / Overfill Protection & AST / Overfill Protection & Leak Detection / Liquid Detector | 2014-10-17 | 2027-10-20
EQ-831 | Fozmula Limited G/LL65 Liquid Level Contents Gauge, T/LL200 Series Liquid Level Sensor, G/LL64 Liquid Level Contents Gauge, and T/LL130 Liquid Level Sensor | Component Specialists, Inc. | Marty Hendrickx | 815-623-7326 | UST / Overfill Protection & AST / Overfill Protection | 2014-10-17 | Registration Expired 1/11/2022
EQ-830 | Benjamin Moore Super Spec® Epoxy Mastic P45 and Corotech Coatings Surface Tolerant Epoxy Mastic Coating V160 | Epps Decorating Center | Scott Epps | 850-385-6649 | Coatings AST/UST Synthetic or Concrete | 2014-09-19 | Registration Expired 1/11/2022
EQ-829 | OPW 1-2200 Series Replaceable Single-Wall Spill Container | Pope and Associates | Gene Pope | 813-969-1900 | UST / Spill Containment Devices | 2014-09-19 | 2026-12-15
EQ-828 | APT Sump Model AST-2922 | Franklin Fueling Systems | Brad Fawcett / Jason Garrett | (608) 838-5650 / (706) 286-0729 | Dispenser Liners / Installed as a part of Integral Piping, Upgrade, or Repair | 2014-09-19 | 2027-02-22
EQ-827 | S. Bravo Systems Model B-1000/B1000-E Series Fiberglass Containment Sump (See also EQ-909) | Diamond Z Engineering | Jason Stapp | 800-282-7286 | Dispenser Liners / Installed as a part of Integral Piping, Upgrade, or Repair | 2014-08-15 | Registration Expired 1/11/2022
EQ-826 | P Series, S Series, and T Series Aboveground Storage Tanks under File # MH45150 | Western Global | Ahmed Khan | 204-772-6525 | Tanks / AST with Secondary Containment Only; These Tanks are Required to be Equipped with Approved Overfill Protection, Spill Containment and Interstitial Release Detection | 2014-08-15 | 2026-09-15
EQ-825 | Perma-Pipe, Inc. Type FS Secondary Containment Piping | Hurtado.CC | David Hurtado | 386-690-6361 | Piping / Piping with Enclosed Secondary Containment Equipped with Sump Liner, Dispenser Liner, and Interstitial Release Detection | 2014-05-15 | 2027-08-22
EQ-824 | Model EFVT.MH 28123 Special-Purpose Aboveground Storage Tank | ACS Manufacturing, Inc. | Ken Whisenhunt | 903-462-2008 | Tanks / AST with Secondary Containment Only; These Tanks are Required to be Equipped with Approved Overfill Protection, Spill Containment and Interstitial Release Detection | 2014-05-16 | Registration Expired 1/11/2022
EQ-823 | Model 434 Dispenser Pedestal for Aboveground Storage Tank Systems | Morrison Bros. Co. | Jerry Schollmeyer | 800-553-4840 | AST / Spill Containment | 2014-04-04 | 2027-04-12
EQ-822 | Corrocoat USA, Inc., Corroglass AR4 Coating | Corrocoat USA, Inc. | Julie S. Forte | 904-268-4000 | Coatings AST/UST Synthetic or Concrete | 2014-03-24 | Registration Expired 1/11/2022
EQ-821 | Phoenix Products USL-DW-WM-25 Secondary Containment Aboveground Storage Tanks | Phoenix Products | Nick Peavler | 904-945-6413 | Tanks / AST with Enclosed Secondary Containment Equipped with Overfill Protection, Spill Containment, and Interstitial Release Detection | 2014-03-24 | 2026-10-21
EQ-820 | S. Bravo Systems Entry Fittings and Entry Fitting Retrofits for Fiberglass Sumps: F Series Retrofit-S Fittings | S. Bravo Systems, Inc. | Micah Nelson | 800-282-7286 323-888-4133 | Piping / Piping With Enclosed Secondary Containment Equipped with Sump Liner, Dispenser Liner, and Interstitial Release Detection | 2014-03-24 | 2027-01-11
EQ-819 | Overfill Protection Devices: Liquid Level Switch, Model PLS and Overfill Models FA-AV, and FA-AV-D3 | Preferred Utilities Mfg. Corp. | Jacob Powell | 203-743-6741 | UST/AST Overfill Protection | 2014-03-24 | 2027-04-12
EQ-818 | Colibri Tank Monitor | Franklin Fueling Systems |  |  | Leak Detection / Liquid Detector |  | 2027-02-22
EQ-817 | Models LD 1001 Generic Leak Detection Sensor, CL 1001 Generic Continuous Level 4-20 mA Sensor, and LS 1001 Generic Level Float Switch | Rochester Sensors, LLC (Formerly FPI Sensors, LLC) | CService@RochesterSensors.com | 972-241-2161 | Leak Detection / Liquid Detector and UST/AST Overfill Protection | 1/13/2014 Updated 9/27/2019 | 2028-06-27
EQ-816 | UPP EVOH Piping System | Franklin Fueling Systems | Brad Fawcett / Jason Garrett | (608) 838-5650 / (706) 286-0729 | Piping / Piping With Enclosed Secondary Containment Equipped with Sump Liner, Dispenser Liner, and Interstitial Release Detection (Semi-Rigid Piping) | 2013-10-28 | 2027-02-22
EQ-815 | OPW 71SO-T Series "Testable" Overfill Prevention Valve | Pope & Associates, Inc | Gene Pope | 813-969-1900 | UST / Overfill Protection | 2013-10-08 | Refer to EQ-697
EQ-814 | OPW 300 Series Aboveground Spill Containers – Model POMECO/OPW 332AST (Model 331 obsolete as of 1/11/2022) | Pope & Associates, Inc | Gene Pope | 813-969-1900 | AST / Spill Containment Devices | 2013-09-26 | 2027-01-11
EQ-813 | Northern Technologies International Corporation Zerust® Oil & Gas - ReCAST-SSB System | Northern Technologies International Corporation | Customer Service techsupport@zerust.com | 763-404-8701 763-404-8702 | Miscellaneous - AST Cathodic Protection Systems | 2013-09-13 | 2026-12-15
EQ-812 | HEMPLE (USA) Inc. - Blome CP-83MP Epoxy Adhesive, Blome EC-66, Blome EC-90, Blome EC-R590, Blome Primer 75, and Blome TL-47-S Coatings | HEMPLE (USA) Inc. | Teresa Valdes | 936-523-6000 | AST/UST Liners – Synthetic or Concrete Coating | 2013-07-29 | Registration Expired 1/11/2022
EQ-811 | Patented Polyseam™ Coating, SC-3900-F-UB Coating, and CR-3000-F Coating | Bazsic Concepts Inc. (Formerly Industrial Maintenance Group, Inc.) | Pete Van Fossen | 800-627-0773 | AST/UST Liners – Synthetic or Concrete Coating | 2013-07-22 | Registration Expired 1/11/2022
EQ-810 | OPW Fuel Management Systems - OPW Model 327 VLLD - Line Leak Detector with Automatic Shut-off | Pope & Associates, Inc | Gene Pope | 813-969-1900 | Leak Detection / Line Leak Detector with Automatic Shut-off | 2013-07-02 | Registration Expired 1/11/2022
EQ-809 | Yancey Engineered Solutions Sub-base Aboveground Storage Tank System | Yancey Engineered Solutions | Sammy Toland | 678-591-9928 | Tanks / AST with Secondary Containment Only; These Tanks are Required to be Equipped with Approved Overfill Protection, Spill Containment and Interstitial Release Detection | 2013-06-26 | 2028-03-07
EQ-808 | Detectible Leak Test (MDleak®) Enhanced Leak Detection and Leak Location Test Method | Leak Detection Technologies, LLC | David Rabb | 855-255-5325 x700 | Leak Detection / Vapor Detector & Breach of Integrity | 2013-05-31 | Registration Expired 1/11/2022
EQ-807 | Husky Corporation 007 product line; Jarhead product line; Leak Guard product line; Black Knight product line; Red Fox product line; and Sentry product line for Aboveground Storage Tank Systems | Mott-Smith Consulting Group, LLC | Marshall Mott-Smith | 850-391-9835 | Leak Detection / Liquid Detector and AST Overfill Protection | 2013-04-18 | 2027-01-10
EQ-806 | ForTex & RigidFlex sump entry fittings, Sikaflex-1a sealant, FastFill (polyurea) sealant and PetroSeal sealant | Icon Containment Solutions, LLC | Paul Reber | 855-379-7867 | Dispenser Liners / Installed as a part of Integral Piping, Upgrade, or Repair & Sump Liners / Installed as a part of Integral Piping, Upgrade, or Repair | 2013-04-10 | Registration Expired 1/11/2022
EQ-805 | T/LL35X Series Liquid Level Sensor | Rochester Sensors | Yelena Musheghyan | 972-845-4208 | AST / Overfill Protection | 2013-04-03 | 2028-11-28
EQ-804-A | Leak Detection Technologies, Inc. Pipeline Hydrostatic (PHDleak®) Tightness Test Leak Detection Method | Leak Detection Technologies, Inc. | David Rabb | 855-255-5325 | Piping Testers / Bulk Product Piping Testing; API 1110 Testing or Equivalent | 2015-05-15 | Registration Expired 1/11/2022
EQ-804 | Pipeline Hydrostatic (PHDleak®) Tightness Test Leak Detection Method | Leak Detection Technologies, Inc. | David Rabb | 855-255-5325 | Piping Testers / Bulk Product Piping Testing; API 1110 Testing or Equivalent | 2013-03-08 | Registration Expired 1/11/2022
EQ-803 | OMNTEC Mfg., Inc. PROTEUS Line of Automatic Tank Line Gauging and Lead Detection Systems. (OEL8000III Series) | OMNTEC Mfg., Inc. | Antonio Elizalde | 631-981-2001 | Leak Detection / Continuous Automatic Tank Gauging | 2013-02-27 | 2026-03-30
EQ-802 | Corrocoat Limited Zipcoat & Polyglass VEF Coating for Sulfuric Acid Secondary Containment and AR3 Coating for Sulfuric Acid Secondary Containment | Corrocoat USA, Inc. | Josh Tankersley | 904-268-4559 | AST/UST Liners – Synthetic or Concrete Coating | 2013-02-19 | Registration Expired 1/11/2022
EQ-801 | Diversified Products Manufacturing, Inc. Resin Transfer Molded Fiberglass Transition Sump (24 x 24 inches) | Diversified Products Manufacturing, Inc. | John Rowe | 530-534-3966 | Dispenser Liners / Installed as a part of Integral Piping, Upgrade, or Repair | 2013-02-07 | 2027-01-11
EQ-800 | Tanks and Pipeworks Ltd. Try-Line System for Underground Storage Tanks | AET Compliance | Jason Wiles | 800-989-8298 | AST/UST Liners – Synthetic or Concrete Coating also Leak Detection – Liquid Detector | 2013-01-30 | Registration Expired 1/11/2022
EQ-799 | Low Range Differential-Pressure leak Detection and Integrity Monitoring System for ASTs | Vista Precision Solutions, Inc. | Stephen Ford | 931-667-5875 | AST / Tank Testers, API 653 Inspection | 2013-01-10 | Registration Expired 1/11/2022
EQ-798 | OPW Fuel Management Systems Site Sentinel iSite Series of Automatic Tank Gauges with Integra Console | OPW Retail Fueling | Gene Pope | 813-969-1900 | Leak Detection / Continuous Automatic Tank Gauging | 2013-01-03 | 2027-01-25
EQ-797 | Franklin Fueling Systems Dispenser Sumps Model Numbers DS3915-2 and DS3617 | Franklin Fueling Systems | Brad Fawcett / Jason Garrett | (608) 838-5650 / (706) 286-0729 | Dispenser Liners / Installed as a part of Integral Piping, Upgrade, or Repair | 2012-11-28 | 2027-02-22
EQ-796 | Newlife Liner Epoxy Lamination System | Stephen's Technologies, Inc. | Ken Barton | 888-783-7436 | AST/UST Liners – Synthetic or Concrete Coating | 2012-11-06 | Registration Expired 1/11/2022
EQ-795 | OPW 1-3700 Series Double Wall Edge™ Field Replacement Kits for 500L and 700L Spill Containers | Pope & Associates, Inc. | Gene Pope | 813-969-1900 | UST / Spill Containment Devices | 2012-10-30 | 2026-12-15
EQ-794 | OPW 1-3100 Series 15 Gallon Edge™ Double Wall Spill Container | Pope & Associates, Inc. | Gene Pope | 813-969-1900 | UST / Spill Containment Devices | 2012-10-30 | Refer to EQ-708
EQ-793 | Uroflex™ (UME38) Part A & Part B Coating System | Epoxytec | Michael Caputi | 877-463-7699 | AST/UST Liners – Synthetic or Concrete Coating | 2012-10-24 | Registration Expired 1/11/2022
EQ-792 | Metal Products Company, UL 2085 and UL 142 Generator Sub Base AST | Metal Products Company | Burcher Gammage | 770-945-8383 | Tanks / AST with Secondary Containment Only; These Tanks are Required to be Equipped with Approved Overfill Protection, Spill Containment and Interstitial Release Detection | 2012-08-24 | Registration Expired 1/11/2022
EQ-791R | Brugg Pipesystems Metallic Underground Fuel Pipe and Piping Over Water, Product Type: SECON X, SECON X II, and FLEXWELL HL | BRUGG Pipesystems North America (Formerly Priority Sales Associates, Inc.) | Jeff Smith | 770-442-8855 | Piping Over Water / Piping with Enclosed Secondary Containment Equipped with Sump Liner, Dispenser Liner, and Interstitial Release Detection (Also see EQ-791) | 2016-04-11 | 2027-08-25
EQ-791 | Brugg Pipesystems Metallic Underground Fuel Pipe: SECON X, SECON X II and FLEXWELL-HL | BRUGG Pipesystems North America (Formerly Priority Sales Associates, Inc.) | Jeff Smith | 770-442-8855 | Piping / Piping with Enclosed Secondary Containment Equipped with Sump Liner, Dispenser Liner, and Interstitial Release Detection (flexible piping) | 2012-08-16 | 2027-08-25
EQ-790 | NLC-101S Epoxy Spray System | New Life Coatings | Ken Barton | 863-438-8783 | AST/UST Liners – Synthetic or Concrete Coating | 2012-07-06 | Registration Expired 1/11/2022
EQ-789 (System #2) | System #2: Primer - Semstone 110 and Finish - Semstone 140 | Carboline Company | Matt Williams | 251-300-1597 | AST/UST Liners – Synthetic or Concrete Coating | 2012-07-06 | Registration Expired 1/11/2022
EQ-789 (System #1) | System #1: Primer - Carboguard 1340WB and Finish - Reactamine ET | Carboline Company | Matt Williams | 251-300-1597 | AST/UST Liners – Synthetic or Concrete Coating | 2012-07-06 | Registration Expired 1/11/2022
EQ-788 | Snyder Industries, Inc. Polyethylene Upright Storage Tank, Spec. #199202, Rev. G – 2/15/09 | Allied Universal Corporation |  |  | Tanks / AST Single-Wall Only; These Tanks are Required to be Equipped with Approved Overfill Protection, Spill Containment and Interstitial Release Detection |  | Registration Expired 1/11/2022
EQ-787 | Fill Port – Spill Container, Model No. 715 Series | Morrison Bros. Co. | Jerry Schollmeyer | 800-553-4840 | AST / Spill Containment | 2012-05-10 | 2027-02-18
EQ-786 | Two Piece Containment Sump - Model DHW-3617 | Franklin Fueling Systems | Brad Fawcett / Jason Garrett | (608) 838-5650 / (706) 286-0729 | Dispenser Liners / Installed as a part of Integral Piping, Upgrade, or Repair & Sump Liners / Installed as a part of Integral Piping, Upgrade, or Repair | 2012-05-03 | 2027-02-22
EQ-785-R | Special purpose AST Tanks under UL Listings UL142 & UL2085 Reference File #s: MH47836 Vol. 1; MH47836 Vol. ST1; MH47836 Vol. ST2; MH47836 Vol. CN1; MH48714 Vol. ST1; and MH48714 Vol. CN1 - Updated | Freeman Enclosure Systems, LLC | Cassie Freeman | 513-488-8563 | Tanks / AST with Secondary Containment and Spill Containment; These Tanks are Required to be Equipped with Approved Overfill Protection and Interstitial Release Detection | 2017-04-26 | 2027-12-13
EQ-785 | Special purpose AST Tanks under UL Listings UL142 & UL2085 Reference File #s: MH47836 Vol. 1; MH47836 Vol. ST1; MH47836 Vol. ST2; MH47836 Vol. CN1; MH48714 Vol. ST1; and MH48714 Vol. CN1 | Freeman Enclosure Systems, LLC | Dale Freeman | 513-488-8563 | Tanks / AST with Secondary Containment and Spill Containment; These Tanks are Required to be Equipped with Approved Overfill Protection and Interstitial Release Detection | 2012-04-11 | Refer to EQ-785-R
EQ-784 | Horizontal Spill Container Model 2 and Sidewalk Spill Container Model 3 | Preferred Utilities MFG. Corp. | Jacob Powell | 203-743-6741 | UST/AST Spill Containment Devices | 2012-03-05 | 2027-04-12
EQ-783 | Tank Gauge Model SDI-TG-EL-D4B; Discriminating Sensor - Models SDI-TG-EL-D4B, SDI-HD-A2-C, SDI-HD-A2-C-8, PLS, PS-LDS, RBS | Preferred Utilities MFG. Corp. | Jacob Powell | 203-743-6741 | UST/AST Overfill Protection; Leak Detection/Liquid Detector | 2012-03-05 | 2027-11-15
EQ-782 | Specialty Products, Inc. Coatings: Polyprime-100™ Primer, PTU™, PTU-AR™, Polyshield HT-SL™, K5™, Watersafe II™ and HT-100F UB™ | Specialty Products, Inc. | Chas Weatherford | 800-627-0773 | AST/UST Liners – Synthetic or Concrete Coating | 2012-03-16 | Registration Expired 1/11/2022
EQ-781A | Replaced by 2021 update | Tank Tech, Inc. |  |  |  |  | Discontinued
EQ-781 | Internal Stand-Alone Tank System (ISATS), also known as Stank-Alone Self Structural (SASS) | Tank Tech, Inc. | Dave Russell | 573-471-1932 | Tanks / UST with Internal Secondary Containment Upgrade System | 2012-03-08 | 2026-09-10
EQ-780 | Tank Fil-A-Larm Switch - Model SDI-HLS; Tank Gauge - Model SDI-TG-EL-D5; Discriminating Sensor - Models SDI-HD-A2-C and SDI-HD-A2-C-8 | Preferred Utilities MFG. Corp. | Jacob Powell | 203-743-6741 | UST/AST Overfill Protection; Leak Detection/Liquid Detector | 2012-02-14 | 2027-04-12
EQ-779 | OmegaFlex DoubleTrac Double Containment Pipe | OmegaFlex, Inc. | David Strick | 610-524-6484 | Piping / Piping With Enclosed Secondary Containment Equipped with Sump Liner, Dispenser Liner, and Interstitial Release Detection (Flexible Piping) | 2011-12-14 | 2026-12-15
EQ-778 | Fidelity Manufacturing, LLC - 7.5 Gallon Spill Bucket for ASTs (updated to include stainless steel construction as an option) | Fidelity Manufacturing | Mark Stromwall | 352-414-4700 | AST / Spill Containment | 11/7/2011 Updated 2/27/2019 | 2029-02-28
EQ-777 | PCE Double-Walled Containment System for Lined Tanks | PCE Petroleum Contractors Enterprise | Raul (Nick) Necoechea | 407-342-1385 | Tanks / UST with Internal Secondary Containment Upgrade System | 2011-08-19 | 2026-10-15
EQ-776 | Fibrelite Composites, Ltd., Fiberglass Sump Systems, Model Numbers: S45-1180; EL-G-E500; EL-G-LEG; S8CRD-390/WT; S8CRD-3100/MP/WSP-16-5; S8CRD-3100-OF/WSP-8-5; S/42-3100/MP16/SR-EXT/7-11; & S/42-3100/OF8/SR-EXT/7-11 | Mott-Smith Consulting Group, LLC | Marshall Mott-Smith | 850-391-9835 | UST / Spill Containment Devices & Dispenser Liners / Installed as a part of Integral Piping, Upgrade, or Repair & Sump Liners / Installed as a part of Integral Piping, Upgrade, or Repair | 2011-08-24 | Registration Expired 1/11/2022
EQ-775 | Leighton O'Brien Technologies, Qualitative Dry Line Test PM2 and Quantitative Wet Line Test PM2; the MassTech International, Ltd., ML3P Line and the MassTech 2 Wet Test and 002 Ullage Test System | Leighton O'Brien, Inc. | Jeff Stevenson | 888-275-3781 | UST / Tank and Line Tightness Tester Manufacturers | 2011-08-30 | Registration Expired 1/11/2022
EQ-774 | Armor Shield of America Sump Repair/In-Situ Construction System (previously called Double Wall Retrofit Systems, Inc. Sump Repair System) | Armor Shield of America [Previously Double Wall Retrofit Systems, Inc. (DSRI)] | Tony Rieck / Scott Sharp | 719-359-8467 / 513-684-0040 | Sump Liners / Installed as a part of Integral Piping, Upgrade, or Repair | 8/10/2011 Updated 1/25/2019 | 2024-01-25
EQ-773 | PCE Tank D/W Containment Interstitial Monitoring System for Lined Tanks – wet or dry interstitial monitoring of lined USTs | PCE Petroleum Contractors Enterprise | Raul (Nick) Necoechea | 407-342-1385 | Leak Detection / Liquid Detector | 2011-07-28 | 2026-10-15
EQ-772 | OPW Flexworks Piping - Models C075A; C10A; C15A; C20A and C30A | Pope & Associates, Inc. | Gene Pope | 813-969-1900 | Piping / Piping with Enclosed Secondary Containment Equipped with Sump Liner, Dispenser Liner, and Interstitial Release Detection | 2011-07-21 | 2027-01-11
EQ-771 | Corotech® V160 Surface Tolerant Epoxy Mastic (Previously - Super Spec® Epoxy Mastic P45 Coating System for Concrete - Secondary Containment Coating) | Benjamin Moore & Co. (Formerly Coronado Paint Company) | Guy Schnatter | 800-225-5554 | AST/UST Liners – Synthetic or Concrete Coating | 6/28/2011 Updated 8/1/2014 | Registration Expired 1/11/2022
EQ-770 | Spill Mate Models 125XFP20 and 125FPV20 | Petroleum Equipment Manufacturing CO., Inc. (PEMCO) | Jorge Tamayo | 305-558-9911 | AST / Spill Containment | 2011-06-23 | 2027-12-13
EQ-769 | TraceTek - TT5000-HUV Fuel Sensing Cable for Leak Detection for Aboveground Storage Tanks, Aboveground Piping, Piping Sumps and Dispenser Liners | Raychem Corporation (Formerly Industrial Heater) | Matt Cole | 859-694-1061 | Leak Detection / Liquid Detector | 2011-06-15 | 2027-06-22
EQ-768 | WE-Mac Manufacturing Co. - Pentair Water Double Wall Steel Storage Tanks - UL 142 | Southern Fire Protection of Orlando, Inc. | Bobby Caldwell | 407-323-4200 | Tanks / AST with Secondary Containment Only; Tanks are Required to be Equipped with Approved Overfill Protection, Spill Containment and Interstitial Release Detection | 2011-05-26 | Registration Expired 1/11/2022
EQ-767 | CAB Construction - Spill Box Model Numbers 52594-R and 52594-S | Cab Construction, Inc. | Paul Schley | 507-625-2233 | AST / Spill Containment | 2011-05-17 | 2026-11-17
EQ-766 | UL-142 Listed Aboveground Tanks for flammable liquids: Vertical Secondary Containment Tanks (Double-Wall), Horizontal Secondary Containment Tanks (Double-Wall), Horizontal Single-Wall Tanks on Saddles, Horizontal Secondary Containment Tanks on Saddles and Skids (Double-Wall), Horizontal Single-Wall and Secondary Containment Tanks on Skids, Open Top Dike Aboveground Tanks for Flammable Liquids, Rectangular Tanks | Hamilton Tanks, LLC | Mike Davis | 800-627-8265 | Tanks / AST with Secondary Containment Only; These Tanks are Required to be Equipped with Approved Overfill Protection, Spill Containment and Interstitial Release Detection; Tanks / AST Single-Wall Only | 2011-04-27 | Registration Expired 1/11/2022
EQ-765 | TRANSCUBE as 05TCG, 10TCG, 20TCG, 30TCG, 50TCG-AST, 100TCG-AST, UNICUBE AST as FCP250, FCP500, FCP1000, 200TTS-AST, 400TTS-AST, 100TT-IMDG, 200TT-IMDG and 200TT-IMDG-CAB under UL File # MH-45322 | Western Global | Ahmed Khan | 866-814-2470 / 204-289-3530 | Tanks / AST Vault System | 2011-04-15 | 2027-10-12
EQ-764-R | Emco Wheaton - Stainless Steel Spill containment insert for the A1005-XXXX Series | JV & Associates, Inc. | John Vautier | 407-625-8339 | UST / Spill Containment Devices & AST / Spill Containment | 2011-03-23 | Discontinued
EQ-764 | Emco Wheaton - Stainless Steel Spill containment insert for the A1005-505 Series | JV & Associates, Inc. |  |  | UST / Spill Containment Devices & AST / Spill Containment |  | Revoked
EQ-763 | Modern Welding Co. - Spill/Fill Box Containment Device, Model 6B1568-37, for UL 142 and UL2085 ASTs manufactured by Modern Welding Co. | Modern Welding Company of Florida, Inc. | Jeff Herter | 407-843-1270 | AST / Spill Containment | 2011-03-09 | Registration Expired 1/11/2022
EQ-762 | Pryco, Inc. - Remote Fill Station | Pryco, Inc. | Amanda Rankins | 217-364-4467 | UST / Spill Containment Devices; AST / Spill Containment Devices | 2011-01-05 | 2026-08-24
EQ-761 | Lide Industries UL-142 Aboveground Storage Tank | Lide Industries (dba PermianLide) | Dwain Broussard | 254-562-0233 | Tanks / AST Single-Wall Only; These Tanks are Required to be Equipped with Approved Overfill Protection, Spill Containment and Interstitial Release Detection | 2010-12-15 | Registration Expired 1/11/2022
EQ-760 | Braddock Double-Wall Integrity Test | Tank Tech, Inc. | Dave Russel | 573-471-1932 | UST / Tank and Line Tightness Tester Manufacturers | 2010-12-15 | 2026-09-10
EQ-759 | Bravo Systems B-700 Series Fiberglass Transition Sumps, Model #s: B-700-FS, B-700-FL, B-700-PS, B-710-FS, B-710-FL, B-710-PS, B-710-PL, B-750-FS, B-750-FL, B-760-FS, and B-760-FL; UL File no. MH26018 & | S. Bravo Systems, Inc. | Don Mukai | 323-888-4123 | Sump Liners / Installed as a part of Integral Piping, Upgrade, or Repair | 2010-11-17 | 2027-01-11
EQ-758 | RAWMAT HDB Type P and RAWMAT HDB Type PP Lining System | Rawell Environmental, Ltd. | Steven Flynn | +44(0) 151-632-5771 | AST/UST Liners – Synthetic or Concrete Coating | 2010-11-10 | Registration Expired 1/11/2022
EQ-757 | Franklin Fueling Systems 705-540 series, single-walled, 705-550 doubled series with interstitial integrity gauge(I2), and 705-550 double-walled spill containment models with Incon-intelligent controls FFS Model TSP-ULS interstitial sensor, UL File no. MH21091 | Franklin Fueling Systems | Brad Fawcett / Jason Garrett | (608) 838-5650 / (706) 286-0729 | UST / Spill Containment Devices | 2010-07-27 | 2027-02-22
EQ-756 | VersaFlex FSS 45DCF coating | Milamar Coatings (Formerly VersaFlex Incorporated) | Art Weiss | 913-321-9000 | AST/UST Liners – Synthetic or Concrete Coating | 2010-07-22 | Registration Expired 1/11/2022
EQ-755 | [6 empty] | Revoked
EQ-754 | UL 142, and UL 2085, Listed double wall aboveground tank with spill containment, UL File Numbers MH17021 and MH16810 | Del Zotto Products of Florida | Donald Trumble | 352-351-3834 | Tanks / AST with Secondary Containment and Spill Containment; These Tanks are Required to be Equipped with Approved Overfill Protection and Interstitial Release Detection | 2010-03-11 | 2029-01-12
EQ-753 | Emco Wheaton A1005-505C Series Spill containment | Emco Wheaton Retail Corporation | John Vautier | 407-625-8339 | UST / Spill Containment Devices | 2010-02-25 | 2026-06-18
EQ-752 | Double-Wall UL Listed Aboveground Storage Tank, UL File No. MH15058 | Atlantic Tank (Division of Cave Hill Corporation) | Lisa Moroniak / Nathan Mitchell | 800-522-4980 | Tanks / AST with Secondary Containment Only; These Tanks are Required to be Equipped with Approved Overfill Protection, Spill Containment and Interstitial Release Detection | 2010-02-24 | 2026-02-28
EQ-751 | DoubleTrac Series piping system, UL971A and UL1369 (combines EQ-715) | OmegaFlex, Inc. | David Strick | 800-355-1039 | Piping Over Water / Piping with Enclosed Secondary Containment Equipped with Sump Liner, Dispenser Liner, and Interstitial Release Detection | 2010-02-23 | 2026-11-17
EQ-750 | Convault Aboveground Fuel Storage Tank Model(s): CVT150-CVT12,000 | United Concrete Products, Inc. (Formerly ConVault, Inc.) | Greg Job | 352-457-2503 | Tanks / AST with Secondary Containment and Spill Containment; These Tanks are Required to be Equipped with Approved Overfill Protection and Interstitial Release Detection | 2023-06-08 | 2028-06-08
EQ-749 | UL 142 Listed double wall aboveground tank with spill containment, UL File Number MH45787 | Hennig, Inc. | Christian Grobe | 866-910-1784 | Tanks / AST with Secondary Containment and Spill Containment; These Tanks are Required to be Equipped with Approved Overfill Protection and Interstitial Release Detection | 2010-02-17 | 2027-01-11
EQ-748 | Seaman 1932 PTF polyurethane liner | Seaman Corporation | Bill Shehane | 704-987-0055 | AST/UST Liners – Synthetic or Concrete Coating | 2010-02-17 | Registration Expired 1/11/2022
EQ-747 | Double-Wall UL Listed Aboveground Storage Tank, UL File No. MH7760 | Nogales Highway Iron & Steel, Inc. (Tyco Enterprises, Inc.) | Sal Fragozo | 520-294-1542 | Tanks / AST with Secondary Containment Only; These Tanks are Required to be Equipped with Approved Overfill Protection, Spill Containment and Interstitial Release Detection | 2010-02-12 | Registration Expired 1/11/2022
EQ-746 | Zierke Spill Containment Box | Zierke Built Manufacturing, Inc. | LeRoy Larson | 800-269-2222 | AST / Spill Containment | 2010-02-12 | 2027-07-20
EQ-745 | Tankbau IV, IV-A, V, and V-A Release Prevention Barrier System | Mott-Smith Consulting Group, LLC (Tankbau GmbH) | Marshall Mott-Smith | 850-391-9835 | Tanks / Field Erected AST with Release Prevention Barriers | 2010-02-10 | Registration Expired 1/11/2022
EQ-744 | Double-Wall UL Listed Sub-Base Aboveground Storage Tank, UL File No. MH74278 | MEC (Mayville Engineering Company, Inc.) | Michael Wicke | 920-387-4500 Ext. 6477 | Tanks / AST with Secondary Containment Only; These Tanks are Required to be Equipped with Approved Overfill Protection, Spill Containment and Interstitial Release Detection | 2010-02-02 | Registration Expired 1/11/2022
EQ-743 | T/LL70 Float Switch and the T/LL 140 series sensor | Fozmula Limited | Chris Hands | UK +44(0)1926 466700 | AST / Overfill Protection | 2009-11-10 | Registration Expired 1/11/2022
EQ-742 | Diversified Super sumps Model Numbers, SU RSP55, SU RSP35, and SU RSF | Diversified Products Manufacturing, Inc. | John Rowe | 530-534-3966 | Dispenser Liners / Installed as a part of Integral Piping, Upgrade, or Repair | 2009-10-14 | 2027-01-11
EQ-741 | Emco Wheaton Secondary Spill Containment Model A1004-316 / 317 Series-2018 New Model A1004-317SS UL File No. MH21149 | Emco Wheaton Retail Corporation | Matthew Granger | 407-625-8339 / 252-243-8261 | UST / Spill Containment Devices | 9/29/2009 – 1/08/2018-Update | 2028-03-27
EQ-740 | Clay & Bailey Spill Containment 6100Series, UL File No. MH 47031 | Clay & Bailey MFG. Co. | Boris Bajic | 816-924-3900 | AST/ Spill Containment |  | Refer to EQ-874
EQ-739 | Concrete Alternative Dike-field Containment System | Chevron Corporation | Rick Garrett | 813-805-941 | Overfill Retention | 2009-09-15 | Registration Expired 1/11/2022
EQ-738 | Eco-Tank TABS-C, TABS-CF, & TABS-F Systems | Eco-Tank Systems, LLC | Greg Ludwig | 610-495-9583 | Overfill Retention | 2009-08-11 | Registration Expired 1/11/2022
EQ-737 | B2 DBS secondary containment system | Atkinson, Diner, Stone,Mankuta & Ploucha, P.A. representing B2 Secondary Containment System, LLC | Kyle Hooper | 954-925-5501 | AST / Field Erected AST with Release Prevention Barriers | 2009-08-07 | Discontinued
EQ-736 | DEP Approval of the UL 142 Listed Pryco’s double wall day tank with spill containment, UL File Number MH12807 | Pryco, Inc. | Dan Lyons | 217-364-4467 | Tanks / AST with Secondary Containment and Spill Containment; These Tanks are Required to be Equipped with Approved Overfill Protection and Interstitial Release Detection | 2009-07-23 | Registration Expired 1/11/2022
EQ-735 | Pemco Model 112DW5 Double Wall Spill Containment Manhole | Petroleum Equipment Manufacturing CO., Inc. (PEMCO) | Jorge Tamayo | 305-558-9911 | UST / Spill Containment Devices | 2009-07-23 | 2028-10-26
EQ-734 | Linebacker™ and Linebacker™2 Spill Bucket Liners | JGD Associates, Inc. | John Dzwonczyk | 440-933-6825 | UST / Spill Containment Devices | 2009-07-15 | Registration Expired 1/11/2022
EQ-733 | STI/SPFA (Approved Mfr - Newberry Permatank Double-Wall Tank, UL File Number MH3704) See EQ-927 for Registration | Newberry Tank & Equipment, Inc. (Approved Steel Tank Institute Mfr) | Joseph Mentzer | 847-438-8265 | Tanks / UST with Secondary Containment | 5/18/2009 Updated 2/25/2020 | 2025-02-26
EQ-732 | Simplex SST Controller | Simplex, Inc. | David Hurtado | 386-690-6361 | AST / Overfill Protection | 2009-05-11 | 2026-12-15
EQ-731 | PetroTechnik UPP Piping System for Marina Piping Systems | Franklin Fueling Systems (formerly PetroTechnik) | Brad Fawcett / Jason Garrett | (608) 838-5650 / (706) 286-0729 | Piping Over Water / Piping with Enclosed Secondary Containment Equipped with Sump Liner, Dispenser Liner, and Interstitial Release Detection | 4/8/2009 Updated 9/2/2015 | 2027-02-22
EQ-730 | Krueger Sentry At A Glance Direct Reading, Therma Gauge, and Overfill Alert Gauge -Types D, H, and O | Krueger Sentry Gauge Co. Inc. | Lee Geurts | 920-434-8860 x 204 | AST / Overfill Protection | 3/26/2009 Updated 9/11/2019 | 2027-03-14
EQ-729-A | UL Listed Phoenix Hybrid System and Phoenix Epoxy System, UL file number MH46218 (Condition f added) | Tank Tech, Inc. |  |  | UST / UST with Internal Secondary Containment Upgrade |  | Discontinued
EQ-729 | UL Listed Phoenix Hybrid System and Phoenix Epoxy System, UL file number MH46218 | Tank Tech, Inc. |  |  | UST / UST with Internal Secondary Containment Upgrade |  | Discontinued
EQ-728 | Single-Wall UL Listed Aboveground Storage Tank, UL File No. MH17150 | Clawson Tank Company (Division of Highland Tank) | Brian Shelton | 800-272-1367 | Tanks / AST Single-Wall Only; These Tanks are Required to be Equipped with Approved Overfill Protection, Spill Containment and Interstitial Release Detection | 2009-02-26 | Registration Expired 1/11/2022
EQ-727 | Bravo Deep Dispenser Containment B 7000 Revolution Series, UL File No. MH 29867 | S. Bravo Systems, Inc. | Don Mukai | 323-888-4133 | Dispenser Liners / Installed as a part of Integral Piping, Upgrade, or Repair & Sump Liners / Installed as a part of Integral Piping, Upgrade, or Repair | 2009-01-22 | 2027-01-11
EQ-726 | Malo Overspill Bowl Model number AL7.5 and AL5 Series | Malo Incorporated | Ralph Malo | 414-313-3650 | AST/ Spill Containment | 2009-01-15 | 2026-06-25
EQ-725 | Morrison model number 516 series AST Spill Container UL File number MH21154 | Morrison Bros. Co. | Jerry Schollmeyer | 800-553-4840 | AST/ Spill Containment | 2008-12-29 | 2027-02-22
EQ-724 | TLS-450/450PLUS 8600 Series | Veeder-Root | David Emmington | 916-638-2066 | Leak Detection / Liquid Detector | 2008-12-24 | 2027-05-02
EQ-723 | Continuous In-Tank Leak Detection Method - CSLD | Veeder-Root | Tech Support / Customer Svc | 800-323-1799 / 888-561-7942 | Leak Detection / Continuous Automatic Tank Gauging | 2008-12-23 | 2026-12-13
EQ-722 | Veeder-Root Console Model TLS-450 and TLS-450PLUS PLLD pipeline leak detection system | Veeder-Root | David Emmington | 916-638-2066 | Leak Detection / Line Leak Detector with Automatic Shut-off | 2008-12-23 | 2027-05-13
EQ-721 | Double-Wall UL Listed Sub-Base Aboveground Storage Tank, UL File No. MH46187 | E.K. Machine Co., Inc. | Gino Klein | 262-492-4600 | Tanks / AST with Secondary Containment Only; These Tanks are Required to be Equipped with Approved Overfill Protection, Spill Containment and Interstitial Release Detection | 2008-12-18 | 2027-01-11
EQ-720 | OPW iSite tank monitoring sensor system, Model Number 30-3233-12, 30-3233-24, 30+0232-DH-10, 30-0232-20, 30-0236-LW, 30-0234-HW-01, 30-0231-S,30-0230-S, 30-0232-D-10, 30-0232-D-20, 30-D-10B, 30-0232-D-20B, and 30-235-V | Pope & Associates, Inc | Gene Pope | 813-969-1900 | Leak Detection / Liquid Detector | 2008-12-17 | 2027-01-24
EQ-719 | OPW Site Sentinel iSite Automatic tank Gauging | OPW Retail Fueling | Gene Pope | 813-969-1900 | Leak Detection / Continuous Automatic Tank Gauging | 2008-12-12 | Registration Expired 1/11/2022
EQ-718 | OPW Edge 1 Series Single-Wall Spill Container, UL File no. MH27236 | Pope & Associates, Inc. | Gene Pope | 813-969-1900 | UST / Spill Containment Devices | 2008-05-23 | 2026-12-13
EQ-717 | Flexwell-HL piping system for Marine Piping System | Brugg North America, Inc. | Urs Maire | 706-346-4011 | Piping Over Water / Piping with Enclosed Secondary Containment Equipped with Sump Liner, Dispenser Liner, and Interstitial Release Detection | 2007-12-10 | Registration Expired 1/11/2022
EQ-716 | STI-P3 double-wall underground storage tanks | Steel Tank Institute | Joseph Mentzer | 847-438-8265 | Tanks / UST with Secondary Containment | 9/26/2008 Updated 9/19/2019 | 2024-09-19
EQ-715 | DoubleTrack Piping System, UL File No. MH 45578 | OmegaFlex, Inc. | David Strick | 610-524-6484 | Piping / Piping With Enclosed Secondary Containment Equipped with Sump Liner, Dispenser Liner, and Interstitial Release Detection (Flexible Piping) | 2008-09-02 | Discontinued
EQ-714 | Solar Gauge Model(s): EFG-8000-I, EFG-8000-A, EFG-8000-N | Greenleaf Gauge | Brad Holton | 208-453-1714 | Leak Detection / Liquid Detector | 2008-08-18 | 2027-07-18
EQ-713 | Solar Gauge Model(s): EFG-8000-I, EFG-8000-A, EFG-8000-N | Greenleaf Gauge | Brad Holton | 208-453-1714 | AST / Overfill Protection | 2008-08-18 | 2027-07-18
EQ-712 | Smartflex Piping System for Marina Piping Systems | Nupi Americas, Inc. | Sandra Garcia | 281-590-4471 | Piping and Dispenser Sumps Over Water | 2008-07-25 | 2028-05-08
EQ-711 | Single-Wall UL Listed Aboveground Storage Tank, UL File No. MH6146 | Hall Tank Company LLC | Jonathan Hill | 501-945-8729 Ext. 231 | Tanks / AST Single-Wall Only; These Tanks are Required to be Equipped with Approved Overfill Protection, Spill Containment and Interstitial Release Detection | 2008-07-03 | Registration Expired 1/11/2022
EQ-710 | Double-Wall UL Listed Sub-Base Aboveground Storage Tank, UL File No. MH10130 | Cab Construction, Inc. | Paul Schley | 507-625-2233 | Tanks / AST with Secondary Containment Only; These Tanks are Required to be Equipped with Approved Overfill Protection, Spill Containment and Interstitial Release Detection | 2008-06-30 | 2026-11-17
EQ-709 | OPW Flexworks Loop System, UL File No. MH16678 | Pope & Associates, Inc. | Gene Pope | 813-969-1900 | Piping / Piping With Enclosed Secondary Containment Equipped with Sump Liner, Dispenser Liner, and Interstitial Release Detection (Flexible Piping) | 2008-06-26 | 2027-01-11
EQ-708 | OPW Edge 1-3100 Series Double Wall Spill Container, UL File no. MH27236 | Pope & Associates, Inc. | Gene Pope | 813-969-1900 | UST / Spill Containment Devices | 2008-05-23 | 2026-12-13
EQ-707 | Double-Wall UL Listed Aboveground Storage Tank, UL File No. MH14128 | Freeman Bros. Tank MFG., Inc. | Gary Freeman | 229-759-6210 | Tanks / AST with Secondary Containment Only; These Tanks are Required to be Equipped with Approved Overfill Protection, Spill Containment and Interstitial Release Detection | 2008-05-12 | Registration Expired 1/11/2022
EQ-706 | Automatic Fuel Port Series Model CAFP-x and AFP-x, and multi-versions. AFC Automatic Fill Controller (formerly - TC 9 Tank Commander); AFC Automatic Fill Controller (formerly TC-9 Tank Commander) with Automatic Fuel Port Series Model CAFP-x, and AFP-x, and multi-versions; AFC Automatic Fill Controller (formerly TC-9 Tank Commander) with Smart Pump Series Model SP-x, multi-versions; and AFC Automatic Fill Controller (formerly TC-9 Tank Commander) with Mini-Smart Pump Series Model MSP-x) | Simplex, Inc. | David Hurtado | 386-690-6361 | AST / Overfill Protection & Leak Detector/Liquid Detector | 5/8/2008 Updated 6/4/2020 | 2025-06-05
EQ-705 | The Pneumercator Model LS600/LS600A Series and Model LS600/LS600A NCL series Sensors for use with Pneumercator LC1000 and LC2000 series Alarm Panels, PC1000 series Pump Controllers and TMS Series Tank Management Systems | Pneumercator Co., Inc. | Jonathan Levy | 800-209-7858 | UST/AST Overfill Protection | 2008-04-24 | 2027-01-11
EQ-704 | Franklin Fueling Systems Phil-Tite Model 40X-FS-XPR-Gray with TS-ULS sensor universal liquid sensor, UL File no. MH21091 | Franklin Fueling Systems | Brad Fawcett / Jason Garrett | (608) 838-5650 / (706) 286-0729 | UST / Spill Containment Devices & Leak Detection / Liquid Detector | 2008-04-17 | Registration Expired 1/11/2022
EQ-703 | UL-142 Single-Walled Aboveground Storage Tank, UL Model Number MH14038 | Astec (Formerly Heatec Inc.) | Russ Earp | 800-235-5200 | Tanks / AST Single-Wall Only; These Tanks are Required to be Equipped with Approved Overfill Protection, Spill Containment and Interstitial Release Detection | 2008-03-27 | Registration Expired 1/11/2022
EQ-702 | UL-142 Single-Walled Aboveground Storage Tank, UL Model Number MH3513 | Metal Products Company | Burcher Gammage | 770-945-8383 | Tanks / AST Single-Wall Only; These Tanks are Required to be Equipped with Approved Overfill Protection, Spill Containment and Interstitial Release Detection | 2008-03-12 | Registration Expired 1/11/2022
EQ-701 | WRA PetroNetwork S3 (Version D) with magnetostrictive probe automatic tank gauging and pressurized line leak detector | Warren Rogers Associates, Inc. | William Jones | 401-846-4747 | Leak Detection / Statistical Inventory Reconciliation (SIR) | 2008-03-06 | Registration Expired 1/11/2022
EQ-700 | Double-Wall Sub-Base Generator UL Listed Aboveground Storage Tank, UL File No. MH30019 | EMG (Engineering Manufacturing Corp.) | Lisley Jimenz | 305-639-0089 | Tanks / AST with Secondary Containment Only; These Tanks are Required to be Equipped with Approved Overfill Protection, Spill Containment and Interstitial Release Detection | 2008-02-20 | 2027-03-14
EQ-699 | Eco-Tank Systems TABS 02 | Eco-Tank Systems, LLC | Greg Ludwig | 610-495-9583 | Overfill Retention | 2008-01-29 | Registration Expired 1/11/2022
EQ-698 | Omntec L- Series sensors when used with associated controllers LPD, LU and OEL 8000 | OMNTEC Mfg., Inc. | Antonio Elizalde | 631-981-2001 | UST / Overfill Protection & AST/ Overfill Protection | 2008-01-10 | 2027-02-04
EQ-697 | OPW UL Listed Vapor Tight Overfill Protection Valve, Model No. 71SO, UL File No. MH 21147 | Pope & Associates, Inc. | Gene Pope | 813-969-1900 | UST / Overfill Protection | 2007-12-21 | 2026-12-13
EQ-696 | UL Listed Morrison Bros. Overfill Prevention Valve Model Number 9095S, UL File Number MH21138 | Morrison Bros. Co. | Jerry Schollmeyer | 800-553-4840 | AST / Overfill Protection | 2007-12-27 | Registration Expired 1/11/2022
EQ-695 | Emco Wheaton Secondary Spill Containment Models A1004-215, A1004-210S, A1003, & A1005; UL File no. MH21149 [Replaced EQ-524 & 594] | Emco Wheaton Retail Corporation | John Vautier | 407-625-8339 | UST / Spill Containment Devices | 2007-12-20 | 2026-06-01
EQ-694 | Modern Welding UL58 & UL1746 Double-Wall Tank, Model GS-16, UL File Number MH3217 | Modern Welding Company of Florida, Inc. | Lee Alexander | 407-843-1270 | Tanks / UST with Secondary Containment; UST/ Tank and Line Tightness Tester Manufacturers | 2007-12-14 | 2026-08-27
EQ-693 | Rhino Hi Chem and Rhino Extreme coatings | Rhino Linings USA | Bharat Naik | 858-450-0441 | AST/UST Liners – Synthetic or Concrete Coating | 2007-12-12 | Registration Expired 1/11/2022
EQ-692 | Flexwell-HL piping system, UL File Number MH45398 | Brugg Pipesystems | Urs Maire | 706-346-4011 | Piping / Piping With Enclosed Secondary Containment Equipped with Sump Liner, Dispenser Liner, and Interstitial Release Detection (Flexible Piping) | 2007-12-10 | Registration Expired 1/11/2022
EQ-691 | Highland Highguard UL 58/1746 Double-Walled UST, UL File Number MH4242 | Highland Tank & Mfg. Co. | Paul Balint | 814-893-5701 Ext. 113 | Tanks / UST with Secondary Containment | 2007-12-03 | 2027-02-14
EQ-690 | SeeperTrace™ method for single-walled bulk product piping release detection | Praxair Services, Inc. (Division of Linde) | Randy Golding | 520-888-9400 | Piping Testers / Bulk Product Piping Testing; API 1110 Testing or Equivalent | 2007-11-15 | Registration Expired 1/11/2022
EQ-689 | Omntec L-R-1, LS, LS-ASC, PDS, PDWF sensors when used with associated controllers LPD, LU and OEL 8000 | OMNTEC Mfg., Inc. | Antonio Elizalde | 631-981-2001 | Leak Detection / Liquid Detector | 2007-11-05 | Refer to EQ-698
EQ-688 | B-375-D Double-Wall Spill Containment Bucket | S. Bravo Systems, Inc. | Don Mukai | 323-888-4123 | UST / Spill Containment Devices | 2007-10-25 | Registration Expired 1/11/2022
EQ-687 | Xerxes Single & Double Wall Sumps Series, UL File Number MH9061 | Xerxes Corporation (Division of Shawcor Company) | Gene Pope | 813-969-1900 | Sump Liners / Installed as a part of Integral Piping, Upgrade, or Repair | 2007-10-23 | 2027-01-11
EQ-686 | VersaFlex VF-380, and PV-380 coatings | Milamar Coatings (Formerly VersaFlex Incorporated) | David Cerchie | 913-321-1000 | AST/UST Liners – Synthetic or Concrete Coating | 2007-10-12 | Registration Expired 1/11/2022
EQ-685 | SCM-DFL, 5DG/16 Double-Wall Spill Containment Manhole | Fairfield Industries, Inc. | Daniel Clover | 973-483-0100 | UST / Spill Containment Devices | 2007-09-04 | Registration Expired 1/11/2022
EQ-684 | Steel-Shield™ Double Bottom system | Toscano Engineering Inc. | John Toscano | 954-524-2809 | Tanks / Field Erected AST with Release Prevention Barriers | 2007-08-30 | Registration Expired 1/11/2022
EQ-683 | AEP Electr-O-Fuze MH47372 (Formerly - Petroplas Piping System, UL File Number MH29826) | Advantage Earth Products, Inc. (Formerly - Innovative Petroleum Products, LLC) | George Boyazis | 608-838-5668 | Piping / Piping With Enclosed Secondary Containment Equipped with Sump Liner, Dispenser Liner, and Interstitial Release Detection (Semi-Rigid Piping) | 2007-08-20 | Discontinued
EQ-682 | M7000 Vertical Mount, Single Point Level Switch, PBT Stem & Buna N Float, SPST 30VA Switch, M7700 Horizontal Mount, Single Point Level Switch, PBT Stem & Float, SPST 30VA Switch, M8700 Horizontal Mount, Single Point Level Switch, Polypropylene Stem and Float, SPST 30VA Switch | Madison Company | Steven Hilaire | 203-488-4477 Ext. 101 | Leak Detection / Liquid Detector & AST / Overfill Protection | 2007-09-16 | 2027-03-17
EQ-681 | Double-Wall UL Listed Aboveground Storage Tank, UL File No. MH12846 | Pee Dee Tank Company of SC LLC | Mike Moran | 800-868-8265 | Tanks / AST with Secondary Containment Only; These Tanks are Required to be Equipped with Approved Overfill Protection, Spill Containment and Interstitial Release Detection | 2007-08-14 | 2027-02-22
EQ-680 | Containment Solutions Double Wall Sumps Models DW-PTS and DW-RTS Series, UL File Number MH29555 | Fiber Glass Systems, LP (Formerly Containment Solutions, Inc.) | Kevin Soeder | 936-756-7731 | Sump Liners / Installed as a part of Integral Piping, Upgrade, or Repair | 2007-07-19 | 2026-12-13
EQ-679 | Incon Tank Sentinel ATG with SCALD 2.0, Model TS-750, with magnetostrictive probe automatic tank gauging | Franklin Fueling Systems | Brad Fawcett / Jason Garrett | (608) 838-5650 / (706) 286-0729 | Leak Detection / Automatic Tank Gauging & Leak Detection / Continuous Automatic Tank Gauging | 2007-07-12 | 2027-03-14
EQ-678 | Solmax HDPE, and LLDPE Liner | Solmax International Inc. | Paul Payeur | 800-571-3904 | AST/UST Liners – Synthetic or Concrete Coating | 2007-06-27 | 2027-02-18
EQ-677 | Flameshield and F921 UL-142 Listed Aboveground Storage Tank with 95% Secondary Containment Wrap (Also listed under EQ-401, EQ-401A, EQ-434, EQ-434A, EQ-561, and EQ-582) | Steel Tank Institute | Joseph Mentzer | 847-438-8265 | Tanks / AST with Secondary Containment Only; These Tanks are Required to be Equipped with Approved Overfill Protection, Spill Containment and Interstitial Release Detection | 6/20/2007 – Updated 1/07/2020 | 2025-01-10
EQ-676 | Stand-Alone Dispenser Pan Sensor 847990-001 and Differentiating Stand-Alone Dispenser Pan Sensor 847990-002 with Dispenser Control Interface | Veeder-Root | Tech Support / Customer Svc | 800-323-1799 / 888-561-7942 | Leak Detection / Liquid Detector | 2007-06-14 | 2026-12-13
EQ-675 | AT-A-GLANCE Leak Gauge | Krueger Sentry Gauge Co. Inc. | Lee Geurtus | 920-434-8860 | Leak Detection / Liquid Detector | 2007-06-12 | 2027-03-14
EQ-674 | Double-Walled 360° USTs, UL File Number MH25373 | Highland Tank & Mfg. Co. | Todd Shearer | 717-664-0600 | Tanks / UST with Secondary Containment | 2007-06-11 | 2027-02-14
EQ-673 | Double-Wall, and Double-Wall Pitch Top UL Listed Aboveground Storage Tank, UL File No. MH5086 | Highland Tank & Mfg. Co. | Todd Shearer | 717-664-0600 | Tanks / AST with Secondary Containment Only; These Tanks are Required to be Equipped with Approved Overfill Protection, Spill Containment and Interstitial Release Detection | 2007-06-11 | 2027-02-14
EQ-672 | Tank Foam UST Abatement | cfiFoam, inc. | Richard Porter | 865-588-4464 | Foam | 2007-05-02 | 2028-01-20
EQ-671 | Praxair Pressure Line Tightness Testing Method | Praxair Services, Inc. (Division of Linde) | Randy Golding | 520-888-9400 | UST / Tank and Line Tightness Tester Manufacturers | 2007-05-01 | Registration Expired 1/11/2022
EQ-670 | Praxair Pressure/Vacuum Decay Containment Testing Method | Praxair Services, Inc. (Division of Linde) | Randy Golding | 520-888-9400 | Hydrostatic Testing | 2007-04-30 | Registration Expired 1/11/2022
EQ-669 | UL Listed Clay & Bailey Overfill Prevention Valves Model Numbers 1228-03-2200 2”, and 1228-03-2400 4”, UL File Number MH25085 | Clay & Bailey Manufacturing Company |  |  | AST / Overfill Protection |  | Refer to EQ-883
EQ-668-A2 | Petrofuse Four-Coat Tank Lining System, with the Ashland Aropol corrosion resistant resin (UL certification number EGVV2.MH28980), the Nida-Core Hxx SBPP interstitial membrane, and the Petrofuse Dual Contained Leak monitoring System | K-Tank Systems, LLC (formerly Petrofuse ZP LLC) | Lissette & Ralph Calderon | 305-856-8283 | UST / UST with Internal Secondary Containment Upgrade | 2009-07-28 | Discontinued
EQ-668-A | Petrofuse Four-Coat Tank Lining System | K-Tank Systems, LLC (formerly Petrofuse ZP LLC) | Lissette & Ralph Calderon | 305-856-8283 | UST / UST with Internal Secondary Containment Upgrade | 2008-11-22 | Discontinued
EQ-668 | Petrofuse Four-Coat Tank Lining System, with the Ashland Aropol corrosion resistant resin (UL certification number EGVV2.MH28980), the Correx Grade 3/450 interstitial membrane, and the Petrofuse Dual Contained Leak monitoring System Model T3300 Series Leak detector | K-Tank Systems, LLC (formerly Petrofuse ZP LLC) | Lissette & Ralph Calderon | 305-856-8283 | UST / UST with Internal Secondary Containment Upgrade | 2007-04-16 | Discontinued
EQ-667 | UL Listed Phoenix System, UL File Number MH45077 | ZCL Composites, Inc. | Ron Koch | 604-209-1457 | UST / UST with Internal Secondary Containment Upgrade | 2007-03-28 | Discontinued
EQ-666 | UPP Extra Series Piping system, UL File Number MH 25274 | Franklin Fueling Systems (formerly PetroTechnik) | Brad Fawcett / Jason Garrett | (608) 838-5650 / (706) 286-0729 | Piping / Piping With Enclosed Secondary Containment Equipped with Sump Liner, Dispenser Liner, and Interstitial Release Detection (Semi-Rigid Piping) | 2007-03-23 | 2027-02-22
EQ-665 | Double-Wall Sub-Base Generator UL Listed Aboveground Storage Tank, UL File No. MH26771 | Hardin Industries, Inc. | Dennis Black | 309-246-8456 | Tanks / AST with Secondary Containment Only; These Tanks are Required to be Equipped with Approved Overfill Protection, Spill Containment and Interstitial Release Detection | 2007-03-20 | 2028-05-08
EQ-664 | BEI OneSump System | Franklin Fueling Systems (Beaudreau Electric, Inc.) | Brad Fawcett / Jason Garrett | (608) 838-5650 / (706) 286-0729 | Sump Liners / Installed as a part of Integral Piping, Upgrade, or Repair | 2007-03-16 | Registration Expired 1/11/2022
EQ-663 | Double-Wall Sub-Base Generator UL Listed Aboveground Storage Tank, UL File No. MH29115 | Power Equipment Co. | David Berube | 508-226-3410 | Tanks / AST with Secondary Containment Only; These Tanks are Required to be Equipped with Approved Overfill Protection, Spill Containment and Interstitial Release Detection | 2007-02-26 | Registration Expired 1/11/2022
EQ-662 | Double-Walled Sub-Base Generator Aboveground Storage Tank with Spill Containment Models: 400, 700, & 1000 Series | Tramont Corporation | Frank Langenecker | 414-316-0266 | Tanks / AST with Secondary Containment and Spill Containment; These Tanks are Required to be Equipped with Approved Overfill Protection and Interstitial Release Detection | 2007-02-09 | 2027-05-09
EQ-661 | Double-walled Sub-Base Diesel Fuel Tank with Secondary and Fill/Spill Containment PowerBlock Fuel Tank UL File No. MH45666 | PowerSecure International, Inc. (formerly JAS Integrated Products Corporation) | Adam Daniel | 919-632-2913 | Tanks / AST with Secondary Containment and integrated Fuel Fill Spill Containment; These Tanks are Required to be Equipped with Approved Overfill Protection and Interstitial Release Detection devices | 2017-03-23 | 2027-04-12
EQ-660 | Petrofuse ZP Series Piping system, UL File number MH29320 | K-Tank Systems, LLC (formerly Petrofuse ZP LLC) | Lissette & Ralph Calderon | 305-856-8283 | Piping / Piping With Enclosed Secondary Containment Equipped with Sump Liner, Dispenser Liner, and Interstitial Release Detection (Rigid Piping) | 2007-02-07 | Discontinued
EQ-659 | TRAPS System | Basic Concepts inc. (Formerly Industrial Maintenance Group, Inc) Division of Justrite | Peter Van Fossem | 813-659-3512 | Overfill Retention | 2007-02-07 | Registration Expired 1/11/2022
EQ-658 | Pilgrim Plastic Coating | Pilgrim Permocoat, Inc. | Dana Head | 813-248-3328 | AST/UST Liners – Synthetic or Concrete Coating | 2007-01-25 | 2028-02-28
EQ-657 | TTS-FFS TraceTek Fast Fuel Sensor | Raychem Corporation (Formerly Industrial Heater) | Matt Cole | 859-694-1061 | Leak Detection / Liquid Detector | 2007-01-24 | 2027-06-22
EQ-656 | Phil-Tite 400 and 500 Series Spill Containment Devices, UL File No. MH21091 | Franklin Fueling Systems | Brad Fawcett / Jason Garrett | (608) 838-5650 / (706) 286-0729 | UST / Spill Containment Devices | 2006-11-06 | Registration Expired 1/11/2022
EQ-655 | UL 142 Listed Double-Walled Sub-Base Generator Aboveground Storage Tank with Spill Containment, UL File Number MH16800 | Safe-T-Tank Corp. | Amy Bartis | 800-536-8910 / 203-237-6320 | Tanks / AST with Secondary Containment and Spill Containment; These Tanks are Required to be Equipped with Approved Overfill Protection and Interstitial Release Detection | 2006-10-30 | Registration Expired 7/2/2021
EQ-654 | OPW 7111SS DW Series Spill Bucket, UL File No. MH27236 | OPW Fueling Components | Gene Pope | 813-969-1900 | UST / Spill Containment Devices | 2006-10-23 | Discontinued
EQ-653 | Western Fiberglass Double Wall Sumps and Dispenser Sumps, UL File Numbers MH19409 | Western Fiberglass, Inc. | Michael Lewis | 707-523-2050 | Dispenser Liners / Installed as a part of Integral Piping, Upgrade, or Repair & Sump Liners / Installed as a part of Integral Piping, Upgrade, or Repair | 2006-10-25 | Registration Expired 1/11/2022
EQ-652-A | Model TS-550 evo and TS-5000 evo Fuel Management System | Franklin Fueling Systems | Brad Fawcett / Jason Garrett | (608) 838-5650 / (706) 286-0729 | Leak Detection / Continuous Automatic Tank Gauging & Leak Detection / Line Leak Detector with Automatic Shut-off | 10/18/2006 (Updated 4/26/2021) | Refer to EQ-652
EQ-652 | Incon Models TS-5, TS-550, TS-5000 with magnetostrictive probe automatic tank gauging; Incon TS-LS 500 electronic line leak detection | Franklin Fueling Systems | Brad Fawcett / Jason Garrett | (608) 838-5650 / (706) 286-0729 | Leak Detection / Continuous Automatic Tank Gauging & Leak Detection / Line Leak Detector with Automatic Shut-off | 10/18/2006 (UPDATED 4/26/2020) | 2026-04-26
EQ-651 | Polycoat Polyeuro 552 coating | Polycoat Products (Division of American Polymers Corp) | Ashish Dhuldhoya | 562-802-8834 | AST/UST Liners – Synthetic or Concrete Coating | 2006-10-18 | Registration Expired 1/11/2022
EQ-650 | Double-Wall Sub-Base Generator UL Listed Aboveground Storage Tank, UL File No. MH17469 | Pryco, Inc. | Dennis Womack | 217-364-4467 | Tanks / AST with Secondary Containment Only; These Tanks are Required to be Equipped with Approved Overfill Protection, Spill Containment and Interstitial Release Detection | 2006-11-07 | Registration Expired 1/11/2022
EQ-649 | OPW Flexworks models c075(3/4”), c10(1”), c15(1.5”), UL File Number MH16678 Series piping systems | OPW (Formerly Environ Products, Inc.) | Gene Pope | 813-969-1900 | Piping / Piping With Enclosed Secondary Containment Equipped with Sump Liner, Dispenser Liner, and Interstitial Release Detection (Flexible Piping) | 2006-10-12 | Discontinued
EQ-648 | OPW Pisces Model CPN15, CPN20, UL File Number MH19528 Series piping systems | OPW | Gene Pope | 813-969-1900 | Piping / Piping With Enclosed Secondary Containment Equipped with Sump Liner, Dispenser Liner, and Interstitial Release Detection (Flexible Piping) | 2006-08-15 | Discontinued
EQ-647 | UL 142 Listed Double-Walled Sub-Base Generator Aboveground Storage Tank with Spill Containment, UL File Number MH10272 | Superior Systems & Technologies, Ltd. | Monica Brown | 325-690-0248 | Tanks / AST with Secondary Containment and Spill Containment; These Tanks are Required to be Equipped with Approved Overfill Protection and Interstitial Release Detection | 2006-08-08 | Registration Expired 1/11/2022
EQ-646 | VMI Manufacturing,LLC Model ISM-4080 Integrated Shutdown Module | VMI Manufacturing, LLC (Formerly Vaporless Manufacturing, Inc.) | Joe McDonald | 928-775-5191 | Leak Detector / Electronic Line Leak Detector / Mechanical Line Leak Detector | 2006-08-03 | 2027-04-27
EQ-645 | World Telemetry’s Liquid Sump sensor, Model #TSF-0001 | WorldTelemetry , Inc. | Jennifer Corser | 918-232-7419 | Leak Detection / Liquid Detector | 2006-07-31 | Registration Expired 1/11/2022
EQ-644 | WorldTelemetry Data Link ATGS v2.6-h with magnetostrictive probe | WorldTelemetry , Inc. | Jennifer Corser | 918-232-7419 | Leak Detection / Automatic Tank Gauging | 2006-07-31 | Registration Expired 1/11/2022
EQ-643 | PCS # 200 Surface Tolerant Epoxy Sealer, and PCS #1100 Modified Epoxy Novolac Polysulfide Coating | Premier Coating Systems, Inc. | Ron Fake | 904-824-1799 | AST/UST Liners – Synthetic or Concrete Coating | 2006-07-31 | Registration Expired 1/11/2022
EQ-642 | HCNA Leak Detection System, V2.0, 2.1, 2.2 | Hansa Consult of North America, LLC | Skip Phelps | 603-766-5890 | Piping Testers / Bulk Product Piping Testing; API 1110 Testing or Equivalent | 2006-07-24 | 2026-12-15
EQ-641 | ISCO-100 Rupture Basin Float Sensor | Fibrebond (Formerly International Supply Company) | Steve Gelling | 309-249-6211 | Leak Detection / Liquid Detector | 2006-06-23 | Registration Expired 1/11/2022
EQ-640 | OPW 700L Series Superbucket Secondary Containment Spill Bucket, UL File No. MH27236 | OPW Fueling Components | Gene Pope | 813-969-1900 | UST / Spill Containment Devices | 2006-06-23 | Discontinued
EQ-639 | SCM-5DF Double-Wall Spill Containment Manhole | Fairfield Industries, Inc. | Daniel Clover | 973-483-0100 | UST / Spill Containment Devices | 2006-04-20 | Registration Expired 1/11/2022
EQ-638 | OPW-POMECO 6591B Series Dual 20+ Gallon Shallow Bury Multi-Port Secondary Containment Spill Bucket | OPW Fueling Components | Gene Pope | 813-969-1900 | UST / Spill Containment Devices | 2006-04-20 | Discontinued
EQ-637 | UL Listed Guillotine Flow Restrictor, UL File Number MH18426 | Guillotine, Inc. | Don Shackelford | 800-824-1394 | AST / Overfill Protection | 2006-03-30 | Registration Expired 1/11/2022
EQ-636 | UL 2085 Listed Double-Walled Sub-Base Generator Aboveground Storage Tank with Spill Containment, UL File Number MH16661 | Coastline Power Solutions (Formerly Advanced Manufacturing & Power Systems, Inc.) | Jim Sanders | 386-822-5565 | Tanks / AST with Secondary Containment and Spill Containment; These Tanks are Required to be Equipped with Approved Overfill Protection and Interstitial Release Detection | 2006-03-29 | Registration Expired 1/11/2022
EQ-635 | Tracer Tight© Method for tightness testing of double-walled underground tanks integral small diameter double-walled piping | Praxair Services, Inc. (Division of Linde) | Randy Golding | 520-888-9400 | Double-Walled UST System Tightness Testing | 2006-03-28 | Registration Expired 1/11/2022
EQ-634 | UL 142 Listed Double-Walled Sub-Base Generator Aboveground Storage Tank, UL File Number MH25145 | Kohler Company (Formerly Sauk Technologies) | Brady Eifrid | 920-457-4441 | Tanks / AST with Secondary Containment Only; These Tanks are Required to be Equipped with Approved Overfill Protection, Spill Containment and Interstitial Release Detection | 2006-03-27 | 2027-01-11
EQ-633 | Enclosed Top Dike Containment Sub-Base Generator UL Listed Aboveground Storage Tank, UL File No. MH26824 | Zierke Built Manufacturing | Kyle Zierke | 800-269-2222 | Tanks / AST with Secondary Containment Only; These Tanks are Required to be Equipped with Approved Overfill Protection, Spill Containment and Interstitial Release Detection | 2006-02-20 | 2027-07-20
EQ-632 | Enclosed Top Dike and Secondary Containment Sub-Base Generator UL 142 and 2085 Listed Aboveground Storage Tank, UL File Numbers MH17176 and MH17561 | Fibrebond (Formerly International Supply Company ) | Chad Jenkins | 309-249-6211 | Tanks / AST with Secondary Containment Only; These Tanks are Required to be Equipped with Approved Overfill Protection, Spill Containment and Interstitial Release Detection | 2006-02-07 | Registration Expired 1/11/2022
EQ-631 | Advanced Containment Single Wall and Double Wall Sumps and Dispenser Sumps, UL File Numbers MH45027, and MH45028 & | Advanced Containment, L.L.C. | Gary DiMaggio II | 661-637-2117 | Sump Liners / Installed as a part of Integral Piping, Upgrade, or Repair & Dispenser Liners/ Installed as a part of Integral Piping, Upgrade, or Repair | 2006-01-30 | Discontinued
EQ-630 | Insl-x Corotech Polyamide Epoxy (Formerly Coronado 101 epoxy with 101-252B high build activator) | Benjamin Moore & Co. (Formerly Coronado Paint Company) | Mark Mangan | 407-385-1717 | AST/UST Liners – Synthetic or Concrete Coating | 1/18/2006 Updated 12/18/2013 | Registration Expired 1/11/2022
EQ-629 | EBW model number 706-420 Aboveground Spill Container | Franklin Fueling Systems | Brad Fawcett / Jason Garrett | (608) 838-5650 / (706) 286-0729 | AST/ Spill Containment | 2006-01-17 | Registration Expired 1/11/2022
EQ-628 | Veeder-Root Mag Sensor Hydrostatic Test, and Secondary Containment Vacuum Sensing System | Veeder-Root | Tech Support / Customer Svc | 800-323-1799 / 888-561-7942 | Leak Detection / Liquid Detector & Leak Detection / Breach of Integrity & Hydrostatic Testing | 2006-01-17 | 2026-12-13
EQ-627 | NEF Single Wall and Double Wall Sumps and Dispenser Sumps, UL File Number MH30126 | Painted Rhino (Formerly National Environmental Fiberglass, L.L.C.) | Ryan Franklin | 951-656-5524 | Dispenser Liners / Installed as a part of Integral Piping, Upgrade, or Repair & Sump Liners / Installed as a part of Integral Piping, Upgrade, or Repair | 1/10/2006 Updated 4/28/2017 | 2022-04-28
EQ-626 | Plasteel Composite® and Elutron® FRP jacketed Double-Walled USTs, UL File Number MH118314 | Plasteel International, Inc. | Rick Sharp | 760-729-1093 | Tanks / UST with Secondary Containment | 2005-12-10 | Registration Expired 1/11/2022
EQ-625 | The Phoenix Fire Steel UL-142 and UL 2085 Listed Double-Wall Sub-Base Generator Tank with Spill Containment, UL File Number MH15322 | Phoenix Products, LLC | Nick Peavler | 904-945-6413 | Tanks / AST with Secondary Containment Only; These Tanks are Required to be Equipped with Approved Overfill Protection, Spill Containment and Interstitial Release Detection | 2005-12-27 | 2028-05-08
EQ-624 | SIR 5.7 L.M. | Simmons Sirvey Corporation (Formerly Simmons Corporation) | Howard Dockery | 800-848-8378 | Leak Detection / Statistical Inventory Reconciliation (SIR) | 2005-12-27 | Registration Expired 1/11/2022
EQ-623 | Varec Tank Gauge Model MTG | Varec, Inc. | John Vawser | 770-335-8172 | Leak Detection / Automatic Tank Gauging | 2005-12-15 | Registration Expired 1/11/2022
EQ-622 | Enclosed Top Dike and Secondary Containment Sub-Base Generator UL Listed Aboveground Storage Tank, UL File No. MH29496, | Armstrong Power Systems, LLC | Mubarak Kazan | 305-470-0058 | Tanks / AST with Secondary Containment Only; These Tanks are Required to be Equipped with Approved Overfill Protection, Spill Containment and Interstitial Release Detection | 2005-12-14 | 2026-12-15
EQ-621 | In-Situ Double-walled System | UST Environmental Services, Inc. | John Collins | 800-992-1293 | Tanks / UST with Internal Secondary Containment Upgrade System | 2005-12-14 | Registration Expired 1/11/2022
EQ-620 | External Fuel Fill box used with the Aboveground Storage Tank, UL File No. MH26813 | Robinson Inc. (Formerly Robinson Custom Enclosures) | Dan Wenzel | 920-615-3420 | Tanks / AST with Secondary Containment and Spill Containment; These Tanks are Required to be Equipped with Approved Overfill Protection and Interstitial Release Detection | 2005-11-23 | 2027-07-14
EQ-619 | UL-142 Double-Walled, and Single-Walled with Open Secondary Containment Equipped with Rain-shields Aboveground Storage Tank, UL Model Number MH3582; UL-142 Single-Walled Aboveground Storage Tank, UL Model Number MH3582 | Smith Tank & Equipment Co. | Jim Blair, III | 903-597-5541 | Tanks / AST with Secondary Containment Only; These Tanks are Required to be Equipped with Approved Overfill Protection, Spill Containment and Interstitial Release Detection; Tanks / AST Single-Wall Only | 2005-11-23 | Registration Expired 1/11/2022
EQ-618 | APT model numbers XP Series piping systems | Franklin Fueling Systems | Brad Fawcett / Jason Garrett | (608) 838-5650 / (706) 286-0729 | Piping / Piping With Enclosed Secondary Containment Equipped with Sump Liner, Dispenser Liner, and Interstitial Release Detection (Flexible Piping) | 2005-11-03 | 2027-02-22
EQ-617 | AEP Electr-O-Fuze (Formerly - Petroplas FR) Piping for Marina Piping Systems | Advantage Earth Products, Inc. (Formerly -Innovative Petroleum Products, LLC) | Georges Boyazis | 404-610-5793 | Piping Over Water / Piping with Enclosed Secondary Containment Equipped with Sump Liner, Dispenser Liner, and Interstitial Release Detection | 2005-09-09 | Discontinued
EQ-616 | Enclosed Top Dike and Secondary Containment Sub-Base Generator UL Listed Aboveground Storage Tank, UL File No. MH26813 | Robinson Inc. (Formerly Robinson Custom Enclosures) | Dan Wenzel | 920-615-3420 | Tanks / AST with Secondary Containment Only; These Tanks are Required to be Equipped with Approved Overfill Protection, Spill Containment and Interstitial Release Detection | 2005-09-12 | 2027-07-14
EQ-615 | B9000 Series Single Wall Under Dispenser Containment Sumps, B4000 Series Double Wall Under Dispenser Containment Sumps, B8000 Series Double Wall Under Dispenser Containment Sumps, B8500 Series Double UDC Sumps, B9000 Double Wall Under Dispenser Containment Sumps; B400 Series Single Wall Sumps, B500 Series Single Wall Transition Sumps, B600 Series Single Wall Vent Transition Sumps, B900 Series Single Wall Vent Transition Sumps, B400 Series Double Wall Tank Sumps, B500 Series Double Wall Vent Transition Sumps, B600 Series Double Wall Vent Transition Sumps, B900 Series Single Wall Vent Transition Sumps, B4000 Series Double Wall Under Dispenser Containment Sumps, B8500 Series Double Vent Transition Combination Sumps | S. Bravo Systems, Inc. | Don Mukai | 323-888-4133 | Dispenser Liners / Installed as a part of Integral Piping, Upgrade, or Repair & Sump Liners / Installed as a part of Integral Piping, Upgrade, or Repair | 2005-09-12 | 2027-03-17
EQ-614 | Veeder-Root Sensors Model 794380-3xx, 794390-4xx, and 7943980-2xx for use with Veeder-Root TLS-300 Series Consoles, EMC Basics and ProPlus Series Consoles; 8600 series consoles and 8601 series consoles | Veeder-Root | Tech Support / Customer Svc | 800-323-1799 / 888-561-7942 | Leak Detection / Liquid Detector | 2005-08-31 | 2027-01-18
EQ-613 | Arc-Rite’s UL-142 Listed Double-Wall Tank, UL File Number MH30000 | Arc-Rite, Inc. | Mike Bullock | 386-325-3523 | AST / AST with Enclosed Secondary Containment Equipped with Overfill Protection, Spill Containment, and Interstitial Release Detection | 2005-07-20 | Discontinued
EQ-612 | Phil-Tite Under Dispenser Sumps; Phil-Tite UST Sumps | Franklin Fueling Systems (Formerly Phil –Tite Enterprises) | Brad Fawcett / Jason Garrett | (608) 838-5650 / (706) 286-0729 | Dispenser Liners / Installed as a part of Integral Piping, Upgrade, or Repair & Sump Liners / Installed as a part of Integral Piping, Upgrade, or Repair | 2005-06-17 | 2027-02-22
EQ-611 | Edwards Fiberglass Double-Wall tanks, UL File Number MH14359 | Edwards Fiberglass, Inc. | Brian Gately | 781-829-1188 | Tanks / UST with Secondary Containment | 2005-05-06 | Registration Expired 1/11/2022
EQ-610 | OPW 144TA & 444TA High Level Tank Alarm | OPW Retail Fueling | Gene Pope | 813-969-1900 | AST / Overfill Protection | 2005-04-11 | 2027-01-11
EQ-609 | UL Listed Double-Wall Tank with Spill Containment, UL File Number MH29775 | TankSafe, Inc. | Reinhard Schuetz | 403-291-3937 | Tanks / AST with Secondary Containment and Spill Containment; These Tanks are Required to be Equipped with Approved Overfill Protection and Interstitial Release Detection | 2005-04-08 | Registration Expired 1/11/2022
EQ-608 | Polibrid 705 | Carboline Company | Curtis Harvey / Benny Carter | 404-433-7563 / 229-247-0240 | AST/UST Liners – Synthetic or Concrete Coating | 2005-03-02 | Registration Expired 1/11/2022
EQ-607 | Vacuum Leak Detection System Models VL 30P, VL 350P, and VL 400P | SGB | Jost Berg | 49(0)271-4896440 | Leak Detection / Liquid Detector & Leak Detection / Breach of Integrity | 2005-03-01 | Registration Expired 1/11/2022
EQ-606 | Float Vent Valve Part No. FVV-3210 | OPW Fueling Containment Systems (Formerly Environ Products, Inc.) | Kevin Webster | 919-464-3640 Ext. 110 | UST / Overfill Protection | 2004-12-21 | Discontinued
EQ-605 | OPW Flexworks JBS-2422, IPS-3838, PTS-3848, PTS-2922, and PTS4021 Sump | OPW (Formerly Environ Products, Inc.) | Gene Pope | 813-969-1900 | Sump Liners / Installed as a part of Integral Piping, Upgrade, or Repair | 2004-12-21 | Discontinued
EQ-604 | EBW 703-400 Series Spill Manhole | Franklin Fueling Systems | Brad Fawcett / Jason Garrett | (608) 838-5650 / (706) 286-0729 | UST / Spill Containment Devices | 2004-12-06 | Registration Expired 1/11/2022
EQ-603 | Agru-America HDPE Liner | Agru-America, Inc. | Paul Barker | 843-546-0600 | AST/UST Liners – Synthetic or Concrete Coating | 2004-12-16 | Registration Expired 1/11/2022
EQ-602 | Vacu-Tite and Heli-Tite Test | Enhanced Leak Detection, Inc. | Dan McGill | 714-523-0194 | UST / Tank and Line Tightness Tester Manufacturers | 2004-12-03 | Registration Expired 1/11/2022
EQ-601 | Vacu-Tite Test | Enhanced Leak Detection, Inc. | Dan McGill | 714-523-0194 | Leak Detection / Breach of Integrity | 2004-11-17 | Registration Expired 1/11/2022
EQ-600 | Hydro-Tite Test | Enhanced Leak Detection, Inc. | Dan McGill | 714-523-0194 | Hydrostatic Testing | 2004-11-17 | Registration Expired 1/11/2022
EQ-599 | ICI/Devoe Bar-Rust 236 Multi-Purpose Epoxy Coating | ICI Paint (Division of International) | Curtis Harvey / Benny Carter | 404-433-7563 / 229-247-0240 | AST/UST Liners – Synthetic or Concrete Coating | 2004-10-27 | Registration Expired 1/11/2022
EQ-598 | Co-Flow™ Hydraulic Coaxial Monitoring System for the Western Fiberglass Co-Flex #34C9 Piping System | Western Fiberglass, Inc. | Mike Lewis | 707-523-2050 | Leak Detection / Liquid Detector & Leak Detection/ Breach of Integrity | 2004-10-28 | Registration Expired 1/11/2022
EQ-597 | EBW 702-400 Series Spill Manhole | Franklin Fueling Systems | Brad Fawcett / Jason Garrett | (608) 838-5650 / (706) 286-0729 | UST / Spill Containment Devices | 2004-10-25 | 2027-02-22
EQ-596 | Veeder-Root Mag Sensor Model 857080-xxx for use with Veeder-Root TLS-350 or EMC Consoles | Veeder-Root | Tech Support / Customer Svc | 800-323-1799 / 888-561-7942 | Leak Detection / Liquid Detector | 2004-10-18 | 2026-12-13
EQ-595 | ACS’s UL-142 Listed Double-Wall Sub-Base Generator Tank with Spill Containment | ACS Manufacturing, Inc. (Formerly Acoustical Control Systems, Inc.) | Ron Schulz | 252-243-0150 | Tanks / AST with Secondary Containment Only; These Tanks are Required to be Equipped with Approved Overfill Protection, Spill Containment and Interstitial Release Detection | 2004-09-30 | Registration Expired 1/11/2022
EQ-594 | Emco Wheaton Secondary Spill Containment Model A1004-210S | Emco Wheaton Retail Corporation |  |  | UST / Spill Containment Devices |  | Refer to EQ-695
EQ-593 | JRS Fill Spill Containment for ASTs, | Fidelity Manufacturing, LLC. (Formerly JRS Custom Manufacturing, Inc.) | Mark Stromwall | 352-414-4700 | Tanks / AST with Secondary Containment and Spill Containment; These Tanks are Required to be Equipped with Approved Overfill Protection and Interstitial Release Detection | 2004-09-24 | Registration Expired 1/11/2022
EQ-592 | Hempadur Multi-Strength® 35530 Concrete Sump Sealant and the Hempadur® Filler 35250 | HEMPLE (USA) Inc. | Shane Prudhomme | 936-523-6000 | AST/UST Liners – Synthetic or Concrete Coating | 2004-07-23 | Registration Expired 1/11/2022
EQ-591 | Tripolymer® 105-TM Tank Media Foam | C.P. Chemical, Inc. (Division of Tripolymer) | Walter Hasselman | 914-428-2517 | Foam | 2004-07-16 | Registration Expired 1/11/2022
EQ-590 | Gen-Tank Double-Walled Sub-Base Generator UL 142 and UL 142a Aboveground Storage Tank (Updated) | Steel Tank Institute | Joseph Mentzer | 847-438-8265 | Tanks / AST with Secondary Containment Only; These Tanks are Required to be Equipped with Approved Overfill Protection, Spill Containment and Interstitial Release Detection | 7/14/2004 Updated 4/8/2020 | 2025-04-08
EQ-589 | LDE 740 with level sensor models LS600AB, LS600LDBN, LS610, RSU800, and with sensor probe 9-901, 9-902, 9-903 | Pneumercator Co., Inc. | Jonathan Levy | 800-209-7858 | Leak Detection / Liquid Detector | 2004-07-12 | discontinued
EQ-588 | OPW 500 Series Contained Spill Buckets | OPW Fueling Components | Gene Pope | 813-969-1900 | UST / Spill Containment Devices | 2004-06-15 | Discontinued
EQ-587 | Ameri-System | UST Environmental Services, Inc. | John Collins | 800-992-1293 | Tanks / UST System - These tanks are total systems equipped with spill containment overfill protection, release detection, MPDs, and canopy | 2004-06-02 | Registration Expired 1/11/2022
EQ-586 | Model EOS 100 Discriminating Sensor and Model 522 and 522Tmonitoring System | Beaudreau Electronic, Inc. | Stephen Bessette | 560-599-3100 Ext. 223 | Leak Detection / Liquid Detector | 2004-05-07 | Registration Expired 1/11/2022
EQ-585 | Enviro-Steel Double Bottom system | Toscano Engineering Inc. | John Toscano | 954-524-2809 | Tanks / Field Erected AST with Release Prevention Barriers | 2004-04-15 | Registration Expired 1/11/2022
EQ-584 | Bertotto Boglione, S.A., manufacturing of the Plasteel Elutron Jacketed Fiberglass underground storage tank, UL File Numbers MH18314 and MH26494 | Bertotto Boglione, S.A. | Eduardo Borri | Argentina 54-3472-425095 | Tanks / UST with Secondary Containment | 2004-04-15 | Registration Expired 1/11/2022
EQ-583 | ACT-100 and ACT-100-U Double-Walled USTs (STI/SPFA licenses mfrs - contact STI for current licensees) | Steel Tank Institute | Joseph Mentzer | 847-438-8265 | Tanks / UST with Secondary Containment | 4/14/2004 Updated 4/14/2020 | 2025-04-14
EQ-582 | F921 Double-Walled UL-142 Listed Aboveground Tank (see EQ-677) | Steel Tank Institute | Joseph Mentzer | 847-438-8265 | Tanks / AST with Secondary Containment Only; These Tanks are Required to be Equipped with Approved Overfill Protection, Spill Containment and Interstitial Release Detection | 2004-04-14 | Registration Expired 1/11/2022
EQ-581 | Fireguard Double-Walled UL 142 and UL 2085 Listed Aboveground Tank (See EQ-400) | Steel Tank Institute | Joseph Mentzer | 847-438-8265 | Tanks / AST with Secondary Containment Only; These Tanks are Required to be Equipped with Approved Overfill Protection, Spill Containment and Interstitial Release Detection | 4/14/2004 – updated 12/30/2019 | 2026-12-17
EQ-580 | DC4830SB Petro Tite PE Tank Sump, DS2111 Petro Tite PE Sump, DS2416 Petro Tite PE Sump, DS3017 Petro Tite PE Sump, DS3617 Petro Tite PE Sump, DS4111 Petro Tite PE Sump, and DS4417 Petro Tite PE Sump | Petro Technick, Inc. | Ira Sands | 201-871-7300 | Dispenser Liners / Installed as a part of Integral Piping, Upgrade, or Repair & Sump Liners / Installed as a part of Integral Piping, Upgrade, or Repair | 2004-03-08 | Discontinued
EQ-579 | Universal 39-04 Overfill Protection Valve | Universal Valve Company, Inc. | Pete Mascis | 908-351-0606 | UST / Overfill Protection | 2004-02-27 | Registration Expired 1/11/2022
EQ-578 | FRP turbine tank sump systems with manhole cover Part no.’s S8CR-336, S8CR-390, S8CR/390/SEAL (seal between corbel & skirt), S8SB-336, S8SB-390, S8SB-390/SEAL (seal between corbel & skirt), FRP fill tank sump systems with manhole cover and structural platform Part no.’s S8CR-336/SS8CR-390/S, S8CR-390/SEAL/S (seal between corbel & skirt), S8SB-336/S, S8SB-390/SS8SB-390/SEAL/S (seal between corbel & skirt), and FRP Under Pump Sump Part no. EL46-26 | Fiberlite Composites Ltd. | Joanne Westwood | United Kingdom 44(0)1755-779773 | Dispenser Liners / Installed as a part of Integral Piping, Upgrade, or Repair & Sump Liners / Installed as a part of Integral Piping, Upgrade, or Repair | 2004-02-17 | Registration Expired 1/11/2022
EQ-577 | Pneumercator LS600 Series Liquid Level Float | Pneumercator Co., Inc. | Jonathan Levy | 800-209-7858 | UST/AST Overfill Protection | 2004-02-09 | 2027-01-11
EQ-576-A | FMM Overfill warning Valve, Used Oil Systems | Morrison Bros. Co. | Jerry Schollmeyer | 800-553-4840 | AST / Overfill Protection | 2004-02-09 | 2027-03-14
EQ-576 | Morrison FMM ASO Valve | Morrison Bros. Co. | Jerry Schollmeyer | 800-553-4840 | AST / Overfill Protection | 2004-02-09 | Refer to EQ-576-A
EQ-575 | ASI’s UL-142 Listed Sub-Base Double-Wall Tank, UL File Number MH115323 | Acoustical Sheetmetal, Inc. | William Tolbert | 757-456-9720 | Tanks / AST with Secondary Containment Only; These Tanks are Required to be Equipped with Approved Overfill Protection, Spill Containment and Interstitial Release Detection | 2004-01-30 | Registration Expired 1/11/2022
EQ-574 |  | Innovative Petroleum Products LLC |  |  |  |  | Discontinued
EQ-573 | UL-142 Single-Walled Aboveground Storage Tank, UL Model Number MH5086 | Highland Tank & Mfg. Co. | John Schmucker | 336-218-0801 | Tanks / AST Single-Wall Only; These Tanks are Required to be Equipped with Approved Overfill Protection, Spill Containment and Interstitial Release Detection | 2004-01-20 | 2027-02-14
EQ-572 | Heatec, Inc.’s UL-142 Listed Double-Wall Tank with Spill Containment, UL File Number MH14038 | Astec (Formerly Heatec Inc.) | Terry Rutlege | 423-821-5200 | Tanks / AST with Secondary Containment and Spill Containment; These Tanks are Required to be Equipped with Approved Overfill Protection and Interstitial Release Detection | 2004-01-16 | 2027-02-10
EQ-571 | Petro Tite II, and Petro Comp Tank Test methods, and the Petro Tite Line Test method (4/11/2011 Revisions: PetroTite Line Tester Certification & PetroTite Line Tester for Flex Lines Certification)(Updated 4/18/2019) | Purpora Engineering, Inc. | Dawn Brooks | 262-536-4081 | UST / Tank and Line Tightness Tester Manufacturers | 2004-01-14 | 2026-06-29
EQ-570 | Centeron Level Alarm System | Schneider Electric (Formerly Robetshaw Industrial Products) | Dave Cahill | 865-981-3113 | Leak Detection / Liquid Detector & AST / Overfill Protection | 2003-12-22 | Registration Expired 1/11/2022
EQ-569A | APT model numbers P-075SC, P-100-SC, P-150-SC, P-175-SC, P-200-SC, and P-250-SC piping systems | Franklin Fueling Systems (Formerly Advanced Polymer Technology, Inc.) | Brad Fawcett / Jason Garrett | (608) 838-5650 / (706) 286-0729 | Piping / Piping With Enclosed Secondary Containment Equipped with Sump Liner, Dispenser Liner, and Interstitial Release Detection (Flexible Piping) | 7/07//2004 | Discontinued
EQ-569 | APT model numbers P-075SC, P-100-SC, P-150-SC, P-175-SC, P-200-SC, and P-250-SC piping systems | Franklin Fueling Systems (Formerly Advanced Polymer Technology, Inc.) | Brad Fawcett / Jason Garrett | (608) 838-5650 / (706) 286-0729 | Piping / Piping With Enclosed Secondary Containment Equipped with Sump Liner, Dispenser Liner, and Interstitial Release Detection (Flexible Piping) | 2004-01-05 | Discontinued
EQ-568 | UL Listed Armor Vault System File Number MH18494 | Guardian Containment, Corp. | Kelly Stanton | 800-797-8265 | AST / Vault System | 2003-12-11 | Discontinued
EQ-567 | Global Power Components’ UL-142 Listed Sub-Base Double-Wall Tank With Spill Containment, UL File Number MH18481 | Global Power Components Corporation | Joshua Drane | 414-364-5440 | Tanks / AST with Secondary Containment and Spill Containment; These Tanks are Required to be Equipped with Approved Overfill Protection and Interstitial Release Detection | 2003-11-28 | 2026-07-13
EQ-566 | Generac’s UL-142 Listed Sub-Base Double-Wall Tank With Spill Containment, UL File Number MH18459 | Generac Power Systems, Inc. | Jeff Jonas | 262-544-4811 Ext. 2104 | Tanks / AST with Secondary Containment and Spill Containment; These Tanks are Required to be Equipped with Approved Overfill Protection and Interstitial Release Detection | 2003-10-23 | 2026-12-15
EQ-565-R | United Alloy’s UL-142 Listed Sub-Base Double-Wall Tank With Spill Containment, UL File Number MH28847 (Correction of UL File Number MH28874 to MH28847) | United Alloy, Inc. |  |  | AST / AST with Enclosed Secondary Containment Equipped with Overfill Protection, Spill Containment, and Interstitial Release Detection |  | Refer to EQ-565
EQ-565 | United Alloy’s UL-142/UL-2085 Double-Wall Tank With Spill Containment, UL File Number MH28847/MH17883 | United Alloy, Inc. | Jason Lichtfuss | 608-758-4717 Ext. 147 | Tanks / AST with Secondary Containment and Spill Containment; These Tanks are Required to be Equipped with Approved Overfill Protection and Interstitial Release Detection | 2003-10-23 | 2026-08-18
EQ-564 | GSE Studliner | Solmax (Formerly GSE Lining Technology, Inc.) | Kristen Hardin | 800-435-2008 | AST/UST Liners – Synthetic or Concrete Coating | 2003-09-26 | Registration Expired 1/11/2022
EQ-563 | Advanced Telemetrics Tank Gauge Model 1100LD/2 | Advanced Telemetrics Limited | Drake Dunn | 210-828-1482 | Leak Detection / Automatic Tank Gauging | 2003-09-26 | Discontinued
EQ-562 | Ameron MCX System for the Ameron Marina Piping System | Ameron International | Joie Folkers | 713-690-7777 | Piping Over Water / Piping with Enclosed Secondary Containment Equipped with Sump Liner, Dispenser Liner, and Interstitial Release Detection | 2003-08-28 | Registration Expired 1/11/2022
EQ-561 | Flameshield Double-Walled UL-142 Listed Aboveground Storage Tank (See EQ-677) | Steel Tank Institute | Joseph Mentzer | 847-438-8265 | Tanks / AST with Secondary Containment Only; These Tanks are Required to be Equipped with Approved Overfill Protection, Spill Containment and Interstitial Release Detection | 2003-07-25 | Registration Expired 1/11/2022
EQ-560 | GSE HD Liner | Solmax (GSE Lining Technology, Inc.) | Nathan Ivy | 800-435-2008 | AST/UST Liners – Synthetic or Concrete Coating | 2003-07-25 | Registration Expired 1/11/2022
EQ-559 | MoPoxY™ Pre-Prep sealer, Clear, 41-AF-2 and MoPoxY™ Mastic Epoxy Coating, Down Gray, 40-AH-51 | Mobil Paint Mfg. Co., Inc. | Phil Culver | 251-443-6110 Ext.161 | AST/UST Liners – Synthetic or Concrete Coating | 2003-06-23 | 2028-08-22
EQ-558 | Tracer Tight | Praxair Services, Inc. (Division of Linde) | Randy Golding | 520-888-9400 | Leak Detector / Mechanical Line Leak Detector with Flow Restrictor & UST / Tank and Line Tightness Tester Manufacturers & Piping Testers / Bulk Product Piping Testing; API 1110 Testing or Equivalent | 2003-06-12 | Registration Expired 1/11/2022
EQ-557 | Leak Computer Leak Test method, and the Acurite Line Test method | Training and Services Corp. | Mike Treat | 281-934-3839 | UST / Tank and Line Tightness Tester Manufacturers | 2003-06-02 | 2026-07-16
EQ-556 | Ameron Brine System for the Ameron Double-Wall Dualoy®/3000 LCX Piping System | Ameron International | Joie Folkers | 713-690-7777 | Leak Detection / Breach of Integrity | 2003-05-23 | Registration Expired 1/11/2022
EQ-555 | Phil-Tite 85000 Series Spill Collector | Franklin Fueling Systems (Formerly Phil-Tite Enterprises) | Brad Fawcett / Jason Garrett | (608) 838-5650 / (706) 286-0729 | UST / Spill Containment Devices | 2003-05-23 | 2027-02-22
EQ-554 | Tent tank, UL 142 Listed Horizontal Double-Wall Tank With Spill Containment, UL File Number MH8552 Vol. 2 | Bendel Corporation | William Beaver | 704-596-5112 | Tanks / AST with Secondary Containment and Spill Containment; These Tanks are Required to be Equipped with Approved Overfill Protection and Interstitial Release Detection | 2003-03-21 | Registration Expired 1/11/2022
EQ-553 | STI/SPFA - (Approved Mfr - General Industries Inc.’s manufacturing of the PermaTank double-walled underground storage tank, UL File Number MH16166). See EQ-927 for Registration. | General Industries, Inc. (Approved Steel Tank Institute Mfr.) |  |  | Tanks / UST with Secondary Containment |  | 2025-02-26
EQ-552 | Omniflex model numbers CP 1503, CP 1503F, CP 1503BF, CP2503F, and CP2503BF piping systems | Total Containment, Inc. | Tony Adamson | 610-666-2170 | Piping / Piping With Enclosed Secondary Containment Equipped with Sump Liner, Dispenser Liner, and Interstitial Release Detection (Flexible Piping) | 2003-01-24 | Registration Expired 1/11/2022
EQ-551 | TraceTek TT5000 leak detection system for single-walled underground bulk product piping | Raychem Corporation (formerly Pentair) | Matt Cole | 859-694-1061 | Leak Detection / Liquid Detector | 2002-11-26 | 2027-06-22
EQ-550 | Enviroflex PP1503, PP1503F, PP2503, PP2503F, and SF4500 piping systems | Total Containment, Inc. | Tony Adamson | 610-666-2170 | Piping / Piping With Enclosed Secondary Containment Equipped with Sump Liner, Dispenser Liner, and Interstitial Release Detection (Flexible Piping) | 2003-01-24 | Registration Expired 1/11/2022
EQ-549 | Barton 3500 ATG System | Barton Instruments Systems, LLC (Division of Turbine Meter Company) | Jerry Copeland | 760-243-9771 | Leak Detection / Automatic Tank Gauging | 2002-11-23 | Registration Expired 1/11/2022
EQ-548 | GSI-HIAS Overfill Alarm System | Gauging Systems, Inc. | Ana Figueroa | 800-444-1327 | AST / Overfill Protection | 2002-12-20 | Registration Expired 1/11/2022
EQ-547 | UL-142 Closed Top Generator Base Fuel Tank, UL File No. MH 28640 | Horizon MFG., LLC | David Evans | 352-787-7000 | AST / AST with Enclosed Secondary Containment Equipped with Overfill Protection, Spill Containment, and Interstitial Release Detection | 2002-11-21 | Discontinued
EQ-546 | OEL 8000II and KOEL 8000II controllers with the Omntec CITLD ATG system | OMNTEC Mfg., Inc. | Antonio Elizalde | 631-981-2001 | Leak Detection / Continuous Automatic Tank Gauging | 2002-11-21 | 2026-12-15
EQ-545 | Dabico Hydrant Fueling System Pits | Dabico Airport Solutions Inc (Formerlay Cavotec Dabico, Inc.) | Dan Foster | 714-947-0005 | Hydrant Pits | 2002-11-21 | 2027-06-22
EQ-544 | Double-Wall Generator Base Tank With Spill Containment, UL File Number MH 17934 | Precision Quincy Industries (Division of The Armor Group, formerly Victory Industrial Products, Inc.) | The Armor Group | 888-312-5442 | Tanks / AST with Secondary Containment and Spill Containment; These Tanks are Required to be Equipped with Approved Overfill Protection and Interstitial Release Detection | 11/5/2002 Updated 9/22/2015 | Registration Expired 1/11/2022
EQ-543 | Ul-142 Listed Closed-Top Diked Generator Base Tank, UL File No. MH 15307 | Prichard Brown, LLC | Robert Ropp | 800-231-2258 Ext.102 | Tanks / AST with Secondary Containment Only; These Tanks are Required to be Equipped with Approved Overfill Protection, Spill Containment and Interstitial Release Detection | 2002-10-09 | Registration Expired 1/11/2022
EQ-542 | UL-142 Double-Walled Sub-Base Generator Aboveground Storage Tank; UL-142 Single-Walled Aboveground Storage Tank Model No. ATISW | Alabama Tank, Inc. | Kevin Woods | 251-577-6415 | Tanks / AST with Secondary Containment Only; These Tanks are Required to be Equipped with Approved Overfill Protection, Spill Containment and Interstitial Release Detection; Tanks / AST Single-Wall Only | 2002-10-03 | Registration Expired 1/11/2022
EQ-541 | Ceram-Kote SPG22 Coating | Freecom, Inc. | Kevin Freeman | 915-263-8497 | Coatings AST/UST Synthetic or Concrete – Synthetic or Concrete Coating | 2002-09-23 | Discontinued
EQ-540 | OPW Flexworks Tank Sumps Model Numbers SBS-3642H & 4242H, MBS-3645H & 4245H, DBS-3645H, 4245H & 4248H, EBS-3042H, 3645H, 4245H, 4248H and Dispenser Sumps Model Numbers SDS, DDS, EDS, SDP, DDP -1512, 2014, 2414, 2417, 2717, 2816, 2922, 3210, 3215, 3621, 4021, 4422, 4319, 4614, 4714, 4715, 4721, 5922, BPS-7424-W, BPS-7424-T | OPW (Formerly Environ Products, Inc.) | Gene Pope | 813-969-1900 | Sump Liners / Installed as a part of Integral Piping, Upgrade, or Repair | 2002-08-29 | Discontinued
EQ-539 | Mitchell’s Sir version 2.7 | Sir International, Inc. | Jim Flynn | 918-479-5800 | Leak Detection / Statistical Inventory Reconciliation (SIR) | 2002-08-21 | Registration Expired 1/11/2022
EQ-538 | UL-142 Horizontal and Vertical Double-Walled Aboveground Tank | Bendel Corporation | William Beaver | 704-596-5112 | AST / AST with Enclosed Secondary Containment Equipped with Overfill Protection, Spill Containment, and Interstitial Release Detection | 2002-11-20 | Discontinued
EQ-537 | Xerxes Corporation "X" Tank | Xerxes Corporation (Division of Shawcor Company) | Gene Pope | 813-969-1900 | UST / UST with Secondary Containment | 2002-09-19 | Discontinued
EQ-536 | Morrison 918CP AST Alarm System | Morrison Bros. Co. | Jerry Schollmeyer | 800-553-4840 | AST / Overfill Protection | 2002-08-05 | Registration Expired 1/11/2022
EQ-535 | Morrison Model 515 Remote fill Spill Containment for AST | Morrison Bros. Co. | Jerry Schollmeyer | 800-553-4840 | AST/ Spill Containment | 2002-07-03 | 2027-02-22
EQ-534 | Flexcell II, Flexcell II TX, EC-120, and Corrocote Plus w/ Acr 85 top coating | The Sherwin Williams Company (formerly Madison Chemical Industries, Inc.) | Ron Chunko | 770-339-7858 | AST/UST Liners – Synthetic or Concrete Coating | 2002-07-03 | Registration Expired 1/11/2022
EQ-533 | Double-Wall Generator Base Tank with Spill Containment | Coastline Power Solutions (Formerly Advanced Manufacturing & Power Systems, Inc.) | Jim Sanders | 386-822-5565 | Tanks / AST with Secondary Containment and Spill Containment; These Tanks are Required to be Equipped with Approved Overfill Protection and Interstitial Release Detection | 2002-05-23 | 2027-02-01
EQ-532 | Tanknetics Version V.2.1 SIR Method | Advanced Telemetrics Limited | Drake Dunn | 210-828-1482 | Leak Detection / Statistical Inventory Reconciliation (SIR) | 2002-05-23 | Discontinued
EQ-531 | General Polymer Envirolastic AR 425 Polyurea Coating | The Sherwin Williams Company | William Fite | 407-658-9875 | AST/UST Liners – Synthetic or Concrete Coating | 2002-05-14 | Registration Expired 1/11/2022
EQ-530 | UST 2001/P and 2000/U test methods | Sound Products Manufacturing, Inc. | James Mitchell | 337-235-1184 | UST / Tank and Line Tightness Tester Manufacturers | 2002-05-09 | Registration Expired 1/11/2022
EQ-529 | Triangle T.E.I. 5000 tank tightness method and the Petro Tite Line Tester for pressurized small diameter line testing | Crompco Corporation (Formerly AAA Tank Testers, Inc.) | Edward S Kubinsky Jr. | 800-646-3161 | UST / Tank and Line Tightness Tester Manufacturers | 2002-05-03 | Registration Expired 1/11/2022
EQ-528 | Double-Wall Generator Base Tank with Spill Containment | Total Energy Systems, LLC | Christopher Stiles | 888-548-1400 | Tanks / AST with Secondary Containment and Spill Containment; These Tanks are Required to be Equipped with Approved Overfill Protection and Interstitial Release Detection | 2002-04-29 | Registration Expired 1/11/2022
EQ-527 | Morrison 918 AST Clock Gauge with an Alarm System | Morrison Bros. Co. | Jerry Schollmeyer | 563-587-2119 | Overfill Protection /Overfill Prevention Alarm | 2022-03-16 | 2027-03-16
EQ-526 | GeoDuct piping system | OPW Retail Fueling (Formerly Environ Products, Inc.) | Gene Pope | 813-969-1900 | Piping / Piping With Enclosed Secondary Containment Equipped with Sump Liner, Dispenser Liner, and Interstitial Release Detection (Flexible Piping) | 2002-04-19 | Discontinued
EQ-525 | Smartflex Piping System Model(s): TSMAXP | Nupi Americas, Inc. (Formerly NUPI S.P.A.) | Sandra Garcia | 281-590-4471 | Piping and Dispenser Sumps | 2002-04-19 | 2028-05-08
EQ-524 | Emco Wheaton spill containment equipment Models, A1003, A1004, and A1005 | Emco Wheaton Retail Corporation | John Vautier | 407-625-8339 | UST / Spill Containment Devices |  | Refer to EQ-695
EQ-523 | UL Listed 142 and 2085 double-wall Tank, UL File No. MH 26043 | Professional Power Products, Inc. | Tom Birchman | 815-943-9000 | Tanks / AST with Secondary Containment Only; These Tanks are Required to be Equipped with Approved Overfill Protection, Spill Containment and Interstitial Release Detection | 2002-04-05 | Registration Expired 1/11/2022
EQ-522 | Double-Wall Generator Base Tank | Power Enclosures | Rakesh Komar | 309-274-9000 | Tanks / AST with Secondary Containment Only; These Tanks are Required to be Equipped with Approved Overfill Protection, Spill Containment and Interstitial Release Detection | 2002-04-05 | Registration Expired 1/11/2022
EQ-521 | UL 142 Single-Wall Aboveground Storage Tank | Tampa Tank, Inc. | Adam Bourgeois | 813-241-4261 Ext. 209 | Tanks / AST Single-Wall Only; These Tanks are Required to be Equipped with Approved Overfill Protection, Spill Containment and Interstitial Release Detection | 2002-03-19 | Registration Expired 1/11/2022
EQ-520 | WRA Version 5.2, SIR Method | Warren Rogers Associates, Inc. | William Jones | 401-846-4747 | Leak Detection / Statistical Inventory Reconciliation (SIR) | 2002-03-01 | Registration Expired 1/11/2022
EQ-519 | Pneumercator E-700-1, LDE-700, and Phoenix Midg-It Tank Gauging Leak Detection Systems | Pneumercator Co., Inc. | Jonathon Levy | 800-209-7858 | Leak Detection / Liquid Detector | 2002-02-20 | Discontinued
EQ-518 | UL 142 Double-Wall Sub-Base Generator Tank | Harvard Integrations (Formerly Lecturus Corporation) (Formerly D.T.S., Inc.) | Lynn Brady | 605-498-9179 | Tanks / AST with Secondary Containment and Spill Containment; These Tanks are Required to be Equipped with Approved Overfill Protection and Interstitial Release Detection | 2002-02-19 | 2028-08-22
EQ-517 | Tank Shell Monitoring System GTÜ-TABS | Eco-Tank Systems, LLC | Greg Ludwig | 610-495-9583 | Overfill Retention | 2002-02-26 | Registration Expired 1/11/2022
EQ-516 | EECO System Liquid Sensors Models Q0001-005, Q0003-001, Q0003-002, Q0003-003, Q0003-104/154/204, Q0003-005, Q0003-006, and Q0003-009 | OPW Fuel Management Systems ( Formerly Tuthill Transfer Systems and the Emco Electronics Division) | Gene Pope | 813-969-1900 | Leak Detection / Liquid Detector | 2002-02-18 | Discontinued
EQ-515 | EECO LLD-Plus system | OPW Fuel Management Systems ( Formerly Tuthill Transfer Systems and the Emco Electronics Division) | Gene Pope | 813-969-1900 | Leak Detection / Line Leak Detector with Automatic Shut-off | 2002-02-08 | Discontinued
EQ-514 | EECO Systems 3000, 2000, 1500, 1000, 1000EG and Galaxy ATG systems with the QQ0400-4xx Magnetostrictive Probe | OPW Fuel Management Systems ( Formerly Tuthill Transfer Systems and the Emco Electronics Division) | Gene Pope | 813-969-1900 | Leak Detection / Automatic Tank Gauging | 2001-12-31 | Discontinued
EQ-513 | EECO Systems 3000, 2000, 1500, 1000, 1000EG and Galaxy ATG systems with the QQ0400-4xx Magnetostrictive Probe | OPW Fuel Management Systems ( Formerly Tuthill Transfer Systems and the Emco Electronics Division) | Gene Pope | 813-969-1900 | Leak Detection / Continuous Automatic Tank Gauging | 2001-12-31 | Discontinued
EQ-512 | SHELLCOTE II Epoxy Amine | Sherwin Williams | Robert Spano | 321-287-1724 | AST/UST Liners – Synthetic or Concrete Coating | 2001-12-14 | 2027-07-14
EQ-511 | GeoFlex-D, and GeoFlex-S Piping Systems | OPW Retail Fueling (Formerly Environ Products, Inc.) | Gene Pope | 813-969-1900 | Piping / Piping With Enclosed Secondary Containment Equipped with Sump Liner, Dispenser Liner, and Interstitial Release Detection (Flexible Piping) | 2001-12-01 | Discontinued
EQ-510 | Protecto-Coat PS, Caulk PSC, Protecto-Coat 800, Protecto-Flex 100XT, and Protecto-Glass 160XT coatings | Dudick, Inc. | Thomas Parenete | 800-322-1970 | AST/UST Liners – Synthetic or Concrete Coating | 2001-11-02 | Registration Expired 1/11/2022
EQ-509 | 2200 Series Python Polyamide Epoxy Gloss Coating | Richard’s Paint Manufacturing Co., Inc. | Ron Hutton | 321-636-6200 | AST/UST Liners – Synthetic or Concrete Coating | 2001-11-02 | 2027-04-27
EQ-508 | TotalSIR Version 1.0 | Precision Tank Services, Inc. | Sandy Hicks | 704-892-8600 | Leak Detection / Statistical Inventory Reconciliation (SIR) | 2001-10-26 | Registration Expired 1/11/2022
EQ-507 | ACT-100® and ACT-100U® double-wall underground storage tanks | Steel Tank Institute | Joseph Mentzer | 224-286-6469 / 847-438-8265 | Tanks / UST with Secondary Containment | 2001-10-08 | Registration Expired 1/11/2022
EQ-506 | Highland Tank Manufacturing Company’s manufacturing of the Titan underground storage tank | Highland Tank Mfg. Co. | Steve Soldner | 717-664-0617 | Tanks / UST with Secondary Containment; UST/ Tank and Line Tightness Tester Manufacturers | 2001-10-05 | Registration Expired 1/11/2022
EQ-505 | Perma-Fill Foam | Tailored Foam of Florida, LLC. (Formerly The Perma Fill Corporation) | Scott Sanders | 407-468-9544 | Foam | 2001-09-28 | 2027-07-28
EQ-504 | UL-142 Double-Wall Sub-Base Generator Tank | Bob Gerena Fabricating, Inc. | Robert Gerena | 863-425-1771 | Tanks / AST with Secondary Containment and Spill Containment; These Tanks are Required to be Equipped with Approved Overfill Protection and Interstitial Release Detection | 2001-09-27 | Registration Expired 1/11/2022
EQ-503 | [6 empty] | Revoked
EQ-502 | Wilco Data Collection Unit and SIR 5.7 L.M. | Simmons Sirvey Corporation (Formerly Simmons Corporation) | Howard Dockery | 800-848-8378 | Leak Detection / Statistical Inventory Reconciliation (SIR) | 2001-07-30 | Registration Expired 1/11/2022
EQ-501 | UL-142 Single-Wall Tanks | General Industries, Inc. | Jamie Stanley | 919-751-1791 | Tanks / AST Single-Wall Only; These Tanks are Required to be Equipped with Approved Overfill Protection, Spill Containment and Interstitial Release Detection | 2001-07-30 | 2027-01-11
EQ-500 | Omntec OEL 8000, K-OEL 8000, OEL 8000 II, K-OEL 8000 II with MTG Stainless Steel Magnetostrictive Probe | OMNTEC Mfg., Inc. | Antonio Elizalde | 631-981-2001 | Leak Detection / Automatic Tank Gauging | 2001-07-30 | Refer to EQ-546
EQ-499 | OEL 8000 II and K-OEL 8000 II Controller with BX Series Sensors | OMNTEC Mfg., Inc. | Antonio Elizalde | 631-981-2001 | Leak Detection / Liquid Detector | 2001-07-30 | Refer to EQ-546
EQ-498 | SuperSafe™ Aboveground Petroleum Storage and Dispensing System | Sigam Engineering Inc. (Formerly SuperSafe™ Tanks, Inc.) | Jacob Magish | 317-255-5387 | Tanks / AST with Enclosed Secondary Containment Equipped with Overfill Protection, Spill Containment, and Interstitial Release Detection | 2001-05-23 | Registration Expired 1/11/2022
EQ-497 | Double-Wall Generator Base Tank - up to 20,000 gallon capacities (Updated 1/2/2019) | Fidelity Manufacturing, LLC. (Formerly JRS Custom Manufacturing, Inc.) | Curt Missall | 352-414-4700 | Tanks / AST with Secondary Containment and Spill Containment; These Tanks are Required to be Equipped with Approved Overfill Protection and Interstitial Release Detection | 5/10/2001 Updated 1/2/2019 | 2029-02-28
EQ-496 | Double-wall Generator Base Tank | BN Manufacturing | Erik Kientz | 800-684-9096 | AST / AST with Enclosed Secondary Containment Equipped with Overfill Protection, Spill Containment, and Interstitial Release Detection | 2001-04-17 | Discontinued
EQ-495 | Xerxes triple wall UST | Xerxes Corporation (Division of Shawcor Company) | Gene Pope | 813-969-1900 | Tanks / UST with Secondary Containment | 2001-04-18 | Refer to EQ-200
EQ-494 | [6 empty] | Revoked
EQ-493 | [6 empty] | Revoked
EQ-492 | LEOMA Version 1.50 SIR Method | Sir Phoenix, Inc. | Walter Morgan | 931-852-4121 | Leak Detection / Statistical Inventory Reconciliation (SIR) | 2001-04-18 | Registration Expired 1/11/2022
EQ-491 | Service Welding & Machine Co., Inc.’s manufacturing the Titan, Permatank, ACT-100, and STI-P3 | Steel Tank Institute | Joseph Mentzer | 847-438-8265 | UST / UST with Secondary Containment | 5/10/2001 Revised 2/25/2020 | Refer to EQ-927
EQ-490 | UL-142 Single-Wall Tanks | Service Welding & Machine Co., Inc | Carl Greer | 502-585-4295 | AST / Single-Wall Only | 2001-05-10 | Discontinued
EQ-489 | PermaTel leak detection system | Service Welding & Machine Co., Inc | Carl Greer | 502-585-4295 | UST / Tank and Line Tightness Tester Manufacturers | 2001-05-10 | Discontinued
EQ-488 | MecoAlarm System | Meco, Inc. | Kenneth Mroz | 619-466-1469 | AST / Overfill Protection | 2001-04-18 | Registration Expired 1/11/2022
EQ-487 | Tank Bottom Monitoring System | Eco-Tank Systems, LLC | Tom Keefer | 610-659-3156 | Tanks / Field Erected AST with Release Prevention Barriers | 2001-03-15 | Registration Expired 1/11/2022
EQ-486 | [6 empty] | Revoked
EQ-485 | HT-100-n (v1.0) and HT-100-n (v1.1) leak detection systems. Updated 10/1/2020 adding HT-100 (v2.1) | Vista Research, Inc. | Cody Freeman | 509-943-2484 | Piping Testers / Bulk Product Piping Testing; API 1110 Testing or Equivalent | 2/28/2001 Updated 10/1/2020 | 2025-10-01
EQ-484 | UL-142 Double-Wall Tank, PB Style | Prichard Brown of Florida, Inc. | Frank Miller | 352-742-7125 | Tanks / AST with Secondary Containment and Spill Containment; These Tanks are Required to be Equipped with Approved Overfill Protection and Interstitial Release Detection | 2001-02-27 | Registration Expired 1/11/2022
EQ-483 | UL 142 Double-Wall Base Tank and UL 2085 Double-Wall Vault Tank | Isom Brothers, Inc. | Scott Frerichs | 208-459-6077 | Tanks / AST with Secondary Containment and Spill Containment; These Tanks are Required to be Equipped with Approved Overfill Protection and Interstitial Release Detection | 2001-02-27 | Registration Expired 1/11/2022
EQ-482 | UL 142 Double-Wall and UL-142 Closed Top Diked Generator Base Tanks | Wilson MFG., Inc. | Greg Lepine | 800-446-3500 | Tanks / AST with Secondary Containment and Spill Containment; These Tanks are Required to be Equipped with Approved Overfill Protection and Interstitial Release Detection | 2001-02-12 | Registration Expired 1/11/2022
EQ-481 | Simplex Fuel Port | Simplex, Inc. | David Hurtado | 386-690-6361 | AST/ Spill Containment | 2001-02-21 | 2026-12-15
EQ-480 | WRA SIR Version 5.1 | Warren Rogers Associates, Inc. | William Jones | 401-846-4747 | Leak Detection / Statistical Inventory Reconciliation (SIR) | 2001-02-14 | Registration Expired 1/11/2022
EQ-479 | Closed Top Dike Generator Base Tank and the Secondary Containment Generator Base Tank | Cummins Southeastern Power, Inc. | Greg Shapiro | 813-635-5701 | Tanks / AST with Secondary Containment Only; These Tanks are Required to be Equipped with Approved Overfill Protection, Spill Containment and Interstitial Release Detection | 2001-02-14 | Registration Expired 1/11/2022
EQ-478 | Double-Wall Generator Base Tank | Bendel Corporation | Bill Beaver | 704-596-5112 | AST / AST with Enclosed Secondary Containment Equipped with Overfill Protection, Spill Containment, and Interstitial Release Detection | 2001-02-09 | Discontinued
EQ-477 | Pre-Prime™ 167 and Devron® 124 epoxy coating | ICI Paint (Division of International) | Curtis Harvey / Benny Carter | 404-433-7563 / 229-247-0240 | AST/UST Liners – Synthetic or Concrete Coating | 2001-02-09 | Registration Expired 1/11/2022
EQ-476 | ICO Floor Coating, ICO Guard Coating, ICO Hi Guard Coating, and ICO Super Guard Coating | Milamar Coatings (Formerly International Coating, Inc.) | Michael Kramer | 800-624-8919 | AST/UST Liners – Synthetic or Concrete Coating | 2001-02-09 | Registration Expired 1/11/2022
EQ-475 | TG-EL-D3 Leak Detection System | Preferred Utilities MFG. Corp. | Peter Lavelle | 203-743-6741 | UST / Overfill Protection | 2000-11-29 | Discontinued
EQ-474-A | FuelMasters, Lube Cubes, and Safewaste Tanks and Spill containment devices for UL 142 and UL2085 | Fiber Glass Systems, LP (Formerly Containment Solutions, Inc.) | David Dooley | 936-525-3850 | AST & Spill Containment | 2/18/2011 Updaated: 3/16/2022 | 2027-03-16
EQ-474 | Hoover Vault and Lube Cube Tank | Fiber Glass Systems, LP (Formerly Containment Solutions, Inc.) | Kevin Soeder | 936-756-7731 | Tanks / AST with Secondary Containment Only; These Tanks are Required to be Equipped with Approved Overfill Protection, Spill Containment and Interstitial Release Detection | 2001-02-09 | Refer to EQ-474A
EQ-473 | Computank Version 3.0 SIR System | Computerizing, Inc. | Bob Starkey | 256-259-1805 | Leak Detection / Statistical Inventory Reconciliation (SIR) | 2001-01-12 | Registration Expired 1/11/2022
EQ-472 | Marseal 2000 and 4000 secondary containment sheet membrane lining | MRC, Inc | Howard Golden | 888-276-1400 | Coatings AST/UST Synthetic or Concrete | 2000-12-22 | Discontinued
EQ-471 | Closed Top Dike Generator Base Tank and the Secondary Containment Generator Base Tank | Engine & Compressor Accessories, Inc. | Bill Pafford | 713-466-8679 | Tanks / AST with Secondary Containment Only; These Tanks are Required to be Equipped with Approved Overfill Protection, Spill Containment and Interstitial Release Detection | 2000-12-22 | Registration Expired 1/11/2022
EQ-470 | Euro-Guard Leak preventer Model DL-4000 | Euro-Tank Systems, LLC | Manfred Fiech | 352-629-3700 | Leak Detection / Breach of Integrity | 2000-12-22 | Discontinued
EQ-469 | Double-wall Base Fuel Tank | Leeds Fabrication Services, Inc. (Division of Hero Flare) | Jack Ranney | 303-659-6801 | Tanks / AST with Secondary Containment Only; These Tanks are Required to be Equipped with Approved Overfill Protection, Spill Containment and Interstitial Release Detection | 2000-12-22 | Registration Expired 1/11/2022
EQ-468 | Mitchell’s SIR Program, Version 2.6 | SIR International, Inc. | Jim Flynn | 918-479-5800 | Leak Detection / Statistical Inventory Reconciliation (SIR) | 2001-02-27 | Registration Expired 1/11/2022
EQ-467 | TG-EL-D3 Leak Detection System | Preferred Utilities MFG. Corp. | Peter Lavelle | 203-743-6741 | Leak Detection / Liquid Detector | 2000-11-29 | Discontinued
EQ-466 | TankMate Version 3.12 | TeleData, Inc. | Tony Weston | 561-219-4661 | Leak Detection / Statistical Inventory Reconciliation (SIR) | 2000-11-29 | Registration Expired 1/11/2022
EQ-465 | Enviromat™ System | Industrial Environmental Coatings Corporation (Enviroline) | Curtis Harvey / Benny Carter | 404-433-7563 / 229-247-0240 | Bulk Product Piping with Secondary Containment | 2000-12-04 | Discontinued
EQ-464 | 709 Warden overfill prevention valve; Auto Limiter II | Franklin Fueling Systems | Brad Fawcett / Jason Garrett | (608) 838-5650 / (706) 286-0729 | UST / Overfill Protection & AST/ Overfill Protection | 2000-10-25 | 2027-02-22
EQ-463 | Series 99; Model 113 Above ground Containment Manhole and associated Model 125 Spill Mate | Petroleum Equipment Manufacturing CO., Inc. (PEMCO) | Adele Azcuy | 305-558-9911 | UST / Spill Containment Devices & AST / Spill Containment | 2000-10-23 | Registration Expired 1/11/2022
EQ-462 | HCNA Leak Detection System, V2.0, 2.1, 2.2 | Hansa Consult of North America, LLC | Walter Phelps | 603-422-8833 | Piping Testers / Bulk Product Piping Testing; API 1110 Testing or Equivalent | 2000-04-16 | 2026-12-15
EQ-461 | Caldon Linewatch™ 2000DLS Systems | Cameron International (Formerly Caldon, Inc.) | Anthony Mediate | 412-341-9920 | Piping Testers / Bulk Product Piping Testing; API 1110 Testing or Equivalent | 2000-04-16 | Registration Expired 1/11/2022
EQ-460 | Double-Wall & closed top dike tank | Chillicothe Metal Co., Inc. | Jeff Bessler | 309-274-5421 | Tanks / AST with Secondary Containment and Spill Containment; These Tanks are Required to be Equipped with Approved Overfill Protection and Interstitial Release Detection | 2000-10-12 | Registration Expired 9/17/2021
EQ-459 | OPW Flexworks Collar Mount Tank Sumps Models DBS-3642F, DBS-4242F,, FSC-4200, and Flat Bottom Tank Sumps Models DBS-3642FB, DBS-4242FB & | OPW Retail Fueling (Formerly Environ Products, Inc.) | Gene Pope | 813-969-1900 | Sump Liners / Installed as a part of Integral Piping, Upgrade, or Repair | 2000-10-12 | Discontinued
EQ-458 | USTMAN SIR Version 95.2B System | Veeder-Root (Formerly USTMAN Industries, Inc.) | Cliff Miller | 800-253-8054 | Leak Detection / Statistical Inventory Reconciliation (SIR) | 2000-10-04 | Registration Expired 1/11/2022
EQ-457 | HPL 1110, HPL 2221, HPL 3320, HPL 4310, and HPL 1301 DUROMAR concrete secondary containment protection systems | DUROMAR, Inc. | Daniel Toft | 813-205-2020 | AST/UST Liners – Synthetic or Concrete Coating | 10/4/2000 Updated 4/27/2015 | Registration Expired 1/11/2022
EQ-456 | The HIS, HLS, ULS, DIS, EIS, PS, DDS, DTS, and MWS interstitial liquid sensors | Franklin Fueling (Formerly Intelligent Controls, Inc.) | Kevin Devinney | 207-283-0156 | Leak Detection / Liquid Detector; AST/UST Overfill Protection | 2000-10-04 | 2027-02-22
EQ-455 | PPG Pitt Guard Rapid Caot DTR 95245 (Formerly PorterMastic™ 7000) Surface Tolerant Epoxy Coating secondary containment coating | PPG Industriess (Formerly Porter Coatings) | Mike Eady | 863-859-9297 | AST/UST Liners – Synthetic or Concrete Coating | 2000-09-26 | Registration Expired 1/11/2022
EQ-454 | Doubled-Wall Re-Tank® underground Storage Tank | Fiber Glass Systems, LP (Formerly Containment Solutions, Inc.) | Kevin Soeder | 936-756-7731 | Tanks / UST with Internal Secondary Containment Upgrade System | 2000-09-29 | Registration Expired 1/11/2022
EQ-453 | SIR Pro 1 Version 3.0 | Horner Products, Inc. (Formerly Horner Creative Products, Inc.) | Jack Horner | 800-443-0711 | Leak Detection / Statistical Inventory Reconciliation (SIR) | 2000-09-29 | Registration Expired 1/11/2022
EQ-452-A | EZY 3 Locator Plus tank tightness method and the EZY-CHEK Line Leak Detector | Estabrook’s, Inc. | Brad Estabrook | 989-891-9868 | UST / Tank and Line Tightness Tester Manufacturers | 2003-05-02 | Registration Expired 1/11/2022
EQ-452 | EZY 3 Locator Plus Tank Tightness Equipment | Estabrook’s, Inc. | Brad Estabrook | 989-891-9868 | UST / Tank and Line Tightness Tester Manufacturers | 2000-09-29 | Registration Expired 1/11/2022
EQ-451 | PTIC Rev. 90 | Entropy Limited | Deborah Talanian | 781-259-8901 | Leak Detection / Statistical Inventory Reconciliation (SIR) | 2000-09-15 | Registration Expired 1/11/2022
EQ-450 |  | Industrial Environmental Coatings Corporation |  |  |  |  | Discontinued
EQ-449 | REA 303 Polyurea Spray Elastomer secondary containment coating system | F. S. I. Inc | Michael Whitener | 239-275-6235 | Coatings AST/UST Synthetic or Concrete | 2000-09-08 | Discontinued
EQ-448 | PorterGlaze 4721 Flexible Epoxy Coating secondary containment coating | PPG Industries (Formerly Porter Coatings) | Mike Eady | 863-859-9297 | AST/UST Liners – Synthetic or Concrete Coating | 2000-08-31 | Registration Expired 1/11/2022
EQ-447 | All Season Epoxy Mastic Coating X10 secondary containment coating | Benjamin Moore & Co. (Formerly Coronado Paint Company) | Todd Bulgrin | 800-216-9658 Ext.5028 | AST/UST Liners – Synthetic or Concrete Coating | 2000-08-31 | Registration Expired 1/11/2022
EQ-446 | UL-142 Single-Wall Aboveground Storage Tanks | Atlantic Containment (Division of Cave Hill Corporation) | Lisa Moroniak / Nathan Mitchell | 800-833-7655 | Tanks / AST Single-Wall Only; These Tanks are Required to be Equipped with Approved Overfill Protection, Spill Containment and Interstitial Release Detection | 2000-08-23 | 2026-02-28
EQ-445 | Thermco Insulation Foam | Thermal Corporation of America | Jim Brau | 888-385-3626 | Foam | 2000-08-16 | Registration Expired 1/11/2022
EQ-444 | B-4000 Fiberglass Dispenser Liner | S. Bravo Systems, Inc. | Don Makai | 323-888-4133 | Dispenser Liners / Installed as a part of Integral Piping, Upgrade, or Repair | 1999-03-02 | Registration Expired 1/11/2022
EQ-443 | Tank Manager Liquid Detector | Simmons Sirvey Corporation (Formerly Simmons Corporation) | Howard Dockery | 800-848-8378 | Leak Detection / Liquid Detector | 2000-07-25 | Registration Expired 1/11/2022
EQ-442 | Belzona® 5811 (Immersion Grade) secondary containment coating | Belzona, Inc. | Kevin McGinley | 305-594-4994 | AST/UST Liners – Synthetic or Concrete Coating | 2000-07-24 | Registration Expired 1/11/2022
EQ-441 | GeoFlex-M Piping System | OPW Retail Fueling (Formerly Environ Products, Inc.) | Gene Pope | 813-969-1900 | Piping Over Water / Piping with Enclosed Secondary Containment Equipped with Sump Liner, Dispenser Liner, and Interstitial Release Detection | 2000-06-19 | Discontinued
EQ-440 | Fab-Seal Sump Liner | Fab-Seal Industrial Liners, Inc. | Michael Nichols | 800-874-0166 | Dispenser Liners / Installed as a part of Integral Piping, Upgrade, or Repair & Sump Liners / Installed as a part of Integral Piping, Upgrade, or Repair | 2000-06-06 | Registration Expired 1/11/2022
EQ-439 | Dispenser Sump Liner FDS Models FDS-1512, 2014, 2414, 2417, 2717, 2816, 2922, 3210, 3215, 3621, 4021, 4422, 4319, 4614, 4714, 4715, 4721, 5922, BPF-7424-W, BPF-7424-T | OPW Retail Fueling (Formerly Environ Products, Inc.) | Gene Pope | 813-969-1900 | Dispenser Liners / Installed as a part of Integral Piping, Upgrade, or Repair | 2000-06-06 | 2027-01-11
EQ-438 | EPO-FLEX 85 CR system, SEWER-FLEX system, COR-CAST RM & MRM reinforced lining systems, COR-COTE C unreinforced coating and lining system, COR-COTE FC & TF flake reinforced system, and COR-CAST L reinforced lining system | General Polymers | Robert Johnson | 813-968-9630 | Coatings AST/UST Synthetic or Concrete | 2000-05-08 | Discontinued
EQ-437 | Fairfield Industry Model DP; Fairfield Industry Models RFP, AFRP, and AGSC | Fairfield Industries, Inc. | Mark Sisco | 973-228-3448 | AST / Spill Containment & Dispenser Liners/ Installed as a part of Integral Piping, Upgrade, or Repair | 2000-05-08 | Registration Expired 1/11/2022
EQ-436 | Aboveground dispenser Containment | PWH Equipment & Services Company, Inc. | Josh Pryor | 813-621-2077 | Dispenser Liners / Installed as a part of Integral Piping, Upgrade, or Repair | 2000-05-08 | Discontinued
EQ-435 | Delta Models 709, and 715 Aboveground Storage Tank Gauge | Delta Controls Corporation | Randy Wyatt | 318-424-8471 | AST / Overfill Protection | 2000-05-08 | Registration Expired 1/11/2022
EQ-434-A | Flameshield Doubled-Wall Aboveground Storage Tank (See EQ-677) | Steel Tank Institute | Joseph Mentzer | 847-438-8766 | Tanks / AST with Secondary Containment Only; These Tanks are Required to be Equipped with Approved Overfill Protection, Spill Containment and Interstitial Release Detection | 2003-06-17 | Registration Expired 1/11/2022
EQ-434 | Flameshield Doubled-Wall Aboveground Storage Tank (See EQ-677) | Steel Tank Institute | Joseph Mentzer | 847-438-8766 | Tanks / AST with Secondary Containment Only; These Tanks are Required to be Equipped with Approved Overfill Protection, Spill Containment and Interstitial Release Detection | 2000-05-08 | Registration Expired 1/11/2022
EQ-433 | Pressure Series Piping with MD Ducting | Advanced Polymer Technology, Inc. | Gary Saltz | 608-838-8786 | Piping Over Water / Piping with Enclosed Secondary Containment Equipped with Sump Liner, Dispenser Liner, and Interstitial Release Detection | 2000-05-08 | 2027-02-22
EQ-432 | Electric Specialty double-Wall closed dike generator base tank | Pritchard-Brown of Florida, Inc. (formerly Electric Specialty, Inc.) | Charles Gears | 800-866-9486 | AST / AST with Enclosed Secondary Containment Equipped with Overfill Protection, Spill Containment, and Interstitial Release Detection | 2000-03-28 | Discontinued
EQ-431 | Flameshield Doubled-Wall Aboveground Storage Tank | Total Earth Services, LLC (Formerly Specialty Tank & Equipment Company) | Tony Bonner | 352-415-4888 | Tanks / AST with Secondary Containment Only; These Tanks are Required to be Equipped with Approved Overfill Protection, Spill Containment and Interstitial Release Detection | 2000-03-28 | 2028-09-15
EQ-430 | Enviromat™ System | Industrial Environmental Coatings Corporation | Curtis Harvey / Benny Carter | 404-433-7563 / 229-247-0240 | Tanks / Field Erected AST with Release Prevention Barriers | 2000-03-28 | Registration Expired 1/11/2022
EQ-429 | Ul-142 Single-Wall with steel dike | Freeman Brothers Tank Manufacturing, Inc. | Gary Freeman | 912-759-6210 | Tanks / AST with Secondary Containment Only; These Tanks are Required to be Equipped with Approved Overfill Protection, Spill Containment and Interstitial Release Detection; Tanks / AST Single-Wall Only | 2000-03-16 | Registration Expired 1/11/2022
EQ-428 | Thermal-Chem Containment System | Thermal-Chem Corporation | Albert Grennsburg | 800-635-3773 | AST/UST Liners – Synthetic or Concrete Coating | 2000-03-16 | Registration Expired 1/11/2022
EQ-427 | Taw Custom Equipment Double-Wall Sub-Base Generator Tank | TAW Custom Equipment | William Tibavinsky | 813-420-6344 | Tanks / AST with Secondary Containment and Spill Containment; These Tanks are Required to be Equipped with Approved Overfill Protection and Interstitial Release Detection | 2000-03-16 | 2025-10-11
EQ-426 | Retro-Liner Containment System | Tank Wizards Inc. (Formerly C.T. Petroleum Contractors, Inc) | Wendall Stroderd | 321-285-8878 | Coatings AST/UST Synthetic or Concrete | 2000-03-16 | 2028-01-06
EQ-425 | ECO-TANK TABS 01 leak detection system | Eco-Tank Systems, Inc. | Tom Keefer | 610-495-9583 | Leak Detection / Liquid Detector | 2000-12-25 | Registration Expired 1/11/2022
EQ-424 |  | Simmons Survey Corporation (Formerly Simmons Corporation) |  |  |  |  | Discontinued
EQ-423 | PT Dispenser Liner, APT Sump Liner | Franklin Fueling Systems (Formerly, Advanced Polymer Technology) | Brad Fawcett / Jason Garrett | (608) 838-5650 / (706) 286-0729 | Dispenser Liners / Installed as a part of Integral Piping, Upgrade, or Repair & Sump Liners / Installed as a part of Integral Piping, Upgrade, or Repair | 2000-01-21 | 2027-02-22
EQ-422 | Auto/Stik Series 960 & 970 C.A.T.G.S. | Franklin Fueling Systems | Brad Fawcett / Jason Garrett | (608) 838-5650 / (706) 286-0729 | Leak Detection / Continuous Automatic Tank Gauging | 2000-01-21 | 2027-03-14
EQ-421 |  | Environ Products, Inc. |  |  |  |  | Refer to EQ-441
EQ-420 | Tnemec Coating 61, 120, and 201 Systems | Tnemec Company, Inc. | Gene Ponder | 407-322-1243 | AST/UST Liners – Synthetic or Concrete Coating | 2000-12-20 | Registration Expired 1/11/2022
EQ-419 | FuelVault™ System | ConVault Florida | Jim Remington | 800-642-1540 | AST / Vault System | 2000-01-14 | Registration Expired 1/11/2022
EQ-418 | Tank Tech Scope™ Inspection Method | Tank Tech, Inc. | Dave Russel | 573-471-1932 | Internal Inspection | 2000-01-14 | 2026-09-10
EQ-417 | MGS Double-Wall Sub-Base Generator Tank | MGS Incorporated | Ronald Speth | 717-336-7528 | Tanks / AST with Secondary Containment Only; These Tanks are Required to be Equipped with Approved Overfill Protection, Spill Containment and Interstitial Release Detection | 2000-01-12 | Registration Expired 1/11/2022
EQ-416 | Pematel/Titan Tank Leak Detection System | Titan Tank Company of FL | David Palazzo | 813-986-7996 | Leak Detection / Liquid Detector & Leak Detection / Breach of Integrity | 2000-01-03 | Discontinued
EQ-415 | “Vernoguard™ OR” and "Vernoguard™ PR" synthetic liners | Vernon Plastics | Roxanne Smith | 978-373-1551 | Coatings AST/UST Synthetic or Concrete | 1999-12-22 | Discontinued
EQ-414A | Guardian A1100E, A1100T and A1100TE Overfill Prevention | Emco Wheaton Retail Corporation | John Vautier | 407-625-8339 | UST / Overfill Protection | 2018-07-18 | 2027-04-12
EQ-414 | Guardian Dual Point Overfill Prevention Valve Model(s): A1100EVR-XXXXX | Emco Wheaton Retail Corporation | John Vautier | 407-625-8339 | UST / Overfill Protection | 1999-12-22 | Refer to EQ-414A
EQ-413 | Wedlake Fabricating Double-Wall Sub-Base Generator Tank | Control Equipment & Sales, Inc. | Robert Melton | 205-989-0090 | Tanks / AST with Secondary Containment and Spill Containment; These Tanks are Required to be Equipped with Approved Overfill Protection and Interstitial Release Detection | 1999-11-22 | Registration Expired 1/11/2022
EQ-412 | Overkote® Concrete Protective System™ | Rust-Oleum Corporation | Rick Braunshausen | 847-816-2264 | AST/UST Liners – Synthetic or Concrete Coating | 1999-12-22 | Registration Expired 1/11/2022
EQ-411 | Model 1018 Aboveground Storage Tank Gauge | Morrison Bros. Co. | Jerry Schollmeyer | 800-553-4840 | AST / Overfill Protection | 1999-12-22 | Registration Expired 1/11/2022
EQ-410 | Assmann Double-Wall Aboveground Storage Tank [Chemical Storage Only] | Assmann Corporation of America | William Zielinski | 219-357-3181 | Tanks / AST with Secondary Containment Only; These Tanks are Required to be Equipped with Approved Overfill Protection, Spill Containment and Interstitial Release Detection | 1999-12-22 | 2026-08-09
EQ-409 | ST System, Pro-Link System | Red Jacket Pumps (Division of Veeder-Root) | Chad Oberman | 800-262-7539 | Leak Detection / Continuous Automatic Tank Gauging | 1999-12-14 | Registration Expired 1/11/2022
EQ-408 | MCG 1090 line of high level alarms and the Omnitrol line of level controls | L & J Engineering Company (Division of L&J Technologies) | Larry Grygienc | 708-236-6000 | AST / Overfill Protection | 1999-12-14 | Registration Expired 1/11/2022
EQ-407 | Model 510 and 516 Discriminating Sump Sensors | Beaudreau Electronics, Inc. | Stephen Bessette | 560-599-3100 Ext. 223 | Leak Detection / Liquid Detector | 1999-12-14 | Registration Expired 1/11/2022
EQ-406 | Milltronics Ultrasonic Level Measuring Systems | Milltronics, Inc. | Doug Duncan | 817-277-3543 | AST / Overfill Protection | 1999-11-23 | Registration Expired 1/11/2022
EQ-405 | CMS Engineering, Inc. | CMS Valve Containment | David Schultz | 813-247-6112 | Aboveground Valve Cover | 1999-11-17 | Registration Expired 1/11/2022
EQ-404 | FillCheck® overfill protection devices | OMNTEC Mfg., Inc. (Formerly Innovative Sensor Solution Ltd.) | Antonio Elizalde | 631-981-2001 | AST / Overfill Protection | 1999-11-16 | 2027-01-11
EQ-403A3 |  | Tank Tech, Inc. |  |  |  |  | Discontinued
EQ-403A2 | ZCL-USA’s Phoenix System™ | Tank Tech, Inc. |  |  | UST / UST with Internal Secondary Containment Upgrade |  | Discontinued
EQ-403A | ZCL-USA’s Phoenix System™ | ZCL Composites, Inc. (Division of Shawcor Company) |  |  | UST / UST with Internal Secondary Containment Upgrade |  | Discontinued
EQ-403 | ZCL-USA’s Phoenix System™ | ZCL-USA, Inc. |  |  | UST / UST with Internal Secondary Containment Upgrade |  | Discontinued
EQ-402 | EPS Valve Shield | Environmental Protection Services | Robert Haddox | 281-362-0022 | Aboveground Valve Cover | 1999-11-05 | Registration Expired 1/11/2022
EQ-401-A | F921 Double-Wall Aboveground Storage Tank (See EQ-677) | Steel Tank Institute | Joseph Mentzer | 847-438-8265 | Tanks / AST with Secondary Containment Only; These Tanks are Required to be Equipped with Approved Overfill Protection, Spill Containment and Interstitial Release Detection | 2003-06-17 | Registration Expired 1/11/2022
EQ-401 | F921 Double-Wall Aboveground Storage Tank (See EQ-677) | Steel Tank Institute | Joseph Mentzer | 847-438-8265 | Tanks / AST with Secondary Containment Only; These Tanks are Required to be Equipped with Approved Overfill Protection, Spill Containment and Interstitial Release Detection | 1999-11-03 | Registration Expired 1/11/2022
EQ-400 | Fireguard Double-Wall Aboveground Storage Tank (also registered as EQ-581) | Steel Tank Institute | Joseph Mentzer | 847-438-8265 | Tanks / AST with Secondary Containment Only; These Tanks are Required to be Equipped with Approved Overfill Protection, Spill Containment and Interstitial Release Detection | 11/03/1999 – Updated 12/30/2019 | 2024-12-30
EQ-399 | Sensorcomm TLD 5000 | Industrial Heater | Terry Warren | 901-382-4761 | Leak Detector / Mechanical Line Leak Detector with Flow Restrictor | 1999-11-03 | Registration Expired 1/11/2022
EQ-398 | PetroSense DHP-100 Probe (Models SDI-12 and RS485) Continuous Monitoring System (hereinafter DHP-100 Probe), and the PetroSense Portable Hydrocarbon Analyzer AHP-100 Probe | FCI Environmental, Inc | Dan Wien | 800-363-9682 | Leak Detector / Mechanical Line Leak Detector with Flow Restrictor | 1999-12-06 | Discontinued
EQ-397 | Xerxes Attached Collar Model AC, and Watertight Riser Assembly Sump Model ACR-WT | Xerxes Corporation (Division of Shawcor Company) | Gene Pope | 813-969-1900 | Sump Liners / Installed as a part of Integral Piping, Upgrade, or Repair | 1999-09-07 | Refer to EQ-687
EQ-396 | Drexelbrook LCT and VeriGap Level Detector | Drexelbrook Engineering Company (Division of AMETEK) | Jack Roushey | 215-674-1234 | AST / Overfill Protection | 1999-09-02 | Registration Expired 1/11/2022
EQ-395 | Containment Solution Turbine Enclosures, Models WTE and STE | Fiber Glass Systems, LP (Formerly Containment Solutions, Inc.) | Kevin Soeder | 936-756-7731 | Sump Liners / Installed as a part of Integral Piping, Upgrade, or Repair | 1999-08-31 | 2026-12-13
EQ-394 | Environ Overspill Device | OPW Retail Fueling (Formerly Environ Products, Inc.) | Kevin Webster | 919-464-3640 Ext. 110 | UST / Spill Containment Devices | 1999-08-30 | Discontinued
EQ-393 | Enraf Alarm Scout and 744 Alarm Controller/ 748 IR Probe | Enraf, Inc. (Division of Honeywell) | Robert Arias | 281-443-4291 | AST / Overfill Protection | 1999-08-30 | Registration Expired 1/11/2022
EQ-392 | EBW Model 308 Float Vent Valve | Franklin Fueling Systems | Brad Fawcett / Jason Garrett | (608) 838-5650 / (706) 286-0729 | UST / Overfill Protection | 1999-08-30 | Registration Expired 1/11/2022
EQ-391 | L-R-1, LS-ASC, PDS, PDWS, PDWF, and LWF sensors, when used with associated controllers LPD, LU, and OEL8000 | OMNTEC Mfg., Inc. | Antonio Elizalde | 631-981-2001 | Leak Detection / Liquid Detector | 1999-08-30 | Refer to EQ-698
EQ-390 | Flakeline and Ceiline 40 Coating Systems | Ceilcote Corrosion Control (Division of KCH) | Curtis Harvey / Benny Carter | 404-433-7563 / 229-247-0240 | AST/UST Liners – Synthetic or Concrete Coating | 1999-08-30 | Registration Expired 1/11/2022
EQ-389 | Series 6761, Series 6693, and Series 6699 | Trans Data Corp | John Wehler | 516-223-4840 | AST / Overfill Protection | 1999-08-30 | Discontinued
EQ-388 | Buoyancy Technology: EZ Modulevel • Pnumatic Modulevel • External Cage • Displacer • Side Mount • Top Mount • High Pressure • Tuffy ¦ Capacitance Technology: Tip Sensitive • 810 • 811 • 80/81 • 82 CE • Sentinel 822 • Sentinel 832 • Sentinel 842 • 801 • 804 ¦Contact Ultrasonic: 910 • 911/921 • 91S/92S • 919 • 915 • 916 • 918 • 91E ¦Non-Contact Ultrasonic: 352 • 350/351 • 341 • 344 • 300/301 • 3P1 ¦ Magnetostrictive: Microtel ¦ Thermal Dispersion: Microtel ¦ Guided Wave Radar: Eclipse | Magnetrol International | Thomas Kemme | 630-969-4000 | AST / Overfill Protection | 1999-08-30 | 2028-01-06
EQ-387 | Newco Generator Base Double Wall UL Tank | Newco Fabrication Division (Division of Swing-N-Slide Corporation) | AL Vogel | 608-755-4774 | Tanks / AST with Secondary Containment Only; These Tanks are Required to be Equipped with Approved Overfill Protection, Spill Containment and Interstitial Release Detection | 1999-08-30 | Registration Expired 1/11/2022
EQ-386 | Com-Fab Double Wall aboveground Tanks | Com-Fab, Inc. | Jim Patton | 614-272-8462 | Tanks / AST with Secondary Containment Only; These Tanks are Required to be Equipped with Approved Overfill Protection, Spill Containment and Interstitial Release Detection | 1999-08-30 | 2027-08-17
EQ-385 | Genco Double-Wall Sub Base Generator Tank | Genco, Inc | Steve Watkins | 352-473-5400 | AST / AST with Enclosed Secondary Containment Equipped with Overfill Protection, Spill Containment, and Interstitial Release Detection | 1999-08-30 | Discontinued
EQ-384 | Whessoe Varec/ Sakura Endress Proservo NMS Series and Promonitor NRF 560 | Endress+Hauser Coggins System | Richard Entralgo | 281-480-5273 | AST / Overfill Protection | 1999-08-24 | Registration Expired 1/11/2022
EQ-383 |  | Simmons Survey Corporation (Formerly Simmons Corporation) |  |  |  |  | Discontinued
EQ-382 |  | Industrial Heater |  |  |  |  | Discontinued
EQ-381 | Precision Mass Measurement System | Mass Technology Corporation | Jimmy Wolford | 610-275-6146 | UST / Tank and Line Tightness Tester Manufacturers | 1999-08-30 | Registration Expired 1/11/2022
EQ-380 | Digital Level Sensor Automatic Tank Gauging | Practical Tank Management Inc | W. R. Dean | 713-529-8734 | Leak Detection / Automatic Tank Gauging | 1999-07-20 | Discontinued
EQ-379 | Enraf 873 SmartRadar, and the 854 Servo Level Gauge | Enraf, Inc. (Division of Honeywell) | Robert Arias | 281-443-4291 | AST / Overfill Protection | 1999-06-15 | Registration Expired 1/11/2022
EQ-378 | Dualoy® 3000/L | NOV Fiberglass Systems (Formerly Ameron International) | Bill Fritss | 770-638-9555 | Piping / Piping With Enclosed Secondary Containment Equipped with Sump Liner, Dispenser Liner, and Interstitial Release Detection (Rigid Piping) | 1999-06-01 | 2026-07-23
EQ-377 | USTMAN SIR Version 95.2A System | Veeder-Root (Formerly USTMAN Technologies, Inc.) | Cliff Miller | 800-253-8054 | Leak Detection / Statistical Inventory Reconciliation (SIR) | 1999-06-01 | Registration Expired 1/11/2022
EQ-376 | Atlantic Fabritech UL 142 Double-Wall Storage Tank | Cave Hill Corporation | Gary Snyder | 800-833-7655 | Tanks / AST with Secondary Containment Only; These Tanks are Required to be Equipped with Approved Overfill Protection, Spill Containment and Interstitial Release Detection | 1999-06-04 | Registration Expired 1/11/2022
EQ-375 | UL-142 Double-Wall Altorfer Sub-Base Generator Tank Sy | Altrofer Packaging | Kevin Nunn | 309-697-1234 | Tanks / AST with Enclosed Secondary Containment Equipped with Overfill Protection, Spill Containment, and Interstitial Release Detection | 1999-06-04 | Registration Expired 1/11/2022
EQ-374 | UL 142 Single-Wall tank | Turner Equipment Company, Inc. | Ashley Fleming | 919-734-8328 | Tanks / AST Single-Wall Only; These Tanks are Required to be Equipped with Approved Overfill Protection, Spill Containment and Interstitial Release Detection | 1999-04-22 | 2027-12-13
EQ-373 | Red Jacket Models FX1, FX2, FX1D, FX2D, FX1V, FX2V, FXD1V, and FX2DV Mechanical Line Leak Detectors | Red Jacket Pumps (Division of Veeder-Root) | Brian Vanish | 814-696-8116 | Leak Detector / Mechanical Line Leak Detector with Flow Restrictor | 1999-04-08 | 2029-01-25
EQ-372 | UL 142 Double-Wall Aboveground Storage Tank | Turner Equipment Company, Inc. | Ashley Fleming | 919-734-8328 | Tanks / AST with Secondary Containment Only; These Tanks are Required to be Equipped with Approved Overfill Protection, Spill Containment and Interstitial Release Detection | 1999-04-02 | 2027-12-13
EQ-371 | U-Fuel Aboveground Fuel Systems | U-Fuel, Inc. | Andrew Svedarsky | 715-879-5959 | Tanks / AST | 1999-03-12 | 2027-06-22
EQ-370 | ST-15 Series, ST-12, SP-M Series, SP-O Series, SP-TOM Series, SP-BL Series, SP-LD and SP-H Overfill Protection | Scully Signal Company | Frank Stemorzewski | 617-692-8600 | UST / Overfill Protection & AST/ Overfill Protection | 1999-03-12 | Registration Expired 1/11/2022
EQ-369 | Environ Isolation Tube | OPW Retail Fueling (Formerly Environ Products, Inc.) | Gene Pope | 813-969-1900 | Flex Connector Cover Material | 1999-03-10 | Discontinued
EQ-368 | OPW Flexworks (previously Pisces) Fiberglass Dispenser Sump; OPW Flexworks Fiberglass Tank Sump | Pope & Associates, Inc. | Gene Pope | 813-969-1900 | Dispenser Liners / Installed as a part of Integral Piping, Upgrade, or Repair & Sump Liners / Installed as a part of Integral Piping, Upgrade, or Repair | 1999-03-10 | 2027-01-11
EQ-367 |  | Guardian Containment Corp |  |  |  |  | Discontinued
EQ-366 | Free Standing Ground Level Fill Containment Model DUOGFL and DUOGFL2 | PWH Equipment & Services Company, Inc. | James Hudson | 813-623-2077 | AST / Spill Containment | 1999-03-03 | Discontinued
EQ-365 | Alert1000; Alert 1050; Alert 1050X; Alert 2000; & Alert 8200 Sonde (Updated 3/18/2019) | Purpora Engineering, Inc. (Formerly Alert Technologies) | Dawn Brooks | 262-536-4081 | UST / Tank and Line Tightness Tester Manufacturers | 1999-03-03 | 2025-06-29
EQ-364 | Aboveground Containment and Transitions Model(s): A700, A4000, A5000, A6000, B8600 | S. Bravo Systems, Inc. | Keith Pearson / Bob Hyatt | 323-888-4133 | Dispenser Liners / Installed as a part of Integral Piping, Upgrade, or Repair | 1999-03-02 | 2027-12-13
EQ-363 | [6 empty] | Revoked
EQ-362 | Polyshield SS-100 Coating | Specialty Products, Inc. | Chas Weatherford | 800-627-0773 | AST/UST Liners – Synthetic or Concrete Coating | 1999-02-19 | Registration Expired 1/11/2022
EQ-361 | 34C9 Double Wall Co-Flex Piping | Western Fiberglass, Inc. | Rick Lewis | 800-688-3375 | Piping / Piping With Enclosed Secondary Containment Equipped with Sump Liner, Dispenser Liner, and Interstitial Release Detection (Flexible Piping) | 1999-02-16 | Registration Expired 1/11/2022
EQ-360 | Model 99 LD-2000, Model 99 LD-2200 Mechanical Line Leak Detectors | VMI Manufacturing, LLC (Formerly Vaporless Manufacturing, Inc.) | Joe McDonald | 928-775-5191 | Leak Detector / Mechanical Line Leak Detector | 1999-02-18 | 2027-04-27
EQ-359 | Titan tank Double Wall Tightness Test | Titan Tank Company of FL | Jan Burnette | 813-986-7996 | UST / Tank and Line Tightness Tester Manufacturers | 1998-12-17 | Discontinued
EQ-358 | DeVmat 3D Plus System | ICI Paint (Division of International) | Curtis Harvey / Benny Carter | 404-433-7563 / 229-247-0240 | Tanks / Field Erected AST with Release Prevention Barriers | 1998-12-22 | Registration Expired 1/11/2022
EQ-357 | Enviroline 376F Epoxy Coating | Industrial Environmental Coatings Corporation (Enviroline) | Curtis Harvey / Benny Carter | 404-433-7563 / 229-247-0240 | AST/UST Liners – Synthetic or Concrete Coating | 1998-12-17 | Registration Expired 1/11/2022
EQ-356 | 9095A Overfill Protection Valve | Morrison Bros. Co. | Jerry Schollmeyer | 800-553-4840 | AST / Overfill Protection | 1998-12-17 | Registration Expired 1/11/2022
EQ-355 | SPM 100 and SPM 200 Series | ABB Inc. (Formerly K-Tek Corporation) | Thomas Crnko | 225-673-6100 | AST / Overfill Protection | 1998-12-17 | Registration Expired 1/11/2022
EQ-354 | UL 142 Single-Wall tank; UL 142 Double-Wall Aboveground Storage Tank, the F921 Double Wall Tank | Specialty Tank & Equipment Company | William Mann | 904-353-8761 | Tanks / AST with Secondary Containment Only; These Tanks are Required to be Equipped with Approved Overfill Protection, Spill Containment and Interstitial Release Detection; Tanks / AST Single-Wall Only | 1998-12-17 | Registration Expired 1/11/2022
EQ-353 | Custom Liners | J & J Equipment Company | Joe Mattingly | 850-584-6555 | Dispenser Liners / Installed as a part of Integral Piping, Upgrade, or Repair | 1998-12-17 | Registration Expired 1/11/2022
EQ-352 | UL 142 single-wall tanks with steel dikes that are equipped with a rain shield; Double-Wall UL142 Aboveground Storage Tank, the Fireguard Double-Wall Aboveground Tank; AST/ Single-Wall Only | Modern Welding Company of Florida, Inc. | Gene Schober | 407-843-1270 | Tanks / AST with Enclosed Secondary Containment Equipped with Overfill Protection, Spill Containment, and Interstitial Release Detection | 1998-11-22 | 2026-12-13
EQ-351 | Amust Dual Floor and Monitoring System | MEPCO | Steve Holmes | 800-880-5878 | Tanks / Field Erected AST with Release Prevention Barriers | 1998-12-22 | Registration Expired 1/11/2022
EQ-350 | Madewell 927 Penetrating Epoxy Primer/Sealer and Madewell 1103 Epoxy Coal Tar Coating | Madewell Products Corporation | Jon Steele | 770-475-8199 | AST/UST Liners – Synthetic or Concrete Coating | 1998-12-01 | Registration Expired 1/11/2022
EQ-349 | A.S.T. Spill Containers | JCL Enterprises of Central FL | James Porter | 941-452-0068 | AST / Spill Containment | 1998-12-01 | Discontinued
EQ-348 | [6 empty] | Revoked
EQ-347 | UL 142 Double-Wall Tank With Pumping System For Aviation Fuel | 1st Fueling System | Taylor Hall | 888-478-3835 | Tanks / AST with Enclosed Secondary Containment Equipped with Overfill Protection, Spill Containment, and Interstitial Release Detection | 1998-12-01 | Registration Expired 1/11/2022
EQ-346 | FP-301 and EPS-300 flexible polyolefin heat shrink tubing, and the 8440 Series silicone rubber Cold Shrink Tubes | 3M | Sales Department | 407-855-7100 | Flex Connector Cover Material | 1998-11-02 | Registration Expired 1/11/2022
EQ-345 | Morrison 517 & 518 AST Spill Containers | Morrison Bros. Co. | Jerry Schollmeyer | 800-553-4840 | AST / Spill Containment | 1998-11-02 | 2027-02-22
EQ-344 | [6 empty] | Revoked
EQ-343 |  | Phoenix Products, LLC |  |  |  |  | Discontinued
EQ-342 | UL-142 Double-Wall AST, UL-142 FlameShield AST, and UL-2085 FireGuard AST | Metal Products Company | Burcher Gammage | 770-945-8383 | Tanks / AST with Enclosed Secondary Containment Equipped with Overfill Protection, Spill Containment, and Interstitial Release Detection | 1998-11-02 | 2027-04-27
EQ-341 | Prezerver Double-Wall UST | ZCL-USA, Inc. | Ron Koch | 604-209-1457 | Tanks / UST with Secondary Containment | 1998-11-02 | Registration Expired 1/11/2022
EQ-340 | Red Jacket Unisump | Red Jacket Pumps (Division of Veeder-Root) | Chad Oberman | 800-262-7539 | Sump Liners / Installed as a part of Integral Piping, Upgrade, or Repair & Dispenser Liners/ Installed as a part of Integral Piping, Upgrade, or Repair | 1998-11-02 | Registration Expired 1/11/2022
EQ-339 | Double-Wall Underground Tank Type 1 & 2 , Sti-P3, and Type 1 & 2 Act 100 | Newberry Tank Equipment, Inc. | Brian Brinkley | 800-643-9395 | Tanks / UST with Secondary Containment | 1998-10-08 | Registration Expired 1/11/2022
EQ-338 | Dual Wall Aboveground Storage Tank, the Fireguard Double-Wall Aboveground Tank, the F921 Double-Wall Aboveground Tank | Newberry Tank Equipment, Inc. | Brian Brinkley | 870-735-4473 | Tanks / AST with Enclosed Secondary Containment Equipped with Overfill Protection, Spill Containment, and Interstitial Release Detection; Tank / AST Single-Wall Only | 1998-10-08 | 2028-11-06
EQ-337 | Incon Continuous Leak Detection System (CITLDS) | Franklin Fueling Systems (Formerly Incon Intelligent Controls, Inc.) | Brad Fawcett / Jason Garrett | (608) 838-5650 / (706) 286-0729 | Leak Detection / Continuous Automatic Tank Gauging | 1998-10-08 | 2027-03-14
EQ-336 | Fireguard and F921 Double-Wall Aboveground Storage Tank | Alabama Tank, Inc. | Kevin Woods | 251-577-6415 | Tanks / AST with Enclosed Secondary Containment Equipped with Overfill Protection, Spill Containment, and Interstitial Release Detection | 1998-09-08 | Registration Expired 1/11/2022
EQ-335 | STP-MLD+G, STP MLD+AG, STP-MLD+D and STP-MLD+BD Pipeline Leak Detector and STP-MLD Mechanical Line Leak Detectors | Franklin Fueling Systems (Formerly FE Petro, Inc.) | Brad Fawcett / Jason Garrett | (608) 838-5650 / (706) 286-0729 | Leak Detector / Mechanical Line Leak Detector with Flow Restrictor | 1998-09-08 | 2027-02-22
EQ-334 | Xerxes Corporation sump liner for retrofitting piping sumps | Pope & Associates, Inc. | Gene Pope | 813-969-1900 | Sump Liners / Installed as a part of Integral Piping, Upgrade, or Repair | 1998-09-08 | Discontinued
EQ-333 | Plasteel Type I, Type II, and Elutron tank | Metal Products Company | Burcher Gammage | 770-945-8383 | Tanks / UST with Secondary Containment | 1998-09-08 | 2027-04-27
EQ-332 | PLC-5000 | VMI Manufacturing, LLC (Formerly Vaporless Manufacturing, Inc.) | Joe McDonald | 928-775-5191 | Leak Detection / Electronic Line Leak Detector | 1998-07-31 | 2027-04-27
EQ-331 | Grouted Sumps Dispenser Liner | Monte petroleum contractors, Inc. | Gasper Monte | 813-223-6938 | Dispenser Liners / Installed as a part of Integral Piping, Upgrade, or Repair | 1998-08-20 | Registration Expired 1/11/2022
EQ-330 | Austin Engineering Zip Boot | Jack Pittman & Associates | Bill Tobias | 800-255-4783 | Flex Connector Cover Material | 1998-07-31 | Registration Expired 1/11/2022
EQ-329 | Model 98 LD-2000, Model 98 LD-2000 PLS, Model LD-3000, and Model 3000S Mechanical Line Leak Detectors | Vaporless Manufacturing, Inc. | Steve Wilson | 800-367-0185 | Leak Detection / Mechanical Line Leak Detector with Flow Restrictor | 1998-07-31 | Registration Expired 1/11/2022
EQ-328 | R-051 UST and AST Fill Foam | R-051 (Formerly PolyMasters, Inc. | Bobby Hill | 865-675-9600 | Foam | 7/31/1998 Updated 4/19/2019 and 1/10/2020 | 2025-01-10
EQ-327 | TS 1001, and TS 2001 Automatic Tank Gauging | Franklin Fueling Systems (Formerly Incon Intelligent Controls, Inc.) | Brad Fawcett / Jason Garrett | (608) 838-5650 / (706) 286-0729 | Leak Detection / Automatic Tank Gauging | 1998-08-03 | 2027-03-14
EQ-326 | Red-Kote Dispenser Liner | Damon Industries, Inc. | Larry Jackson | 850-575-6775 | Dispenser Liners / Installed as a part of Integral Piping, Upgrade, or Repair | 1998-08-05 | Registration Expired 1/11/2022
EQ-325-A | VacuTect Non-Volumetric Tightness Test method, Sure Test-Assured Tight System Series IV Volumetric Tank Tightness Test method, and the PTK-88 and the TLD-1 Line Tightness Test method | Tanknology Inc | Brad Hoffman | 800-800-4633 | UST / Tank and Line Tightness Tester Manufacturers | 2003-06-17 | 2027-10-12
EQ-325 | Vacutect, Sure Test Assured Tight System and NDE U3 ullage tests | Tanknology Inc | Brad Hoffman | 800-800-4633 | UST / Tank and Line Tightness Tester Manufacturers | 1998-08-06 | 2027-10-12
EQ-324P |  | USTest, Inc. | James Mitchell | 337-839-1070 |  | 1998-04-16 | Discontinued
EQ-323 | [6 empty] | Revoked
EQ-322 | [6 empty] | Revoked
EQ-321 |  | Tracer Research Corporation |  |  |  |  | Discontinued
EQ-320 | Sensor Comm Model TLD 5000 with Raychem Model TT5000 Fuel Sensing Cable | Raychem Corporation | Terry Warren | 901-382-4761 | Leak Detection / Liquid Detector | 1998-04-03 | Registration Expired 1/11/2022
EQ-319 | Pneumercator LC 1000 | Pneumercator Company, Inc. | Jonathon Levy | 631-293-8450 | Leak Detection / Liquid Detector | 1998-02-17 | 2027-01-11
EQ-318 | OPW Flexworks TSS, TSM, TSD, PST, and PSL Sumps, and DS Series Dispenser Liners | OPW Retail Fueling | Gene Pope | 813-969-1900 | Dispenser Liners / Installed as a part of Integral Piping, Upgrade, or Repair & Sump Liners / Installed as a part of Integral Piping, Upgrade, or Repair | 1998-02-17 | 2027-01-11
EQ-317 | Titan Double-Wall Underground Tank | Titan Tank Company of FL | David Palazzo | 813-986-7996 | UST / UST with Secondary Containment | 1998-02-16 | Discontinued
EQ-316 | DLP-2-NC, DLP-2-NO Sensors | GEMS Sensors (Formerly Warrick Controls, Inc.) | Lawrence Tripp | 800-378-1600 | Leak Detection / Liquid Detector | 1998-01-28 | Registration Expired 1/11/2022
EQ-315 | Phoenix Metal Products UL 142 Double-Wall Aboveground System | Phoenix Metal | Pierre Dionne | 540-334-2100 | Tanks / AST with Enclosed Secondary Containment Equipped with Overfill Protection, Spill Containment, and Interstitial Release Detection | 1998-01-27 | Registration Expired 1/11/2022
EQ-314 | Porta Tank Model #200 | Porta Tank Manufacturing, Inc. | Bill Hudson | 813-450-9762 | AST / AST with Enclosed Secondary Containment Equipped with Overfill Protection, Spill Containment, and Interstitial Release Detection | 1998-02-04 | 2027-04-27
EQ-313 |  | Quality Petroleum Corporation |  |  |  |  | Discontinued
EQ-312 |  | Shell Oil Products Company |  |  |  |  | Discontinued
EQ-311 | ST1401L, ST1801L, CPT, and Pro Link Line Leak Detector | Red Jacket Pumps (Division of Veeder-Root) | Chad Oberman | 800-262-7539 | Leak Detection / Line Leak Detector with Automatic Shut-off | 1998-01-20 | Registration Expired 1/11/2022
EQ-310 |  | Marley Pump |  |  |  |  | Discontinued
EQ-309 | Atlas Tank Aboveground Storage Tank System | Atlas Fuel & Liquid Storage Tanks | Kelly Stanton | 800-797-8265 | AST / AST with Enclosed Secondary Containment Equipped with Overfill Protection, Spill Containment, and Interstitial Release Detection | 1997-12-15 | Discontinued
EQ-308 | B-8000 Dispenser Liner | S. Bravo Systems, Inc. | Don Mukai | 323-888-4133 | Dispenser Liners / Installed as a part of Integral Piping, Upgrade, or Repair | 1998-01-12 | Registration Expired 1/11/2022
EQ-307 | TotalSIR Version 1.0 | Precision Tank Services, Inc. |  |  | Leak Detection / Statistical Inventory Reconciliation (SIR) |  | Registration Expired 1/11/2022
EQ-306 | PrimaGuard Secondary Containment | HT Technologies LLC | David Dudding | 888-287-9595 | UST / UST with Internal Secondary Containment Upgrade | 1997-12-11 | Discontinued
EQ-305 | Deltaliner System | DeltaLiner | Steve Coats | 800-874-7712 | AST / Field Erected AST with Release Prevention Barriers | 1997-12-11 | Discontinued
EQ-304 | LDS System | OPW Retail Fueling (Formerly Environ Products, Inc.) | Gene Pope | 813-969-1900 | Leak Detection / Liquid Detector | 1997-12-11 | Discontinued
EQ-303 | Pneumercator TMS 2000 and TMs 3000 Automatic Tank Gauging | Pneumercator Co., Inc. | Jonathon Levy | 800-209-7858 | Leak Detection / Automatic Tank Gauging | 1997-12-11 | 2027-01-11
EQ-302 | In-Service Aboveground Inspection Program | ARD Environmental, Inc | Eugene Silverman | 301-497-0477 | AST / Tank Testers, API 653 Inspection | 1997-10-07 | Registration Expired 1/11/2022
EQ-301 | Model 49-02, Model 49-04 Aboveground Overfill Protection and Model HL-TA Aboveground Overfill Alarm Tank Monitor | Universal Valve Company | Bill Tobias | 800-255-4783 | AST / Overfill Protection | 1997-09-29 | Registration Expired 1/11/2022
EQ-300 | Model 37 Float Vent Valve and V421 Vent Valve Assembly and Model 38 Float Vent Valve and V420 Vent Valve | Universal Valve Company | Bill Tobias | 800-255-4783 | UST / Overfill Protection | 1997-09-29 | Registration Expired 1/11/2022
EQ-299 | Model 76 Aboveground Spill Containment Manhole and the Model 76RF Aboveground Remote Fill Spill Containment Manhole | Universal Valve Company | Bill Tobias | 800-255-4783 | AST / Spill Containment | 1997-09-29 | Registration Expired 1/11/2022
EQ-298 | Model 72, 73, and 70C Spill Containment | Universal Valve Company | Bill Tobias | 800-255-4783 | UST / Spill Containment Devices | 1997-09-29 | Registration Expired 1/11/2022
EQ-297 | UPP Pipework Underground Fuel Piping System | Franklin Fueling Systems (formerly PetroTechnik) | Brad Fawcett / Jason Garrett | (608) 838-5650 / (706) 286-0729 | Piping / Piping With Enclosed Secondary Containment Equipped with Sump Liner, Dispenser Liner, and Interstitial Release Detection (Semi-Rigid Piping) | 1997-10-29 | Registration Expired 1/11/2022
EQ-296 | Sump and Dispenser Liners | Petro Fiberglass, Inc. | Bill Tobias | 800-255-4783 | Dispenser Liners / Installed as a part of Integral Piping, Upgrade, or Repair & Sump Liners / Installed as a part of Integral Piping, Upgrade, or Repair | 1997-09-23 | Registration Expired 1/11/2022
EQ-295 | Super Sump Liner | Total Containment, Inc. | Tony Adamson | 610-666-2170 | Sump Liners / Installed as a part of Integral Piping, Upgrade, or Repair | 1997-09-22 | Registration Expired 1/11/2022
EQ-294 |  | Simmons Survey Corporation (Formerly Simmons Corporation) |  |  |  |  | Discontinued
EQ-293 | Petro Fill | Petro Fill, Inc | Mike Dugger | 803-871-6124 | Foam | 1997-09-23 | Discontinued
EQ-292 |  | Containment Solutions |  |  |  |  | Discontinued
EQ-291 | Dualoy® 3000/LCX | NOV Fiberglass Systems (Formerly Ameron International) | Bill Fritss | 770-638-9555 | Piping / Piping With Enclosed Secondary Containment Equipped with Sump Liner, Dispenser Liner, and Interstitial Release Detection (Rigid Piping) | 1997-07-30 | 2026-07-23
EQ-290 | MBT Ceilcote AST Lining Installation | Ceilcote Corrosion Control (Division of KCH) | Curtis Harvey / Benny Carter | 404-433-7563 / 229-247-0240 | AST/UST Liners – Synthetic or Concrete Coating | 1997-07-31 | Registration Expired 1/11/2022
EQ-289 | Double-Wall Fiberglass Coated Steel | Alabama Tank, Inc. | Kevin Woods | 251-577-6415 | Tanks / UST with Secondary Containment | 1997-08-04 | Registration Expired 1/11/2022
EQ-288 | Amoco Submersible Pump Containment | Amoco Corporation (Division of BP) | David Killingsworth | 954-938-2735 | Pump & Accessories | 1997-07-01 | Registration Expired 1/11/2022
EQ-287 | Claymax and Bentomax Clay Liners | CETCO (Colloid Environmental Technologies Company) | Gary Ezell | 813-527-0605 | AST/UST Liners – Synthetic or Concrete Coating | 1997-07-08 | Registration Expired 1/11/2022
EQ-286 | DISC-1 | AC-DC Services, Inc. | David Langdon | 813-823-6859 | Leak Detection / Liquid Detector | 1997-05-07 | Registration Expired 1/11/2022
EQ-285 | OPW PISCES | OPW Retail Fueling | Gene Pope | 813-969-1900 | Piping / Piping With Enclosed Secondary Containment Equipped with Sump Liner, Dispenser Liner, and Interstitial Release Detection (Flexible Piping) | 1997-05-07 | Discontinued
EQ-284 | EZ 3 | Horner Products, Inc. (Formerly Horner Creative Products, Inc.) | Brad Estabrook | 989-891-9868 | UST / Tank and Line Tightness Tester Manufacturers | 1997-05-07 | Registration Expired 1/11/2022
EQ-283 | Flamemaster Pour In Place Dispenser Liner system | Automated Petroleum (Formerly Royal Petroleum, Inc.) | James Page | 407-723-8424 | Dispenser Liners / Installed as a part of Integral Piping, Upgrade, or Repair | 1997-05-07 | Registration Expired 1/11/2022
EQ-282 | [6 empty] | Revoked
EQ-281 | PolyQuick® Polyurea Coating Synthetic Liners, X-Shield Polyurea Coating synthetic Liner | Willamet Valley Company | Rob Loomis | 541-484-9621 | AST/UST Liners – Synthetic or Concrete Coating | 1997-05-02 | Registration Expired 1/11/2022
EQ-280 | Electric Specialty Sub-Base Aboveground Storage Tank System | Pritchard-Brown of Florida, Inc. (formerly Electric Specialty, Inc.) | John Lundahl | 800-231-2258 | AST / AST with Enclosed Secondary Containment Equipped with Overfill Protection, Spill Containment, and Interstitial Release Detection | 1997-04-22 | Discontinued
EQ-279 | Floyd AST OE279 Double Wall Aboveground Storage Tank System | Floyd Manufacturing | Joseph Floyd | 800-868-2018 | Tanks / AST with Enclosed Secondary Containment Equipped with Overfill Protection, Spill Containment, and Interstitial Release Detection | 1997-04-22 | Registration Expired 1/11/2022
EQ-278 | Tank Manager Automatic Tank Gauging | Simmons Sirvey Corporation (Simmons Corporation) | Howard Dockery | 800-848-8378 | Leak Detection / Automatic Tank Gauging | 1997-04-22 | Registration Expired 1/11/2022
EQ-277 | Sti-P3 Double-Wall Underground Storage tank | Alabama Tank, Inc. | Kevin Woods | 251-577-6415 | Tanks / UST with Secondary Containment | 1997-03-14 | Registration Expired 1/11/2022
EQ-276 | Euro-Tank® & Ecosafe System II | Euro-Tank & Ecosafe Systems, Inc. | Manfred Fiech | 352-629-3700 | UST System / These tanks are total systems equipped with spill containment overfill protection, release detection, MPDs, and canopy | 1997-03-27 | Discontinued
EQ-275 | Sti-p3 and Act-100 double Wall storage tanks | Fiber Glass Systems, LP (Formerly Containment Solutions, Inc. & Beta Tank, Inc.) | Kevin Soeder | 936-756-7731 | Tanks / UST with Secondary Containment | 1997-02-07 | Registration Expired 1/11/2022
EQ-274 | Fireguard Double Wall Storage Tank system | Fiber Glass Systems, LP (Formerly Containment Solutions, Inc. & Beta Tank, Inc.) | Kevin Soeder | 936-756-7731 | Tanks / AST with Enclosed Secondary Containment Equipped with Overfill Protection, Spill Containment, and Interstitial Release Detection | 1997-02-07 | Registration Expired 1/11/2022
EQ-273 | Aboveground tank Inspection Program | Law Engineering & Environmental Services, Inc | Gregg Lentz | 904-396-5173 | AST / Tank Testers, API 653 Inspection | 1997-01-17 | Discontinued
EQ-272 | [6 empty] | Revoked
EQ-271 | Pressurized Line Leak Detector Series 8494, and LLD-300 | Veeder-Root | Tech Support | 800-323-1799 | Leak Detection / Line Leak Detector with Automatic Shut-off | 1996-11-26 | 2026-12-13
EQ-270 |  | Highland Tank Mfg. Co. |  |  |  |  | Discontinued
EQ-269 | Pneumercator ES825-100-F, and ES825-200-F (Formerly Pneumercator ES820-100, and ES820-200) | Pneumercator Co., Inc. | Jonathon Levy | 631-293-8450 | Leak Detection / Liquid Detector | 1996-11-26 | 2027-04-12
EQ-268 |  | Highland Tank Mfg. Co. |  |  |  |  | Discontinued
EQ-267 |  | Highland Tank Mfg. Co. |  |  |  |  | Discontinued
EQ-266 | Omniflex | Total Containment, Inc. | Tony Adamson | 610-666-2170 | Piping / Piping With Enclosed Secondary Containment Equipped with Sump Liner, Dispenser Liner, and Interstitial Release Detection (Flexible Piping) | 1996-08-27 | Registration Expired 1/11/2022
EQ-265 | Vaporflex | Total Containment, Inc. | Tony Adamson | 610-666-2170 | Piping / Piping With Enclosed Secondary Containment Equipped with Sump Liner, Dispenser Liner, and Interstitial Release Detection (Flexible Piping) | 1996-08-27 | Registration Expired 1/11/2022
EQ-264 | Vigilant system | AEF Avon (Formerly Bell Avon, Inc.) | David Poole | 601-799-1217 | Tanks / UST with Internal Secondary Containment Upgrade System | 1996-08-27 | Registration Expired 1/11/2022
EQ-263 | Liquid Sensors LS-3N.C., LS-3.N.O., LS-7, LS-30, and HAV (mini sensor) | Ronan Systems LLC (Formerly Ronan Engineering Company) | Todd Stewart | 800-327-6626 | Leak Detection / Liquid Detector | 1996-08-14 | Registration Expired 1/11/2022
EQ-262 | [6 empty] | Revoked
EQ-261 | Amoco Pour In Place Overfill Containment | Amoco Corporation (Division of BP) | David Killingsworth | 954-938-2735 | UST / Spill Containment Devices | 1996-07-31 | Registration Expired 1/11/2022
EQ-260 | Amoco Pour In Place Dispenser Liner System | Amoco Corporation (Division of BP) | David Killingsworth | 954-938-2735 | Dispenser Liners / Installed as a part of Integral Piping, Upgrade, or Repair | 1996-07-18 | Registration Expired 1/11/2022
EQ-259 | LT-100 and HT-100 Systems | Vista precision Solutions, Inc. (Formerly Vista Research, Inc.) | Cody Freeman | 509-943-2484 | Piping Testers / Bulk Product Piping Testing; API 1110 Testing or Equivalent | 1996-06-12 | 2027-04-12
EQ-258 | Petro-First Facility Equipment Storage Tank System | Petro-First | Art Sabatinelli | 954-971-9598 | UST System / These tanks are total systems equipped with spill containment overfill protection, release detection, MPDs, and canopy | 1996-05-09 | Discontinued
EQ-257 | Overfill Protection Valve 01228-03(or 17)-20XX, 35XX, 60XX Series, UL File No. MH25085 (previously F-30, F-35, F-40 and the Mino Filling Limiter #1228) | Clay and Bailey Mfg. Co. | Borris Bajic | 800-821-6583 | AST / Overfill Protection | 1996-05-09 | 2026-07-27
EQ-256 | #6100 series Spill containment Boxes | Clay and Bailey Mfg. Co. | Boris Bajic | 816-924-3900 | AST / Spill Containment | 1996-05-14 | Discontinued
EQ-255 | Dunn Industries/ Tommy Tank | Dunn Industries/Tommy Tank | Tom Morris | 800-253-8265 | AST / AST with Enclosed Secondary Containment Equipped with Overfill Protection, Spill Containment, and Interstitial Release Detection | 1996-04-26 | Discontinued
EQ-254 | Stor-Safe Model #200 | Stor-Safe Systems | Ronald Lieper | 407-589-5830 | AST / AST with Enclosed Secondary Containment Equipped with Overfill Protection, Spill Containment, and Interstitial Release Detection | 1996-04-22 | Discontinued
EQ-253 | [6 empty] | Revoked
EQ-252 | Red Thread IIA primary/secondary piping, Riser Pipe, fittings, adapters, adhesives and other products | NOV Fiberglass | Bryan Fawcett | 936-444-4000 | Piping / Piping With Enclosed Secondary Containment Equipped with Sump Liner, Dispenser Liner, and Interstitial Release Detection (Rigid Piping) | 2021-03-19 | 2026-03-19
EQ-251 | FML87, FML87-23, L2810-6174H(Hytrel), Coolguard HR 36, Coolguard HR 45 | Cooley Group | Richard Cunnigham | 401-724-9000 | AST/UST Liners – Synthetic or Concrete Coating | 1996-04-22 | Registration Expired 1/11/2022
EQ-250 | Tank Auditor | Leak Detection Systems, Inc. | Jeffery Riotte | 617-878-7766 | UST / Tank and Line Tightness Tester Manufacturers | 1996-04-22 | Registration Expired 1/11/2022
EQ-249 |  | Custom Tank Technology |  |  |  |  | Discontinued
EQ-248 | Petro vend Model TLD III Vapor Sensor | OPW Fuel Management Systems (Formerly Petro Vend, Inc.) | Gene Pope | 813-969-1900 | Leak Detection / Vapor Detector | 1996-04-12 | Discontinued
EQ-247 | Petro Sentry and Site Sentinel Groundwater Sensor | OPW Fuel Management Systems (Formerly Petro Vend, Inc.) | Gene Pope | 813-969-1900 | Leak Detection / Liquid Detector | 1996-04-12 | Discontinued
EQ-246 | [6 empty] | Revoked
EQ-245 |  | Omntec Manufacturers, Inc. |  |  |  |  | Discontinued
EQ-244 | #700/#800 Series Ground Level spill containment from 4.76 to 31 gallons. | Baker Industries Northwest, Inc. | Ben Daines | 425-212-3169 | AST / Spill Containment | 4/8/1996 Updated 8/2/2019 | 2024-08-02
EQ-243 | 2000/LL & 2000/U | USTest, Inc. | James Mitchell | 337-839-1070 | UST / Tank and Line Tightness Tester Manufacturers | 1996-04-08 | Discontinued
EQ-242 | SmithFlex | NOV Fiberglass | Bill Pierpont | 813-784-9607 | Piping / Piping With Enclosed Secondary Containment Equipped with Sump Liner, Dispenser Liner, and Interstitial Release Detection (Flexible Piping) | 1996-04-08 | Registration Expired 1/11/2022
EQ-241 |  | TeleData, Inc. |  |  |  |  | Discontinued
EQ-240 | Pneumercator LS 600, LS 601, and RSU 800 | Pneumercator Co., Inc. | Jonathon Levy | 800-209-7858 | Leak Detection / Liquid Detector | 1996-02-24 | 2027-01-11
EQ-239 | Envirosafe | Environsafe (Formerly Memco MFG, Inc.) | Curtis Evans | 353-573-9709 | Tanks / AST with Enclosed Secondary Containment Equipped with Overfill Protection, Spill Containment, and Interstitial Release Detection | 1996-02-07 | 2026-07-14
EQ-238 | CIM 1000, CIM 1061 | CIM Industries (Division of Chase Corporation) | Dr. Stephens | 603-924-9481 | AST/UST Liners – Synthetic or Concrete Coating | 1996-02-05 | Registration Expired 1/11/2022
EQ-237 | L & J MCG 1100 and MCG 8100 | L & J Technologies | Ronald Davis | 708-236-6000 | Leak Detection / Automatic Tank Gauging | 1996-02-05 | Registration Expired 1/11/2022
EQ-236 | Kaempen Double Wall Tanks | KCL Products Ltd. | Dr. Kaempen | 714-978-9708 | UST / UST with Secondary Containment | 1996-02-05 | Discontinued
EQ-235 | Strongbox | Southern Pre-Cast, Inc. | Charles Davidson | 800-669-2278 | AST / AST with Enclosed Secondary Containment Equipped with Overfill Protection, Spill Containment, and Interstitial Release Detection | 1995-12-07 | Discontinued
EQ-234 | OFP-2/1, OFP-2/2, OFP-3/1, and OFP-3/2 Overfill protection Valve | Vaporless Manufacturing, Inc. | Steve Wilson | 800-367-0185 | AST / Overfill Protection | 1995-12-11 | Registration Expired 1/11/2022
EQ-233 | Generator Base Fuel Tank | Steca, Inc. | Carol Latiolais | 804-436-0000 | AST / AST with Enclosed Secondary Containment Equipped with Overfill Protection, Spill Containment, and Interstitial Release Detection | 1995-11-20 | Discontinued
EQ-232 | Aero Power Type I | Aero-Power United Fueler Inc. | Jeff Smith | 404-452-7377 | Tanks / AST with Enclosed Secondary Containment Equipped with Overfill Protection, Spill Containment, and Interstitial Release Detection | 1995-11-22 | Registration Expired 1/11/2022
EQ-231 | [6 empty] | Revoked
EQ-230 | EX-CAP | Enviro design Products, Inc. | Bill Watts | 800-422-9355 | Monitoring Well Accessories | 1995-11-15 | Registration Expired 1/11/2022
EQ-229 |  | Pryco, Inc. |  |  |  |  | Discontinued
EQ-228 |  | Tramont Corporation |  |  |  |  | Discontinued
EQ-227 | AST Overfill Alarm | Morrison Bros. Co. | Jerry Schollmeyer | 800-553-4840 | AST / Overfill Protection | 1995-10-25 | 2028-01-06
EQ-226 | Pomeco 6200 Series AST and Pomeco 6211 RMOT Remote Series (previously listed as Pomeco 211 AST and Pomeco 211 RMOT Remote) | OPW Retail Fueling | Gene Pope | 813-969-1900 | AST / Spill Containment | 1995-10-25 | 2027-01-11
EQ-225 | OPW 61F-Stop Overfill Prevention Valve | OPW Retail Fueling | Gene Pope | 813-969-1900 | AST / Overfill Protection | 1995-10-25 | 2027-01-11
EQ-224 | OPW 1 Series Spill Container, OPW 1 SC Series Spill Container, OPW 101 BG Series Spill Container, Pomeco 111 Series Spill Container, Pomeco 211 Series Spill Container | OPW Retail Fueling | Gene Pope | 813-969-1900 | UST / Spill Containment Devices | 1995-10-11 | 2026-12-15
EQ-223 | OPW 61SO Overfill Protection Valve, OPW 61TNG Overfill Protection Valve, OPW 53 Series Ball Float Valve, OPW 30MW Series Ball Float valve | OPW Retail Fueling | Gene Pope | 813-969-1900 | UST / Overfill Protection | 1995-10-09 | 2026-11-17
EQ-222 | Precision Test System | Modern Welding Company of Florida, Inc. | Gene Schober | 407-843-1270 | UST / Tank and Line Tightness Tester Manufacturers | 1995-10-09 | Registration Expired 1/11/2022
EQ-221 | INCON TS LLD | Franklin Fueling Systems (Formerly Incon Intelligent Controls, Inc.) | Brad Fawcett / Jason Garrett | (608) 838-5650 / (706) 286-0729 | Leak Detection / Line Leak Detector with Automatic Shut-off | 1995-10-03 | 2027-02-22
EQ-220 | Petrogard VI , and Petrogard X | MPC Containment Systems, Inc. | Dennis O’Brien | 800-621-0146 | AST/UST Liners – Synthetic or Concrete Coating | 1995-10-09 | Registration Expired 1/11/2022
EQ-219 | Permatank/Permatel Precision Test System | Southeast Tank Corporation | David Palazzo | 813-986-1043 | UST / Tank and Line Tightness Tester Manufacturers | 1995-09-21 | Registration Expired 1/11/2022
EQ-218 | Euro Vac Leak Detector Model Vakumatic IIIF, Euro Vac Leak Detector Vakumatic 17Ex, and Euro Guard Detector Model D9 | EuroTank Equipment Corporation | Manfred Fiech | 352-629-3700 | Leak Detection / Breach of Integrity | 1995-09-21 | Discontinued
EQ-217 | Model 112 Spill Bucket | Petroleum Equipment Manufacturing CO., Inc. (PEMCO) | Jorge Tamayo | 305-558-9911 | UST / Spill Containment Devices | 1995-09-21 | 2027-07-28
EQ-216 | Model 406 Pump Cut-off | Beaudreau Electronic, Inc. | Jim Goodman | 203-443-6570 | Leak Detection / Liquid Detector | 1995-09-21 | Registration Expired 1/11/2022
EQ-215 | Furon Co-Flex System | Furon Company (Division of Saint-Gobain) | Lucas Ford | 813-896-4540 | Piping / Piping With Enclosed Secondary Containment Equipped with Sump Liner, Dispenser Liner, and Interstitial Release Detection (Flexible Piping) | 1995-08-16 | Registration Expired 1/11/2022
EQ-214 | Easi-Level Tru | Environment & Safety, Inc. | Alexander Jekat | 408-954-9081 | Leak Detection / Automatic Tank Gauging | 1995-07-21 | Registration Expired 1/11/2022
EQ-213 | Spill/Leak Containment Vessel | Southern Pre-Cast, Inc. | John True | 800-669-2278 | AST / Secondary Containment Only | 1995-07-21 | Discontinued
EQ-212 | TASTS Piping Inspection Integrity Program | NerG Enterprises, Inc. | Herb Askwith | 561-848-5252 | Piping Testers / Bulk Product Piping Testing; API 1110 Testing or Equivalent | 1995-06-26 | Discontinued
EQ-211 | TASTS Tank Inspection Program | NerG Enterprises, Inc. | Herb Askwith | 561-848-5252 | AST / Tank Testers, API 653 Inspection | 1995-06-26 | Discontinued
EQ-210 | Spillgard Dispenser | MPC Containment Systems, Inc. | Dean Fleasas | 800-621-0146 | Dispenser Liners / Installed as a part of Integral Piping, Upgrade, or Repair | 1995-07-03 | Registration Expired 1/11/2022
EQ-209 | Retro-Liner Dispenser System | Tank Wizards Inc. (Formerly Pipeline Energy) (Formerly C.T. Petroleum Contractors, Inc.) | Wendall Stroderd | 321-285-8878 | Dispenser Liners / Installed as a part of Integral Piping, Upgrade, or Repair | 1995-06-26 | 2028-08-22
EQ-208 | ITI Aboveground Storage Tank System | Garsite, Inc. | Mark Kendrick | 913-342-5600 | Tanks / AST with Enclosed Secondary Containment Equipped with Overfill Protection, Spill Containment, and Interstitial Release Detection | 1995-06-26 | Registration Expired 1/11/2022
EQ-207 | Porta Tank Model # 100 | Porta Tank Manufacturing, Inc. | Bill Hudson | 813-633-3092 | AST / AST with Enclosed Secondary Containment Equipped with Overfill Protection, Spill Containment, and Interstitial Release Detection | 1995-06-26 | Discontinued
EQ-206 | Stor Safe Model #100 | Stor-Safe Systems | Ronald Lieper | 407-489-5830 | AST / Secondary Containment Only | 1995-07-03 | Discontinued
EQ-205 | In-Liner HDPE Liners | In-Line Plastics, Inc. | Paul Jopline | 800-364-7688 | AST/UST Liners – Synthetic or Concrete Coating | 1995-05-26 | Registration Expired 1/11/2022
EQ-204 | The Dickey Globe Seals and The Dickey Premier Car Seals(MW Seals) | Dickey Manufacturing Company | James Hawkins | 708-584-2918 | Monitoring Well Accessories | 1995-05-12 | Registration Expired 1/11/2022
EQ-203 | Containment Dispenser Sump, and Containment Sump | Petroleum Containment, Inc. | R.W. Arn | 904-786-1800 | Dispenser Liners / Installed as a part of Integral Piping, Upgrade, or Repair & Sump Liners / Installed as a part of Integral Piping, Upgrade, or Repair | 1995-05-12 | 2026-12-16
EQ-202 | TLS-830 | National Salvage & Service Corporation | Terry Kiss | 800-528-7411 | Leak Detection / Liquid Detector | 1995-05-12 | Registration Expired 1/11/2022
EQ-201 |  | ConVault Florida |  |  |  |  | Discontinued
EQ-200 | Xerxes Double Wall Tanks | Xerxes Corporation (Division of Shawcor Company) | Gene Pope | 813-969-1900 | Tanks / UST with Secondary Containment | 1995-05-12 | 2027-01-11
EQ-199 | 69RT, 70CD, and 71CD | Universal Valve Company, Inc. | Thomas Nelson | 908-351-0606 | UST / Spill Containment Devices | 1995-06-06 | Registration Expired 1/11/2022
EQ-198 | TLS-300/CSLD, TLS-400/CSLD, EMC Basic/CSLD, ProPlus/CSLD; 8600 series (TLS-450PLUS), 8601 series, 3xx series consoles, RedJacket ProMax/ProPlus consoles | Veeder-Root | Tech Support / Customer Svc | 800-323-1799 / 888-561-7942 | Leak Detection / Continuous Automatic Tank Gauging | 1995-05-12 | 2027-01-18
EQ-197 | TLS-250, TLS-250i, TLS-350, TLS-350R, ILS-250, ILS-250i, and ILS-350, EMC Enhanced, EMC w/BIR; 8600 series (TLS-450PLUS), 8601 series, 3xx series consoles, RedJacket ProMax/ProPlus consoles | Veeder-Root | Tech Support / Customer Svc | 800-323-1799 / 888-561-7942 | Leak Detection / Liquid Detector | 1995-05-03 | 2027-01-18
EQ-196 | TLS-200, TLS-200i, TLS-300, TLS-400, EMC Basic, ProPlus; 8600 series (TLS-450PLUS), 8601 series, 3xx series consoles, RedJacket ProMax/ProPlus consoles | Veeder-Root | Tech Support / Customer Svc | 800-323-1799 / 888-561-7942 | Leak Detection / Automatic Tank Gauging | 1995-05-12 | 2027-01-18
EQ-195 |  | Pressler & Associates, Inc. |  |  |  |  | Discontinued
EQ-194 |  | Pressler & Associates, Inc. |  |  |  |  | Discontinued
EQ-193 |  | Gilbarco, Inc. |  |  |  |  | Revoked
EQ-192 |  | Gilbarco, Inc. |  |  |  |  | Revoked
EQ-191 | Owens-Corning CSI Double Wall Tanks - MH7991 | Fiber Glass Systems, LP (Formerly Containment Solutions, Inc.) | Kevin Soeder | 936-756-7731 | Tanks / UST with Secondary Containment | 1995-02-17 | 2026-12-13
EQ-190 | The Gateway Aboveground Storage System | The Gateway Group, Inc. | Robert Becon | 602-244-8664 | Tanks / AST with Enclosed Secondary Containment Equipped with Overfill Protection, Spill Containment, and Interstitial Release Detection | 1995-02-17 | Registration Expired 1/11/2022
EQ-189 | Polymerica Secondary Containment Coating system | Polymerica, Inc. | Pending update | Pending update | AST/UST Liners – Synthetic or Concrete Coating | 1995-02-17 | Registration Expired 1/11/2022
EQ-188 | Enviroflex | Total Containment, Inc. | Tony Adamson | 610-666-2170 | Flexible Piping | 1995-02-17 | Discontinued
EQ-187 | C.O.E. Containment System | Controls on Environmental Systems, Inc. | John Lewis | 704-764-7745 | Tanks / UST with Internal Secondary Containment Upgrade System | 1995-01-31 | Registration Expired 1/11/2022
EQ-186 | USTest 2001 Automatic Tank Gauging | USTest, Inc. | James Mitchell | 337-839-0107 | Leak Detection / Automatic Tank Gauging | 1995-01-10 | Discontinued
EQ-185 | AHP 100 Vapor Sensor Site Sentinel | FCI Environmental, Inc. | Dan Wien | 800-363-9892 | Leak Detection / Vapor Detector | 1995-01-10 | Discontinued
EQ-184 | Promax Dispenser Liner Sump | Seko Dosing Systems Corporation (Formerly Promax, Inc.) | Doug Mills | 302-324-9812 | Dispenser Liners / Installed as a part of Integral Piping, Upgrade, or Repair | 1994-12-22 | Registration Expired 1/11/2022
EQ-183 | Interstitial Vacuum Test (IVT) | Metal Products Company | John Gammage | 404-945-8383 | UST / Tank and Line Tightness Tester Manufacturers | 1994-10-24 | Registration Expired 1/11/2022
EQ-182 | X-76 Line Leak Detector | Ronan Systems LLC (Formerly Ronan Engineering Company) | Todd Stewart | 800-327-6626 | Leak Detection / Line Leak Detector with Automatic Shut-off | 1994-10-18 | Registration Expired 1/11/2022
EQ-181 | Perma Flexx Piping System | Containment Technologies, Inc. | Michael Nolan | 215-993-8140 | Piping / Piping With Enclosed Secondary Containment Equipped with Sump Liner, Dispenser Liner, and Interstitial Release Detection (Flexible Piping) | 1994-10-05 | Registration Expired 1/11/2022
EQ-180 | ProMax/CSLD; 8600 series (TLS-450PLUS), 8601 series, 3xx series consoles, RedJacket ProMax/ProPlus consoles | Veeder-Root | Tech Support / Customer Svc | 800-323-1799 / 888-561-7942 | Leak Detection / Continuous Automatic Tank Gauging | 1994-12-16 | 2027-01-18
EQ-179 | StoreVision Statistical Inventory Reconciliation | Syscorp, Inc. |  |  | Leak detection / Statistical Inventory Reconciliation (SIR) |  | Revoked
EQ-178 | Encompass Automatic Tank Gauging System | National Salvage & Service Corporation | Katy Reed | 602-470-1414 | Leak Detection / Automatic Tank Gauging | 1994-09-09 | Registration Expired 1/11/2022
EQ-177 | AHP 100, and DHP 100 Liquid sensors | FCI Environmental, Inc. | Dan Wien | 800-363-9682 | Leak Detection / Liquid Detector | 1994-09-01 | Discontinued
EQ-176 | Team Aboveground Tank Inspection Program | Tank Engineering and Management Consultant | Donald Andreatta | 813-935-6697 | AST / Tank Testers, API 653 Inspection | 1994-07-07 | 2026-12-17
EQ-175 | Boss Fire guard | Boss Petroleum Products, Inc. | David Riggie | 800-759-9988 | Tanks / AST with Enclosed Secondary Containment Equipped with Overfill Protection, Spill Containment, and Interstitial Release Detection | 1994-06-14 | Registration Expired 1/11/2022
EQ-174 | [6 empty] | Revoked
EQ-173 | Trisafe Vault Systems | General Industries, Inc. | Jamie Stanley | 919-751-1791 | Tanks / AST with Enclosed Secondary Containment Equipped with Overfill Protection, Spill Containment, and Interstitial Release Detection | 1994-06-14 | Registration Expired 1/11/2022
EQ-172 | Aboveground Storage Tank Inspection Program | Space Science Services | Steven Crowley | 904-730-3213 | AST / Tank Testers, API 653 Inspection | 1994-05-27 | Registration Expired 1/11/2022
EQ-171 |  | SIR Phoenix, Inc. |  |  |  |  | Discontinued
EQ-170 |  | Sherman Williams Company |  |  |  |  | Discontinued
EQ-169 | AMUST System | Mepco, Inc. |  |  | UST / UST with Secondary Containment |  | Revoked
EQ-168 | TraceTek Leak Detection Systems with TT5000 (fuel) Sensors for use with TTG, TTDM-PLUS, TTA, TTC, and TT-Sim Control Modules | Raychem Corporation | Matt Cole | 859-694-1061 | Leak Detection / Liquid Detector | 1994-07-07 | 2027-06-22
EQ-167 | Aboveground Tank Inspection Program | Physical Acoustics Corporation |  |  | AST / Tank Testers, API 653 Inspection |  | Registration Expired 1/11/2022
EQ-166 | Underground Double Walled Tank Jacket Storage Tank | Total Containment, Inc. | Tony Adamson | 610-666-2170 | Tanks / UST with Secondary Containment | 1994-03-18 | Registration Expired 1/11/2022
EQ-165 | Aboveground Tank Inspection Program | Physical Acoustics Corporation | Peter Whitfield | 609-884-0800 | AST / Tank Testers, API 653 Inspection | 1994-03-11 | Registration Expired 1/11/2022
EQ-164 | Perma Tel | Southeast Tank Company | David Palazzo | 813-986-1043 | Leak Detection / Liquid Detector | 1994-03-11 | Registration Expired 1/11/2022
EQ-163 | Elvaloy Fabric Reinforced System | Palco Lining, Inc. | Wayne Behrsin | 908-753-6262 | AST/UST Liners – Synthetic or Concrete Coating | 1994-03-14 | Registration Expired 1/11/2022
EQ-162 | Sti-p3 and Glasscote | Specialty Tank & Equipment | William Mann | 800-228-1039 | Tanks / UST with Secondary Containment | 1994-03-23 | Registration Expired 1/11/2022
EQ-161 | Liquid Sensors, LS-3A N.C., LS-3A N.O., LS-30A, and LS-7 | Franklin Fueling Systems | Brad Fawcett / Jason Garrett | (608) 838-5650 / (706) 286-0729 | Leak Detection / Liquid Detector | 1994-03-14 | Registration Expired 1/11/2022
EQ-160 | VLPU-40 | Bixby International Corporation | Paul Darby | 508-465-4100 | AST/UST Liners – Synthetic or Concrete Coating | 1994-03-03 | Registration Expired 1/11/2022
EQ-159 | Leak Edge | One Plus, Corp. | Gene Forman | 708-498-0955 | Leak Detection / Liquid Detector | 1994-02-04 | Discontinued
EQ-158 | Igloo Tank | East Coast Engineering | David Kardish | 904-783-1142 | Tanks / AST with Enclosed Secondary Containment Equipped with Overfill Protection, Spill Containment, and Interstitial Release Detection | 1994-02-04 | Registration Expired 1/11/2022
EQ-157 | [6 empty] | Revoked
EQ-156 | Glassteel II | Modern Welding Company of Florida, Inc. | Gene Schober | 407-843-1270 | Tanks / UST with Secondary Containment | 1994-03-15 | 2026-07-23
EQ-155-A | Spill containment device for UL 142 ASTs manufactured by Containment Solutions, Inc. | Fiber Glass Systems, LP (Formerly Containment Solutions, Inc.) | David Dooley | 410-756-2888 | AST / Spill Containment | 2011-02-18 | Refer to EQ-474A
EQ-155 | Tank-Vault | Fiber Glass Systems, LP (Formerly Containment Solutions, Inc. & Hoover Group, Inc.) | Kevin Soeder | 936-756-7731 | Tanks / AST with Enclosed Secondary Containment Equipped with Overfill Protection, Spill Containment, and Interstitial Release Detection | 1994-01-21 | Refer to EQ-474A
EQ-154 | GCR-100 | Gold Coast Coating, Inc. | Derick Sharp | 606-654-8265 | UST / UST with Secondary Containment | 1994-01-04 | Discontinued
EQ-153 | Super Vault | Super Technologies, LLC (trademark formerly owned by Trusco Tank, Inc.) | Ken Jakes | 805-544-9155 | Tanks / AST with Enclosed Secondary Containment Equipped with Overfill Protection, Spill Containment, and Interstitial Release Detection | 1994-01-04 | Registration Expired 1/11/2022
EQ-152 | Miami Software | Miami Software Corporation | Annelie Piccioni | 305-242-6264 | Inventory | 1993-12-16 | Discontinued
EQ-151 | Auto Stik Jr | Franklin Fueling Systems | Brad Fawcett / Jason Garrett | (608) 838-5650 / (706) 286-0729 | Leak Detection / Automatic Tank Gauging | 1994-01-04 | 2027-03-14
EQ-150 |  | Gilbarco, Inc. |  |  |  |  | Revoked
EQ-149 | TC-110 System | Omega Environmental, Inc. | Michael Bailey | 415-989-3400 | Leak Detection / Single Wall UST and AST System | 1994-01-04 | Registration Expired 1/11/2022
EQ-148 | [6 empty] | Revoked
EQ-147 | Pneumercator Probes 9-901, 9-902, 9-903 | Pneumercator Co., Inc. | Jonathon Levy | 631-293-8450 | Leak Detection / Liquid Detector | 1993-10-13 | Discontinued
EQ-146 | Master Tank & Master Vault | PWH Equipment and Services Company, Inc. | James Hudson | 813-623-6871 | AST / AST with Enclosed Secondary Containment Equipped with Overfill Protection, Spill Containment, and Interstitial Release Detection | 1993-10-20 | Discontinued
EQ-145 | OPW, 111, 211, 311, and 511 Series | OPW Retail Fueling | Gene Pope | 813-969-1900 | UST / Spill Containment Devices | 1993-10-20 | 2026-12-17
EQ-144 | LS 300-120 Series | Campo Miller, Inc. | Mary Filippi | 209-781-6862 | Leak Detection / Line Leak Detector with Automatic Shut-off | 1993-09-17 | Registration Expired 1/11/2022
EQ-143 |  | Containment Technologies, Inc. |  |  |  |  | Discontinued
EQ-142 | [6 empty] | Revoked
EQ-141 | LEAK LEARN System | W.L. & Associates | Samuel Berkman | 602-438-6905 | Leak Detection / Underground Piping | 1993-09-17 | Registration Expired 1/11/2022
EQ-140 | [6 empty] | Revoked
EQ-139 | LineTite Pipeline monitor | Hasstech Manufacturing LLC (Formerly Hasstech, Inc.) | Paul Muehleisen | 619-457-5880 | Leak Detection / Line Leak Detector with Automatic Shut-off | 1993-08-12 | Registration Expired 1/11/2022
EQ-138 | Geotech Dilution Method | Geotech Industries, Inc. | Randell Thompson | 904-787-0608 | Leak Detection / Single Wall UST and AST System | 1993-08-23 | Registration Expired 1/11/2022
EQ-137 |  | Omntec Manufacturers, Inc. |  |  |  |  | Discontinued
EQ-136 | Liquid 330 | National Salvage & Service Corporation | Terry Kiss | 800-528-7411 | Leak Detection / Liquid Detector | 1993-07-12 | Registration Expired 1/11/2022
EQ-135 | Andover Infinity System | Schneider Electric (Formerly Andover Controls, Inc.) | Alan Williams | 497-470-0555 | Leak Detection / Automatic Tank Gauging | 1993-07-12 | Registration Expired 1/11/2022
EQ-134 |  | Warren Rogers Associates, Inc. |  |  |  |  | Discontinued
EQ-133 | Containment Technology Dispenser Liner | Containment Technology, Inc. | Gene Pope | 813-969-1900 | Dispenser Liners / Installed as a part of Integral Piping, Upgrade, or Repair | 1993-06-09 | Registration Expired 1/11/2022
EQ-132 | Smith Dispenser Sump | NOV Fiberglass | Bill Pierpont | 813-784-9607 | Dispenser Liners / Installed as a part of Integral Piping, Upgrade, or Repair | 1993-06-10 | Registration Expired 1/11/2022
EQ-131 | Gilbarco in line leak detector | Gilbarco, Inc. (dba Gilbarco Veeder-Root) | Steve Phillippie | 336-547-515 | Leak Detection / Line Leak Detector with Automatic Shut-off | 1993-06-10 | Registration Expired 1/11/2022
EQ-130 | Gilbarco TM-2, TM-3, EMC | Gilbarco, Inc. (dba Gilbarco Veeder-Root) | Steve Phillippie | 336-547-5154 | Leak Detection / Automatic Tank Gauging | 1993-06-10 | Registration Expired 1/11/2022
EQ-129 | PermaTank (See EQ-927) | Southeast Tank Co. | David Palazzo | 813-986-1043 | Tanks / UST with Secondary Containment | 1993-05-10 | Registration Expired 1/11/2022
EQ-128 | CEI 3000 | Veeder-Root | Tech Support / Customer Svc | 800-323-1799 / 888-561-7942 | Leak Detection / Liquid Detector | 1993-05-10 | Registration Expired 1/11/2022
EQ-127 | CEI 3000 | Veeder-Root | Tech Support / Customer Svc | 800-323-1799 / 888-561-7942 | Leak Detection / Automatic Tank Gauging | 1993-04-29 | Registration Expired 1/11/2022
EQ-126 |  | Horner Products, Inc. |  |  |  |  | Discontinued
EQ-125 | Super-Tank | Liquid Management Products, Inc. | Jake Magish | 203-778-2018 | AST / AST with Enclosed Secondary Containment Equipped with Overfill Protection, Spill Containment, and Interstitial Release Detection | 1993-04-05 | Discontinued
EQ-124 | Safewaste & Fuel Master | Fiber Glass Systems, LP (Formerly Containment Solutions, Inc. & Hoover Containment Systems, Inc.) | Kevin Soeder | 936-756-7731 | Tanks / AST with Enclosed Secondary Containment Equipped with Overfill Protection, Spill Containment, and Interstitial Release Detection | 1993-04-05 | Refer to EQ-474A
EQ-123 | Centron Fiberglass Piping | Centron Corporation | Jim Stevens | 817-325-1341 | Piping / Piping With Enclosed Secondary Containment Equipped with Sump Liner, Dispenser Liner, and Interstitial Release Detection (Rigid Piping) | 1993-04-05 | Registration Expired 1/11/2022
EQ-122 | TCI Dispenser Sump | Total Containment, Inc. | Tony Adamson | 610-666-2170 | Dispenser Liners / Installed as a part of Integral Piping, Upgrade, or Repair | 1993-03-26 | Registration Expired 1/11/2022
EQ-121 | Auto Stik II | Franklin Fueling Systems | Brad Fawcett / Jason Garrett | (608) 838-5650 / (706) 286-0729 | Leak Detection / Automatic Tank Gauging | 1993-04-22 | 2027-03-14
EQ-120 | Dispenser Sump | Riverside Steel, Inc. | George Badu | 216-856-5299 | Dispenser Liners / Installed as a part of Integral Piping, Upgrade, or Repair | 1993-04-13 | Registration Expired 1/11/2022
EQ-119 | EMS-3500 | Tidel Engineering, Inc. | David Tucker | 800-678-7577 | Leak Detection / Liquid Detector | 1993-04-05 | Registration Expired 1/11/2022
EQ-118 | CNI Overfill devices | CNI Manufacturing | Toby Argandona | 818-962-6646 | UST / Spill Containment Devices | 1993-03-12 | Registration Expired 1/11/2022
EQ-117 |  | Advanced Polymer Technology, Inc. |  |  |  |  | Discontinued
EQ-116 | Liqui Vault | Clawson Tank Company (Division of Highland Tank) | Brian Shelton | 800-272-1367 | Tanks / AST with Enclosed Secondary Containment Equipped with Overfill Protection, Spill Containment, and Interstitial Release Detection | 1993-03-10 | Registration Expired 1/11/2022
EQ-115 | Unit Liner | Unit Liner Company | Alan Buck | 405-275-4600 | Dispenser Liners / Installed as a part of Integral Piping, Upgrade, or Repair | 1993-03-10 | Registration Expired 1/11/2022
EQ-114 |  | Gilbarco, Inc. |  |  |  |  | Revoked
EQ-113 | ST System | Red Jacket Pumps (Division of Veeder-Root) | Chad Oberman | 800-262-7539 | Leak Detection / Automatic Tank Gauging | 1993-03-10 | Registration Expired 1/11/2022
EQ-112 | PolyFlex System | D.I. Chadbourne Enterprises | Dan Chadbourne | 650-344-1428 | Tanks / UST with Internal Secondary Containment Upgrade System | 1993-03-10 | Registration Expired 1/11/2022
EQ-111 | Search and Line Test | Lab One Analytical | Jerry Wiley | 918-250-1013 | UST / Tank and Line Tightness Tester Manufacturers | 1993-03-08 | Registration Expired 1/11/2022
EQ-110 | Pollulert Probe FD 221G | Emerson US (Formerly Mallory Controls, Inc.) | Mark Becker | 317-328-4020 | Leak Detection / Liquid Detector | 1993-02-18 | Registration Expired 1/11/2022
EQ-109 |  | Trianqle Environmental, Inc. |  |  |  |  | Discontinued
EQ-108 | Dispenser Liner and Sump System | Western Fiberglass, Inc. | Rick Lewis | 800-688-3375 | Dispenser Liners / Installed as a part of Integral Piping, Upgrade, or Repair | 1992-12-22 | Registration Expired 1/11/2022
EQ-107 | Aboveground Tank Inspection Program | Acuren Inspection, Inc. (Formerly Longview Inspection, Inc.) | Walter Matulewicz | 800-256-5442 | AST / Tank Testers, API 653 Inspection | 1992-12-10 | Registration Expired 1/11/2022
EQ-106 |  | OPW Fuel Management Systems (Formerly Petro Vend, Inc.) | Gene Pope | 813-969-1900 |  | 1992-12-08 | Discontinued
EQ-105 |  | OPW Fuel Management Systems (Formerly Petro Vend, Inc.) | Gene Pope | 813-969-1900 |  | 12/081992 | Discontinued
EQ-104 |  | USTMAN Industries, Inc. |  |  |  |  | Discontinued
EQ-103 | Vessel Inspection Program | Team, Inc. (Formerly MQS Inspection, Inc.) | Dennis Ross | 904-731-2472 | AST / Tank Testers, API 653 Inspection | 1992-12-08 | Registration Expired 1/11/2022
EQ-102 | Dispenser Liner | Amoco Oil Company | T. Tompkins | 305-938-2735 | Dispenser Liners / Installed as a part of Integral Piping, Upgrade, or Repair | 1992-12-08 | Revoked
EQ-101 | Sentry 12X | National Salvage & Service Corporation | Terry Kiss | 800-528-7411 | Leak Detection / Vapor Detector | 1992-12-08 | Registration Expired 1/11/2022
EQ-100 | Pollulert Probe FD 241R | Emerson US (Formerly Mallory Controls, Inc.) | Mark Becker | 317-328-4020 | Leak Detection / Liquid Detector | 1992-11-03 | Registration Expired 1/11/2022
EQ-099 | [6 empty] | Revoked
EQ-098 |  | Computerizing, Inc. |  |  |  |  | Discontinued
EQ-097 | [6 empty] | Revoked
EQ-096 | TS-1000 | Franklin Fueling Systems ( Formerly Incon Intelligent Controls, Inc.) | Brad Fawcett / Jason Garrett | (608) 838-5650 / (706) 286-0729 | Leak Detection / Automatic Tank Gauging | 1992-10-08 | 2027-03-14
EQ-095 |  | Plastic Recyclinq Technoloqy |  |  |  |  | Discontinued
EQ-094 | EMS 3000 | Tidel Engineering, Inc. | David Tucker | 800-678-7577 | Leak Detection / Automatic Tank Gauging | 1992-09-29 | Registration Expired 1/11/2022
EQ-093 | EMS 2000 | Tidel Engineering, Inc. | David Tucker | 800-678-7577 | Leak Detection / Automatic Tank Gauging | 1992-09-29 | Registration Expired 1/11/2022
EQ-092 |  | USTest, Inc. |  |  |  |  | Discontinued
EQ-091 | PAL-AT Leak Detection System. Model Numbers AT30C, AT30K, AT75C | Perm Alert, Inc. (Division of PERMA-PIPE, Inc.) | Corey Hill | 847-929-1805 | Leak Detection / Liquid Detector (previously Single Wall UST and AST System) | 9/29/1992 Updated 7/12/2019 | 2027-09-08
EQ-090 | [6 empty] | Revoked
EQ-089 | VS-200 | Campo Miller, Inc. | Mary Filippi | 209-781-6862 | Leak Detection / Vapor Detector | 1992-09-01 | Registration Expired 1/11/2022
EQ-088 | [6 empty] | Revoked
EQ-087 | DS-9000 | Derscot, Inc. | Derick Sharp | 606-654-8265 | Tanks / UST with Internal Secondary Containment Upgrade System | 1992-08-21 | Registration Expired 1/11/2022
EQ-086 | Vessel Inspection Program | Industrial NDT Company | James Moon | 800-845-1923 | AST / Tank Testers, API 653 Inspection | 1992-08-11 | Discontinued
EQ-085 | ITW Poly Spec / Thiokol Products | PolySpec Corporation | Alan Kaniss | 281-507-9138 | AST/UST Liners – Synthetic or Concrete Coating | 1992-08-05 | 2028-02-17
EQ-084 | Andover Automatic Tank Gauging | Schneider Electric (Formerly Andover Controls, Inc.) | Alan Williams | 978-470-0555 | Leak Detection / Automatic Tank Gauging | 1992-01-08 | Registration Expired 1/11/2022
EQ-083 | TLS-350 LLD, EMC Enhanced LLD, EMC-J LLD, ProMax LLD, TLS-350/CSLD, EMC Enhanced/CSLD, EMC-J/CSLD; 8600 series (TLS-450PLUS), 8601 series, 3xx series consoles, RedJacket ProMax/ProPlus consoles | Veeder-Root | Tech Support / Customer Svc | 800-323-1799 / 888-561-7942 | Leak Detection / Line Leak Detector with Automatic Shut-off | 1992-07-29 | 2027-01-18
EQ-082 | Ultra Vault | Ultra Tank Company | Don Schurr | 800-330-8871 | AST / AST with Enclosed Secondary Containment Equipped with Overfill Protection, Spill Containment, and Interstitial Release Detection | 1992-07-27 | Discontinued
EQ-081 | RLM 5000 | Red Jacket Pumps (Division of Veeder-Root) | Chad Oberman | 800-262-7539 | Leak Detection / Automatic Tank Gauging | 1992-07-07 | Registration Expired 1/11/2022
EQ-080 | RLM 5001 | Red Jacket Pumps (Division of Veeder-Root) | Chad Oberman | 800-262-7539 | Leak Detection / Automatic Tank Gauging | 1992-07-07 | Registration Expired 1/11/2022
EQ-079 | RLM-9000 | Red Jacket Pumps (Division of Veeder-Root) | Chad Oberman | 800-262-7539 | Leak Detection / Line Leak Detector with Automatic Shut-off | 1992-07-07 | Registration Expired 1/11/2022
EQ-078 | PPM-4000 | Red Jacket Pumps (Division of Veeder-Root) | Chad Oberman | 800-262-7539 | Leak Detection / Line Leak Detector with Automatic Shut-off | 1992-07-07 | Registration Expired 1/11/2022
EQ-077 | Pollulert FD-200 PRSA | Emerson US (Formerly Mallory Controls, Inc.) | Mark Becker | 317-328-4020 | Leak Detection / Line Leak Detector with Automatic Shut-off | 1992-07-07 | Registration Expired 1/11/2022
EQ-076 | Euro Tank | Euro-Tank & Ecosafe System, Inc. | Manfred Fiech | 352-629-3700 | UST System / These tanks are total systems equipped with spill containment overfill protection, release detection, MPDs, and canopy | 1992-06-29 | Discontinued
EQ-075 |  | Estabrook's, Inc. |  |  |  |  | Discontinued
EQ-074 | LLP-2 | Veeder-Root | Tech Support / Customer Svc | 800-323-1799 / 888-561-7942 | Leak Detection / Line Leak Detector with Automatic Shut-off | 1992-06-23 | Registration Expired 1/11/2022
EQ-073 |  | Gilbarco, Inc. |  |  |  |  | Revoked
EQ-072 |  | Pressler & Associates, Inc. |  |  |  |  | Discontinued
EQ-071 |  | Pressler & Associates, Inc. |  |  |  |  | Discontinued
EQ-070 |  | Pressler & Associates, Inc. |  |  |  |  | Discontinued
EQ-069 |  | SIR International, Inc. |  |  |  |  | Discontinued
EQ-068 | Fuel Pack | The Boss Group, Inc. | David Riggie | 410-783-9633 | AST / AST with Enclosed Secondary Containment Equipped with Overfill Protection, Spill Containment, and Interstitial Release Detection | 1992-04-16 | Discontinued
EQ-067 | Model HW-101 | PID Analyzers (Formerly HNU System, Inc.) | Albert Wilshire | 617-694-6690 | Leak Detection / Vapor Detector | 1992-03-17 | Registration Expired 1/11/2022
EQ-066 | Model PI-101 | PID Analyzers (Formerly HNU System, Inc.) | Albert Wilshire | 617-694-6690 | Leak Detection / Vapor Detector | 1992-03-16 | Registration Expired 1/11/2022
EQ-065 |  | USTMAN Industries, Inc. |  |  |  |  | Discontinued
EQ-064 | Anilay Tank master ( Formerly Alert Model 2000 ATG) | PC Interaction, Inc. (Formerly Alert Technologies) | John Ainley | 815-337-1600 | Leak Detection / Automatic Tank Gauging | 1992-02-14 | Registration Expired 1/11/2022
EQ-063 | Model DL-101 | PID Analyzers (Formerly HNU System, Inc.) | Albert Wilshire | 617-694-6690 | Leak Detection / Vapor Detector | 1992-02-20 | Registration Expired 1/11/2022
EQ-062 | Hi-Tech Vault | Hausner, Inc. | John Hausner | 800-533-9509 | Tanks / AST with Enclosed Secondary Containment Equipped with Overfill Protection, Spill Containment, and Interstitial Release Detection | 1992-02-14 | Registration Expired 1/11/2022
EQ-061 |  | USTest, Inc. |  |  |  |  | Discontinued
EQ-060 |  | Phoenix Products, Company |  |  |  |  | Discontinued
EQ-059 | Ronan X-76 | Ronan Systems LLC (Formerly Ronan Engineering Company) | Todd Stewart | 800-327-6626 | Leak Detection / Automatic Tank Gauging | 1992-01-16 | Registration Expired 1/11/2022
EQ-058 | [6 empty] | Revoked
EQ-057 | Pneumercator LDE 9000 | Pneumercator Co., Inc. | Jonathan Levy | 800-209-7858 | Leak Detection / Liquid Detector | 1992-01-13 | Discontinued
EQ-056 | XR-5 Geomembrane | Seaman Corporation | Felon R. Wilson | 615-691-9476 | AST/UST Liners – Synthetic or Concrete Coating | 1992-01-14 | Registration Expired 1/11/2022
EQ-055 | [6 empty] | Revoked
EQ-054 | Lasp Monitor System | Teledyne GeoTech Corporation | Mike Martin | 512-327-9840 | Leak Detection / Vapor Detector | 1992-01-14 | Registration Expired 1/11/2022
EQ-053 | Hall Mark Tank Vaults | Hall Mark Industries | Shannon McMillian | 800-872-2770 | Tanks / AST with Enclosed Secondary Containment Equipped with Overfill Protection, Spill Containment, and Interstitial Release Detection | 1992-01-14 | Registration Expired 1/11/2022
EQ-052 | EBW 705 and EBW 706-500 | Franklin Fueling Systems | Brad Fawcett / Jason Garrett | (608) 838-5650 / (706) 286-0729 | UST / Spill Containment Devices | 11/21/1991 Updated 11/4/2015 | 2027-02-22
EQ-051 | Soiltest Ainlay Tank Tegrity Tester | Ainlay Tank Testing & Repair, Inc. | John R. Ainlay | 708-658-2799 | UST / Tank and Line Tightness Tester Manufacturers | 1991-11-08 | Discontinued
EQ-050 | Tele-a-leak | Schuster Instruments, Inc. | Peter Schuster | 989-684-6638 | UST / Tank and Line Tightness Tester Manufacturers | 1991-10-28 | Discontinued
EQ-049 | Geothane | Futura Coating, Inc. (Division of ITW Polymer Sealants) | Lee Curry | 770-596-9551 | AST/UST Liners – Synthetic or Concrete Coating | 1991-10-28 | Registration Expired 1/11/2022
EQ-048 |  | Gilbarco, Inc. |  |  |  |  | Revoked
EQ-047 | Sure-Check | Brown Minneapolis Tank | Brian DiGrado | 612-454-6750 | Tanks / AST with Enclosed Secondary Containment Equipped with Overfill Protection, Spill Containment, and Interstitial Release Detection | 1991-10-15 | Registration Expired 1/11/2022
EQ-046 | TS-2000 | Franklin Fueling Systems (Formerly Incon Intelligent Controls, Inc.) | Brad Fawcett / Jason Garrett | (608) 838-5650 / (706) 286-0729 | Leak Detection / Automatic Tank Gauging | 1991-10-15 | 2027-03-14
EQ-045 | B-200 | S. Bravo Systems, Inc. | Don Mukai | 323-888-4123 | Dispenser Liners / Installed as a part of Integral Piping, Upgrade, or Repair | 1991-09-17 | Registration Expired 1/11/2022
EQ-044 | KW-140/KW 240 | In-Situ, Inc. | William Mann | 307-742-8213 | Leak Detection / Liquid Detector | 1991-09-17 | Registration Expired 1/11/2022
EQ-043 | [6 empty] | Revoked
EQ-042 | Centurion Tanks | Petro-Tank Sales, Inc. | Raulph Suarez | 800-528-6722 | AST / AST with Enclosed Secondary Containment Equipped with Overfill Protection, Spill Containment, and Interstitial Release Detection | 1991-09-05 | Discontinued
EQ-041 | Gasboy TMS-500 | Gasboy International (Formerly William M. Wilson's Sons, Inc.) | Tom Glahn | 215-885-4631 | Leak Detection / Automatic Tank Gauging | 1991-09-05 | Registration Expired 1/11/2022
EQ-040 | RTM-1 Tank Gauging | Mine Safety Appliances | Bill Freeman | 800-672-4678 | Leak Detection / Automatic Tank Gauging | 1991-09-05 | Registration Expired 1/11/2022
EQ-039 | Tankgard | Mine Safety Appliances | Bill Freeman | 800-672-4678 | Leak Detection / Vapor Detector | 1991-09-05 | Registration Expired 1/11/2022
EQ-038 | EPP Dispenser | Environmental Protection Products | Frank Marchica | 516-756-7267 | Dispenser Liners / Installed as a part of Integral Piping, Upgrade, or Repair | 1991-09-05 | Discontinued
EQ-037 | Scat Tanks | Industrial Environmental Supply | Jim Burns | 919-274-4817 | Tanks / AST with Enclosed Secondary Containment Equipped with Overfill Protection, Spill Containment, and Interstitial Release Detection | 1991-08-20 | Registration Expired 1/11/2022
EQ-036 | Hydrostatic | Fiber Glass Systems, LP (Formerly Containment Solutions, Inc.) | Kevin Soeder | 936-756-7731 | UST / Tank and Line Tightness Tester Manufacturers | 1991-08-19 | Registration Expired 1/11/2022
EQ-035 | Hydrostat | Xerxes Corporation (Division of Shawcor Company) | Glen Nylannder | 612-887-1890 | UST / Tank and Line Tightness Tester Manufacturers | 1991-08-19 | 2027-01-11
EQ-034 | Polyflex HDPE | Poly Flex, Inc. | A.M. Yazdoni | 800-527-3323 | AST/UST Liners – Synthetic or Concrete Coating | 1991-07-03 | Registration Expired 1/11/2022
EQ-033 | TLS 250, TLS 250i, TLS 350, EMC Enhanced, ProMax; 8600 series (TLS-450PLUS), 8601 series, 3xx series consoles, RedJacket ProMax/ProPlus consoles | Veeder-Root | Tech Support / Customer Svc | 800-323-1799 / 888-561-7942 | Leak Detection / Automatic Tank Gauging | 1991-06-17 | 2027-01-18
EQ-032 | MPD Dispenser | Eastern Piping Containment | Mark Stommel | 407-328-8719 | Dispenser Liners / Installed as a part of Integral Piping, Upgrade, or Repair | 1991-06-19 | Registration Expired 1/11/2022
EQ-031 | Duocon, and Duotank Tanks | PWH Equipment & Services Company, Inc. | James Hudson | 813-621-2077 | AST / AST with Enclosed Secondary Containment Equipped with Overfill Protection, Spill Containment, and Interstitial Release Detection | 1991-07-03 | Discontinued
EQ-030 |  | Gilbarco, Inc. |  |  |  |  | Revoked
EQ-029 |  | Environ Products, Inc. |  |  |  |  | Discontinued
EQ-028 |  | Gilbarco, Inc. |  |  |  |  | Revoked
EQ-027 |  | Gilbarco, Inc. |  |  |  |  | Revoked
EQ-026 |  | Gilbarco, Inc. |  |  |  |  | Revoked
EQ-025 | [6 empty] | Revoked
EQ-024 |  | OPW Fuel Management Systems (Formerly Petro Vend, Inc.) |  |  |  |  | Discontinued
EQ-023 | AES System II | Associated Environmental Services | Don James | 805-326-0173 | UST / Tank and Line Tightness Tester Manufacturers | 1991-06-20 | Registration Expired 1/11/2022
EQ-022 |  | Tailored Foam of Florida |  |  |  |  | Discontinued
EQ-021 |  | Training and Services Corp. |  |  |  |  | Refer to EQ-557
EQ-020 |  | Estabrook's, Inc. |  |  |  |  | Discontinued
EQ-019 | Vacuum Monitor | World Enviro System, Inc. | John Hendershot | 405-275-7565 | Leak Detection / Single Wall UST and AST System | 1991-06-20 | Registration Expired 1/11/2022
EQ-018 |  | Entropy Limited |  |  |  |  | Discontinued
EQ-017 |  | Purpora Engineering, Inc. (Formerly Alert Technologies) |  |  |  |  | Discontinued
EQ-016 |  | Purpora Engineering, Inc. (Formerly Alert Technologies) |  |  |  |  | Discontinued
EQ-015 | Fiberstone | Fibrestone N.C. Inc. | D. Sudrakin | 704-891-7474 | UST / Secondary Containment only | 1991-05-05 | Discontinued
EQ-014 | Autostik | Franklin Fueling Systems ( Formerly EBW, Inc.) | Brad Fawcett / Jason Garrett | (608) 838-5650 / (706) 286-0729 | Leak Detection / Automatic Tank Gauging | 1991-05-06 | 2027-03-14
EQ-013 | Enviro-Vault | Phoenix Products, Company | Nick Peavler | 904-945-6413 | Tanks / AST with Enclosed Secondary Containment Equipped with Overfill Protection, Spill Containment, and Interstitial Release Detection | 1991-05-06 | 2026-10-21
EQ-012 | ULC-2000 | ECC & Associates | Mark Stommel | 407-328-8719 | Dispenser Liners / Installed as a part of Integral Piping, Upgrade, or Repair | 1991-05-21 | Registration Expired 1/11/2022
EQ-011 | [6 empty] | Revoked
EQ-010 | IT2 | Davis Industries, Inc. | D. Harriford | 813-355-2971 | Tanks / AST with Enclosed Secondary Containment Equipped with Overfill Protection, Spill Containment, and Interstitial Release Detection | 1991-05-20 | Registration Expired 1/11/2022
EQ-009 | Tesco | Tesco Resources, Inc. | Hank Berberat | 203-758-3270 | Tanks / AST with Enclosed Secondary Containment Equipped with Overfill Protection, Spill Containment, and Interstitial Release Detection | 1991-05-02 | Registration Expired 1/11/2022
EQ-008 |  | Serrot International, Inc. |  |  |  |  | Discontinued
EQ-007 | [6 empty] | Revoked
EQ-006 |  | Gundle Lining Systems, Inc. |  |  |  |  | Discontinued
EQ-005 |  | Purpora Engineering, Inc. (Formerly Alert Technologies) |  |  |  |  | Discontinued
EQ-004 | ESPI Series | Egemin Naamloze Vennootschap | Tom Berebrouckx | 011-32-3-031 / 64527590 | Leak Detection / Automatic Tank Gauging | 1991-05-02 | Registration Expired 1/11/2022
EQ-003 |  | EBW, Inc. |  |  |  |  | Discontinued
EQ-002 | Ecovault | RECoVault, Inc. | Bob Green | 800-879-3989 | Tanks / AST with Enclosed Secondary Containment Equipped with Overfill Protection, Spill Containment, and Interstitial Release Detection | 1991-04-25 | Registration Expired 1/11/2022
EQ-001 | Formex | Pope & Associates | Gene Pope | 813-969-1900 | Dispenser Liners / Installed as a part of Integral Piping, Upgrade, or Repair | 1991-04-21 | Registration Expired 1/11/2022