## Sheet1
PWS_ID | SYSTEM_NAME | COUNTY | SYSTEM_TYPE | CONTAM_GROUP | CONTAMINANT NAME | FREQUENCY | YEAR NEXT DUE | SAMPLING PERIOD | SAMPLING LOCATION | COMMENTS
2540058 | BASS CAPITAL MHP | PUTNAM | COMMUNITY | DBP | TTHMS AND HAA5S | TRIENNIAL | 2027 | SEPTEMBER | LOT A-28
2540058 | BASS CAPITAL MHP | PUTNAM | COMMUNITY | INOR | ASBESTOS | EVERY 9 YEARS | 2030 | N/A | IN DISTRIBUTION WHERE ASBESTOS HAS BEEN IDENTIFIED | "NO-ASBESTOS" WAIVER AVAILABLE IF APPLICABLE
2540058 | BASS CAPITAL MHP | PUTNAM | COMMUNITY | INOR | NITRATE | ANNUAL | 2026 | N/A | POINT OF ENTRY TO DISTRIBUTION
2540058 | BASS CAPITAL MHP | PUTNAM | COMMUNITY | INOR | NITRITE | ANNUAL | 2026 | N/A | POINT OF ENTRY TO DISTRIBUTION
2540058 | BASS CAPITAL MHP | PUTNAM | COMMUNITY | INOR | PRIMARY INORGANICS (16 PARAMETERS) | TRIENNIAL | 2027 | N/A | POINT OF ENTRY TO DISTRIBUTION
2540058 | BASS CAPITAL MHP | PUTNAM | COMMUNITY | LCR | LEAD AND COPPER TAP SAMPLING | TRIENNIAL | 2027 | JUNE THROUGH SEPTEMBER | 5 SITES PER LCR SAMPLING PLAN
2540058 | BASS CAPITAL MHP | PUTNAM | COMMUNITY | RAD | COMBINED RADIUM-226 AND 228 | EVERY 3, 6, OR 9 YRS | 2027 | N/A | POINT OF ENTRY TO DISTRIBUTION
2540058 | BASS CAPITAL MHP | PUTNAM | COMMUNITY | RAD | COMBINED URANIUM | EVERY 3, 6, OR 9 YRS | 2027 | N/A | POINT OF ENTRY TO DISTRIBUTION
2540058 | BASS CAPITAL MHP | PUTNAM | COMMUNITY | RAD | GROSS ALPHA EXCL RADON AND URANIUM | EVERY 3, 6, OR 9 YRS | 2027 | N/A | POINT OF ENTRY TO DISTRIBUTION
2540058 | BASS CAPITAL MHP | PUTNAM | COMMUNITY | SEC | SECONDARY STANDARDS (14 PARAMETERS) | TRIENNIAL | 2027 | N/A | POINT OF ENTRY TO DISTRIBUTION
2540058 | BASS CAPITAL MHP | PUTNAM | COMMUNITY | SOC | SYNTHETIC ORGANIC CONTAMINANTS (29 PARAMETERS) | TRIENNIAL | 2027* | N/A | POINT OF ENTRY TO DISTRIBUTION | *SOC WAIVER MAY BE SUBMITTED INSTEAD OF SAMPLE RESULTS
2540058 | BASS CAPITAL MHP | PUTNAM | COMMUNITY | VOC | VOLATILE ORGANIC CONTAMINANTS (21 PARAMETERS) | TRIENNIAL | 2027 | N/A | POINT OF ENTRY TO DISTRIBUTION
2540070 | BEECHER'S POINT S/D | PUTNAM | COMMUNITY | INOR | ASBESTOS | EVERY 9 YEARS | 2030 | N/A | IN DISTRIBUTION WHERE ASBESTOS HAS BEEN IDENTIFIED | "NO-ASBESTOS" WAIVER AVAILABLE IF APPLICABLE
2540070 | BEECHER'S POINT S/D | PUTNAM | COMMUNITY | DBP | TTHMS AND HAA5S | ANNUAL | 2026 | JULY | 156 BEECHER'S POINT
2540070 | BEECHER'S POINT S/D | PUTNAM | COMMUNITY | LCR | LEAD AND COPPER TAP SAMPLING | TRIENNIAL | 2026 | JUNE THROUGH SEPTEMBER | 5 SITES PER LCR SAMPLING PLAN
2540239 | CRESCENT CITY WTP | PUTNAM | COMMUNITY | DBP | TTHMS AND HAA5S | QUARTERLY | 2026 | 2ND MONTH, 2ND WEEK | 900 BLOCK OF CENTER STREET
2540239 | CRESCENT CITY WTP | PUTNAM | COMMUNITY | DBP | TTHMS AND HAA5S | QUARTERLY | 2026 | 2ND MONTH, 2ND WEEK | 800 BLOCK OF READ AVENUE
2540239 | CRESCENT CITY WTP | PUTNAM | COMMUNITY | INOR | ASBESTOS | EVERY 9 YEARS | 2030 | N/A | IN DISTRIBUTION WHERE ASBESTOS HAS BEEN IDENTIFIED | "NO-ASBESTOS" WAIVER AVAILABLE IF APPLICABLE
2540239 | CRESCENT CITY WTP | PUTNAM | COMMUNITY | INOR | NITRATE | ANNUAL | 2026 | N/A | POINT OF ENTRY TO DISTRIBUTION
2540239 | CRESCENT CITY WTP | PUTNAM | COMMUNITY | INOR | NITRITE | ANNUAL | 2026 | N/A | POINT OF ENTRY TO DISTRIBUTION
2540239 | CRESCENT CITY WTP | PUTNAM | COMMUNITY | INOR | PRIMARY INORGANICS (16 PARAMETERS) | TRIENNIAL | 2027 | N/A | POINT OF ENTRY TO DISTRIBUTION
2540239 | CRESCENT CITY WTP | PUTNAM | COMMUNITY | LCR | LEAD AND COPPER TAP SAMPLING | TRIENNIAL | 2028 | JUNE THROUGH SEPTEMBER | 10 SITES PER LCR SAMPLING PLAN
2540239 | CRESCENT CITY WTP | PUTNAM | COMMUNITY | RAD | COMBINED RADIUM-226 AND 228 | EVERY 3, 6, OR 9 YRS | 2027 | N/A | POINT OF ENTRY TO DISTRIBUTION
2540239 | CRESCENT CITY WTP | PUTNAM | COMMUNITY | RAD | COMBINED URANIUM | EVERY 3, 6, OR 9 YRS | 2027 | N/A | POINT OF ENTRY TO DISTRIBUTION
2540239 | CRESCENT CITY WTP | PUTNAM | COMMUNITY | RAD | GROSS ALPHA EXCL RADON AND URANIUM | EVERY 3, 6, OR 9 YRS | 2027 | N/A | POINT OF ENTRY TO DISTRIBUTION
2540239 | CRESCENT CITY WTP | PUTNAM | COMMUNITY | SEC | SECONDARY STANDARDS (14 PARAMETERS) | TRIENNIAL | 2027 | N/A | POINT OF ENTRY TO DISTRIBUTION
2540239 | CRESCENT CITY WTP | PUTNAM | COMMUNITY | SOC | DALAPON | ANNUAL | 2026 | OCTOBER THROUGH DECEMBER | POINT OF ENTRY TO DISTRIBUTION
2540239 | CRESCENT CITY WTP | PUTNAM | COMMUNITY | SOC | SYNTHETIC ORGANIC CONTAMINANTS (29 PARAMETERS) | TRIENNIAL | 2027* | N/A | POINT OF ENTRY TO DISTRIBUTION | *SOC WAIVER MAY BE SUBMITTED INSTEAD OF SAMPLE RESULTS
2540239 | CRESCENT CITY WTP | PUTNAM | COMMUNITY | VOC | VOLATILE ORGANIC CONTAMINANTS (21 PARAMETERS) | TRIENNIAL | 2027 | N/A | POINT OF ENTRY TO DISTRIBUTION
2540482 | HERMITS COVE WATER SYSTEM | PUTNAM | COMMUNITY | DBP | TTHMS AND HAA5S | ANNUAL | 2026 | MAY | 215 MONROE
2540482 | HERMITS COVE WATER SYSTEM | PUTNAM | COMMUNITY | INOR | ASBESTOS | EVERY 9 YEARS | 2030 | N/A | IN DISTRIBUTION WHERE ASBESTOS HAS BEEN IDENTIFIED | "NO-ASBESTOS" WAIVER AVAILABLE IF APPLICABLE
2540482 | HERMITS COVE WATER SYSTEM | PUTNAM | COMMUNITY | INOR | NITRATE | ANNUAL | 2026 | N/A | POINT OF ENTRY TO DISTRIBUTION
2540482 | HERMITS COVE WATER SYSTEM | PUTNAM | COMMUNITY | INOR | NITRITE | ANNUAL | 2026 | N/A | POINT OF ENTRY TO DISTRIBUTION
2540482 | HERMITS COVE WATER SYSTEM | PUTNAM | COMMUNITY | INOR | PRIMARY INORGANICS (16 PARAMETERS) | TRIENNIAL | 2027 | N/A | POINT OF ENTRY TO DISTRIBUTION
2540482 | HERMITS COVE WATER SYSTEM | PUTNAM | COMMUNITY | LCR | LEAD AND COPPER TAP SAMPLING | TRIENNIAL | 2027 | JUNE THROUGH SEPTEMBER | 10 SITES PER LCR SAMPLING PLAN
2540482 | HERMITS COVE WATER SYSTEM | PUTNAM | COMMUNITY | RAD | COMBINED RADIUM-226 AND 228 | EVERY 3, 6, OR 9 YRS | 2030 | N/A | POINT OF ENTRY TO DISTRIBUTION
2540482 | HERMITS COVE WATER SYSTEM | PUTNAM | COMMUNITY | RAD | COMBINED URANIUM | EVERY 3, 6, OR 9 YRS | 2033 | N/A | POINT OF ENTRY TO DISTRIBUTION
2540482 | HERMITS COVE WATER SYSTEM | PUTNAM | COMMUNITY | RAD | GROSS ALPHA EXCL RADON AND URANIUM | EVERY 3, 6, OR 9 YRS | 2030 | N/A | POINT OF ENTRY TO DISTRIBUTION
2540482 | HERMITS COVE WATER SYSTEM | PUTNAM | COMMUNITY | SEC | SECONDARY STANDARDS (14 PARAMETERS) | TRIENNIAL | 2027 | N/A | POINT OF ENTRY TO DISTRIBUTION
2540482 | HERMITS COVE WATER SYSTEM | PUTNAM | COMMUNITY | SOC | SYNTHETIC ORGANIC CONTAMINANTS (29 PARAMETERS) | TRIENNIAL | 2027* | N/A | POINT OF ENTRY TO DISTRIBUTION | *SOC WAIVER MAY BE SUBMITTED INSTEAD OF SAMPLE RESULTS
2540482 | HERMITS COVE WATER SYSTEM | PUTNAM | COMMUNITY | VOC | VOLATILE ORGANIC CONTAMINANTS (21 PARAMETERS) | TRIENNIAL | 2027 | N/A | POINT OF ENTRY TO DISTRIBUTION
2540521 | GEORGIA PACIFIC PAPER MILL | PUTNAM | NONTRANSIENT NONCOMMUNITY | DBP | TTHMS AND HAA5S | ANNUAL | 2026 | FIRST MONTH, SECOND WEEK | BUCKET SHOP BREAK ROOM
2540521 | GEORGIA PACIFIC PAPER MILL | PUTNAM | NONTRANSIENT NONCOMMUNITY | DBP | TTHMS AND HAA5S | ANNUAL | 2026 | FIRST MONTH, SECOND WEEK | BLEACH PLANT MAINTENANCE SHOP
2540521 | GEORGIA PACIFIC PAPER MILL | PUTNAM | NONTRANSIENT NONCOMMUNITY | INOR | ASBESTOS | EVERY 9 YEARS | 2031 | N/A | IN DISTRIBUTION WHERE ASBESTOS HAS BEEN IDENTIFIED | "NO-ASBESTOS" WAIVER AVAILABLE IF APPLICABLE
2540521 | GEORGIA PACIFIC PAPER MILL | PUTNAM | NONTRANSIENT NONCOMMUNITY | INOR | NITRATE | ANNUAL | 2026 | N/A | POINT OF ENTRY TO DISTRIBUTION
2540521 | GEORGIA PACIFIC PAPER MILL | PUTNAM | NONTRANSIENT NONCOMMUNITY | INOR | NITRITE | ANNUAL | 2026 | N/A | POINT OF ENTRY TO DISTRIBUTION
2540521 | GEORGIA PACIFIC PAPER MILL | PUTNAM | NONTRANSIENT NONCOMMUNITY | INOR | PRIMARY INORGANICS (16 PARAMETERS) | TRIENNIAL | 2028 | N/A | POINT OF ENTRY TO DISTRIBUTION
2540521 | GEORGIA PACIFIC PAPER MILL | PUTNAM | NONTRANSIENT NONCOMMUNITY | LCR | LEAD AND COPPER TAP SAMPLING | TRIENNIAL | 2026 | JUNE THROUGH SEPTEMBER | 10 SITES PER LCR SAMPLING PLAN
2540521 | GEORGIA PACIFIC PAPER MILL | PUTNAM | NONTRANSIENT NONCOMMUNITY | SOC | DIOXIN (NG/L) | TRIENNIAL | 2028 | N/A | POINT OF ENTRY TO DISTRIBUTION
2540521 | GEORGIA PACIFIC PAPER MILL | PUTNAM | NONTRANSIENT NONCOMMUNITY | SOC | SYNTHETIC ORGANIC CONTAMINANTS (29 PARAMETERS) | TRIENNIAL | 2028* | N/A | POINT OF ENTRY TO DISTRIBUTION | *SOC WAIVER MAY BE SUBMITTED INSTEAD OF SAMPLE RESULTS
2540521 | GEORGIA PACIFIC PAPER MILL | PUTNAM | NONTRANSIENT NONCOMMUNITY | VOC | VOLATILE ORGANIC CONTAMINANTS (21 PARAMETERS) | TRIENNIAL | 2028 | N/A | POINT OF ENTRY TO DISTRIBUTION
2540545 | INTERLACHEN LAKE ESTATES | PUTNAM | COMMUNITY | DBP | TTHMS AND HAA5S | ANNUAL | 2026 | JULY | 139 PRIDGEON STREET
2540545 | INTERLACHEN LAKE ESTATES | PUTNAM | COMMUNITY | INOR | ASBESTOS | EVERY 9 YEARS | 2030 | N/A | IN DISTRIBUTION WHERE ASBESTOS HAS BEEN IDENTIFIED | "NO-ASBESTOS" WAIVER AVAILABLE IF APPLICABLE
2540545 | INTERLACHEN LAKE ESTATES | PUTNAM | COMMUNITY | INOR | NITRATE | ANNUAL | 2026 | N/A | POINT OF ENTRY TO DISTRIBUTION
2540545 | INTERLACHEN LAKE ESTATES | PUTNAM | COMMUNITY | INOR | NITRITE | ANNUAL | 2026 | N/A | POINT OF ENTRY TO DISTRIBUTION
2540545 | INTERLACHEN LAKE ESTATES | PUTNAM | COMMUNITY | INOR | PRIMARY INORGANICS (16 PARAMETERS) | TRIENNIAL | 2027 | N/A | POINT OF ENTRY TO DISTRIBUTION
2540545 | INTERLACHEN LAKE ESTATES | PUTNAM | COMMUNITY | LCR | LEAD AND COPPER TAP SAMPLING | TRIENNIAL | 2026 | JUNE THROUGH SEPTEMBER | 10 SITES PER LCR SAMPLING PLAN
2540545 | INTERLACHEN LAKE ESTATES | PUTNAM | COMMUNITY | RAD | COMBINED RADIUM-226 AND 228 | EVERY 3, 6, OR 9 YRS | 2033 | N/A | POINT OF ENTRY TO DISTRIBUTION
2540545 | INTERLACHEN LAKE ESTATES | PUTNAM | COMMUNITY | RAD | COMBINED URANIUM | EVERY 3, 6, OR 9 YRS | 2033 | N/A | POINT OF ENTRY TO DISTRIBUTION
2540545 | INTERLACHEN LAKE ESTATES | PUTNAM | COMMUNITY | RAD | GROSS ALPHA EXCL RADON AND URANIUM | EVERY 3, 6, OR 9 YRS | 2033 | N/A | POINT OF ENTRY TO DISTRIBUTION
2540545 | INTERLACHEN LAKE ESTATES | PUTNAM | COMMUNITY | SEC | SECONDARY STANDARDS (14 PARAMETERS) | TRIENNIAL | 2027 | N/A | POINT OF ENTRY TO DISTRIBUTION
2540545 | INTERLACHEN LAKE ESTATES | PUTNAM | COMMUNITY | SOC | SYNTHETIC ORGANIC CONTAMINANTS (29 PARAMETERS) | TRIENNIAL | 2027* | N/A | POINT OF ENTRY TO DISTRIBUTION | *SOC WAIVER MAY BE SUBMITTED INSTEAD OF SAMPLE RESULTS
2540545 | INTERLACHEN LAKE ESTATES | PUTNAM | COMMUNITY | VOC | VOLATILE ORGANIC CONTAMINANTS (21 PARAMETERS) | TRIENNIAL | 2027 | N/A | POINT OF ENTRY TO DISTRIBUTION
2540631 | LAKE COMO WATER ASSOCIATION | PUTNAM | COMMUNITY | DBP | TTHMS AND HAA5S | TRIENNIAL | 2027 | AUGUST | MOOSE- 1982 US HWY 17
2540631 | LAKE COMO WATER ASSOCIATION | PUTNAM | COMMUNITY | INOR | ASBESTOS | EVERY 9 YEARS | 2030 | N/A | IN DISTRIBUTION WHERE ASBESTOS HAS BEEN IDENTIFIED | "NO-ASBESTOS" WAIVER AVAILABLE IF APPLICABLE
2540631 | LAKE COMO WATER ASSOCIATION | PUTNAM | COMMUNITY | INOR | NITRATE | ANNUAL | 2026 | N/A | POINT OF ENTRY TO DISTRIBUTION
2540631 | LAKE COMO WATER ASSOCIATION | PUTNAM | COMMUNITY | INOR | NITRITE | ANNUAL | 2026 | N/A | POINT OF ENTRY TO DISTRIBUTION
2540631 | LAKE COMO WATER ASSOCIATION | PUTNAM | COMMUNITY | INOR | PRIMARY INORGANICS (16 PARAMETERS) | TRIENNIAL | 2027 | N/A | POINT OF ENTRY TO DISTRIBUTION
2540631 | LAKE COMO WATER ASSOCIATION | PUTNAM | COMMUNITY | LCR | LEAD AND COPPER TAP SAMPLING | TRIENNIAL | 2026 | JUNE THROUGH SEPTEMBER | 5 SITES PER LCR SAMPLING PLAN
2540631 | LAKE COMO WATER ASSOCIATION | PUTNAM | COMMUNITY | RAD | COMBINED RADIUM-226 AND 228 | EVERY 3, 6, OR 9 YRS | 2033 | N/A | POINT OF ENTRY TO DISTRIBUTION
2540631 | LAKE COMO WATER ASSOCIATION | PUTNAM | COMMUNITY | RAD | COMBINED URANIUM | EVERY 3, 6, OR 9 YRS | 2033 | N/A | POINT OF ENTRY TO DISTRIBUTION
2540631 | LAKE COMO WATER ASSOCIATION | PUTNAM | COMMUNITY | RAD | GROSS ALPHA EXCL RADON AND URANIUM | EVERY 3, 6, OR 9 YRS | 2033 | N/A | POINT OF ENTRY TO DISTRIBUTION
2540631 | LAKE COMO WATER ASSOCIATION | PUTNAM | COMMUNITY | SEC | SECONDARY STANDARDS (14 PARAMETERS) | TRIENNIAL | 2027 | N/A | POINT OF ENTRY TO DISTRIBUTION
2540631 | LAKE COMO WATER ASSOCIATION | PUTNAM | COMMUNITY | SOC | SYNTHETIC ORGANIC CONTAMINANTS (29 PARAMETERS) | TRIENNIAL | 2027* | N/A | POINT OF ENTRY TO DISTRIBUTION | *SOC WAIVER MAY BE SUBMITTED INSTEAD OF SAMPLE RESULTS
2540631 | LAKE COMO WATER ASSOCIATION | PUTNAM | COMMUNITY | VOC | TOT XYLENE | ANNUAL | 2026 | JULY THROUGH SEPTEMBER | POINT OF ENTRY TO DISTRIBUTION
2540631 | LAKE COMO WATER ASSOCIATION | PUTNAM | COMMUNITY | VOC | VOLATILE ORGANIC CONTAMINANTS (21 PARAMETERS) | TRIENNIAL | 2027 | N/A | POINT OF ENTRY TO DISTRIBUTION
2540865 | PALM PORT SUBDIVISION | PUTNAM | COMMUNITY | DBP | TTHMS AND HAA5S | ANNUAL | 2026 | MAY | 115 COW CREEK
2540865 | PALM PORT SUBDIVISION | PUTNAM | COMMUNITY | INOR | ASBESTOS | EVERY 9 YEARS | 2030 | N/A | IN DISTRIBUTION WHERE ASBESTOS HAS BEEN IDENTIFIED | "NO-ASBESTOS" WAIVER AVAILABLE IF APPLICABLE
2540865 | PALM PORT SUBDIVISION | PUTNAM | COMMUNITY | INOR | NITRATE | ANNUAL | 2026 | N/A | POINT OF ENTRY TO DISTRIBUTION
2540865 | PALM PORT SUBDIVISION | PUTNAM | COMMUNITY | INOR | NITRITE | ANNUAL | 2026 | N/A | POINT OF ENTRY TO DISTRIBUTION
2540865 | PALM PORT SUBDIVISION | PUTNAM | COMMUNITY | INOR | PRIMARY INORGANICS (16 PARAMETERS) | TRIENNIAL | 2027 | N/A | POINT OF ENTRY TO DISTRIBUTION
2540865 | PALM PORT SUBDIVISION | PUTNAM | COMMUNITY | LCR | LEAD AND COPPER TAP SAMPLING | TRIENNIAL | 2028 | JUNE THROUGH SEPTEMBER | 5 SITES PER LCR SAMPLING PLAN
2540865 | PALM PORT SUBDIVISION | PUTNAM | COMMUNITY | RAD | COMBINED RADIUM-226 AND 228 | EVERY 3, 6, OR 9 YRS | 2033 | N/A | POINT OF ENTRY TO DISTRIBUTION
2540865 | PALM PORT SUBDIVISION | PUTNAM | COMMUNITY | RAD | COMBINED URANIUM | EVERY 3, 6, OR 9 YRS | 2033 | N/A | POINT OF ENTRY TO DISTRIBUTION
2540865 | PALM PORT SUBDIVISION | PUTNAM | COMMUNITY | RAD | GROSS ALPHA EXCL RADON AND URANIUM | EVERY 3, 6, OR 9 YRS | 2033 | N/A | POINT OF ENTRY TO DISTRIBUTION
2540865 | PALM PORT SUBDIVISION | PUTNAM | COMMUNITY | SEC | SECONDARY STANDARDS (14 PARAMETERS) | TRIENNIAL | 2027 | N/A | POINT OF ENTRY TO DISTRIBUTION
2540865 | PALM PORT SUBDIVISION | PUTNAM | COMMUNITY | SOC | SYNTHETIC ORGANIC CONTAMINANTS (29 PARAMETERS) | TRIENNIAL | 2027* | N/A | POINT OF ENTRY TO DISTRIBUTION | *SOC WAIVER MAY BE SUBMITTED INSTEAD OF SAMPLE RESULTS
2540865 | PALM PORT SUBDIVISION | PUTNAM | COMMUNITY | VOC | VOLATILE ORGANIC CONTAMINANTS (21 PARAMETERS) | TRIENNIAL | 2027 | N/A | POINT OF ENTRY TO DISTRIBUTION
2540881 | PENIEL BAPTIST ACADEMY | PUTNAM | NONTRANSIENT NONCOMMUNITY | DBP | TTHMS AND HAA5S | TRIENNIAL | 2028 | JUNE | SOFTBALL FIELD
2540881 | PENIEL BAPTIST ACADEMY | PUTNAM | NONTRANSIENT NONCOMMUNITY | INOR | ASBESTOS | EVERY 9 YEARS | 2031 | N/A | IN DISTRIBUTION WHERE ASBESTOS HAS BEEN IDENTIFIED | "NO-ASBESTOS" WAIVER AVAILABLE IF APPLICABLE
2540881 | PENIEL BAPTIST ACADEMY | PUTNAM | NONTRANSIENT NONCOMMUNITY | INOR | NITRATE | ANNUAL | 2026 | N/A | POINT OF ENTRY TO DISTRIBUTION
2540881 | PENIEL BAPTIST ACADEMY | PUTNAM | NONTRANSIENT NONCOMMUNITY | INOR | NITRITE | ANNUAL | 2026 | N/A | POINT OF ENTRY TO DISTRIBUTION
2540881 | PENIEL BAPTIST ACADEMY | PUTNAM | NONTRANSIENT NONCOMMUNITY | INOR | PRIMARY INORGANICS (16 PARAMETERS) | TRIENNIAL | 2028 | N/A | POINT OF ENTRY TO DISTRIBUTION
2540881 | PENIEL BAPTIST ACADEMY | PUTNAM | NONTRANSIENT NONCOMMUNITY | LCR | LEAD AND COPPER TAP SAMPLING | TRIENNIAL | 2028 | JUNE THROUGH SEPTEMBER | 5 SITES PER LCR SAMPLING PLAN
2540881 | PENIEL BAPTIST ACADEMY | PUTNAM | NONTRANSIENT NONCOMMUNITY | SOC | SYNTHETIC ORGANIC CONTAMINANTS (29 PARAMETERS) | TRIENNIAL | 2028* | N/A | POINT OF ENTRY TO DISTRIBUTION | *SOC WAIVER MAY BE SUBMITTED INSTEAD OF SAMPLE RESULTS
2540881 | PENIEL BAPTIST ACADEMY | PUTNAM | NONTRANSIENT NONCOMMUNITY | VOC | TOT XYLENE | QUARTERLY | 2026 | N/A | POINT OF ENTRY TO DISTRIBUTION
2540881 | PENIEL BAPTIST ACADEMY | PUTNAM | NONTRANSIENT NONCOMMUNITY | VOC | VOLATILE ORGANIC CONTAMINANTS (21 PARAMETERS) | TRIENNIAL | 2028 | N/A | POINT OF ENTRY TO DISTRIBUTION
2540905 | POMONA PARK WATER SYSTEM | PUTNAM | COMMUNITY | DBP | TTHMS AND HAA5S | ANNUAL | 2026 | JULY | 342 BROWARD AVE
2540905 | POMONA PARK WATER SYSTEM | PUTNAM | COMMUNITY | INOR | ASBESTOS | EVERY 9 YEARS | 2030 | N/A | IN DISTRIBUTION WHERE ASBESTOS HAS BEEN IDENTIFIED | "NO-ASBESTOS" WAIVER AVAILABLE IF APPLICABLE
2540905 | POMONA PARK WATER SYSTEM | PUTNAM | COMMUNITY | INOR | NITRATE | ANNUAL | 2026 | N/A | POINT OF ENTRY TO DISTRIBUTION
2540905 | POMONA PARK WATER SYSTEM | PUTNAM | COMMUNITY | INOR | NITRITE | ANNUAL | 2026 | N/A | POINT OF ENTRY TO DISTRIBUTION
2540905 | POMONA PARK WATER SYSTEM | PUTNAM | COMMUNITY | INOR | PRIMARY INORGANICS (16 PARAMETERS) | TRIENNIAL | 2027 | N/A | POINT OF ENTRY TO DISTRIBUTION
2540905 | POMONA PARK WATER SYSTEM | PUTNAM | COMMUNITY | LCR | LEAD AND COPPER TAP SAMPLING | TRIENNIAL | 2026 | JUNE THROUGH SEPTEMBER | 10 SITES PER LCR SAMPLING PLAN
2540905 | POMONA PARK WATER SYSTEM | PUTNAM | COMMUNITY | RAD | COMBINED RADIUM-226 AND 228 | EVERY 3, 6, OR 9 YRS | 2033 | N/A | POINT OF ENTRY TO DISTRIBUTION
2540905 | POMONA PARK WATER SYSTEM | PUTNAM | COMMUNITY | RAD | COMBINED URANIUM | EVERY 3, 6, OR 9 YRS | 2033 | N/A | POINT OF ENTRY TO DISTRIBUTION
2540905 | POMONA PARK WATER SYSTEM | PUTNAM | COMMUNITY | RAD | GROSS ALPHA EXCL RADON AND URANIUM | EVERY 3, 6, OR 9 YRS | 2033 | N/A | POINT OF ENTRY TO DISTRIBUTION
2540905 | POMONA PARK WATER SYSTEM | PUTNAM | COMMUNITY | SEC | SECONDARY STANDARDS (14 PARAMETERS) | TRIENNIAL | 2027 | N/A | POINT OF ENTRY TO DISTRIBUTION
2540905 | POMONA PARK WATER SYSTEM | PUTNAM | COMMUNITY | SOC | SYNTHETIC ORGANIC CONTAMINANTS (29 PARAMETERS) | TRIENNIAL | 2027* | N/A | POINT OF ENTRY TO DISTRIBUTION | *SOC WAIVER MAY BE SUBMITTED INSTEAD OF SAMPLE RESULTS
2540905 | POMONA PARK WATER SYSTEM | PUTNAM | COMMUNITY | VOC | VOLATILE ORGANIC CONTAMINANTS (21 PARAMETERS) | TRIENNIAL | 2027 | N/A | POINT OF ENTRY TO DISTRIBUTION
2540959 | RIVERGROVE SUBDIVISON WTP | PUTNAM | COMMUNITY | DBP | TTHMS AND HAA5S | TRIENNIAL | 2027 | JULY | 121 W ST JOHN'S TERRACE
2540959 | RIVERGROVE SUBDIVISON WTP | PUTNAM | COMMUNITY | INOR | ASBESTOS | EVERY 9 YEARS | 2030 | N/A | IN DISTRIBUTION WHERE ASBESTOS HAS BEEN IDENTIFIED | "NO-ASBESTOS" WAIVER AVAILABLE IF APPLICABLE
2540959 | RIVERGROVE SUBDIVISON WTP | PUTNAM | COMMUNITY | LCR | LEAD AND COPPER TAP SAMPLING | TRIENNIAL | 2028 | JUNE THROUGH SEPTEMBER | 5 SITES PER LCR SAMPLING PLAN
2540964 | RPUMA | PUTNAM | COMMUNITY | DBP | TTHMS AND HAA5S | QUARTERLY | 2026 | SECOND MONTH, THIRD WEEK | 148 HICKS STREET
2540964 | RPUMA | PUTNAM | COMMUNITY | DBP | TTHMS AND HAA5S | QUARTERLY | 2026 | SECOND MONTH, THIRD WEEK | 210 SOUTH HAYES
2540964 | RPUMA | PUTNAM | COMMUNITY | INOR | ASBESTOS | EVERY 9 YEARS | 2030 | N/A | IN DISTRIBUTION WHERE ASBESTOS HAS BEEN IDENTIFIED | "NO-ASBESTOS" WAIVER AVAILABLE IF APPLICABLE
2540964 | RPUMA | PUTNAM | COMMUNITY | INOR | NITRATE | ANNUAL | 2026 | N/A | POINT OF ENTRY TO DISTRIBUTION
2540964 | RPUMA | PUTNAM | COMMUNITY | INOR | NITRITE | ANNUAL | 2026 | N/A | POINT OF ENTRY TO DISTRIBUTION
2540964 | RPUMA | PUTNAM | COMMUNITY | INOR | PRIMARY INORGANICS (16 PARAMETERS) | TRIENNIAL | 2027 | N/A | POINT OF ENTRY TO DISTRIBUTION
2540964 | RPUMA | PUTNAM | COMMUNITY | LCR | LEAD AND COPPER TAP SAMPLING | BIANNUAL | 2026 | JANUARY THROUGH JUNE | 20 SITES PER LCR SAMPLING PLAN
2540964 | RPUMA | PUTNAM | COMMUNITY | RAD | COMBINED RADIUM-226 AND 228 | EVERY 3, 6, OR 9 YRS | 2027 | N/A | POINT OF ENTRY TO DISTRIBUTION
2540964 | RPUMA | PUTNAM | COMMUNITY | RAD | COMBINED URANIUM | EVERY 3, 6, OR 9 YRS | 2027 | N/A | POINT OF ENTRY TO DISTRIBUTION
2540964 | RPUMA | PUTNAM | COMMUNITY | RAD | GROSS ALPHA EXCL RADON AND URANIUM | EVERY 3, 6, OR 9 YRS | 2027 | N/A | POINT OF ENTRY TO DISTRIBUTION
2540964 | RPUMA | PUTNAM | COMMUNITY | SEC | SECONDARY STANDARDS (14 PARAMETERS) | TRIENNIAL | 2027 | N/A | POINT OF ENTRY TO DISTRIBUTION
2540964 | RPUMA | PUTNAM | COMMUNITY | SOC | SYNTHETIC ORGANIC CONTAMINANTS (29 PARAMETERS) | TRIENNIAL | 2027* | N/A | POINT OF ENTRY TO DISTRIBUTION | *SOC WAIVER MAY BE SUBMITTED INSTEAD OF SAMPLE RESULTS
2540964 | RPUMA | PUTNAM | COMMUNITY | VOC | VOLATILE ORGANIC CONTAMINANTS (21 PARAMETERS) | TRIENNIAL | 2027 | N/A | POINT OF ENTRY TO DISTRIBUTION
2540974 | RODEHEAVER BOYS RANCH | PUTNAM | COMMUNITY | DBP | TTHMS AND HAA5S | TRIENNIAL | 2027 | JULY | RANCH BLDG RESTROOM
2540974 | RODEHEAVER BOYS RANCH | PUTNAM | COMMUNITY | INOR | ASBESTOS | EVERY 9 YEARS | 2030 | N/A | IN DISTRIBUTION WHERE ASBESTOS HAS BEEN IDENTIFIED | "NO-ASBESTOS" WAIVER AVAILABLE IF APPLICABLE
2540974 | RODEHEAVER BOYS RANCH | PUTNAM | COMMUNITY | INOR | NITRATE | ANNUAL | 2026 | N/A | WTP #1 - POE
2540974 | RODEHEAVER BOYS RANCH | PUTNAM | COMMUNITY | INOR | NITRATE | ANNUAL | 2026 | N/A | WTP #2 - POE
2540974 | RODEHEAVER BOYS RANCH | PUTNAM | COMMUNITY | INOR | NITRITE | ANNUAL | 2026 | N/A | WTP #1 - POE
2540974 | RODEHEAVER BOYS RANCH | PUTNAM | COMMUNITY | INOR | NITRITE | ANNUAL | 2026 | N/A | WTP #2 - POE
2540974 | RODEHEAVER BOYS RANCH | PUTNAM | COMMUNITY | INOR | PRIMARY INORGANICS (16 PARAMETERS) | TRIENNIAL | 2027 | N/A | WTP #1 - POE
2540974 | RODEHEAVER BOYS RANCH | PUTNAM | COMMUNITY | INOR | PRIMARY INORGANICS (16 PARAMETERS) | TRIENNIAL | 2027 | N/A | WTP #2 - POE
2540974 | RODEHEAVER BOYS RANCH | PUTNAM | COMMUNITY | LCR | LEAD AND COPPER TAP SAMPLING | TRIENNIAL | 2027 | JUNE THROUGH SEPTEMBER | 5 SITES PER LCR SAMPLING PLAN
2540974 | RODEHEAVER BOYS RANCH | PUTNAM | COMMUNITY | RAD | COMBINED RADIUM-226 AND 228 | EVERY 3, 6, OR 9 YRS | 2033 | N/A | WTP #2 - POE
2540974 | RODEHEAVER BOYS RANCH | PUTNAM | COMMUNITY | RAD | COMBINED RADIUM-226 AND 228 | EVERY 3, 6, OR 9 YRS | 2033 | N/A | WTP #1 - POE
2540974 | RODEHEAVER BOYS RANCH | PUTNAM | COMMUNITY | RAD | COMBINED URANIUM | EVERY 3, 6, OR 9 YRS | 2030 | N/A | WTP #1 - POE
2540974 | RODEHEAVER BOYS RANCH | PUTNAM | COMMUNITY | RAD | COMBINED URANIUM | EVERY 3, 6, OR 9 YRS | 2030 | N/A | WTP #2 - POE
2540974 | RODEHEAVER BOYS RANCH | PUTNAM | COMMUNITY | RAD | GROSS ALPHA EXCL RADON AND URANIUM | EVERY 3, 6, OR 9 YRS | 2033 | N/A | WTP #2 - POE
2540974 | RODEHEAVER BOYS RANCH | PUTNAM | COMMUNITY | RAD | GROSS ALPHA EXCL RADON AND URANIUM | EVERY 3, 6, OR 9 YRS | 2033 | N/A | WTP #1 - POE
2540974 | RODEHEAVER BOYS RANCH | PUTNAM | COMMUNITY | SEC | SECONDARY STANDARDS (14 PARAMETERS) | TRIENNIAL | 2027 | N/A | WTP #2 - POE
2540974 | RODEHEAVER BOYS RANCH | PUTNAM | COMMUNITY | SEC | SECONDARY STANDARDS (14 PARAMETERS) | TRIENNIAL | 2027 | N/A | WTP #1 - POE
2540974 | RODEHEAVER BOYS RANCH | PUTNAM | COMMUNITY | SOC | SYNTHETIC ORGANIC CONTAMINANTS (29 PARAMETERS) | TRIENNIAL | 2027* | N/A | WTP #2 - POE | *SOC WAIVER MAY BE SUBMITTED INSTEAD OF SAMPLE RESULTS
2540974 | RODEHEAVER BOYS RANCH | PUTNAM | COMMUNITY | SOC | SYNTHETIC ORGANIC CONTAMINANTS (29 PARAMETERS) | TRIENNIAL | 2027* | N/A | WTP #1 - POE | *SOC WAIVER MAY BE SUBMITTED INSTEAD OF SAMPLE RESULTS
2540974 | RODEHEAVER BOYS RANCH | PUTNAM | COMMUNITY | VOC | VOLATILE ORGANIC CONTAMINANTS (21 PARAMETERS) | TRIENNIAL | 2027 | N/A | WTP #1 - POE
2540974 | RODEHEAVER BOYS RANCH | PUTNAM | COMMUNITY | VOC | VOLATILE ORGANIC CONTAMINANTS (21 PARAMETERS) | TRIENNIAL | 2027 | N/A | WTP #2 - POE
2541008 | SARATOGA HARBOR | PUTNAM | COMMUNITY | DBP | TTHMS AND HAA5S | TRIENNIAL | 2027 | JULY | 126 RIVER DR
2541008 | SARATOGA HARBOR | PUTNAM | COMMUNITY | INOR | ASBESTOS | EVERY 9 YEARS | 2030 | N/A | IN DISTRIBUTION WHERE ASBESTOS HAS BEEN IDENTIFIED | "NO-ASBESTOS" WAIVER AVAILABLE IF APPLICABLE
2541008 | SARATOGA HARBOR | PUTNAM | COMMUNITY | INOR | NITRATE | ANNUAL | 2026 | N/A | POINT OF ENTRY TO DISTRIBUTION
2541008 | SARATOGA HARBOR | PUTNAM | COMMUNITY | INOR | NITRITE | ANNUAL | 2026 | N/A | POINT OF ENTRY TO DISTRIBUTION
2541008 | SARATOGA HARBOR | PUTNAM | COMMUNITY | INOR | PRIMARY INORGANICS (16 PARAMETERS) | TRIENNIAL | 2027 | N/A | POINT OF ENTRY TO DISTRIBUTION
2541008 | SARATOGA HARBOR | PUTNAM | COMMUNITY | LCR | LEAD AND COPPER TAP SAMPLING | TRIENNIAL | 2028 | JUNE THROUGH SEPTEMBER | 5 SITES PER LCR SAMPLING PLAN
2541008 | SARATOGA HARBOR | PUTNAM | COMMUNITY | RAD | COMBINED RADIUM-226 AND 228 | EVERY 3, 6, OR 9 YRS | 2033 | N/A | POINT OF ENTRY TO DISTRIBUTION
2541008 | SARATOGA HARBOR | PUTNAM | COMMUNITY | RAD | COMBINED URANIUM | EVERY 3, 6, OR 9 YRS | 2033 | N/A | POINT OF ENTRY TO DISTRIBUTION
2541008 | SARATOGA HARBOR | PUTNAM | COMMUNITY | RAD | GROSS ALPHA EXCL RADON AND URANIUM | EVERY 3, 6, OR 9 YRS | 2033 | N/A | POINT OF ENTRY TO DISTRIBUTION
2541008 | SARATOGA HARBOR | PUTNAM | COMMUNITY | SEC | SECONDARY STANDARDS (14 PARAMETERS) | TRIENNIAL | 2027 | N/A | POINT OF ENTRY TO DISTRIBUTION
2541008 | SARATOGA HARBOR | PUTNAM | COMMUNITY | SOC | SYNTHETIC ORGANIC CONTAMINANTS (29 PARAMETERS) | TRIENNIAL | 2027* | N/A | POINT OF ENTRY TO DISTRIBUTION | *SOC WAIVER MAY BE SUBMITTED INSTEAD OF SAMPLE RESULTS
2541008 | SARATOGA HARBOR | PUTNAM | COMMUNITY | VOC | VOLATILE ORGANIC CONTAMINANTS (21 PARAMETERS) | TRIENNIAL | 2027 | N/A | POINT OF ENTRY TO DISTRIBUTION
2541086 | ST. JOHN'S HARBOR | PUTNAM | COMMUNITY | DBP | HALOACETIC ACIDS (HAA5S) | TRIENNIAL | 2027 | NOVEMBER | BOWFIN DRIVE HYDRANT
2541086 | ST. JOHN'S HARBOR | PUTNAM | COMMUNITY | DBP | TOTAL TRIHALOMETHANES (TTHMS) | TRIENNIAL | 2027 | AUGUST | BOWFIN DRIVE HYDRANT
2541086 | ST. JOHN'S HARBOR | PUTNAM | COMMUNITY | INOR | ASBESTOS | EVERY 9 YEARS | 2030 | N/A | IN DISTRIBUTION WHERE ASBESTOS HAS BEEN IDENTIFIED | "NO-ASBESTOS" WAIVER AVAILABLE IF APPLICABLE
2541086 | ST. JOHN'S HARBOR | PUTNAM | COMMUNITY | INOR | NITRATE | ANNUAL | 2026 | N/A | POINT OF ENTRY TO DISTRIBUTION
2541086 | ST. JOHN'S HARBOR | PUTNAM | COMMUNITY | INOR | NITRITE | ANNUAL | 2026 | N/A | POINT OF ENTRY TO DISTRIBUTION
2541086 | ST. JOHN'S HARBOR | PUTNAM | COMMUNITY | INOR | PRIMARY INORGANICS (16 PARAMETERS) | TRIENNIAL | 2027 | N/A | POINT OF ENTRY TO DISTRIBUTION
2541086 | ST. JOHN'S HARBOR | PUTNAM | COMMUNITY | LCR | LEAD AND COPPER TAP SAMPLING | TRIENNIAL | 2027 | JUNE THROUGH SEPTEMBER | 5 SITES PER LCR SAMPLING PLAN
2541086 | ST. JOHN'S HARBOR | PUTNAM | COMMUNITY | RAD | COMBINED RADIUM-226 AND 228 | EVERY 3, 6, OR 9 YRS | 2027 | N/A | POINT OF ENTRY TO DISTRIBUTION
2541086 | ST. JOHN'S HARBOR | PUTNAM | COMMUNITY | RAD | COMBINED URANIUM | EVERY 3, 6, OR 9 YRS | 2027 | N/A | POINT OF ENTRY TO DISTRIBUTION
2541086 | ST. JOHN'S HARBOR | PUTNAM | COMMUNITY | RAD | GROSS ALPHA EXCL RADON AND URANIUM | EVERY 3, 6, OR 9 YRS | 2027 | N/A | POINT OF ENTRY TO DISTRIBUTION
2541086 | ST. JOHN'S HARBOR | PUTNAM | COMMUNITY | SEC | SECONDARY STANDARDS (14 PARAMETERS) | TRIENNIAL | 2027 | N/A | POINT OF ENTRY TO DISTRIBUTION
2541086 | ST. JOHN'S HARBOR | PUTNAM | COMMUNITY | SOC | SYNTHETIC ORGANIC CONTAMINANTS (29 PARAMETERS) | TRIENNIAL | 2027* | N/A | POINT OF ENTRY TO DISTRIBUTION | *SOC WAIVER MAY BE SUBMITTED INSTEAD OF SAMPLE RESULTS
2541086 | ST. JOHN'S HARBOR | PUTNAM | COMMUNITY | VOC | VOLATILE ORGANIC CONTAMINANTS (21 PARAMETERS) | TRIENNIAL | 2027 | N/A | POINT OF ENTRY TO DISTRIBUTION
2541180 | INTERLACHEN WS | PUTNAM | COMMUNITY | DBP | TTHMS AND HAA5S | ANNUAL | 2026 | AUGUST | HOSEBIB @ REC FACILITY PAVILION
2541180 | INTERLACHEN WS | PUTNAM | COMMUNITY | INOR | ASBESTOS | EVERY 9 YEARS | 2030 | N/A | IN DISTRIBUTION WHERE ASBESTOS HAS BEEN IDENTIFIED | "NO-ASBESTOS" WAIVER AVAILABLE IF APPLICABLE
2541180 | INTERLACHEN WS | PUTNAM | COMMUNITY | INOR | NITRATE | ANNUAL | 2026 | N/A | WTP1-TREMONT - POE
2541180 | INTERLACHEN WS | PUTNAM | COMMUNITY | INOR | NITRATE | ANNUAL | 2026 | N/A | WTP2-STRICKLAND - POE
2541180 | INTERLACHEN WS | PUTNAM | COMMUNITY | INOR | NITRITE | ANNUAL | 2026 | N/A | WTP1-TREMONT - POE
2541180 | INTERLACHEN WS | PUTNAM | COMMUNITY | INOR | NITRITE | ANNUAL | 2026 | N/A | WTP2-STRICKLAND - POE
2541180 | INTERLACHEN WS | PUTNAM | COMMUNITY | INOR | PRIMARY INORGANICS (16 PARAMETERS) | TRIENNIAL | 2027 | N/A | WTP1-TREMONT - POE
2541180 | INTERLACHEN WS | PUTNAM | COMMUNITY | INOR | PRIMARY INORGANICS (16 PARAMETERS) | TRIENNIAL | 2027 | N/A | WTP2-STRICKLAND - POE
2541180 | INTERLACHEN WS | PUTNAM | COMMUNITY | LCR | LEAD AND COPPER TAP SAMPLING | TRIENNIAL | 2026 | JUNE THROUGH SEPTEMBER | 10 SITES PER LCR SAMPLING PLAN
2541180 | INTERLACHEN WS | PUTNAM | COMMUNITY | RAD | COMBINED RADIUM-226 AND 228 | EVERY 3, 6, OR 9 YRS | 2027 | N/A | WTP1-TREMONT - POE
2541180 | INTERLACHEN WS | PUTNAM | COMMUNITY | RAD | COMBINED RADIUM-226 AND 228 | EVERY 3, 6, OR 9 YRS | 2027 | N/A | WTP2-STRICKLAND - POE
2541180 | INTERLACHEN WS | PUTNAM | COMMUNITY | RAD | COMBINED URANIUM | EVERY 3, 6, OR 9 YRS | 2027 | N/A | WTP1-TREMONT - POE
2541180 | INTERLACHEN WS | PUTNAM | COMMUNITY | RAD | COMBINED URANIUM | EVERY 3, 6, OR 9 YRS | 2027 | N/A | WTP2-STRICKLAND - POE
2541180 | INTERLACHEN WS | PUTNAM | COMMUNITY | RAD | GROSS ALPHA EXCL RADON AND URANIUM | EVERY 3, 6, OR 9 YRS | 2027 | N/A | WTP2-STRICKLAND - POE
2541180 | INTERLACHEN WS | PUTNAM | COMMUNITY | RAD | GROSS ALPHA EXCL RADON AND URANIUM | EVERY 3, 6, OR 9 YRS | 2027 | N/A | WTP1-TREMONT - POE
2541180 | INTERLACHEN WS | PUTNAM | COMMUNITY | SEC | SECONDARY STANDARDS (14 PARAMETERS) | TRIENNIAL | 2027 | N/A | WTP2-STRICKLAND - POE
2541180 | INTERLACHEN WS | PUTNAM | COMMUNITY | SEC | SECONDARY STANDARDS (14 PARAMETERS) | TRIENNIAL | 2027 | N/A | WTP1-TREMONT - POE
2541180 | INTERLACHEN WS | PUTNAM | COMMUNITY | SOC | SYNTHETIC ORGANIC CONTAMINANTS (29 PARAMETERS) | TRIENNIAL | 2027* | N/A | WTP2-STRICKLAND - POE | *SOC WAIVER MAY BE SUBMITTED INSTEAD OF SAMPLE RESULTS
2541180 | INTERLACHEN WS | PUTNAM | COMMUNITY | SOC | SYNTHETIC ORGANIC CONTAMINANTS (29 PARAMETERS) | TRIENNIAL | 2027* | N/A | WTP1-TREMONT - POE | *SOC WAIVER MAY BE SUBMITTED INSTEAD OF SAMPLE RESULTS
2541180 | INTERLACHEN WS | PUTNAM | COMMUNITY | VOC | VOLATILE ORGANIC CONTAMINANTS (21 PARAMETERS) | TRIENNIAL | 2027 | N/A | WTP1-TREMONT - POE
2541180 | INTERLACHEN WS | PUTNAM | COMMUNITY | VOC | VOLATILE ORGANIC CONTAMINANTS (21 PARAMETERS) | TRIENNIAL | 2027 | N/A | WTP2-STRICKLAND - POE
2541200 | RIVER VILLAS | PUTNAM | COMMUNITY | DBP | TTHMS AND HAA5S | QUARTERLY | 2026 | SECOND MONTH, SECOND WEEK | 141 RIVER VILLAS DRIVE
2541200 | RIVER VILLAS | PUTNAM | COMMUNITY | INOR | ASBESTOS | EVERY 9 YEARS | 2030 | N/A | IN DISTRIBUTION WHERE ASBESTOS HAS BEEN IDENTIFIED | "NO-ASBESTOS" WAIVER AVAILABLE IF APPLICABLE
2541200 | RIVER VILLAS | PUTNAM | COMMUNITY | INOR | NITRATE | ANNUAL | 2026 | N/A | POINT OF ENTRY TO DISTRIBUTION
2541200 | RIVER VILLAS | PUTNAM | COMMUNITY | INOR | NITRITE | ANNUAL | 2026 | N/A | POINT OF ENTRY TO DISTRIBUTION
2541200 | RIVER VILLAS | PUTNAM | COMMUNITY | INOR | PRIMARY INORGANICS (16 PARAMETERS) | TRIENNIAL | 2027 | N/A | POINT OF ENTRY TO DISTRIBUTION
2541200 | RIVER VILLAS | PUTNAM | COMMUNITY | LCR | LEAD AND COPPER TAP SAMPLING | TRIENNIAL | 2026 | JUNE THROUGH SEPTEMBER | 5 SITES PER LCR SAMPLING PLAN
2541200 | RIVER VILLAS | PUTNAM | COMMUNITY | RAD | COMBINED RADIUM-226 AND 228 | EVERY 3, 6, OR 9 YRS | 2033 | N/A | POINT OF ENTRY TO DISTRIBUTION
2541200 | RIVER VILLAS | PUTNAM | COMMUNITY | RAD | COMBINED URANIUM | EVERY 3, 6, OR 9 YRS | 2033 | N/A | POINT OF ENTRY TO DISTRIBUTION
2541200 | RIVER VILLAS | PUTNAM | COMMUNITY | RAD | GROSS ALPHA EXCL RADON AND URANIUM | EVERY 3, 6, OR 9 YRS | 2030 | N/A | POINT OF ENTRY TO DISTRIBUTION
2541200 | RIVER VILLAS | PUTNAM | COMMUNITY | SEC | SECONDARY STANDARDS (14 PARAMETERS) | TRIENNIAL | 2027 | N/A | POINT OF ENTRY TO DISTRIBUTION
2541200 | RIVER VILLAS | PUTNAM | COMMUNITY | SOC | SYNTHETIC ORGANIC CONTAMINANTS (29 PARAMETERS) | TRIENNIAL | 2027* | N/A | POINT OF ENTRY TO DISTRIBUTION | *SOC WAIVER MAY BE SUBMITTED INSTEAD OF SAMPLE RESULTS
2541200 | RIVER VILLAS | PUTNAM | COMMUNITY | VOC | VOLATILE ORGANIC CONTAMINANTS (21 PARAMETERS) | TRIENNIAL | 2027 | N/A | POINT OF ENTRY TO DISTRIBUTION
2541242 | WELAKA MHP | PUTNAM | COMMUNITY | DBP | TTHMS AND HAA5S | TRIENNIAL | 2027 | JULY | 118 CHEROKEE LN
2541242 | WELAKA MHP | PUTNAM | COMMUNITY | INOR | ASBESTOS | EVERY 9 YEARS | 2030 | N/A | IN DISTRIBUTION WHERE ASBESTOS HAS BEEN IDENTIFIED | "NO-ASBESTOS" WAIVER AVAILABLE IF APPLICABLE
2541242 | WELAKA MHP | PUTNAM | COMMUNITY | INOR | NITRATE | ANNUAL | 2026 | N/A | POINT OF ENTRY TO DISTRIBUTION
2541242 | WELAKA MHP | PUTNAM | COMMUNITY | INOR | NITRITE | ANNUAL | 2026 | N/A | POINT OF ENTRY TO DISTRIBUTION
2541242 | WELAKA MHP | PUTNAM | COMMUNITY | INOR | PRIMARY INORGANICS (16 PARAMETERS) | TRIENNIAL | 2027 | N/A | POINT OF ENTRY TO DISTRIBUTION
2541242 | WELAKA MHP | PUTNAM | COMMUNITY | LCR | LEAD AND COPPER TAP SAMPLING | TRIENNIAL | 2026 | JUNE THROUGH SEPTEMBER | 5 SITES PER LCR SAMPLING PLAN
2541242 | WELAKA MHP | PUTNAM | COMMUNITY | RAD | COMBINED RADIUM-226 AND 228 | EVERY 3, 6, OR 9 YRS | 2033 | N/A | POINT OF ENTRY TO DISTRIBUTION
2541242 | WELAKA MHP | PUTNAM | COMMUNITY | RAD | COMBINED URANIUM | EVERY 3, 6, OR 9 YRS | 2033 | N/A | POINT OF ENTRY TO DISTRIBUTION
2541242 | WELAKA MHP | PUTNAM | COMMUNITY | RAD | GROSS ALPHA EXCL RADON AND URANIUM | EVERY 3, 6, OR 9 YRS | 2033 | N/A | POINT OF ENTRY TO DISTRIBUTION
2541242 | WELAKA MHP | PUTNAM | COMMUNITY | SEC | SECONDARY STANDARDS (14 PARAMETERS) | TRIENNIAL | 2027 | N/A | POINT OF ENTRY TO DISTRIBUTION
2541242 | WELAKA MHP | PUTNAM | COMMUNITY | SOC | SYNTHETIC ORGANIC CONTAMINANTS (29 PARAMETERS) | TRIENNIAL | 2027* | N/A | POINT OF ENTRY TO DISTRIBUTION | *SOC WAIVER MAY BE SUBMITTED INSTEAD OF SAMPLE RESULTS
2541242 | WELAKA MHP | PUTNAM | COMMUNITY | VOC | TOLUENE | ANNUAL | 2026 | JANUARY THROUGH MARCH | POINT OF ENTRY TO DISTRIBUTION
2541242 | WELAKA MHP | PUTNAM | COMMUNITY | VOC | VOLATILE ORGANIC CONTAMINANTS (21 PARAMETERS) | TRIENNIAL | 2027 | N/A | POINT OF ENTRY TO DISTRIBUTION
2541280 | WOOTEN'S MHP | PUTNAM | COMMUNITY | DBP | TTHMS AND HAA5S | TRIENNIAL | 2027 | NOVEMBER | 137 SUNSET DR
2541280 | WOOTEN'S MHP | PUTNAM | COMMUNITY | INOR | ASBESTOS | EVERY 9 YEARS | 2030 | N/A | IN DISTRIBUTION WHERE ASBESTOS HAS BEEN IDENTIFIED | "NO-ASBESTOS" WAIVER AVAILABLE IF APPLICABLE
2541280 | WOOTEN'S MHP | PUTNAM | COMMUNITY | INOR | NITRATE | ANNUAL | 2026 | N/A | POINT OF ENTRY TO DISTRIBUTION
2541280 | WOOTEN'S MHP | PUTNAM | COMMUNITY | INOR | NITRITE | ANNUAL | 2026 | N/A | POINT OF ENTRY TO DISTRIBUTION
2541280 | WOOTEN'S MHP | PUTNAM | COMMUNITY | INOR | PRIMARY INORGANICS (16 PARAMETERS) | TRIENNIAL | 2027 | N/A | POINT OF ENTRY TO DISTRIBUTION
2541280 | WOOTEN'S MHP | PUTNAM | COMMUNITY | LCR | LEAD AND COPPER TAP SAMPLING | TRIENNIAL | 2027 | JUNE THROUGH SEPTEMBER | 5 SITES PER LCR SAMPLING PLAN
2541280 | WOOTEN'S MHP | PUTNAM | COMMUNITY | RAD | COMBINED RADIUM-226 AND 228 | EVERY 3, 6, OR 9 YRS | 2033 | N/A | POINT OF ENTRY TO DISTRIBUTION
2541280 | WOOTEN'S MHP | PUTNAM | COMMUNITY | RAD | COMBINED URANIUM | EVERY 3, 6, OR 9 YRS | 2033 | N/A | POINT OF ENTRY TO DISTRIBUTION
2541280 | WOOTEN'S MHP | PUTNAM | COMMUNITY | RAD | GROSS ALPHA EXCL RADON AND URANIUM | EVERY 3, 6, OR 9 YRS | 2033 | N/A | POINT OF ENTRY TO DISTRIBUTION
2541280 | WOOTEN'S MHP | PUTNAM | COMMUNITY | SEC | SECONDARY STANDARDS (14 PARAMETERS) | TRIENNIAL | 2027 | N/A | POINT OF ENTRY TO DISTRIBUTION
2541280 | WOOTEN'S MHP | PUTNAM | COMMUNITY | SOC | SYNTHETIC ORGANIC CONTAMINANTS (29 PARAMETERS) | TRIENNIAL | 2027* | N/A | POINT OF ENTRY TO DISTRIBUTION | *SOC WAIVER MAY BE SUBMITTED INSTEAD OF SAMPLE RESULTS
2541280 | WOOTEN'S MHP | PUTNAM | COMMUNITY | VOC | VOLATILE ORGANIC CONTAMINANTS (21 PARAMETERS) | TRIENNIAL | 2027 | N/A | POINT OF ENTRY TO DISTRIBUTION
2541450 | SEMINOLE ELECTRIC COOPERATIVE, INC. | PUTNAM | NONTRANSIENT NONCOMMUNITY | DBP | TTHMS AND HAA5S | TRIENNIAL | 2028 | JULY | EMPLOYEE PAVILION KITCHEN SINK
2541450 | SEMINOLE ELECTRIC COOPERATIVE, INC. | PUTNAM | NONTRANSIENT NONCOMMUNITY | INOR | ASBESTOS | EVERY 9 YEARS | 2031 | N/A | IN DISTRIBUTION WHERE ASBESTOS HAS BEEN IDENTIFIED | "NO-ASBESTOS" WAIVER AVAILABLE IF APPLICABLE
2541450 | SEMINOLE ELECTRIC COOPERATIVE, INC. | PUTNAM | NONTRANSIENT NONCOMMUNITY | INOR | NITRATE | ANNUAL | 2026 | N/A | POINT OF ENTRY TO DISTRIBUTION
2541450 | SEMINOLE ELECTRIC COOPERATIVE, INC. | PUTNAM | NONTRANSIENT NONCOMMUNITY | INOR | NITRITE | ANNUAL | 2026 | N/A | POINT OF ENTRY TO DISTRIBUTION
2541450 | SEMINOLE ELECTRIC COOPERATIVE, INC. | PUTNAM | NONTRANSIENT NONCOMMUNITY | INOR | PRIMARY INORGANICS (16 PARAMETERS) | TRIENNIAL | 2028 | N/A | POINT OF ENTRY TO DISTRIBUTION
2541450 | SEMINOLE ELECTRIC COOPERATIVE, INC. | PUTNAM | NONTRANSIENT NONCOMMUNITY | LCR | LEAD AND COPPER TAP SAMPLING | TRIENNIAL | 2027 | JUNE THROUGH SEPTEMBER | 5 SITES PER LCR SAMPLING PLAN
2541450 | SEMINOLE ELECTRIC COOPERATIVE, INC. | PUTNAM | NONTRANSIENT NONCOMMUNITY | SOC | SYNTHETIC ORGANIC CONTAMINANTS (29 PARAMETERS) | TRIENNIAL | 2028* | N/A | POINT OF ENTRY TO DISTRIBUTION | *SOC WAIVER MAY BE SUBMITTED INSTEAD OF SAMPLE RESULTS
2541450 | SEMINOLE ELECTRIC COOPERATIVE, INC. | PUTNAM | NONTRANSIENT NONCOMMUNITY | VOC | VOLATILE ORGANIC CONTAMINANTS (21 PARAMETERS) | TRIENNIAL | 2028 | N/A | POINT OF ENTRY TO DISTRIBUTION
2544255 | MELROSE WTP | PUTNAM | COMMUNITY | DBP | TTHMS AND HAA5S | ANNUAL | 2026 | AUGUST | HYDRANT @ 5900 ISLAND ROAD
2544255 | MELROSE WTP | PUTNAM | COMMUNITY | INOR | ASBESTOS | EVERY 9 YEARS | 2030 | N/A | IN DISTRIBUTION WHERE ASBESTOS HAS BEEN IDENTIFIED | "NO-ASBESTOS" WAIVER AVAILABLE IF APPLICABLE
2544255 | MELROSE WTP | PUTNAM | COMMUNITY | INOR | NITRATE | ANNUAL | 2026 | N/A | POINT OF ENTRY TO DISTRIBUTION
2544255 | MELROSE WTP | PUTNAM | COMMUNITY | INOR | NITRITE | ANNUAL | 2026 | N/A | POINT OF ENTRY TO DISTRIBUTION
2544255 | MELROSE WTP | PUTNAM | COMMUNITY | INOR | PRIMARY INORGANICS (16 PARAMETERS) | TRIENNIAL | 2027 | N/A | POINT OF ENTRY TO DISTRIBUTION
2544255 | MELROSE WTP | PUTNAM | COMMUNITY | LCR | LEAD AND COPPER TAP SAMPLING | TRIENNIAL | 2026 | JUNE THROUGH SEPTEMBER | 10 SITES PER LCR SAMPLING PLAN
2544255 | MELROSE WTP | PUTNAM | COMMUNITY | RAD | COMBINED RADIUM-226 AND 228 | EVERY 3, 6, OR 9 YRS | 2033 | N/A | POINT OF ENTRY TO DISTRIBUTION
2544255 | MELROSE WTP | PUTNAM | COMMUNITY | RAD | COMBINED URANIUM | EVERY 3, 6, OR 9 YRS | 2033 | N/A | POINT OF ENTRY TO DISTRIBUTION
2544255 | MELROSE WTP | PUTNAM | COMMUNITY | RAD | GROSS ALPHA EXCL RADON AND URANIUM | EVERY 3, 6, OR 9 YRS | 2033 | N/A | POINT OF ENTRY TO DISTRIBUTION
2544255 | MELROSE WTP | PUTNAM | COMMUNITY | SEC | SECONDARY STANDARDS (14 PARAMETERS) | TRIENNIAL | 2027 | N/A | POINT OF ENTRY TO DISTRIBUTION
2544255 | MELROSE WTP | PUTNAM | COMMUNITY | SOC | SYNTHETIC ORGANIC CONTAMINANTS (29 PARAMETERS) | TRIENNIAL | 2027* | N/A | POINT OF ENTRY TO DISTRIBUTION | *SOC WAIVER MAY BE SUBMITTED INSTEAD OF SAMPLE RESULTS
2544255 | MELROSE WTP | PUTNAM | COMMUNITY | VOC | TOT XYLENE | ANNUAL | 2026 | APRIL THROUGH JUNE | POINT OF ENTRY TO DISTRIBUTION
2544255 | MELROSE WTP | PUTNAM | COMMUNITY | VOC | VOLATILE ORGANIC CONTAMINANTS (21 PARAMETERS) | TRIENNIAL | 2027 | N/A | POINT OF ENTRY TO DISTRIBUTION
2544257 | CRESCENT HILLS SUBDIVISION | PUTNAM | COMMUNITY | DBP | TTHMS AND HAA5S | TRIENNIAL | 2027 | SEPTEMBER | 112 PINE FOREST CIRCLE
2544257 | CRESCENT HILLS SUBDIVISION | PUTNAM | COMMUNITY | INOR | ASBESTOS | EVERY 9 YEARS | 2030 | N/A | IN DISTRIBUTION WHERE ASBESTOS HAS BEEN IDENTIFIED | "NO-ASBESTOS" WAIVER AVAILABLE IF APPLICABLE
2544257 | CRESCENT HILLS SUBDIVISION | PUTNAM | COMMUNITY | INOR | NITRATE | ANNUAL | 2026 | N/A | POINT OF ENTRY TO DISTRIBUTION
2544257 | CRESCENT HILLS SUBDIVISION | PUTNAM | COMMUNITY | INOR | NITRITE | ANNUAL | 2026 | N/A | POINT OF ENTRY TO DISTRIBUTION
2544257 | CRESCENT HILLS SUBDIVISION | PUTNAM | COMMUNITY | INOR | PRIMARY INORGANICS (16 PARAMETERS) | TRIENNIAL | 2027 | N/A | POINT OF ENTRY TO DISTRIBUTION
2544257 | CRESCENT HILLS SUBDIVISION | PUTNAM | COMMUNITY | LCR | LEAD AND COPPER TAP SAMPLING | TRIENNIAL | 2027 | JUNE THROUGH SEPTEMBER | 5 SITES PER LCR SAMPLING PLAN
2544257 | CRESCENT HILLS SUBDIVISION | PUTNAM | COMMUNITY | RAD | COMBINED RADIUM-226 AND 228 | EVERY 3, 6, OR 9 YRS | 2027 | N/A | POINT OF ENTRY TO DISTRIBUTION
2544257 | CRESCENT HILLS SUBDIVISION | PUTNAM | COMMUNITY | RAD | COMBINED URANIUM | EVERY 3, 6, OR 9 YRS | 2027 | N/A | POINT OF ENTRY TO DISTRIBUTION
2544257 | CRESCENT HILLS SUBDIVISION | PUTNAM | COMMUNITY | RAD | GROSS ALPHA EXCL RADON AND URANIUM | EVERY 3, 6, OR 9 YRS | 2027 | N/A | POINT OF ENTRY TO DISTRIBUTION
2544257 | CRESCENT HILLS SUBDIVISION | PUTNAM | COMMUNITY | SEC | SECONDARY STANDARDS (14 PARAMETERS) | TRIENNIAL | 2027 | N/A | POINT OF ENTRY TO DISTRIBUTION
2544257 | CRESCENT HILLS SUBDIVISION | PUTNAM | COMMUNITY | SOC | SYNTHETIC ORGANIC CONTAMINANTS (29 PARAMETERS) | TRIENNIAL | 2027* | N/A | POINT OF ENTRY TO DISTRIBUTION | *SOC WAIVER MAY BE SUBMITTED INSTEAD OF SAMPLE RESULTS
2544257 | CRESCENT HILLS SUBDIVISION | PUTNAM | COMMUNITY | VOC | VOLATILE ORGANIC CONTAMINANTS (21 PARAMETERS) | TRIENNIAL | 2027 | N/A | POINT OF ENTRY TO DISTRIBUTION
2544258 | SILVER LAKE OAKS MHP | PUTNAM | COMMUNITY | DBP | TTHMS AND HAA5S | TRIENNIAL | 2027 | JULY | LOT #9
2544258 | SILVER LAKE OAKS MHP | PUTNAM | COMMUNITY | INOR | ASBESTOS | EVERY 9 YEARS | 2030 | N/A | IN DISTRIBUTION WHERE ASBESTOS HAS BEEN IDENTIFIED | "NO-ASBESTOS" WAIVER AVAILABLE IF APPLICABLE
2544258 | SILVER LAKE OAKS MHP | PUTNAM | COMMUNITY | INOR | NITRATE | ANNUAL | 2026 | N/A | POINT OF ENTRY TO DISTRIBUTION
2544258 | SILVER LAKE OAKS MHP | PUTNAM | COMMUNITY | INOR | NITRITE | ANNUAL | 2026 | N/A | POINT OF ENTRY TO DISTRIBUTION
2544258 | SILVER LAKE OAKS MHP | PUTNAM | COMMUNITY | INOR | PRIMARY INORGANICS (16 PARAMETERS) | TRIENNIAL | 2027 | N/A | POINT OF ENTRY TO DISTRIBUTION
2544258 | SILVER LAKE OAKS MHP | PUTNAM | COMMUNITY | LCR | LEAD AND COPPER TAP SAMPLING | TRIENNIAL | 2026 | JUNE THROUGH SEPTEMBER | 5 SITES PER LCR SAMPLING PLAN
2544258 | SILVER LAKE OAKS MHP | PUTNAM | COMMUNITY | RAD | COMBINED RADIUM-226 AND 228 | EVERY 3, 6, OR 9 YRS | 2030 | N/A | POINT OF ENTRY TO DISTRIBUTION
2544258 | SILVER LAKE OAKS MHP | PUTNAM | COMMUNITY | RAD | COMBINED URANIUM | EVERY 3, 6, OR 9 YRS | 2033 | N/A | POINT OF ENTRY TO DISTRIBUTION
2544258 | SILVER LAKE OAKS MHP | PUTNAM | COMMUNITY | RAD | GROSS ALPHA EXCL RADON AND URANIUM | EVERY 3, 6, OR 9 YRS | 2033 | N/A | POINT OF ENTRY TO DISTRIBUTION
2544258 | SILVER LAKE OAKS MHP | PUTNAM | COMMUNITY | SEC | SECONDARY STANDARDS (14 PARAMETERS) | TRIENNIAL | 2027 | N/A | POINT OF ENTRY TO DISTRIBUTION
2544258 | SILVER LAKE OAKS MHP | PUTNAM | COMMUNITY | SOC | SYNTHETIC ORGANIC CONTAMINANTS (29 PARAMETERS) | TRIENNIAL | 2027* | N/A | POINT OF ENTRY TO DISTRIBUTION | *SOC WAIVER MAY BE SUBMITTED INSTEAD OF SAMPLE RESULTS
2544258 | SILVER LAKE OAKS MHP | PUTNAM | COMMUNITY | VOC | VOLATILE ORGANIC CONTAMINANTS (21 PARAMETERS) | TRIENNIAL | 2027 | N/A | POINT OF ENTRY TO DISTRIBUTION
2544260 | R. C. WILLIS WTP (CITY OF PALATKA) | PUTNAM | LARGE COMMUNITY | DBP | TTHMS AND HAA5S | QUARTERLY | 2026 | THIRD MONTH, SECOND WEEK | BRONSON & 7TH STREET
2544260 | R. C. WILLIS WTP (CITY OF PALATKA) | PUTNAM | LARGE COMMUNITY | DBP | TTHMS AND HAA5S | QUARTERLY | 2026 | THIRD MONTH, SECOND WEEK | RIVER & 12TH STREET
2544260 | R. C. WILLIS WTP (CITY OF PALATKA) | PUTNAM | LARGE COMMUNITY | DBP | TTHMS AND HAA5S | QUARTERLY | 2026 | THIRD MONTH, SECOND WEEK | BOAT RAMP
2544260 | R. C. WILLIS WTP (CITY OF PALATKA) | PUTNAM | LARGE COMMUNITY | DBP | TTHMS AND HAA5S | QUARTERLY | 2026 | THIRD MONTH, SECOND WEEK | CRESTWOOD & CEDAR
2544260 | R. C. WILLIS WTP (CITY OF PALATKA) | PUTNAM | LARGE COMMUNITY | INOR | ASBESTOS | EVERY 9 YEARS | 2029 | N/A | IN DISTRIBUTION WHERE ASBESTOS HAS BEEN IDENTIFIED | "NO-ASBESTOS" WAIVER AVAILABLE IF APPLICABLE
2544260 | R. C. WILLIS WTP (CITY OF PALATKA) | PUTNAM | LARGE COMMUNITY | INOR | NITRATE | ANNUAL | 2026 | N/A | POINT OF ENTRY TO DISTRIBUTION
2544260 | R. C. WILLIS WTP (CITY OF PALATKA) | PUTNAM | LARGE COMMUNITY | INOR | NITRITE | ANNUAL | 2026 | N/A | POINT OF ENTRY TO DISTRIBUTION
2544260 | R. C. WILLIS WTP (CITY OF PALATKA) | PUTNAM | LARGE COMMUNITY | INOR | PRIMARY INORGANICS (16 PARAMETERS) | TRIENNIAL | 2026 | N/A | POINT OF ENTRY TO DISTRIBUTION
2544260 | R. C. WILLIS WTP (CITY OF PALATKA) | PUTNAM | LARGE COMMUNITY | LCR | LEAD AND COPPER TAP SAMPLING | BIANNUAL | 2026 | JANUARY THROUGH JUNE | 60 SITES PER LCR SAMPLING PLAN
2544260 | R. C. WILLIS WTP (CITY OF PALATKA) | PUTNAM | LARGE COMMUNITY | RAD | COMBINED RADIUM-226 AND 228 | EVERY 3, 6, OR 9 YRS | 2032 | N/A | POINT OF ENTRY TO DISTRIBUTION
2544260 | R. C. WILLIS WTP (CITY OF PALATKA) | PUTNAM | LARGE COMMUNITY | RAD | COMBINED URANIUM | EVERY 3, 6, OR 9 YRS | 2032 | N/A | POINT OF ENTRY TO DISTRIBUTION
2544260 | R. C. WILLIS WTP (CITY OF PALATKA) | PUTNAM | LARGE COMMUNITY | RAD | GROSS ALPHA EXCL RADON AND URANIUM | EVERY 3, 6, OR 9 YRS | 2032 | N/A | POINT OF ENTRY TO DISTRIBUTION
2544260 | R. C. WILLIS WTP (CITY OF PALATKA) | PUTNAM | LARGE COMMUNITY | SEC | SECONDARY STANDARDS (14 PARAMETERS) | TRIENNIAL | 2026 | N/A | POINT OF ENTRY TO DISTRIBUTION
2544260 | R. C. WILLIS WTP (CITY OF PALATKA) | PUTNAM | LARGE COMMUNITY | SOC | SYNTHETIC ORGANIC CONTAMINANTS (29 PARAMETERS) | TRIENNIAL | 2026* | N/A | POINT OF ENTRY TO DISTRIBUTION | *MUST BE SAMPLED TWICE IN TWO DIFFERENT QUARTERS; SOC WAIVER MAY BE SUBMITTED IN PLACE OF ONE OF TWO SAMPLING SETS
2544260 | R. C. WILLIS WTP (CITY OF PALATKA) | PUTNAM | LARGE COMMUNITY | VOC | VOLATILE ORGANIC CONTAMINANTS (21 PARAMETERS) | TRIENNIAL | 2026 | N/A | POINT OF ENTRY TO DISTRIBUTION
2544265 | MOUNT ROYAL COMMON PROPERTY, LLC | PUTNAM | COMMUNITY | DBP | HALOACETIC ACIDS (HAA5S) | TRIENNIAL | 2027 | MARCH | PARK BACKWASH
2544265 | MOUNT ROYAL COMMON PROPERTY, LLC | PUTNAM | COMMUNITY | DBP | TOTAL TRIHALOMETHANES (TTHMS) | TRIENNIAL | 2027 | AUGUST | PARK BACKWASH
2544265 | MOUNT ROYAL COMMON PROPERTY, LLC | PUTNAM | COMMUNITY | INOR | ASBESTOS | EVERY 9 YEARS | 2030 | N/A | IN DISTRIBUTION WHERE ASBESTOS HAS BEEN IDENTIFIED | "NO-ASBESTOS" WAIVER AVAILABLE IF APPLICABLE
2544265 | MOUNT ROYAL COMMON PROPERTY, LLC | PUTNAM | COMMUNITY | INOR | NITRATE | ANNUAL | 2026 | N/A | POINT OF ENTRY TO DISTRIBUTION
2544265 | MOUNT ROYAL COMMON PROPERTY, LLC | PUTNAM | COMMUNITY | INOR | NITRITE | ANNUAL | 2026 | N/A | POINT OF ENTRY TO DISTRIBUTION
2544265 | MOUNT ROYAL COMMON PROPERTY, LLC | PUTNAM | COMMUNITY | INOR | PRIMARY INORGANICS (16 PARAMETERS) | TRIENNIAL | 2027 | N/A | POINT OF ENTRY TO DISTRIBUTION
2544265 | MOUNT ROYAL COMMON PROPERTY, LLC | PUTNAM | COMMUNITY | LCR | LEAD AND COPPER TAP SAMPLING | TRIENNIAL | 2028 | JUNE THROUGH SEPTEMBER | 5 SITES PER LCR SAMPLING PLAN
2544265 | MOUNT ROYAL COMMON PROPERTY, LLC | PUTNAM | COMMUNITY | RAD | COMBINED RADIUM-226 AND 228 | EVERY 3, 6, OR 9 YRS | 2033 | N/A | POINT OF ENTRY TO DISTRIBUTION
2544265 | MOUNT ROYAL COMMON PROPERTY, LLC | PUTNAM | COMMUNITY | RAD | COMBINED URANIUM | EVERY 3, 6, OR 9 YRS | 2033 | N/A | POINT OF ENTRY TO DISTRIBUTION
2544265 | MOUNT ROYAL COMMON PROPERTY, LLC | PUTNAM | COMMUNITY | RAD | GROSS ALPHA EXCL RADON AND URANIUM | EVERY 3, 6, OR 9 YRS | 2033 | N/A | POINT OF ENTRY TO DISTRIBUTION
2544265 | MOUNT ROYAL COMMON PROPERTY, LLC | PUTNAM | COMMUNITY | SEC | SECONDARY STANDARDS (14 PARAMETERS) | TRIENNIAL | 2027 | N/A | POINT OF ENTRY TO DISTRIBUTION
2544265 | MOUNT ROYAL COMMON PROPERTY, LLC | PUTNAM | COMMUNITY | SOC | SYNTHETIC ORGANIC CONTAMINANTS (29 PARAMETERS) | TRIENNIAL | 2027* | N/A | POINT OF ENTRY TO DISTRIBUTION | *SOC WAIVER MAY BE SUBMITTED INSTEAD OF SAMPLE RESULTS
2544265 | MOUNT ROYAL COMMON PROPERTY, LLC | PUTNAM | COMMUNITY | VOC | VOLATILE ORGANIC CONTAMINANTS (21 PARAMETERS) | TRIENNIAL | 2027 | N/A | POINT OF ENTRY TO DISTRIBUTION
2544266 | ST. JOHN'S RIVER CLUB UTILITIES | PUTNAM | COMMUNITY | DBP | TTHMS AND HAA5S | QUARTERLY | 2026 | SECOND MONTH, SECOND WEEK | CLUBHOUSE (124 BAYOU DR)
2544266 | ST. JOHN'S RIVER CLUB UTILITIES | PUTNAM | COMMUNITY | INOR | ASBESTOS | EVERY 9 YEARS | 2030 | N/A | IN DISTRIBUTION WHERE ASBESTOS HAS BEEN IDENTIFIED | "NO-ASBESTOS" WAIVER AVAILABLE IF APPLICABLE
2544266 | ST. JOHN'S RIVER CLUB UTILITIES | PUTNAM | COMMUNITY | INOR | NITRATE | ANNUAL | 2026 | N/A | POINT OF ENTRY TO DISTRIBUTION
2544266 | ST. JOHN'S RIVER CLUB UTILITIES | PUTNAM | COMMUNITY | INOR | NITRITE | ANNUAL | 2026 | N/A | POINT OF ENTRY TO DISTRIBUTION
2544266 | ST. JOHN'S RIVER CLUB UTILITIES | PUTNAM | COMMUNITY | INOR | PRIMARY INORGANICS (16 PARAMETERS) | TRIENNIAL | 2027 | N/A | POINT OF ENTRY TO DISTRIBUTION
2544266 | ST. JOHN'S RIVER CLUB UTILITIES | PUTNAM | COMMUNITY | LCR | LEAD AND COPPER TAP SAMPLING | BIANNUAL | 2026 | JANUARY THROUGH JUNE | 10 SITES PER LCR SAMPLING PLAN
2544266 | ST. JOHN'S RIVER CLUB UTILITIES | PUTNAM | COMMUNITY | RAD | COMBINED RADIUM-226 AND 228 | EVERY 3, 6, OR 9 YRS | 2030 | N/A | POINT OF ENTRY TO DISTRIBUTION
2544266 | ST. JOHN'S RIVER CLUB UTILITIES | PUTNAM | COMMUNITY | RAD | COMBINED URANIUM | EVERY 3, 6, OR 9 YRS | 2030 | N/A | POINT OF ENTRY TO DISTRIBUTION
2544266 | ST. JOHN'S RIVER CLUB UTILITIES | PUTNAM | COMMUNITY | RAD | GROSS ALPHA EXCL RADON AND URANIUM | EVERY 3, 6, OR 9 YRS | 2030 | N/A | POINT OF ENTRY TO DISTRIBUTION
2544266 | ST. JOHN'S RIVER CLUB UTILITIES | PUTNAM | COMMUNITY | SEC | SECONDARY STANDARDS (14 PARAMETERS) | TRIENNIAL | 2027 | N/A | POINT OF ENTRY TO DISTRIBUTION
2544266 | ST. JOHN'S RIVER CLUB UTILITIES | PUTNAM | COMMUNITY | SOC | SYNTHETIC ORGANIC CONTAMINANTS (29 PARAMETERS) | TRIENNIAL | 2027* | N/A | POINT OF ENTRY TO DISTRIBUTION | *SOC WAIVER MAY BE SUBMITTED INSTEAD OF SAMPLE RESULTS
2544266 | ST. JOHN'S RIVER CLUB UTILITIES | PUTNAM | COMMUNITY | VOC | VOLATILE ORGANIC CONTAMINANTS (21 PARAMETERS) | TRIENNIAL | 2027 | N/A | POINT OF ENTRY TO DISTRIBUTION
2544274 | LIL HILL TOP MHP | PUTNAM | COMMUNITY | DBP | TTHMS AND HAA5S | TRIENNIAL | 2027 | AUGUST | LOT 18
2544274 | LIL HILL TOP MHP | PUTNAM | COMMUNITY | INOR | NITRATE | ANNUAL | 2026 | N/A | POINT OF ENTRY TO DISTRIBUTION
2544274 | LIL HILL TOP MHP | PUTNAM | COMMUNITY | INOR | NITRITE | ANNUAL | 2026 | N/A | POINT OF ENTRY TO DISTRIBUTION
2544274 | LIL HILL TOP MHP | PUTNAM | COMMUNITY | INOR | PRIMARY INORGANICS (16 PARAMETERS) | TRIENNIAL | 2027 | N/A | POINT OF ENTRY TO DISTRIBUTION
2544274 | LIL HILL TOP MHP | PUTNAM | COMMUNITY | INOR | ASBESTOS | EVERY 9 YEARS | 2030 | N/A | IN DISTRIBUTION WHERE ASBESTOS HAS BEEN IDENTIFIED | "NO-ASBESTOS" WAIVER AVAILABLE IF APPLICABLE | "NO-ASBESTOS" WAIVER AVAILABLE IF APPLICABLE
2544274 | LIL HILL TOP MHP | PUTNAM | COMMUNITY | LCR | LEAD AND COPPER TAP SAMPLING | TRIENNIAL | 2027 | JUNE THROUGH SEPTEMBER | 5 SITES PER LCR SAMPLING PLAN
2544274 | LIL HILL TOP MHP | PUTNAM | COMMUNITY | RAD | COMBINED RADIUM-226 AND 228 | EVERY 3, 6, OR 9 YRS | 2033 | N/A | POINT OF ENTRY TO DISTRIBUTION
2544274 | LIL HILL TOP MHP | PUTNAM | COMMUNITY | RAD | COMBINED URANIUM | EVERY 3, 6, OR 9 YRS | 2033 | N/A | POINT OF ENTRY TO DISTRIBUTION
2544274 | LIL HILL TOP MHP | PUTNAM | COMMUNITY | RAD | GROSS ALPHA EXCL RADON AND URANIUM | EVERY 3, 6, OR 9 YRS | 2033 | N/A | POINT OF ENTRY TO DISTRIBUTION
2544274 | LIL HILL TOP MHP | PUTNAM | COMMUNITY | SEC | SECONDARY STANDARDS (14 PARAMETERS) | TRIENNIAL | 2027 | N/A | POINT OF ENTRY TO DISTRIBUTION
2544274 | LIL HILL TOP MHP | PUTNAM | COMMUNITY | SOC | SYNTHETIC ORGANIC CONTAMINANTS (29 PARAMETERS) | TRIENNIAL | 2027* | N/A | POINT OF ENTRY TO DISTRIBUTION | *SOC WAIVER MAY BE SUBMITTED INSTEAD OF SAMPLE RESULTS
2544274 | LIL HILL TOP MHP | PUTNAM | COMMUNITY | VOC | TOT XYLENE | ANNUAL | 2026 | JANUARY THROUGH MARCH | POINT OF ENTRY TO DISTRIBUTION
2544274 | LIL HILL TOP MHP | PUTNAM | COMMUNITY | VOC | VOLATILE ORGANIC CONTAMINANTS (21 PARAMETERS) | ANNUAL | 2026 | N/A | POINT OF ENTRY TO DISTRIBUTION
2544278 | HIDE-A-WAY ACRES | PUTNAM | COMMUNITY | DBP | TTHMS AND HAA5S | TRIENNIAL | 2027 | JULY | BLOW OFF @ END OF RICA ROAD
2544278 | HIDE-A-WAY ACRES | PUTNAM | COMMUNITY | INOR | ASBESTOS | EVERY 9 YEARS | 2030 | N/A | IN DISTRIBUTION WHERE ASBESTOS HAS BEEN IDENTIFIED | "NO-ASBESTOS" WAIVER AVAILABLE IF APPLICABLE
2544278 | HIDE-A-WAY ACRES | PUTNAM | COMMUNITY | INOR | NITRATE | ANNUAL | 2026 | N/A | POINT OF ENTRY TO DISTRIBUTION
2544278 | HIDE-A-WAY ACRES | PUTNAM | COMMUNITY | INOR | NITRITE | ANNUAL | 2026 | N/A | POINT OF ENTRY TO DISTRIBUTION
2544278 | HIDE-A-WAY ACRES | PUTNAM | COMMUNITY | INOR | PRIMARY INORGANICS (16 PARAMETERS) | TRIENNIAL | 2027 | N/A | POINT OF ENTRY TO DISTRIBUTION
2544278 | HIDE-A-WAY ACRES | PUTNAM | COMMUNITY | LCR | LEAD AND COPPER TAP SAMPLING | TRIENNIAL | 2027 | JUNE THROUGH SEPTEMBER | 5 SITES PER LCR SAMPLING PLAN
2544278 | HIDE-A-WAY ACRES | PUTNAM | COMMUNITY | RAD | COMBINED RADIUM-226 AND 228 | EVERY 3, 6, OR 9 YRS | 2033 | N/A | POINT OF ENTRY TO DISTRIBUTION
2544278 | HIDE-A-WAY ACRES | PUTNAM | COMMUNITY | RAD | COMBINED URANIUM | EVERY 3, 6, OR 9 YRS | 2033 | N/A | POINT OF ENTRY TO DISTRIBUTION
2544278 | HIDE-A-WAY ACRES | PUTNAM | COMMUNITY | RAD | GROSS ALPHA EXCL RADON AND URANIUM | EVERY 3, 6, OR 9 YRS | 2033 | N/A | POINT OF ENTRY TO DISTRIBUTION
2544278 | HIDE-A-WAY ACRES | PUTNAM | COMMUNITY | SEC | SECONDARY STANDARDS (14 PARAMETERS) | TRIENNIAL | 2027 | N/A | POINT OF ENTRY TO DISTRIBUTION
2544278 | HIDE-A-WAY ACRES | PUTNAM | COMMUNITY | SOC | SYNTHETIC ORGANIC CONTAMINANTS (29 PARAMETERS) | TRIENNIAL | 2027* | N/A | POINT OF ENTRY TO DISTRIBUTION | *SOC WAIVER MAY BE SUBMITTED INSTEAD OF SAMPLE RESULTS
2544278 | HIDE-A-WAY ACRES | PUTNAM | COMMUNITY | VOC | VOLATILE ORGANIC CONTAMINANTS (21 PARAMETERS) | TRIENNIAL | 2027 | N/A | POINT OF ENTRY TO DISTRIBUTION
2544281 | HWY 19 SOUTH WATER SYSTEM, LLC. | PUTNAM | NONTRANSIENT NONCOMMUNITY | DBP | TTHMS AND HAA5S | ANNUAL | 2026 | JULY | US FITNESS SAMPLE TAP
2544281 | HWY 19 SOUTH WATER SYSTEM, LLC. | PUTNAM | NONTRANSIENT NONCOMMUNITY | INOR | ASBESTOS | EVERY 9 YEARS | 2031 | N/A | IN DISTRIBUTION WHERE ASBESTOS HAS BEEN IDENTIFIED | "NO-ASBESTOS" WAIVER AVAILABLE IF APPLICABLE
2544281 | HWY 19 SOUTH WATER SYSTEM, LLC. | PUTNAM | NONTRANSIENT NONCOMMUNITY | INOR | NITRATE | ANNUAL | 2026 | N/A | POINT OF ENTRY TO DISTRIBUTION
2544281 | HWY 19 SOUTH WATER SYSTEM, LLC. | PUTNAM | NONTRANSIENT NONCOMMUNITY | INOR | NITRITE | ANNUAL | 2026 | N/A | POINT OF ENTRY TO DISTRIBUTION
2544281 | HWY 19 SOUTH WATER SYSTEM, LLC. | PUTNAM | NONTRANSIENT NONCOMMUNITY | INOR | PRIMARY INORGANICS (16 PARAMETERS) | TRIENNIAL | 2028 | N/A | POINT OF ENTRY TO DISTRIBUTION
2544281 | HWY 19 SOUTH WATER SYSTEM, LLC. | PUTNAM | NONTRANSIENT NONCOMMUNITY | LCR | LEAD AND COPPER TAP SAMPLING | TRIENNIAL | 2027 | JUNE THROUGH SEPTEMBER | 5 SITES PER LCR SAMPLING PLAN
2544281 | HWY 19 SOUTH WATER SYSTEM, LLC. | PUTNAM | NONTRANSIENT NONCOMMUNITY | SOC | SYNTHETIC ORGANIC CONTAMINANTS (29 PARAMETERS) | TRIENNIAL | 2028* | N/A | POINT OF ENTRY TO DISTRIBUTION | *SOC WAIVER MAY BE SUBMITTED INSTEAD OF SAMPLE RESULTS
2544281 | HWY 19 SOUTH WATER SYSTEM, LLC. | PUTNAM | NONTRANSIENT NONCOMMUNITY | VOC | VOLATILE ORGANIC CONTAMINANTS (21 PARAMETERS) | TRIENNIAL | 2028 | N/A | POINT OF ENTRY TO DISTRIBUTION
2544295 | SAN MATEO ESTATES | PUTNAM | COMMUNITY | DBP | TTHMS AND HAA5S | QUARTERLY | 2026 | THIRD MONTH, SECOND WEEK | MEN'S RESTROOM
2544295 | SAN MATEO ESTATES | PUTNAM | COMMUNITY | INOR | ASBESTOS | EVERY 9 YEARS | 2030 | N/A | IN DISTRIBUTION WHERE ASBESTOS HAS BEEN IDENTIFIED | "NO-ASBESTOS" WAIVER AVAILABLE IF APPLICABLE
2544295 | SAN MATEO ESTATES | PUTNAM | COMMUNITY | INOR | NITRATE | ANNUAL | 2026 | N/A | POINT OF ENTRY TO DISTRIBUTION
2544295 | SAN MATEO ESTATES | PUTNAM | COMMUNITY | INOR | NITRITE | ANNUAL | 2026 | N/A | POINT OF ENTRY TO DISTRIBUTION
2544295 | SAN MATEO ESTATES | PUTNAM | COMMUNITY | INOR | PRIMARY INORGANICS (16 PARAMETERS) | TRIENNIAL | 2027 | N/A | POINT OF ENTRY TO DISTRIBUTION
2544295 | SAN MATEO ESTATES | PUTNAM | COMMUNITY | LCR | LEAD AND COPPER TAP SAMPLING | TRIENNIAL | 2027 | JUNE THROUGH SEPTEMBER | 5 SITES PER LCR SAMPLING PLAN
2544295 | SAN MATEO ESTATES | PUTNAM | COMMUNITY | RAD | COMBINED RADIUM-226 AND 228 | EVERY 3, 6, OR 9 YRS | 2033 | N/A | POINT OF ENTRY TO DISTRIBUTION
2544295 | SAN MATEO ESTATES | PUTNAM | COMMUNITY | RAD | COMBINED URANIUM | EVERY 3, 6, OR 9 YRS | 2033 | N/A | POINT OF ENTRY TO DISTRIBUTION
2544295 | SAN MATEO ESTATES | PUTNAM | COMMUNITY | RAD | GROSS ALPHA EXCL RADON AND URANIUM | EVERY 3, 6, OR 9 YRS | 2033 | N/A | POINT OF ENTRY TO DISTRIBUTION
2544295 | SAN MATEO ESTATES | PUTNAM | COMMUNITY | SEC | SECONDARY STANDARDS (14 PARAMETERS) | TRIENNIAL | 2027 | N/A | POINT OF ENTRY TO DISTRIBUTION
2544295 | SAN MATEO ESTATES | PUTNAM | COMMUNITY | SOC | SYNTHETIC ORGANIC CONTAMINANTS (29 PARAMETERS) | TRIENNIAL | 2027* | N/A | POINT OF ENTRY TO DISTRIBUTION | *SOC WAIVER MAY BE SUBMITTED INSTEAD OF SAMPLE RESULTS
2544295 | SAN MATEO ESTATES | PUTNAM | COMMUNITY | VOC | VOLATILE ORGANIC CONTAMINANTS (21 PARAMETERS) | TRIENNIAL | 2027 | N/A | POINT OF ENTRY TO DISTRIBUTION
2544298 | GRASSY LAKES WTP | PUTNAM | COMMUNITY | DBP | TTHMS AND HAA5S | TRIENNIAL | 2027 | AUGUST | FIRE HYDRANT @ DUVAL AVE & SHERMAN
2544298 | GRASSY LAKES WTP | PUTNAM | COMMUNITY | INOR | ASBESTOS | EVERY 9 YEARS | 2030 | N/A | IN DISTRIBUTION WHERE ASBESTOS HAS BEEN IDENTIFIED | "NO-ASBESTOS" WAIVER AVAILABLE IF APPLICABLE
2544298 | GRASSY LAKES WTP | PUTNAM | COMMUNITY | INOR | NITRATE | ANNUAL | 2026 | N/A | POINT OF ENTRY TO DISTRIBUTION
2544298 | GRASSY LAKES WTP | PUTNAM | COMMUNITY | INOR | NITRITE | ANNUAL | 2026 | N/A | POINT OF ENTRY TO DISTRIBUTION
2544298 | GRASSY LAKES WTP | PUTNAM | COMMUNITY | INOR | PRIMARY INORGANICS (16 PARAMETERS) | TRIENNIAL | 2027 | N/A | POINT OF ENTRY TO DISTRIBUTION
2544298 | GRASSY LAKES WTP | PUTNAM | COMMUNITY | LCR | LEAD AND COPPER TAP SAMPLING | TRIENNIAL | 2026 | JUNE THROUGH SEPTEMBER | 5 SITES PER LCR SAMPLING PLAN
2544298 | GRASSY LAKES WTP | PUTNAM | COMMUNITY | RAD | COMBINED RADIUM-226 AND 228 | EVERY 3, 6, OR 9 YRS | 2033 | N/A | POINT OF ENTRY TO DISTRIBUTION
2544298 | GRASSY LAKES WTP | PUTNAM | COMMUNITY | RAD | COMBINED URANIUM | EVERY 3, 6, OR 9 YRS | 2033 | N/A | POINT OF ENTRY TO DISTRIBUTION
2544298 | GRASSY LAKES WTP | PUTNAM | COMMUNITY | RAD | GROSS ALPHA EXCL RADON AND URANIUM | EVERY 3, 6, OR 9 YRS | 2033 | N/A | POINT OF ENTRY TO DISTRIBUTION
2544298 | GRASSY LAKES WTP | PUTNAM | COMMUNITY | SEC | SECONDARY STANDARDS (14 PARAMETERS) | TRIENNIAL | 2027 | N/A | POINT OF ENTRY TO DISTRIBUTION
2544298 | GRASSY LAKES WTP | PUTNAM | COMMUNITY | SOC | SYNTHETIC ORGANIC CONTAMINANTS (29 PARAMETERS) | TRIENNIAL | 2027* | N/A | POINT OF ENTRY TO DISTRIBUTION | *SOC WAIVER MAY BE SUBMITTED INSTEAD OF SAMPLE RESULTS
2544298 | GRASSY LAKES WTP | PUTNAM | COMMUNITY | VOC | VOLATILE ORGANIC CONTAMINANTS (21 PARAMETERS) | TRIENNIAL | 2027 | N/A | POINT OF ENTRY TO DISTRIBUTION
2544392 | TOWN OF WELAKA | PUTNAM | COMMUNITY | DBP | TTHMS AND HAA5S | ANNUAL | 2026 | SEPTEMBER | 211 11TH AVE
2544392 | TOWN OF WELAKA | PUTNAM | COMMUNITY | INOR | ASBESTOS | EVERY 9 YEARS | 2030 | N/A | IN DISTRIBUTION WHERE ASBESTOS HAS BEEN IDENTIFIED | "NO-ASBESTOS" WAIVER AVAILABLE IF APPLICABLE
2544392 | TOWN OF WELAKA | PUTNAM | COMMUNITY | INOR | NITRATE | ANNUAL | 2026 | N/A | POINT OF ENTRY TO DISTRIBUTION
2544392 | TOWN OF WELAKA | PUTNAM | COMMUNITY | INOR | NITRITE | ANNUAL | 2026 | N/A | POINT OF ENTRY TO DISTRIBUTION
2544392 | TOWN OF WELAKA | PUTNAM | COMMUNITY | INOR | PRIMARY INORGANICS (16 PARAMETERS) | TRIENNIAL | 2027 | N/A | POINT OF ENTRY TO DISTRIBUTION
2544392 | TOWN OF WELAKA | PUTNAM | COMMUNITY | LCR | LEAD AND COPPER TAP SAMPLING | TRIENNIAL | 2026 | JUNE THROUGH SEPTEMBER | 10 SITES PER LCR SAMPLING PLAN
2544392 | TOWN OF WELAKA | PUTNAM | COMMUNITY | RAD | COMBINED RADIUM-226 AND 228 | EVERY 3, 6, OR 9 YRS | 2027 | N/A | POINT OF ENTRY TO DISTRIBUTION
2544392 | TOWN OF WELAKA | PUTNAM | COMMUNITY | RAD | COMBINED URANIUM | EVERY 3, 6, OR 9 YRS | 2027 | N/A | POINT OF ENTRY TO DISTRIBUTION
2544392 | TOWN OF WELAKA | PUTNAM | COMMUNITY | RAD | GROSS ALPHA EXCL RADON AND URANIUM | EVERY 3, 6, OR 9 YRS | 2027 | N/A | POINT OF ENTRY TO DISTRIBUTION
2544392 | TOWN OF WELAKA | PUTNAM | COMMUNITY | SEC | SECONDARY STANDARDS (14 PARAMETERS) | TRIENNIAL | 2027 | N/A | POINT OF ENTRY TO DISTRIBUTION
2544392 | TOWN OF WELAKA | PUTNAM | COMMUNITY | SOC | SYNTHETIC ORGANIC CONTAMINANTS (29 PARAMETERS) | TRIENNIAL | 2027* | N/A | POINT OF ENTRY TO DISTRIBUTION | *SOC WAIVER MAY BE SUBMITTED INSTEAD OF SAMPLE RESULTS
2544392 | TOWN OF WELAKA | PUTNAM | COMMUNITY | VOC | VOLATILE ORGANIC CONTAMINANTS (21 PARAMETERS) | TRIENNIAL | 2027 | N/A | POINT OF ENTRY TO DISTRIBUTION
2544416 | OCHWILLA ELEMENTARY SCHOOL | PUTNAM | NONTRANSIENT NONCOMMUNITY | DBP | TTHMS AND HAA5S | ANNUAL | 2026 | AUGUST | DRINKING FOUNTAIN
2544416 | OCHWILLA ELEMENTARY SCHOOL | PUTNAM | NONTRANSIENT NONCOMMUNITY | INOR | ASBESTOS | EVERY 9 YEARS | 2031 | N/A | IN DISTRIBUTION WHERE ASBESTOS HAS BEEN IDENTIFIED | "NO-ASBESTOS" WAIVER AVAILABLE IF APPLICABLE
2544416 | OCHWILLA ELEMENTARY SCHOOL | PUTNAM | NONTRANSIENT NONCOMMUNITY | INOR | NITRATE | ANNUAL | 2026 | N/A | POINT OF ENTRY TO DISTRIBUTION
2544416 | OCHWILLA ELEMENTARY SCHOOL | PUTNAM | NONTRANSIENT NONCOMMUNITY | INOR | NITRITE | ANNUAL | 2026 | N/A | POINT OF ENTRY TO DISTRIBUTION
2544416 | OCHWILLA ELEMENTARY SCHOOL | PUTNAM | NONTRANSIENT NONCOMMUNITY | INOR | PRIMARY INORGANICS (16 PARAMETERS) | TRIENNIAL | 2028 | N/A | POINT OF ENTRY TO DISTRIBUTION
2544416 | OCHWILLA ELEMENTARY SCHOOL | PUTNAM | NONTRANSIENT NONCOMMUNITY | LCR | LEAD AND COPPER TAP SAMPLING | TRIENNIAL | 2026 | JUNE THROUGH SEPTEMBER | 5 SITES PER LCR SAMPLING PLAN
2544416 | OCHWILLA ELEMENTARY SCHOOL | PUTNAM | NONTRANSIENT NONCOMMUNITY | SOC | SYNTHETIC ORGANIC CONTAMINANTS (29 PARAMETERS) | TRIENNIAL | 2028* | N/A | POINT OF ENTRY TO DISTRIBUTION | *SOC WAIVER MAY BE SUBMITTED INSTEAD OF SAMPLE RESULTS
2544416 | OCHWILLA ELEMENTARY SCHOOL | PUTNAM | NONTRANSIENT NONCOMMUNITY | VOC | VOLATILE ORGANIC CONTAMINANTS (21 PARAMETERS) | TRIENNIAL | 2028 | N/A | POINT OF ENTRY TO DISTRIBUTION
2544434 | WESTWOOD VILLAGE APARTMENTS | PUTNAM | COMMUNITY | DBP | TTHMS AND HAA5S | TRIENNIAL | 2027 | AUGUST | D-1 HOSE BIB
2544434 | WESTWOOD VILLAGE APARTMENTS | PUTNAM | COMMUNITY | INOR | ASBESTOS | EVERY 9 YEARS | 2030 | N/A | IN DISTRIBUTION WHERE ASBESTOS HAS BEEN IDENTIFIED | "NO-ASBESTOS" WAIVER AVAILABLE IF APPLICABLE
2544434 | WESTWOOD VILLAGE APARTMENTS | PUTNAM | COMMUNITY | INOR | NITRATE | ANNUAL | 2026 | N/A | POINT OF ENTRY TO DISTRIBUTION
2544434 | WESTWOOD VILLAGE APARTMENTS | PUTNAM | COMMUNITY | INOR | NITRITE | ANNUAL | 2026 | N/A | POINT OF ENTRY TO DISTRIBUTION
2544434 | WESTWOOD VILLAGE APARTMENTS | PUTNAM | COMMUNITY | INOR | PRIMARY INORGANICS (16 PARAMETERS) | TRIENNIAL | 2027 | N/A | POINT OF ENTRY TO DISTRIBUTION
2544434 | WESTWOOD VILLAGE APARTMENTS | PUTNAM | COMMUNITY | LCR | LEAD AND COPPER TAP SAMPLING | ANNUAL | 2026 | JUNE THROUGH SEPTEMBER | 5 SITES PER LCR SAMPLING PLAN
2544434 | WESTWOOD VILLAGE APARTMENTS | PUTNAM | COMMUNITY | RAD | COMBINED RADIUM-226 AND 228 | EVERY 3, 6, OR 9 YRS | 2033 | N/A | POINT OF ENTRY TO DISTRIBUTION
2544434 | WESTWOOD VILLAGE APARTMENTS | PUTNAM | COMMUNITY | RAD | COMBINED URANIUM | EVERY 3, 6, OR 9 YRS | 2033 | N/A | POINT OF ENTRY TO DISTRIBUTION
2544434 | WESTWOOD VILLAGE APARTMENTS | PUTNAM | COMMUNITY | RAD | GROSS ALPHA EXCL RADON AND URANIUM | EVERY 3, 6, OR 9 YRS | 2033 | N/A | POINT OF ENTRY TO DISTRIBUTION
2544434 | WESTWOOD VILLAGE APARTMENTS | PUTNAM | COMMUNITY | SEC | SECONDARY STANDARDS (14 PARAMETERS) | TRIENNIAL | 2027 | N/A | POINT OF ENTRY TO DISTRIBUTION
2544434 | WESTWOOD VILLAGE APARTMENTS | PUTNAM | COMMUNITY | SOC | SYNTHETIC ORGANIC CONTAMINANTS (29 PARAMETERS) | TRIENNIAL | 2027* | N/A | POINT OF ENTRY TO DISTRIBUTION | *SOC WAIVER MAY BE SUBMITTED INSTEAD OF SAMPLE RESULTS
2544434 | WESTWOOD VILLAGE APARTMENTS | PUTNAM | COMMUNITY | VOC | VOLATILE ORGANIC CONTAMINANTS (21 PARAMETERS) | TRIENNIAL | 2027 | N/A | POINT OF ENTRY TO DISTRIBUTION
2544444 | EAST PUTNAM REGIONAL | PUTNAM | COMMUNITY | DBP | TTHMS AND HAA5S | ANNUAL | 2026 | MARCH | CIRCLE K (744 US HWY 17, EAST PALATKA)
2544444 | EAST PUTNAM REGIONAL | PUTNAM | COMMUNITY | DBP | TTHMS AND HAA5S | ANNUAL | 2026 | JUNE | MUSSELWHITE'S (125 US 17, EAST PALATKA)
2544444 | EAST PUTNAM REGIONAL | PUTNAM | COMMUNITY | INOR | ASBESTOS | EVERY 9 YEARS | 2030 | N/A | IN DISTRIBUTION WHERE ASBESTOS HAS BEEN IDENTIFIED | "NO-ASBESTOS" WAIVER AVAILABLE IF APPLICABLE
2544444 | EAST PUTNAM REGIONAL | PUTNAM | COMMUNITY | INOR | NITRATE | ANNUAL | 2026 | N/A | POINT OF ENTRY TO DISTRIBUTION
2544444 | EAST PUTNAM REGIONAL | PUTNAM | COMMUNITY | INOR | NITRITE | ANNUAL | 2026 | N/A | POINT OF ENTRY TO DISTRIBUTION
2544444 | EAST PUTNAM REGIONAL | PUTNAM | COMMUNITY | INOR | PRIMARY INORGANICS (16 PARAMETERS) | TRIENNIAL | 2027 | N/A | POINT OF ENTRY TO DISTRIBUTION
2544444 | EAST PUTNAM REGIONAL | PUTNAM | COMMUNITY | LCR | LEAD AND COPPER TAP SAMPLING | TRIENNIAL | 2027 | JUNE THROUGH SEPTEMBER | 10 SITES PER LCR SAMPLING PLAN
2544444 | EAST PUTNAM REGIONAL | PUTNAM | COMMUNITY | RAD | COMBINED RADIUM-226 AND 228 | EVERY 3, 6, OR 9 YRS | 2033 | N/A | POINT OF ENTRY TO DISTRIBUTION
2544444 | EAST PUTNAM REGIONAL | PUTNAM | COMMUNITY | RAD | COMBINED URANIUM | EVERY 3, 6, OR 9 YRS | 2033 | N/A | POINT OF ENTRY TO DISTRIBUTION
2544444 | EAST PUTNAM REGIONAL | PUTNAM | COMMUNITY | RAD | GROSS ALPHA EXCL RADON AND URANIUM | EVERY 3, 6, OR 9 YRS | 2033 | N/A | POINT OF ENTRY TO DISTRIBUTION
2544444 | EAST PUTNAM REGIONAL | PUTNAM | COMMUNITY | SEC | SECONDARY STANDARDS (14 PARAMETERS) | TRIENNIAL | 2027 | N/A | POINT OF ENTRY TO DISTRIBUTION
2544444 | EAST PUTNAM REGIONAL | PUTNAM | COMMUNITY | SOC | SYNTHETIC ORGANIC CONTAMINANTS (29 PARAMETERS) | TRIENNIAL | 2027* | N/A | POINT OF ENTRY TO DISTRIBUTION | *SOC WAIVER MAY BE SUBMITTED INSTEAD OF SAMPLE RESULTS
2544444 | EAST PUTNAM REGIONAL | PUTNAM | COMMUNITY | VOC | VOLATILE ORGANIC CONTAMINANTS (21 PARAMETERS) | TRIENNIAL | 2027 | N/A | POINT OF ENTRY TO DISTRIBUTION
2544454 | RCMA WALKER HEAD START CENTER | PUTNAM | NONTRANSIENT NONCOMMUNITY | DBP | TTHMS AND HAA5S | TRIENNIAL | 2028 | AUGUST | FRONT BLDG, OUTSIDE HOSE BIBB
2544454 | RCMA WALKER HEAD START CENTER | PUTNAM | NONTRANSIENT NONCOMMUNITY | INOR | ASBESTOS | EVERY 9 YEARS | 2031 | N/A | IN DISTRIBUTION WHERE ASBESTOS HAS BEEN IDENTIFIED | "NO-ASBESTOS" WAIVER AVAILABLE IF APPLICABLE
2544454 | RCMA WALKER HEAD START CENTER | PUTNAM | NONTRANSIENT NONCOMMUNITY | INOR | NITRATE | ANNUAL | 2026 | N/A | POINT OF ENTRY TO DISTRIBUTION
2544454 | RCMA WALKER HEAD START CENTER | PUTNAM | NONTRANSIENT NONCOMMUNITY | INOR | NITRITE | ANNUAL | 2026 | N/A | POINT OF ENTRY TO DISTRIBUTION
2544454 | RCMA WALKER HEAD START CENTER | PUTNAM | NONTRANSIENT NONCOMMUNITY | INOR | PRIMARY INORGANICS (16 PARAMETERS) | TRIENNIAL | 2028 | N/A | POINT OF ENTRY TO DISTRIBUTION
2544454 | RCMA WALKER HEAD START CENTER | PUTNAM | NONTRANSIENT NONCOMMUNITY | LCR | LEAD AND COPPER TAP SAMPLING | TRIENNIAL | 2028 | JUNE THROUGH SEPTEMBER | 5 SITES PER LCR SAMPLING PLAN
2544454 | RCMA WALKER HEAD START CENTER | PUTNAM | NONTRANSIENT NONCOMMUNITY | SOC | SYNTHETIC ORGANIC CONTAMINANTS (29 PARAMETERS) | TRIENNIAL | 2028* | N/A | POINT OF ENTRY TO DISTRIBUTION | *SOC WAIVER MAY BE SUBMITTED INSTEAD OF SAMPLE RESULTS
2544454 | RCMA WALKER HEAD START CENTER | PUTNAM | NONTRANSIENT NONCOMMUNITY | VOC | VOLATILE ORGANIC CONTAMINANTS (21 PARAMETERS) | TRIENNIAL | 2028 | N/A | POINT OF ENTRY TO DISTRIBUTION
2544457 | RCNAL, LLC | PUTNAM | NONTRANSIENT NONCOMMUNITY | DBP | TTHMS AND HAA5S | TRIENNIAL | 2028 | SEPTEMBER | S. PARKING LOT TAP
2544457 | RCNAL, LLC | PUTNAM | NONTRANSIENT NONCOMMUNITY | INOR | ASBESTOS | EVERY 9 YEARS | 2031 | N/A | IN DISTRIBUTION WHERE ASBESTOS HAS BEEN IDENTIFIED | "NO-ASBESTOS" WAIVER AVAILABLE IF APPLICABLE
2544457 | RCNAL, LLC | PUTNAM | NONTRANSIENT NONCOMMUNITY | INOR | NITRATE | ANNUAL | 2026 | N/A | POINT OF ENTRY TO DISTRIBUTION
2544457 | RCNAL, LLC | PUTNAM | NONTRANSIENT NONCOMMUNITY | INOR | NITRITE | ANNUAL | 2026 | N/A | POINT OF ENTRY TO DISTRIBUTION
2544457 | RCNAL, LLC | PUTNAM | NONTRANSIENT NONCOMMUNITY | INOR | PRIMARY INORGANICS (16 PARAMETERS) | TRIENNIAL | 2028 | N/A | POINT OF ENTRY TO DISTRIBUTION
2544457 | RCNAL, LLC | PUTNAM | NONTRANSIENT NONCOMMUNITY | LCR | LEAD AND COPPER TAP SAMPLING | BIANNUAL | 2026 | JANUARY THROUGH JUNE | 5 SITES PER LCR SAMPLING PLAN
2544457 | RCNAL, LLC | PUTNAM | NONTRANSIENT NONCOMMUNITY | SOC | SYNTHETIC ORGANIC CONTAMINANTS (29 PARAMETERS) | TRIENNIAL | 2028* | N/A | POINT OF ENTRY TO DISTRIBUTION | *SOC WAIVER MAY BE SUBMITTED INSTEAD OF SAMPLE RESULTS
2544457 | RCNAL, LLC | PUTNAM | NONTRANSIENT NONCOMMUNITY | VOC | VOLATILE ORGANIC CONTAMINANTS (21 PARAMETERS) | TRIENNIAL | 2028 | N/A | POINT OF ENTRY TO DISTRIBUTION
2544460 | CERTAINTEED GYPSUM, LLC | PUTNAM | NONTRANSIENT NONCOMMUNITY | DBP | HALOACETIC ACIDS (HAA5S) | TRIENNIAL | 2028 | AUGUST | FRONT OFFICE HB (KITCHEN/BRK RM)
2544460 | CERTAINTEED GYPSUM, LLC | PUTNAM | NONTRANSIENT NONCOMMUNITY | DBP | TOTAL TRIHALOMETHANES (TTHMS) | TRIENNIAL | 2028 | OCTOBER | FRONT OFFICE HB (KITCHEN/BRK RM)
2544460 | CERTAINTEED GYPSUM, LLC | PUTNAM | NONTRANSIENT NONCOMMUNITY | INOR | ASBESTOS | EVERY 9 YEARS | 2031 | N/A | IN DISTRIBUTION WHERE ASBESTOS HAS BEEN IDENTIFIED | "NO-ASBESTOS" WAIVER AVAILABLE IF APPLICABLE
2544460 | CERTAINTEED GYPSUM, LLC | PUTNAM | NONTRANSIENT NONCOMMUNITY | INOR | NITRATE | ANNUAL | 2026 | N/A | POINT OF ENTRY TO DISTRIBUTION
2544460 | CERTAINTEED GYPSUM, LLC | PUTNAM | NONTRANSIENT NONCOMMUNITY | INOR | NITRITE | ANNUAL | 2026 | N/A | POINT OF ENTRY TO DISTRIBUTION
2544460 | CERTAINTEED GYPSUM, LLC | PUTNAM | NONTRANSIENT NONCOMMUNITY | INOR | PRIMARY INORGANICS (16 PARAMETERS) | TRIENNIAL | 2028 | N/A | POINT OF ENTRY TO DISTRIBUTION
2544460 | CERTAINTEED GYPSUM, LLC | PUTNAM | NONTRANSIENT NONCOMMUNITY | LCR | LEAD AND COPPER TAP SAMPLING | TRIENNIAL | 2028 | JUNE THROUGH SEPTEMBER | 5 SITES PER LCR SAMPLING PLAN
2544460 | CERTAINTEED GYPSUM, LLC | PUTNAM | NONTRANSIENT NONCOMMUNITY | SOC | SYNTHETIC ORGANIC CONTAMINANTS (29 PARAMETERS) | TRIENNIAL | 2028* | N/A | POINT OF ENTRY TO DISTRIBUTION | *SOC WAIVER MAY BE SUBMITTED INSTEAD OF SAMPLE RESULTS
2544460 | CERTAINTEED GYPSUM, LLC | PUTNAM | NONTRANSIENT NONCOMMUNITY | VOC | VOLATILE ORGANIC CONTAMINANTS (21 PARAMETERS) | TRIENNIAL | 2028 | N/A | POINT OF ENTRY TO DISTRIBUTION
2544467 | EDGAR MINERALS, INC. | PUTNAM | NONTRANSIENT NONCOMMUNITY | DBP | TTHMS AND HAA5S | TRIENNIAL | 2028 | AUGUST | FRONT OFFICE HOSE BIBB
2544467 | EDGAR MINERALS, INC. | PUTNAM | NONTRANSIENT NONCOMMUNITY | INOR | ASBESTOS | EVERY 9 YEARS | 2031 | N/A | IN DISTRIBUTION WHERE ASBESTOS HAS BEEN IDENTIFIED | "NO-ASBESTOS" WAIVER AVAILABLE IF APPLICABLE
2544467 | EDGAR MINERALS, INC. | PUTNAM | NONTRANSIENT NONCOMMUNITY | INOR | NITRATE | ANNUAL | 2026 | N/A | POINT OF ENTRY TO DISTRIBUTION
2544467 | EDGAR MINERALS, INC. | PUTNAM | NONTRANSIENT NONCOMMUNITY | INOR | NITRITE | ANNUAL | 2026 | N/A | POINT OF ENTRY TO DISTRIBUTION
2544467 | EDGAR MINERALS, INC. | PUTNAM | NONTRANSIENT NONCOMMUNITY | INOR | PRIMARY INORGANICS (16 PARAMETERS) | TRIENNIAL | 2028 | N/A | POINT OF ENTRY TO DISTRIBUTION
2544467 | EDGAR MINERALS, INC. | PUTNAM | NONTRANSIENT NONCOMMUNITY | LCR | LEAD AND COPPER TAP SAMPLING | ANNUAL | 2026 | JUNE THROUGH SEPTEMBER | 5 SITES PER LCR SAMPLING PLAN
2544467 | EDGAR MINERALS, INC. | PUTNAM | NONTRANSIENT NONCOMMUNITY | SOC | SYNTHETIC ORGANIC CONTAMINANTS (29 PARAMETERS) | TRIENNIAL | 2028* | N/A | POINT OF ENTRY TO DISTRIBUTION | *SOC WAIVER MAY BE SUBMITTED INSTEAD OF SAMPLE RESULTS
2544467 | EDGAR MINERALS, INC. | PUTNAM | NONTRANSIENT NONCOMMUNITY | VOC | VOLATILE ORGANIC CONTAMINANTS (21 PARAMETERS) | TRIENNIAL | 2028 | N/A | POINT OF ENTRY TO DISTRIBUTION
2544468 | Q.I. ROBERTS JR.-SR. HIGH SCHOOL | PUTNAM | NONTRANSIENT NONCOMMUNITY | DBP | TTHMS AND HAA5S | ANNUAL | 2026 | AUGUST | OUTSIDE FOUNTAIN
2544468 | Q.I. ROBERTS JR.-SR. HIGH SCHOOL | PUTNAM | NONTRANSIENT NONCOMMUNITY | INOR | ASBESTOS | EVERY 9 YEARS | 2031 | N/A | IN DISTRIBUTION WHERE ASBESTOS HAS BEEN IDENTIFIED | "NO-ASBESTOS" WAIVER AVAILABLE IF APPLICABLE
2544468 | Q.I. ROBERTS JR.-SR. HIGH SCHOOL | PUTNAM | NONTRANSIENT NONCOMMUNITY | INOR | NITRATE | ANNUAL | 2026 | N/A | POINT OF ENTRY TO DISTRIBUTION
2544468 | Q.I. ROBERTS JR.-SR. HIGH SCHOOL | PUTNAM | NONTRANSIENT NONCOMMUNITY | INOR | NITRITE | ANNUAL | 2026 | N/A | POINT OF ENTRY TO DISTRIBUTION
2544468 | Q.I. ROBERTS JR.-SR. HIGH SCHOOL | PUTNAM | NONTRANSIENT NONCOMMUNITY | INOR | PRIMARY INORGANICS (16 PARAMETERS) | TRIENNIAL | 2028 | N/A | POINT OF ENTRY TO DISTRIBUTION
2544468 | Q.I. ROBERTS JR.-SR. HIGH SCHOOL | PUTNAM | NONTRANSIENT NONCOMMUNITY | LCR | LEAD AND COPPER TAP SAMPLING | TRIENNIAL | 2028 | JUNE THROUGH SEPTEMBER | 10 SITES PER LCR SAMPLING PLAN
2544468 | Q.I. ROBERTS JR.-SR. HIGH SCHOOL | PUTNAM | NONTRANSIENT NONCOMMUNITY | SOC | SYNTHETIC ORGANIC CONTAMINANTS (29 PARAMETERS) | TRIENNIAL | 2028* | N/A | POINT OF ENTRY TO DISTRIBUTION | *SOC WAIVER MAY BE SUBMITTED INSTEAD OF SAMPLE RESULTS
2544468 | Q.I. ROBERTS JR.-SR. HIGH SCHOOL | PUTNAM | NONTRANSIENT NONCOMMUNITY | VOC | VOLATILE ORGANIC CONTAMINANTS (21 PARAMETERS) | TRIENNIAL | 2028 | N/A | POINT OF ENTRY TO DISTRIBUTION
2544470 | LITTLE CHILD STEPS | PUTNAM | NONTRANSIENT NONCOMMUNITY | DBP | TTHMS AND HAA5S | TRIENNIAL | 2028 | AUGUST | KITCHEN SINK
2544470 | LITTLE CHILD STEPS | PUTNAM | NONTRANSIENT NONCOMMUNITY | INOR | ASBESTOS | EVERY 9 YEARS | 2031 | N/A | IN DISTRIBUTION WHERE ASBESTOS HAS BEEN IDENTIFIED | "NO-ASBESTOS" WAIVER AVAILABLE IF APPLICABLE
2544470 | LITTLE CHILD STEPS | PUTNAM | NONTRANSIENT NONCOMMUNITY | INOR | NITRATE | ANNUAL | 2026 | N/A | POINT OF ENTRY TO DISTRIBUTION
2544470 | LITTLE CHILD STEPS | PUTNAM | NONTRANSIENT NONCOMMUNITY | INOR | NITRITE | ANNUAL | 2026 | N/A | POINT OF ENTRY TO DISTRIBUTION
2544470 | LITTLE CHILD STEPS | PUTNAM | NONTRANSIENT NONCOMMUNITY | INOR | PRIMARY INORGANICS (16 PARAMETERS) | TRIENNIAL | 2028 | N/A | POINT OF ENTRY TO DISTRIBUTION
2544470 | LITTLE CHILD STEPS | PUTNAM | NONTRANSIENT NONCOMMUNITY | LCR | LEAD AND COPPER TAP SAMPLING | TRIENNIAL | 2027 | JUNE THROUGH SEPTEMBER | 5 SITES PER LCR SAMPLING PLAN
2544470 | LITTLE CHILD STEPS | PUTNAM | NONTRANSIENT NONCOMMUNITY | SOC | SYNTHETIC ORGANIC CONTAMINANTS (29 PARAMETERS) | TRIENNIAL | 2028* | N/A | POINT OF ENTRY TO DISTRIBUTION | *SOC WAIVER MAY BE SUBMITTED INSTEAD OF SAMPLE RESULTS
2544470 | LITTLE CHILD STEPS | PUTNAM | NONTRANSIENT NONCOMMUNITY | VOC | VOLATILE ORGANIC CONTAMINANTS (21 PARAMETERS) | TRIENNIAL | 2028 | N/A | POINT OF ENTRY TO DISTRIBUTION
2544487 | CRESCENT CITY CHRISTIAN ACADEMY | PUTNAM | NONTRANSIENT NONCOMMUNITY | DBP | TTHMS AND HAA5S | TRIENNIAL | 2028 | AUGUST | BLDG 3 SAMPLE TAP
2544487 | CRESCENT CITY CHRISTIAN ACADEMY | PUTNAM | NONTRANSIENT NONCOMMUNITY | INOR | ASBESTOS | EVERY 9 YEARS | 2031 | N/A | IN DISTRIBUTION WHERE ASBESTOS HAS BEEN IDENTIFIED | "NO-ASBESTOS" WAIVER AVAILABLE IF APPLICABLE
2544487 | CRESCENT CITY CHRISTIAN ACADEMY | PUTNAM | NONTRANSIENT NONCOMMUNITY | INOR | NITRATE | ANNUAL | 2026 | N/A | POINT OF ENTRY TO DISTRIBUTION
2544487 | CRESCENT CITY CHRISTIAN ACADEMY | PUTNAM | NONTRANSIENT NONCOMMUNITY | INOR | NITRITE | ANNUAL | 2026 | N/A | POINT OF ENTRY TO DISTRIBUTION
2544487 | CRESCENT CITY CHRISTIAN ACADEMY | PUTNAM | NONTRANSIENT NONCOMMUNITY | INOR | PRIMARY INORGANICS (16 PARAMETERS) | TRIENNIAL | 2028 | N/A | POINT OF ENTRY TO DISTRIBUTION
2544487 | CRESCENT CITY CHRISTIAN ACADEMY | PUTNAM | NONTRANSIENT NONCOMMUNITY | LCR | LEAD AND COPPER TAP SAMPLING | TRIENNIAL | 2028 | JUNE THROUGH SEPTEMBER | 5 SITES PER LCR SAMPLING PLAN
2544487 | CRESCENT CITY CHRISTIAN ACADEMY | PUTNAM | NONTRANSIENT NONCOMMUNITY | SOC | SYNTHETIC ORGANIC CONTAMINANTS (29 PARAMETERS) | TRIENNIAL | 2028* | N/A | POINT OF ENTRY TO DISTRIBUTION | *SOC WAIVER MAY BE SUBMITTED INSTEAD OF SAMPLE RESULTS
2544487 | CRESCENT CITY CHRISTIAN ACADEMY | PUTNAM | NONTRANSIENT NONCOMMUNITY | VOC | VOLATILE ORGANIC CONTAMINANTS (21 PARAMETERS) | TRIENNIAL | 2028 | N/A | POINT OF ENTRY TO DISTRIBUTION
2544488 | KIRKWOOD ESTATES | PUTNAM | COMMUNITY | DBP | TTHMS AND HAA5S | TRIENNIAL | 2027 | AUGUST | 102 MILLER STREET
2544488 | KIRKWOOD ESTATES | PUTNAM | COMMUNITY | INOR | ASBESTOS | EVERY 9 YEARS | 2030 | N/A | IN DISTRIBUTION WHERE ASBESTOS HAS BEEN IDENTIFIED | "NO-ASBESTOS" WAIVER AVAILABLE IF APPLICABLE
2544488 | KIRKWOOD ESTATES | PUTNAM | COMMUNITY | INOR | NITRATE | ANNUAL | 2026 | N/A | POINT OF ENTRY TO DISTRIBUTION
2544488 | KIRKWOOD ESTATES | PUTNAM | COMMUNITY | INOR | NITRITE | ANNUAL | 2026 | N/A | POINT OF ENTRY TO DISTRIBUTION
2544488 | KIRKWOOD ESTATES | PUTNAM | COMMUNITY | INOR | PRIMARY INORGANICS (16 PARAMETERS) | TRIENNIAL | 2027 | N/A | POINT OF ENTRY TO DISTRIBUTION
2544488 | KIRKWOOD ESTATES | PUTNAM | COMMUNITY | LCR | LEAD AND COPPER TAP SAMPLING | TRIENNIAL | 2027 | JUNE THROUGH SEPTEMBER | 5 SITES PER LCR SAMPLING PLAN
2544488 | KIRKWOOD ESTATES | PUTNAM | COMMUNITY | RAD | COMBINED RADIUM-226 AND 228 | EVERY 3, 6, OR 9 YRS | 2030 | N/A | POINT OF ENTRY TO DISTRIBUTION
2544488 | KIRKWOOD ESTATES | PUTNAM | COMMUNITY | RAD | COMBINED URANIUM | EVERY 3, 6, OR 9 YRS | 2030 | N/A | POINT OF ENTRY TO DISTRIBUTION
2544488 | KIRKWOOD ESTATES | PUTNAM | COMMUNITY | RAD | GROSS ALPHA EXCL RADON AND URANIUM | EVERY 3, 6, OR 9 YRS | 2030 | N/A | POINT OF ENTRY TO DISTRIBUTION
2544488 | KIRKWOOD ESTATES | PUTNAM | COMMUNITY | SEC | SECONDARY STANDARDS (14 PARAMETERS) | TRIENNIAL | 2027 | N/A | POINT OF ENTRY TO DISTRIBUTION
2544488 | KIRKWOOD ESTATES | PUTNAM | COMMUNITY | SOC | SYNTHETIC ORGANIC CONTAMINANTS (29 PARAMETERS) | TRIENNIAL | 2027* | N/A | POINT OF ENTRY TO DISTRIBUTION | *SOC WAIVER MAY BE SUBMITTED INSTEAD OF SAMPLE RESULTS
2544488 | KIRKWOOD ESTATES | PUTNAM | COMMUNITY | VOC | VOLATILE ORGANIC CONTAMINANTS (21 PARAMETERS) | TRIENNIAL | 2027 | N/A | POINT OF ENTRY TO DISTRIBUTION
2544500 | SEMINOLE ELECTRIC COMBINED-CYCLE (SCCF) | PUTNAM | NONTRANSIENT NONCOMMUNITY | DBP | TTHMS AND HAA5S | QUARTERLY | 2026 | THIRD MONTH, SECOND WEEK | OUTSIDE HOSEBIB #10
2544500 | SEMINOLE ELECTRIC COMBINED-CYCLE (SCCF) | PUTNAM | NONTRANSIENT NONCOMMUNITY | INOR | ASBESTOS | EVERY 9 YEARS | 2031 | N/A | IN DISTRIBUTION WHERE ASBESTOS HAS BEEN IDENTIFIED | "NO-ASBESTOS" WAIVER AVAILABLE IF APPLICABLE
2544500 | SEMINOLE ELECTRIC COMBINED-CYCLE (SCCF) | PUTNAM | NONTRANSIENT NONCOMMUNITY | INOR | NITRATE | ANNUAL | 2026 | N/A | POINT OF ENTRY TO DISTRIBUTION
2544500 | SEMINOLE ELECTRIC COMBINED-CYCLE (SCCF) | PUTNAM | NONTRANSIENT NONCOMMUNITY | INOR | NITRITE | ANNUAL | 2026 | N/A | POINT OF ENTRY TO DISTRIBUTION
2544500 | SEMINOLE ELECTRIC COMBINED-CYCLE (SCCF) | PUTNAM | NONTRANSIENT NONCOMMUNITY | INOR | PRIMARY INORGANICS (16 PARAMETERS) | TRIENNIAL | 2028 | N/A | POINT OF ENTRY TO DISTRIBUTION
2544500 | SEMINOLE ELECTRIC COMBINED-CYCLE (SCCF) | PUTNAM | NONTRANSIENT NONCOMMUNITY | LCR | LEAD AND COPPER TAP SAMPLING | TRIENNIAL | 2027 | JUNE THROUGH SEPTEMBER | 5 SITES PER LCR SAMPLING PLAN
2544500 | SEMINOLE ELECTRIC COMBINED-CYCLE (SCCF) | PUTNAM | NONTRANSIENT NONCOMMUNITY | RAD | COMBINED RADIUM-226 AND 228 | EVERY 3, 6, OR 9 YRS | 2028 | N/A | POINT OF ENTRY TO DISTRIBUTION
2544500 | SEMINOLE ELECTRIC COMBINED-CYCLE (SCCF) | PUTNAM | NONTRANSIENT NONCOMMUNITY | RAD | GROSS ALPHA EXCL RADON AND URANIUM | EVERY 3, 6, OR 9 YRS | 2028 | N/A | POINT OF ENTRY TO DISTRIBUTION
2544500 | SEMINOLE ELECTRIC COMBINED-CYCLE (SCCF) | PUTNAM | NONTRANSIENT NONCOMMUNITY | SOC | SYNTHETIC ORGANIC CONTAMINANTS (29 PARAMETERS) | TRIENNIAL | 2028* | N/A | POINT OF ENTRY TO DISTRIBUTION | *SOC WAIVER MAY BE SUBMITTED INSTEAD OF SAMPLE RESULTS
2544500 | SEMINOLE ELECTRIC COMBINED-CYCLE (SCCF) | PUTNAM | NONTRANSIENT NONCOMMUNITY | VOC | VOLATILE ORGANIC CONTAMINANTS (21 PARAMETERS) | TRIENNIAL | 2028 | N/A | POINT OF ENTRY TO DISTRIBUTION