Critical Infrastructure | Stormwater Treatment Facilities and Pump Stations | Stormwater Ponds - NHD |  | STFPS_PG_157427 |  | Not Affected | Not Affected | Not Affected | Not Affected | Not Affected | Not Affected | Not Affected | Not Affected | Not Affected | Not Affected | Not Affected | Not Affected | Not Affected | Not Affected | Not Affected | Not Affected | Not Affected | Not Affected | Not Affected | Not Affected | Not Affected | 0 | 0 | 0 | 0 | 21 | Polygon
Critical Infrastructure | Stormwater Treatment Facilities and Pump Stations | Stormwater Ponds - NHD |  | STFPS_PG_157428 |  | Not Affected | Not Affected | Not Affected | Not Affected | Not Affected | Not Affected | Not Affected | Not Affected | Not Affected | Not Affected | Not Affected | Not Affected | Not Affected | Not Affected | Not Affected | Not Affected | Not Affected | Not Affected | Not Affected | Not Affected | Not Affected | 0 | 0 | 0 | 0 | 21 | Polygon
Critical Infrastructure | Stormwater Treatment Facilities and Pump Stations | Stormwater Ponds - NHD |  | STFPS_PG_157429 |  | Not Affected | Not Affected | Not Affected | Not Affected | Not Affected | Not Affected | Not Affected | Not Affected | Not Affected | Not Affected | Not Affected | Not Affected | Not Affected | Not Affected | Not Affected | Not Affected | Not Affected | Not Affected | Not Affected | Not Affected | Not Affected | 0 | 0 | 0 | 0 | 21 | Polygon
Critical Infrastructure | Stormwater Treatment Facilities and Pump Stations | Stormwater Ponds - NHD |  | STFPS_PG_157430 |  | Not Affected | Not Affected | Not Affected | Not Affected | Not Affected | Not Affected | Not Affected | Not Affected | Not Affected | Not Affected | Not Affected | Not Affected | Not Affected | Not Affected | Not Affected | Not Affected | Not Affected | Not Affected | Not Affected | Not Affected | Not Affected | 0 | 0 | 0 | 0 | 21 | Polygon
Critical Infrastructure | Stormwater Treatment Facilities and Pump Stations | Stormwater Ponds - NHD |  | STFPS_PG_157431 |  | Not Affected | Not Affected | Not Affected | Not Affected | Not Affected | Not Affected | Not Affected | Not Affected | Not Affected | Not Affected | Not Affected | Not Affected | Not Affected | Not Affected | Not Affected | Not Affected | Not Affected | Not Affected | Not Affected | Not Affected | Not Affected | 0 | 0 | 0 | 0 | 21 | Polygon
Critical Infrastructure | Stormwater Treatment Facilities and Pump Stations | Stormwater Ponds - NHD |  | STFPS_PG_157432 |  | Not Affected | Not Affected | Not Affected | Not Affected | Not Affected | Not Affected | Not Affected | Not Affected | Not Affected | Not Affected | Not Affected | Not Affected | Not Affected | Not Affected | Not Affected | Not Affected | Not Affected | Not Affected | Not Affected | Not Affected | Not Affected | 0 | 0 | 0 | 0 | 21 | Polygon
Critical Infrastructure | Stormwater Treatment Facilities and Pump Stations | Stormwater Ponds - NHD |  | STFPS_PG_157433 |  | Not Affected | Not Affected | Not Affected | Not Affected | Not Affected | Not Affected | Not Affected | Not Affected | Not Affected | Not Affected | Not Affected | Not Affected | Not Affected | Not Affected | Not Affected | Not Affected | Not Affected | Not Affected | Not Affected | Not Affected | Not Affected | 0 | 0 | 0 | 0 | 21 | Polygon
Critical Infrastructure | Stormwater Treatment Facilities and Pump Stations | Stormwater Ponds - NHD |  | STFPS_PG_157434 |  | Not Affected | Not Affected | Not Affected | Not Affected | Not Affected | Not Affected | Not Affected | Not Affected | Not Affected | Not Affected | Not Affected | Not Affected | Not Affected | Not Affected | Not Affected | Not Affected | Not Affected | Not Affected | Not Affected | Not Affected | Not Affected | 0 | 0 | 0 | 0 | 21 | Polygon
Critical Infrastructure | Stormwater Treatment Facilities and Pump Stations | Stormwater Ponds - NHD |  | STFPS_PG_157436 |  | Not Affected | Not Affected | Not Affected | Not Affected | Not Affected | Not Affected | Not Affected | Not Affected | Not Affected | Not Affected | Not Affected | Not Affected | Not Affected | Not Affected | Not Affected | Not Affected | Not Affected | Not Affected | Not Affected | Not Affected | Not Affected | 0 | 0 | 0 | 0 | 21 | Polygon
Critical Infrastructure | Stormwater Treatment Facilities and Pump Stations | Stormwater Ponds - NHD |  | STFPS_PG_157438 |  | Not Affected | Not Affected | Not Affected | Not Affected | Not Affected | Not Affected | Not Affected | Not Affected | Not Affected | Not Affected | Not Affected | Not Affected | Not Affected | Not Affected | Not Affected | Not Affected | Not Affected | Not Affected | Not Affected | Not Affected | Not Affected | 0 | 0 | 0 | 0 | 21 | Polygon
Critical Infrastructure | Stormwater Treatment Facilities and Pump Stations | Stormwater Ponds - NHD |  | STFPS_PG_157439 |  | Not Affected | Not Affected | Not Affected | Not Affected | Not Affected | Not Affected | Not Affected | Not Affected | Not Affected | Not Affected | Not Affected | Not Affected | Not Affected | Not Affected | Not Affected | Not Affected | Not Affected | Not Affected | Not Affected | Not Affected | Not Affected | 0 | 0 | 0 | 0 | 21 | Polygon
Critical Infrastructure | Stormwater Treatment Facilities and Pump Stations | Stormwater Ponds - NHD |  | STFPS_PG_157440 |  | Not Affected | Not Affected | Not Affected | Not Affected | Not Affected | Not Affected | Not Affected | Not Affected | Not Affected | Not Affected | Not Affected | Not Affected | Not Affected | Not Affected | Not Affected | Not Affected | Not Affected | Not Affected | Not Affected | Not Affected | Not Affected | 0 | 0 | 0 | 0 | 21 | Polygon
Critical Infrastructure | Stormwater Treatment Facilities and Pump Stations | Stormwater Ponds - NHD |  | STFPS_PG_157441 |  | Not Affected | Not Affected | Not Affected | Not Affected | Not Affected | Not Affected | Not Affected | Not Affected | Not Affected | Not Affected | Not Affected | Not Affected | Not Affected | Not Affected | Not Affected | Not Affected | Not Affected | Not Affected | Not Affected | Not Affected | Not Affected | 0 | 0 | 0 | 0 | 21 | Polygon
Critical Infrastructure | Stormwater Treatment Facilities and Pump Stations | Stormwater Ponds - NHD |  | STFPS_PG_157442 |  | Not Affected | Not Affected | Not Affected | Not Affected | Not Affected | Not Affected | Not Affected | Not Affected | Not Affected | Not Affected | Not Affected | Not Affected | Not Affected | Not Affected | Not Affected | Not Affected | Not Affected | Not Affected | Not Affected | Not Affected | Not Affected | 0 | 0 | 0 | 0 | 21 | Polygon
Critical Infrastructure | Stormwater Treatment Facilities and Pump Stations | Stormwater Ponds - NHD |  | STFPS_PG_157443 |  | Not Affected | Not Affected | Not Affected | Not Affected | Not Affected | Not Affected | Not Affected | Not Affected | Not Affected | Not Affected | Not Affected | Not Affected | Not Affected | Not Affected | Not Affected | Not Affected | Not Affected | Not Affected | Not Affected | Not Affected | Not Affected | 0 | 0 | 0 | 0 | 21 | Polygon
Critical Infrastructure | Stormwater Treatment Facilities and Pump Stations | Stormwater Ponds - NHD |  | STFPS_PG_157444 |  | Not Affected | Not Affected | Not Affected | Not Affected | Not Affected | Not Affected | Not Affected | Not Affected | Not Affected | Not Affected | Not Affected | Not Affected | Not Affected | Not Affected | Not Affected | Not Affected | Not Affected | Not Affected | Not Affected | Not Affected | Not Affected | 0 | 0 | 0 | 0 | 21 | Polygon
Critical Infrastructure | Stormwater Treatment Facilities and Pump Stations | Stormwater Ponds - NHD |  | STFPS_PG_157445 |  | Not Affected | Not Affected | Not Affected | Not Affected | Not Affected | Not Affected | Not Affected | Not Affected | Not Affected | Not Affected | Not Affected | Not Affected | Not Affected | Not Affected | Not Affected | Not Affected | Not Affected | Not Affected | Not Affected | Not Affected | Not Affected | 0 | 0 | 0 | 0 | 21 | Polygon
Critical Infrastructure | Stormwater Treatment Facilities and Pump Stations | Stormwater Ponds - NHD |  | STFPS_PG_157446 |  | Not Affected | Not Affected | Not Affected | Not Affected | Not Affected | Not Affected | Not Affected | Not Affected | Not Affected | Not Affected | Not Affected | Not Affected | Not Affected | Not Affected | Not Affected | Not Affected | Not Affected | Not Affected | Not Affected | Not Affected | Not Affected | 0 | 0 | 0 | 0 | 21 | Polygon
Critical Infrastructure | Stormwater Treatment Facilities and Pump Stations | Stormwater Ponds - NHD |  | STFPS_PG_157447 |  | Not Affected | Not Affected | Not Affected | Not Affected | Not Affected | Not Affected | Not Affected | Not Affected | Not Affected | Not Affected | Not Affected | Not Affected | Not Affected | Not Affected | Not Affected | Not Affected | Not Affected | Not Affected | Not Affected | Not Affected | Not Affected | 0 | 0 | 0 | 0 | 21 | Polygon
Critical Infrastructure | Stormwater Treatment Facilities and Pump Stations | Stormwater Ponds - NHD |  | STFPS_PG_157451 |  | Not Affected | Not Affected | Not Affected | Not Affected | Not Affected | Not Affected | Not Affected | Not Affected | Not Affected | Not Affected | Not Affected | Not Affected | Not Affected | Not Affected | Not Affected | Not Affected | Not Affected | Not Affected | Not Affected | Not Affected | Not Affected | 0 | 0 | 0 | 0 | 21 | Polygon
Critical Infrastructure | Stormwater Treatment Facilities and Pump Stations | Stormwater Ponds - NHD |  | STFPS_PG_157452 |  | Not Affected | Not Affected | Not Affected | Not Affected | Not Affected | Not Affected | Not Affected | Not Affected | Not Affected | Not Affected | Not Affected | Not Affected | Not Affected | Not Affected | Not Affected | Not Affected | Not Affected | Not Affected | Not Affected | Not Affected | Not Affected | 0 | 0 | 0 | 0 | 21 | Polygon
Critical Infrastructure | Stormwater Treatment Facilities and Pump Stations | Stormwater Ponds - NHD |  | STFPS_PG_157454 |  | Not Affected | Not Affected | Not Affected | Not Affected | Not Affected | Not Affected | Not Affected | Not Affected | Not Affected | Not Affected | Not Affected | Not Affected | Not Affected | Not Affected | Not Affected | Not Affected | Not Affected | Not Affected | Not Affected | Not Affected | Not Affected | 0 | 0 | 0 | 0 | 21 | Polygon
Critical Infrastructure | Stormwater Treatment Facilities and Pump Stations | Stormwater Ponds - NHD |  | STFPS_PG_157455 |  | Not Affected | Not Affected | Not Affected | Not Affected | Not Affected | Not Affected | Not Affected | Not Affected | Not Affected | Not Affected | Not Affected | Not Affected | Not Affected | Not Affected | Not Affected | Not Affected | Not Affected | Not Affected | Not Affected | Not Affected | Not Affected | 0 | 0 | 0 | 0 | 21 | Polygon
Critical Infrastructure | Stormwater Treatment Facilities and Pump Stations | Stormwater Ponds - NHD |  | STFPS_PG_157459 |  | Not Affected | Not Affected | Not Affected | Not Affected | Not Affected | Not Affected | Not Affected | Not Affected | Not Affected | Not Affected | Not Affected | Not Affected | Not Affected | Not Affected | Not Affected | Not Affected | Not Affected | Not Affected | Not Affected | Not Affected | Not Affected | 0 | 0 | 0 | 0 | 21 | Polygon
Critical Infrastructure | Stormwater Treatment Facilities and Pump Stations | Stormwater Ponds - NHD |  | STFPS_PG_157460 |  | Not Affected | Not Affected | Not Affected | Not Affected | Not Affected | Not Affected | Not Affected | Not Affected | Not Affected | Not Affected | Not Affected | Not Affected | Not Affected | Not Affected | Not Affected | Not Affected | Not Affected | Not Affected | Not Affected | Not Affected | Not Affected | 0 | 0 | 0 | 0 | 21 | Polygon
Critical Infrastructure | Stormwater Treatment Facilities and Pump Stations | Stormwater Ponds - NHD |  | STFPS_PG_157461 |  | Not Affected | Not Affected | Not Affected | Not Affected | Not Affected | Not Affected | Not Affected | Not Affected | Not Affected | Not Affected | Not Affected | Not Affected | Not Affected | Not Affected | Not Affected | Not Affected | Not Affected | Not Affected | Not Affected | Not Affected | Not Affected | 0 | 0 | 0 | 0 | 21 | Polygon
Critical Infrastructure | Stormwater Treatment Facilities and Pump Stations | Stormwater Ponds - NHD |  | STFPS_PG_157463 |  | Not Affected | Not Affected | Not Affected | Not Affected | Not Affected | Not Affected | Not Affected | Not Affected | Not Affected | Not Affected | Not Affected | Not Affected | Not Affected | Not Affected | Not Affected | Not Affected | Not Affected | Not Affected | Not Affected | Not Affected | Not Affected | 0 | 0 | 0 | 0 | 21 | Polygon
Critical Infrastructure | Stormwater Treatment Facilities and Pump Stations | Stormwater Ponds - NHD |  | STFPS_PG_157464 |  | Not Affected | Not Affected | Not Affected | Not Affected | Not Affected | Not Affected | Not Affected | Not Affected | Not Affected | Not Affected | Not Affected | Not Affected | Not Affected | Not Affected | Not Affected | Not Affected | Not Affected | Not Affected | Not Affected | Not Affected | Not Affected | 0 | 0 | 0 | 0 | 21 | Polygon
Critical Infrastructure | Stormwater Treatment Facilities and Pump Stations | Stormwater Ponds - NHD |  | STFPS_PG_157465 |  | Not Affected | Not Affected | Not Affected | Not Affected | Not Affected | Not Affected | Not Affected | Not Affected | Not Affected | Not Affected | Not Affected | Not Affected | Not Affected | Not Affected | Not Affected | Not Affected | Not Affected | Not Affected | Not Affected | Not Affected | Not Affected | 0 | 0 | 0 | 0 | 21 | Polygon
Critical Infrastructure | Stormwater Treatment Facilities and Pump Stations | Stormwater Ponds - NHD |  | STFPS_PG_157469 |  | Not Affected | Not Affected | Not Affected | Not Affected | Not Affected | Not Affected | Not Affected | Not Affected | Not Affected | Not Affected | Not Affected | Not Affected | Not Affected | Not Affected | Not Affected | Not Affected | Not Affected | Not Affected | Not Affected | Not Affected | Not Affected | 0 | 0 | 0 | 0 | 21 | Polygon
Critical Infrastructure | Stormwater Treatment Facilities and Pump Stations | Stormwater Ponds - NHD |  | STFPS_PG_157471 |  | Not Affected | Not Affected | Not Affected | Not Affected | Not Affected | Not Affected | Not Affected | Not Affected | Not Affected | Not Affected | Not Affected | Not Affected | Not Affected | Not Affected | Not Affected | Not Affected | Not Affected | Not Affected | Not Affected | Not Affected | Not Affected | 0 | 0 | 0 | 0 | 21 | Polygon
Critical Infrastructure | Stormwater Treatment Facilities and Pump Stations | Stormwater Ponds - NHD |  | STFPS_PG_157472 |  | Not Affected | Not Affected | Not Affected | Not Affected | Not Affected | Not Affected | Not Affected | Not Affected | Not Affected | Not Affected | Not Affected | Not Affected | Not Affected | Not Affected | Not Affected | Not Affected | Not Affected | Not Affected | Not Affected | Not Affected | Not Affected | 0 | 0 | 0 | 0 | 21 | Polygon
Critical Infrastructure | Stormwater Treatment Facilities and Pump Stations | Stormwater Ponds - NHD |  | STFPS_PG_157473 |  | Not Affected | Not Affected | Not Affected | Not Affected | Not Affected | Not Affected | Not Affected | Not Affected | Not Affected | Not Affected | Not Affected | Not Affected | Not Affected | Not Affected | Not Affected | Not Affected | Not Affected | Not Affected | Not Affected | Not Affected | Not Affected | 0 | 0 | 0 | 0 | 21 | Polygon
Critical Infrastructure | Stormwater Treatment Facilities and Pump Stations | Stormwater Ponds - NHD |  | STFPS_PG_157474 |  | Not Affected | Not Affected | Not Affected | Not Affected | Not Affected | Not Affected | Not Affected | Not Affected | Not Affected | Not Affected | Not Affected | Not Affected | Not Affected | Not Affected | Not Affected | Not Affected | Not Affected | Not Affected | Not Affected | Not Affected | Not Affected | 0 | 0 | 0 | 0 | 21 | Polygon
Critical Infrastructure | Stormwater Treatment Facilities and Pump Stations | Stormwater Ponds - NHD |  | STFPS_PG_157475 |  | Not Affected | Not Affected | Not Affected | Not Affected | Not Affected | Not Affected | Not Affected | Not Affected | Not Affected | Not Affected | Not Affected | Not Affected | Not Affected | Not Affected | Not Affected | Not Affected | Not Affected | Not Affected | Not Affected | Not Affected | Not Affected | 0 | 0 | 0 | 0 | 21 | Polygon
Critical Infrastructure | Stormwater Treatment Facilities and Pump Stations | Stormwater Ponds - NHD |  | STFPS_PG_157476 |  | Not Affected | Not Affected | Not Affected | Not Affected | Not Affected | Not Affected | Not Affected | Not Affected | Not Affected | Not Affected | Not Affected | Not Affected | Not Affected | Not Affected | Not Affected | Not Affected | Not Affected | Not Affected | Not Affected | Not Affected | Not Affected | 0 | 0 | 0 | 0 | 21 | Polygon
Critical Infrastructure | Stormwater Treatment Facilities and Pump Stations | Stormwater Ponds - NHD |  | STFPS_PG_157477 |  | Not Affected | Not Affected | Not Affected | Not Affected | Not Affected | Not Affected | Not Affected | Not Affected | Not Affected | Not Affected | Not Affected | Not Affected | Not Affected | Not Affected | Not Affected | Not Affected | Not Affected | Not Affected | Not Affected | Not Affected | Not Affected | 0 | 0 | 0 | 0 | 21 | Polygon
Critical Infrastructure | Stormwater Treatment Facilities and Pump Stations | Stormwater Ponds - NHD |  | STFPS_PG_157478 |  | Not Affected | Not Affected | Not Affected | Not Affected | Not Affected | Not Affected | Not Affected | Not Affected | Not Affected | Not Affected | Not Affected | Not Affected | Not Affected | Not Affected | Not Affected | Not Affected | Not Affected | Not Affected | Not Affected | Not Affected | Not Affected | 0 | 0 | 0 | 0 | 21 | Polygon
Critical Infrastructure | Stormwater Treatment Facilities and Pump Stations | Stormwater Ponds - NHD |  | STFPS_PG_157479 |  | Not Affected | Not Affected | Not Affected | Not Affected | Not Affected | Not Affected | Not Affected | Not Affected | Not Affected | Not Affected | Not Affected | Not Affected | Not Affected | Not Affected | Not Affected | Not Affected | Not Affected | Not Affected | Not Affected | Not Affected | Not Affected | 0 | 0 | 0 | 0 | 21 | Polygon
Critical Infrastructure | Stormwater Treatment Facilities and Pump Stations | Stormwater Ponds - NHD |  | STFPS_PG_157480 |  | Not Affected | Not Affected | Not Affected | Not Affected | Not Affected | Not Affected | Not Affected | Not Affected | Not Affected | Not Affected | Not Affected | Not Affected | Not Affected | Not Affected | Not Affected | Not Affected | Not Affected | Not Affected | Not Affected | Not Affected | Not Affected | 0 | 0 | 0 | 0 | 21 | Polygon
Critical Infrastructure | Stormwater Treatment Facilities and Pump Stations | Stormwater Ponds - NHD |  | STFPS_PG_157481 |  | Not Affected | Not Affected | Not Affected | Not Affected | Not Affected | Not Affected | Not Affected | Not Affected | Not Affected | Not Affected | Not Affected | Not Affected | Not Affected | Not Affected | Not Affected | Not Affected | Not Affected | Not Affected | Not Affected | Not Affected | Not Affected | 0 | 0 | 0 | 0 | 21 | Polygon
Critical Infrastructure | Stormwater Treatment Facilities and Pump Stations | Stormwater Ponds - NHD |  | STFPS_PG_157482 |  | Not Affected | Not Affected | Not Affected | Not Affected | Not Affected | Not Affected | Not Affected | Not Affected | Not Affected | Not Affected | Not Affected | Not Affected | Not Affected | Not Affected | Not Affected | Not Affected | Not Affected | Not Affected | Not Affected | Not Affected | Not Affected | 0 | 0 | 0 | 0 | 21 | Polygon
Critical Infrastructure | Stormwater Treatment Facilities and Pump Stations | Stormwater Ponds - NHD |  | STFPS_PG_157483 |  | Not Affected | Not Affected | Not Affected | Not Affected | Not Affected | Not Affected | Not Affected | Not Affected | Not Affected | Not Affected | Not Affected | Not Affected | Not Affected | Not Affected | Not Affected | Not Affected | Not Affected | Not Affected | Not Affected | Not Affected | Not Affected | 0 | 0 | 0 | 0 | 21 | Polygon
Critical Infrastructure | Stormwater Treatment Facilities and Pump Stations | Stormwater Ponds - NHD |  | STFPS_PG_157484 |  | Not Affected | Not Affected | Not Affected | Not Affected | Not Affected | Not Affected | Not Affected | Not Affected | Not Affected | Not Affected | Not Affected | Not Affected | Not Affected | Not Affected | Not Affected | Not Affected | Not Affected | Not Affected | Not Affected | Not Affected | Not Affected | 0 | 0 | 0 | 0 | 21 | Polygon
Critical Infrastructure | Stormwater Treatment Facilities and Pump Stations | Stormwater Ponds - NHD |  | STFPS_PG_157485 |  | Not Affected | Not Affected | Not Affected | Not Affected | Not Affected | Not Affected | Not Affected | Not Affected | Not Affected | Not Affected | Not Affected | Not Affected | Not Affected | Not Affected | Not Affected | Not Affected | Not Affected | Not Affected | Not Affected | Not Affected | Not Affected | 0 | 0 | 0 | 0 | 21 | Polygon
Critical Infrastructure | Stormwater Treatment Facilities and Pump Stations | Stormwater Ponds - NHD |  | STFPS_PG_157486 |  | Not Affected | Not Affected | Not Affected | Not Affected | Not Affected | Not Affected | Not Affected | Not Affected | Not Affected | Not Affected | Not Affected | Not Affected | Not Affected | Not Affected | Not Affected | Not Affected | Not Affected | Not Affected | Not Affected | Not Affected | Not Affected | 0 | 0 | 0 | 0 | 21 | Polygon
Critical Infrastructure | Stormwater Treatment Facilities and Pump Stations | Stormwater Ponds - NHD |  | STFPS_PG_157487 |  | Not Affected | Not Affected | Not Affected | Not Affected | Not Affected | Not Affected | Not Affected | Not Affected | Not Affected | Not Affected | Not Affected | Not Affected | Not Affected | Not Affected | Not Affected | Not Affected | Not Affected | Not Affected | Not Affected | Not Affected | Not Affected | 0 | 0 | 0 | 0 | 21 | Polygon
Critical Infrastructure | Stormwater Treatment Facilities and Pump Stations | Stormwater Ponds - NHD |  | STFPS_PG_157488 |  | Not Affected | Not Affected | Not Affected | Not Affected | Not Affected | Not Affected | Not Affected | Not Affected | Not Affected | Not Affected | Not Affected | Not Affected | Not Affected | Not Affected | Not Affected | Not Affected | Not Affected | Not Affected | Not Affected | Not Affected | Not Affected | 0 | 0 | 0 | 0 | 21 | Polygon
Critical Infrastructure | Stormwater Treatment Facilities and Pump Stations | Stormwater Ponds - NHD |  | STFPS_PG_157489 |  | Not Affected | Not Affected | Not Affected | Not Affected | Not Affected | Not Affected | Not Affected | Not Affected | Not Affected | Not Affected | Not Affected | Not Affected | Not Affected | Not Affected | Not Affected | Not Affected | Not Affected | Not Affected | Not Affected | Not Affected | Not Affected | 0 | 0 | 0 | 0 | 21 | Polygon
Critical Infrastructure | Stormwater Treatment Facilities and Pump Stations | Stormwater Ponds - NHD |  | STFPS_PG_157490 |  | Not Affected | Not Affected | Not Affected | Not Affected | Not Affected | Not Affected | Not Affected | Not Affected | Not Affected | Not Affected | Not Affected | Not Affected | Not Affected | Not Affected | Not Affected | Not Affected | Not Affected | Not Affected | Not Affected | Not Affected | Not Affected | 0 | 0 | 0 | 0 | 21 | Polygon
Critical Infrastructure | Stormwater Treatment Facilities and Pump Stations | Stormwater Ponds - NHD |  | STFPS_PG_157491 |  | Not Affected | Not Affected | Not Affected | Not Affected | Not Affected | Not Affected | Not Affected | Not Affected | Not Affected | Not Affected | Not Affected | Not Affected | Not Affected | Not Affected | Not Affected | Not Affected | Not Affected | Not Affected | Not Affected | Not Affected | Not Affected | 0 | 0 | 0 | 0 | 21 | Polygon
Critical Infrastructure | Stormwater Treatment Facilities and Pump Stations | Stormwater Ponds - NHD |  | STFPS_PG_157492 |  | Not Affected | Not Affected | Not Affected | Not Affected | Not Affected | Not Affected | Not Affected | Not Affected | Not Affected | Not Affected | Not Affected | Not Affected | Not Affected | Not Affected | Not Affected | Not Affected | Not Affected | Not Affected | Not Affected | Not Affected | Not Affected | 0 | 0 | 0 | 0 | 21 | Polygon
Critical Infrastructure | Stormwater Treatment Facilities and Pump Stations | Stormwater Ponds - NHD |  | STFPS_PG_157494 |  | Not Affected | Not Affected | Not Affected | Not Affected | Not Affected | Not Affected | Not Affected | Not Affected | Not Affected | Not Affected | Not Affected | Not Affected | Not Affected | Not Affected | Not Affected | Not Affected | Not Affected | Not Affected | Not Affected | Not Affected | Not Affected | 0 | 0 | 0 | 0 | 21 | Polygon
Critical Infrastructure | Stormwater Treatment Facilities and Pump Stations | Stormwater Ponds - NHD |  | STFPS_PG_157495 |  | Not Affected | Not Affected | Not Affected | Not Affected | Not Affected | Not Affected | Not Affected | Not Affected | Not Affected | Not Affected | Not Affected | Not Affected | Not Affected | Not Affected | Not Affected | Not Affected | Not Affected | Not Affected | Not Affected | Not Affected | Not Affected | 0 | 0 | 0 | 0 | 21 | Polygon
Critical Infrastructure | Stormwater Treatment Facilities and Pump Stations | Stormwater Ponds - NHD |  | STFPS_PG_157496 |  | Not Affected | Not Affected | Not Affected | Not Affected | Not Affected | Not Affected | Not Affected | Not Affected | Not Affected | Not Affected | Not Affected | Not Affected | Not Affected | Not Affected | Not Affected | Not Affected | Not Affected | Not Affected | Not Affected | Not Affected | Not Affected | 0 | 0 | 0 | 0 | 21 | Polygon
Critical Infrastructure | Stormwater Treatment Facilities and Pump Stations | Stormwater Ponds - NHD |  | STFPS_PG_157497 |  | Not Affected | Not Affected | Not Affected | Not Affected | Not Affected | Not Affected | Not Affected | Not Affected | Not Affected | Not Affected | Not Affected | Not Affected | Not Affected | Not Affected | Not Affected | Not Affected | Not Affected | Not Affected | Not Affected | Not Affected | Not Affected | 0 | 0 | 0 | 0 | 21 | Polygon
Critical Infrastructure | Stormwater Treatment Facilities and Pump Stations | Stormwater Ponds - NHD |  | STFPS_PG_157499 |  | Not Affected | Not Affected | Not Affected | Not Affected | Not Affected | Not Affected | Not Affected | Not Affected | Not Affected | Not Affected | Not Affected | Not Affected | Not Affected | Not Affected | Not Affected | Not Affected | Not Affected | Not Affected | Not Affected | Not Affected | Not Affected | 0 | 0 | 0 | 0 | 21 | Polygon
Critical Infrastructure | Stormwater Treatment Facilities and Pump Stations | Stormwater Ponds - NHD |  | STFPS_PG_157500 |  | Not Affected | Not Affected | Not Affected | Not Affected | Not Affected | Not Affected | Not Affected | Not Affected | Not Affected | Not Affected | Not Affected | Not Affected | Not Affected | Not Affected | Not Affected | Not Affected | Not Affected | Not Affected | Not Affected | Not Affected | Not Affected | 0 | 0 | 0 | 0 | 21 | Polygon
Critical Infrastructure | Stormwater Treatment Facilities and Pump Stations | Stormwater Ponds - NHD |  | STFPS_PG_157501 |  | Not Affected | Not Affected | Not Affected | Not Affected | Not Affected | Not Affected | Not Affected | Not Affected | Not Affected | Not Affected | Not Affected | Not Affected | Not Affected | Not Affected | Not Affected | Not Affected | Not Affected | Not Affected | Not Affected | Not Affected | Not Affected | 0 | 0 | 0 | 0 | 21 | Polygon
Critical Infrastructure | Stormwater Treatment Facilities and Pump Stations | Stormwater Ponds - NHD |  | STFPS_PG_157502 |  | Not Affected | Not Affected | Not Affected | Not Affected | Not Affected | Not Affected | Not Affected | Not Affected | Not Affected | Not Affected | Not Affected | Not Affected | Not Affected | Not Affected | Not Affected | Not Affected | Not Affected | Not Affected | Not Affected | Not Affected | Not Affected | 0 | 0 | 0 | 0 | 21 | Polygon
Critical Infrastructure | Stormwater Treatment Facilities and Pump Stations | Stormwater Ponds - NHD |  | STFPS_PG_157504 |  | Not Affected | Not Affected | Not Affected | Not Affected | Not Affected | Not Affected | Not Affected | Not Affected | Not Affected | Not Affected | Not Affected | Not Affected | Not Affected | Not Affected | Not Affected | Not Affected | Not Affected | Not Affected | Not Affected | Not Affected | Not Affected | 0 | 0 | 0 | 0 | 21 | Polygon
Critical Infrastructure | Stormwater Treatment Facilities and Pump Stations | Stormwater Ponds - NHD |  | STFPS_PG_157506 |  | Not Affected | Not Affected | Not Affected | Not Affected | Not Affected | Not Affected | Not Affected | Not Affected | Not Affected | Not Affected | Not Affected | Not Affected | Not Affected | Not Affected | Not Affected | Not Affected | Not Affected | Not Affected | Not Affected | Not Affected | Not Affected | 0 | 0 | 0 | 0 | 21 | Polygon
Critical Infrastructure | Stormwater Treatment Facilities and Pump Stations | Stormwater Ponds - NHD |  | STFPS_PG_157507 |  | Not Affected | Not Affected | Not Affected | Not Affected | Not Affected | Not Affected | Not Affected | Not Affected | Not Affected | Not Affected | Not Affected | Not Affected | Not Affected | Not Affected | Not Affected | Not Affected | Not Affected | Not Affected | Not Affected | Not Affected | Not Affected | 0 | 0 | 0 | 0 | 21 | Polygon
Critical Infrastructure | Stormwater Treatment Facilities and Pump Stations | Stormwater Ponds - NHD |  | STFPS_PG_157509 |  | Not Affected | Not Affected | Not Affected | Not Affected | Not Affected | Not Affected | Not Affected | Not Affected | Not Affected | Not Affected | Not Affected | Not Affected | Not Affected | Not Affected | Not Affected | Not Affected | Not Affected | Not Affected | Not Affected | Not Affected | Not Affected | 0 | 0 | 0 | 0 | 21 | Polygon
Critical Infrastructure | Stormwater Treatment Facilities and Pump Stations | Stormwater Ponds - NHD |  | STFPS_PG_157513 |  | Not Affected | Not Affected | Not Affected | Not Affected | Not Affected | Not Affected | Not Affected | Not Affected | Not Affected | Not Affected | Not Affected | Not Affected | Not Affected | Not Affected | Not Affected | Not Affected | Not Affected | Not Affected | Not Affected | Not Affected | Not Affected | 0 | 0 | 0 | 0 | 21 | Polygon
Critical Infrastructure | Stormwater Treatment Facilities and Pump Stations | Stormwater Ponds - NHD |  | STFPS_PG_157522 |  | Not Affected | Not Affected | Not Affected | Not Affected | Not Affected | Not Affected | Not Affected | Not Affected | Not Affected | Not Affected | Not Affected | Not Affected | Not Affected | Not Affected | Not Affected | Not Affected | Not Affected | Not Affected | Not Affected | Not Affected | Not Affected | 0 | 0 | 0 | 0 | 21 | Polygon
Critical Infrastructure | Stormwater Treatment Facilities and Pump Stations | Stormwater Ponds - NHD |  | STFPS_PG_157523 |  | Not Affected | Not Affected | Not Affected | Not Affected | Not Affected | Not Affected | Not Affected | Not Affected | Not Affected | Not Affected | Not Affected | Not Affected | Not Affected | Not Affected | Not Affected | Not Affected | Not Affected | Not Affected | Not Affected | Not Affected | Not Affected | 0 | 0 | 0 | 0 | 21 | Polygon
Critical Infrastructure | Stormwater Treatment Facilities and Pump Stations | Stormwater Ponds - NHD |  | STFPS_PG_157524 |  | Not Affected | Not Affected | Not Affected | Not Affected | Not Affected | Not Affected | Not Affected | Not Affected | Not Affected | Not Affected | Not Affected | Not Affected | Not Affected | Not Affected | Not Affected | Not Affected | Not Affected | Not Affected | Not Affected | Not Affected | Not Affected | 0 | 0 | 0 | 0 | 21 | Polygon
Critical Infrastructure | Stormwater Treatment Facilities and Pump Stations | Stormwater Ponds - NHD |  | STFPS_PG_157525 |  | Not Affected | Not Affected | Not Affected | Not Affected | Not Affected | Not Affected | Not Affected | Not Affected | Not Affected | Not Affected | Not Affected | Not Affected | Not Affected | Not Affected | Not Affected | Not Affected | Not Affected | Not Affected | Not Affected | Not Affected | Not Affected | 0 | 0 | 0 | 0 | 21 | Polygon
Critical Infrastructure | Stormwater Treatment Facilities and Pump Stations | Stormwater Ponds - NHD |  | STFPS_PG_157527 |  | Not Affected | Not Affected | Not Affected | Not Affected | Not Affected | Not Affected | Not Affected | Not Affected | Not Affected | Not Affected | Not Affected | Not Affected | Not Affected | Not Affected | Not Affected | Not Affected | Not Affected | Not Affected | Not Affected | Not Affected | Not Affected | 0 | 0 | 0 | 0 | 21 | Polygon
Critical Infrastructure | Stormwater Treatment Facilities and Pump Stations | Stormwater Ponds - NHD |  | STFPS_PG_157614 |  | Not Affected | Not Affected | Not Affected | Not Affected | Not Affected | Not Affected | Not Affected | Not Affected | Not Affected | Not Affected | Not Affected | Not Affected | Not Affected | Not Affected | Not Affected | Not Affected | Not Affected | Not Affected | Not Affected | Not Affected | Not Affected | 0 | 0 | 0 | 0 | 21 | Polygon
Critical Infrastructure | Stormwater Treatment Facilities and Pump Stations | Stormwater Ponds - NHD |  | STFPS_PG_157615 |  | Not Affected | Not Affected | Not Affected | Not Affected | Not Affected | Not Affected | Not Affected | Not Affected | Not Affected | Not Affected | Not Affected | Not Affected | Not Affected | Not Affected | Not Affected | Not Affected | Not Affected | Not Affected | Not Affected | Not Affected | Not Affected | 0 | 0 | 0 | 0 | 21 | Polygon
Critical Infrastructure | Stormwater Treatment Facilities and Pump Stations | Stormwater Ponds - NHD |  | STFPS_PG_157624 |  | Not Affected | Not Affected | Not Affected | Not Affected | Not Affected | Not Affected | Not Affected | Not Affected | Not Affected | Not Affected | Not Affected | Not Affected | Not Affected | Not Affected | Not Affected | Not Affected | Not Affected | Not Affected | Not Affected | Not Affected | Not Affected | 0 | 0 | 0 | 0 | 21 | Polygon
Critical Infrastructure | Stormwater Treatment Facilities and Pump Stations | Stormwater Ponds - NHD |  | STFPS_PG_157626 |  | Not Affected | Not Affected | Not Affected | Not Affected | Not Affected | Not Affected | Not Affected | Not Affected | Not Affected | Not Affected | Not Affected | Not Affected | Not Affected | Not Affected | Not Affected | Not Affected | Not Affected | Not Affected | Not Affected | Not Affected | Not Affected | 0 | 0 | 0 | 0 | 21 | Polygon
Critical Infrastructure | Stormwater Treatment Facilities and Pump Stations | Stormwater Ponds - NHD |  | STFPS_PG_157639 |  | Not Affected | Not Affected | Not Affected | Not Affected | Not Affected | Not Affected | Not Affected | Not Affected | Not Affected | Not Affected | Not Affected | Not Affected | Not Affected | Not Affected | Not Affected | Not Affected | Not Affected | Not Affected | Not Affected | Not Affected | Not Affected | 0 | 0 | 0 | 0 | 21 | Polygon
Critical Infrastructure | Stormwater Treatment Facilities and Pump Stations | Stormwater Ponds - NHD |  | STFPS_PG_157640 |  | Not Affected | Not Affected | Not Affected | Not Affected | Not Affected | Not Affected | Not Affected | Not Affected | Not Affected | Not Affected | Not Affected | Not Affected | Not Affected | Not Affected | Not Affected | Not Affected | Not Affected | Not Affected | Not Affected | Not Affected | Not Affected | 0 | 0 | 0 | 0 | 21 | Polygon
Critical Infrastructure | Stormwater Treatment Facilities and Pump Stations | Stormwater Ponds - NHD |  | STFPS_PG_157641 |  | Not Affected | Not Affected | Not Affected | Not Affected | Not Affected | Not Affected | Not Affected | Not Affected | Not Affected | Not Affected | Not Affected | Not Affected | Not Affected | Not Affected | Not Affected | Not Affected | Not Affected | Not Affected | Not Affected | Not Affected | Not Affected | 0 | 0 | 0 | 0 | 21 | Polygon
Critical Infrastructure | Stormwater Treatment Facilities and Pump Stations | Stormwater Ponds - NHD |  | STFPS_PG_157642 |  | Not Affected | Not Affected | Not Affected | Not Affected | Not Affected | Not Affected | Not Affected | Not Affected | Not Affected | Not Affected | Not Affected | Not Affected | Not Affected | Not Affected | Not Affected | Not Affected | Not Affected | Not Affected | Not Affected | Not Affected | Not Affected | 0 | 0 | 0 | 0 | 21 | Polygon
Critical Infrastructure | Stormwater Treatment Facilities and Pump Stations | Stormwater Ponds - NHD |  | STFPS_PG_157643 |  | Not Affected | Not Affected | Not Affected | Not Affected | Not Affected | Not Affected | Not Affected | Not Affected | Not Affected | Not Affected | Not Affected | Not Affected | Not Affected | Not Affected | Not Affected | Not Affected | Not Affected | Not Affected | Not Affected | Not Affected | Not Affected | 0 | 0 | 0 | 0 | 21 | Polygon
Critical Infrastructure | Stormwater Treatment Facilities and Pump Stations | Stormwater Ponds - NHD |  | STFPS_PG_157644 |  | Not Affected | Not Affected | Not Affected | Not Affected | Not Affected | Not Affected | Not Affected | Not Affected | Not Affected | Not Affected | Not Affected | Not Affected | Not Affected | Not Affected | Not Affected | Not Affected | Not Affected | Not Affected | Not Affected | Not Affected | Not Affected | 0 | 0 | 0 | 0 | 21 | Polygon
Critical Infrastructure | Stormwater Treatment Facilities and Pump Stations | Stormwater Ponds - NHD |  | STFPS_PG_157647 |  | Not Affected | Not Affected | Not Affected | Not Affected | Not Affected | Not Affected | Not Affected | Not Affected | Not Affected | Not Affected | Not Affected | Not Affected | Not Affected | Not Affected | Not Affected | Not Affected | Not Affected | Not Affected | Not Affected | Not Affected | Not Affected | 0 | 0 | 0 | 0 | 21 | Polygon
Critical Infrastructure | Stormwater Treatment Facilities and Pump Stations | Stormwater Ponds - NHD |  | STFPS_PG_157648 |  | Not Affected | Not Affected | Not Affected | Not Affected | Not Affected | Not Affected | Not Affected | Not Affected | Not Affected | Not Affected | Not Affected | Not Affected | Not Affected | Not Affected | Not Affected | Not Affected | Not Affected | Not Affected | Not Affected | Not Affected | Not Affected | 0 | 0 | 0 | 0 | 21 | Polygon
Critical Infrastructure | Stormwater Treatment Facilities and Pump Stations | Stormwater Ponds - NHD |  | STFPS_PG_157654 |  | Not Affected | Not Affected | Not Affected | Not Affected | Not Affected | Not Affected | Not Affected | Not Affected | Not Affected | Not Affected | Not Affected | Not Affected | Not Affected | Not Affected | Not Affected | Not Affected | Not Affected | Not Affected | Not Affected | Not Affected | Not Affected | 0 | 0 | 0 | 0 | 21 | Polygon
Critical Infrastructure | Stormwater Treatment Facilities and Pump Stations | Stormwater Ponds - NHD |  | STFPS_PG_157655 |  | Not Affected | Not Affected | Not Affected | Not Affected | Not Affected | Not Affected | Not Affected | Not Affected | Not Affected | Not Affected | Not Affected | Not Affected | Not Affected | Not Affected | Not Affected | Not Affected | Not Affected | Not Affected | Not Affected | Not Affected | Not Affected | 0 | 0 | 0 | 0 | 21 | Polygon
Critical Infrastructure | Stormwater Treatment Facilities and Pump Stations | Stormwater Ponds - NHD |  | STFPS_PG_157656 |  | Not Affected | Not Affected | Not Affected | Not Affected | Not Affected | Not Affected | Not Affected | Not Affected | Not Affected | Not Affected | Not Affected | Not Affected | Not Affected | Not Affected | Not Affected | Not Affected | Not Affected | Not Affected | Not Affected | Not Affected | Not Affected | 0 | 0 | 0 | 0 | 21 | Polygon
Critical Infrastructure | Stormwater Treatment Facilities and Pump Stations | Stormwater Ponds - NHD |  | STFPS_PG_157658 |  | Not Affected | Not Affected | Not Affected | Not Affected | Not Affected | Not Affected | Not Affected | Not Affected | Not Affected | Not Affected | Not Affected | Not Affected | Not Affected | Not Affected | Not Affected | Not Affected | Not Affected | Not Affected | Not Affected | Not Affected | Not Affected | 0 | 0 | 0 | 0 | 21 | Polygon
Critical Infrastructure | Stormwater Treatment Facilities and Pump Stations | Stormwater Ponds - NHD |  | STFPS_PG_157659 |  | Not Affected | Not Affected | Not Affected | Not Affected | Not Affected | Not Affected | Not Affected | Not Affected | Not Affected | Not Affected | Not Affected | Not Affected | Not Affected | Not Affected | Not Affected | Not Affected | Not Affected | Not Affected | Not Affected | Not Affected | Not Affected | 0 | 0 | 0 | 0 | 21 | Polygon
Critical Infrastructure | Stormwater Treatment Facilities and Pump Stations | Stormwater Ponds - NHD |  | STFPS_PG_157660 |  | Not Affected | Not Affected | Not Affected | Not Affected | Not Affected | Not Affected | Not Affected | Not Affected | Not Affected | Not Affected | Not Affected | Not Affected | Not Affected | Not Affected | Not Affected | Not Affected | Not Affected | Not Affected | Not Affected | Not Affected | Not Affected | 0 | 0 | 0 | 0 | 21 | Polygon
Critical Infrastructure | Stormwater Treatment Facilities and Pump Stations | Stormwater Ponds - NHD |  | STFPS_PG_157661 |  | Not Affected | Not Affected | Not Affected | Not Affected | Not Affected | Not Affected | Not Affected | Not Affected | Not Affected | Not Affected | Not Affected | Not Affected | Not Affected | Not Affected | Not Affected | Not Affected | Not Affected | Not Affected | Not Affected | Not Affected | Not Affected | 0 | 0 | 0 | 0 | 21 | Polygon
Critical Infrastructure | Stormwater Treatment Facilities and Pump Stations | Stormwater Ponds - NHD |  | STFPS_PG_157668 |  | Not Affected | Not Affected | Not Affected | Not Affected | Not Affected | Not Affected | Not Affected | Not Affected | Not Affected | Not Affected | Not Affected | Not Affected | Not Affected | Not Affected | Not Affected | Not Affected | Not Affected | Not Affected | Not Affected | Not Affected | Not Affected | 0 | 0 | 0 | 0 | 21 | Polygon
Critical Infrastructure | Stormwater Treatment Facilities and Pump Stations | Stormwater Ponds - NHD |  | STFPS_PG_157669 |  | Not Affected | Not Affected | Not Affected | Not Affected | Not Affected | Not Affected | Not Affected | Not Affected | Not Affected | Not Affected | Not Affected | Not Affected | Not Affected | Not Affected | Not Affected | Not Affected | Not Affected | Not Affected | Not Affected | Not Affected | Not Affected | 0 | 0 | 0 | 0 | 21 | Polygon
Critical Infrastructure | Stormwater Treatment Facilities and Pump Stations | Stormwater Ponds - NHD |  | STFPS_PG_157670 |  | Not Affected | Not Affected | Not Affected | Not Affected | Not Affected | Not Affected | Not Affected | Not Affected | Not Affected | Not Affected | Not Affected | Not Affected | Not Affected | Not Affected | Not Affected | Not Affected | Not Affected | Not Affected | Not Affected | Not Affected | Not Affected | 0 | 0 | 0 | 0 | 21 | Polygon
Critical Infrastructure | Stormwater Treatment Facilities and Pump Stations | Stormwater Ponds - NHD |  | STFPS_PG_157671 |  | Not Affected | Not Affected | Not Affected | Not Affected | Not Affected | Not Affected | Not Affected | Not Affected | Not Affected | Not Affected | Not Affected | Not Affected | Not Affected | Not Affected | Not Affected | Not Affected | Not Affected | Not Affected | Not Affected | Not Affected | Not Affected | 0 | 0 | 0 | 0 | 21 | Polygon
Critical Infrastructure | Stormwater Treatment Facilities and Pump Stations | Stormwater Ponds - NHD |  | STFPS_PG_157672 |  | Not Affected | Not Affected | Not Affected | Not Affected | Not Affected | Not Affected | Not Affected | Not Affected | Not Affected | Not Affected | Not Affected | Not Affected | Not Affected | Not Affected | Not Affected | Not Affected | Not Affected | Not Affected | Not Affected | Not Affected | Not Affected | 0 | 0 | 0 | 0 | 21 | Polygon
Critical Infrastructure | Stormwater Treatment Facilities and Pump Stations | Stormwater Ponds - NHD |  | STFPS_PG_157673 |  | Not Affected | Not Affected | Not Affected | Not Affected | Not Affected | Not Affected | Not Affected | Not Affected | Not Affected | Not Affected | Not Affected | Not Affected | Not Affected | Not Affected | Not Affected | Not Affected | Not Affected | Not Affected | Not Affected | Not Affected | Not Affected | 0 | 0 | 0 | 0 | 21 | Polygon
Critical Infrastructure | Stormwater Treatment Facilities and Pump Stations | Stormwater Ponds - NHD |  | STFPS_PG_157675 |  | Not Affected | Not Affected | Not Affected | Not Affected | Not Affected | Not Affected | Not Affected | Not Affected | Not Affected | Not Affected | Not Affected | Not Affected | Not Affected | Not Affected | Not Affected | Not Affected | Not Affected | Not Affected | Not Affected | Not Affected | Not Affected | 0 | 0 | 0 | 0 | 21 | Polygon
Critical Infrastructure | Stormwater Treatment Facilities and Pump Stations | Stormwater Ponds - NHD |  | STFPS_PG_157676 |  | Not Affected | Not Affected | Not Affected | Not Affected | Not Affected | Not Affected | Not Affected | Not Affected | Not Affected | Not Affected | Not Affected | Not Affected | Not Affected | Not Affected | Not Affected | Not Affected | Not Affected | Not Affected | Not Affected | Not Affected | Not Affected | 0 | 0 | 0 | 0 | 21 | Polygon
Critical Infrastructure | Stormwater Treatment Facilities and Pump Stations | Stormwater Ponds - NHD |  | STFPS_PG_157679 |  | Not Affected | Not Affected | Not Affected | Not Affected | Not Affected | Not Affected | Not Affected | Not Affected | Not Affected | Not Affected | Not Affected | Not Affected | Not Affected | Not Affected | Not Affected | Not Affected | Not Affected | Not Affected | Not Affected | Not Affected | Not Affected | 0 | 0 | 0 | 0 | 21 | Polygon
Critical Infrastructure | Stormwater Treatment Facilities and Pump Stations | Stormwater Ponds - NHD |  | STFPS_PG_157680 |  | Not Affected | Not Affected | Not Affected | Not Affected | Not Affected | Not Affected | Not Affected | Not Affected | Not Affected | Not Affected | Not Affected | Not Affected | Not Affected | Not Affected | Not Affected | Not Affected | Not Affected | Not Affected | Not Affected | Not Affected | Not Affected | 0 | 0 | 0 | 0 | 21 | Polygon
Critical Infrastructure | Stormwater Treatment Facilities and Pump Stations | Stormwater Ponds - NHD |  | STFPS_PG_157682 |  | Not Affected | Not Affected | Not Affected | Not Affected | Not Affected | Not Affected | Not Affected | Not Affected | Not Affected | Not Affected | Not Affected | Not Affected | Not Affected | Not Affected | Not Affected | Not Affected | Not Affected | Not Affected | Not Affected | Not Affected | Not Affected | 0 | 0 | 0 | 0 | 21 | Polygon
Critical Infrastructure | Stormwater Treatment Facilities and Pump Stations | Stormwater Ponds - NHD |  | STFPS_PG_157683 |  | Not Affected | Not Affected | Not Affected | Not Affected | Not Affected | Not Affected | Not Affected | Not Affected | Not Affected | Not Affected | Not Affected | Not Affected | Not Affected | Not Affected | Not Affected | Not Affected | Not Affected | Not Affected | Not Affected | Not Affected | Not Affected | 0 | 0 | 0 | 0 | 21 | Polygon
Critical Infrastructure | Stormwater Treatment Facilities and Pump Stations | Stormwater Ponds - NHD |  | STFPS_PG_157684 |  | Not Affected | Not Affected | Not Affected | Not Affected | Not Affected | Not Affected | Not Affected | Not Affected | Not Affected | Not Affected | Not Affected | Not Affected | Not Affected | Not Affected | Not Affected | Not Affected | Not Affected | Not Affected | Not Affected | Not Affected | Not Affected | 0 | 0 | 0 | 0 | 21 | Polygon
Critical Infrastructure | Stormwater Treatment Facilities and Pump Stations | Stormwater Ponds - NHD |  | STFPS_PG_157686 |  | Not Affected | Not Affected | Not Affected | Not Affected | Not Affected | Not Affected | Not Affected | Not Affected | Not Affected | Not Affected | Not Affected | Not Affected | Not Affected | Not Affected | Not Affected | Not Affected | Not Affected | Not Affected | Not Affected | Not Affected | Not Affected | 0 | 0 | 0 | 0 | 21 | Polygon
Critical Infrastructure | Stormwater Treatment Facilities and Pump Stations | Stormwater Ponds - NHD |  | STFPS_PG_157688 |  | Not Affected | Not Affected | Not Affected | Not Affected | Not Affected | Not Affected | Not Affected | Not Affected | Not Affected | Not Affected | Not Affected | Not Affected | Not Affected | Not Affected | Not Affected | Not Affected | Not Affected | Not Affected | Not Affected | Not Affected | Not Affected | 0 | 0 | 0 | 0 | 21 | Polygon
Critical Infrastructure | Stormwater Treatment Facilities and Pump Stations | Stormwater Ponds - NHD |  | STFPS_PG_157689 |  | Not Affected | Not Affected | Not Affected | Not Affected | Not Affected | Not Affected | Not Affected | Not Affected | Not Affected | Not Affected | Not Affected | Not Affected | Not Affected | Not Affected | Not Affected | Not Affected | Not Affected | Not Affected | Not Affected | Not Affected | Not Affected | 0 | 0 | 0 | 0 | 21 | Polygon
Critical Infrastructure | Stormwater Treatment Facilities and Pump Stations | Stormwater Ponds - NHD |  | STFPS_PG_157690 |  | Not Affected | Not Affected | Not Affected | Not Affected | Not Affected | Not Affected | Not Affected | Not Affected | Not Affected | Not Affected | Not Affected | Not Affected | Not Affected | Not Affected | Not Affected | Not Affected | Not Affected | Not Affected | Not Affected | Not Affected | Not Affected | 0 | 0 | 0 | 0 | 21 | Polygon
Critical Infrastructure | Stormwater Treatment Facilities and Pump Stations | Stormwater Ponds - NHD |  | STFPS_PG_157691 |  | Not Affected | Not Affected | Not Affected | Not Affected | Not Affected | Not Affected | Not Affected | Not Affected | Not Affected | Not Affected | Not Affected | Not Affected | Not Affected | Not Affected | Not Affected | Not Affected | Not Affected | Not Affected | Not Affected | Not Affected | Not Affected | 0 | 0 | 0 | 0 | 21 | Polygon
Critical Infrastructure | Stormwater Treatment Facilities and Pump Stations | Stormwater Ponds - NHD |  | STFPS_PG_157692 |  | Not Affected | Not Affected | Not Affected | Not Affected | Not Affected | Not Affected | Not Affected | Not Affected | Not Affected | Not Affected | Not Affected | Not Affected | Not Affected | Not Affected | Not Affected | Not Affected | Not Affected | Not Affected | Not Affected | Not Affected | Not Affected | 0 | 0 | 0 | 0 | 21 | Polygon
Critical Infrastructure | Stormwater Treatment Facilities and Pump Stations | Stormwater Ponds - NHD |  | STFPS_PG_157693 |  | Not Affected | Not Affected | Not Affected | Not Affected | Not Affected | Not Affected | Not Affected | Not Affected | Not Affected | Not Affected | Not Affected | Not Affected | Not Affected | Not Affected | Not Affected | Not Affected | Not Affected | Not Affected | Not Affected | Not Affected | Not Affected | 0 | 0 | 0 | 0 | 21 | Polygon
Critical Infrastructure | Stormwater Treatment Facilities and Pump Stations | Stormwater Ponds - NHD |  | STFPS_PG_157694 |  | Not Affected | Not Affected | Not Affected | Not Affected | Not Affected | Not Affected | Not Affected | Not Affected | Not Affected | Not Affected | Not Affected | Not Affected | Not Affected | Not Affected | Not Affected | Not Affected | Not Affected | Not Affected | Not Affected | Not Affected | Not Affected | 0 | 0 | 0 | 0 | 21 | Polygon
Critical Infrastructure | Stormwater Treatment Facilities and Pump Stations | Stormwater Ponds - NHD |  | STFPS_PG_157696 |  | Not Affected | Not Affected | Not Affected | Not Affected | Not Affected | Not Affected | Not Affected | Not Affected | Not Affected | Not Affected | Not Affected | Not Affected | Not Affected | Not Affected | Not Affected | Not Affected | Not Affected | Not Affected | Not Affected | Not Affected | Not Affected | 0 | 0 | 0 | 0 | 21 | Polygon
Critical Infrastructure | Stormwater Treatment Facilities and Pump Stations | Stormwater Ponds - NHD |  | STFPS_PG_157697 |  | Not Affected | Not Affected | Not Affected | Not Affected | Not Affected | Not Affected | Not Affected | Not Affected | Not Affected | Not Affected | Not Affected | Not Affected | Not Affected | Not Affected | Not Affected | Not Affected | Not Affected | Not Affected | Not Affected | Not Affected | Not Affected | 0 | 0 | 0 | 0 | 21 | Polygon
Critical Infrastructure | Stormwater Treatment Facilities and Pump Stations | Stormwater Ponds - NHD |  | STFPS_PG_157698 |  | Not Affected | Not Affected | Not Affected | Not Affected | Not Affected | Not Affected | Not Affected | Not Affected | Not Affected | Not Affected | Not Affected | Not Affected | Not Affected | Not Affected | Not Affected | Not Affected | Not Affected | Not Affected | Not Affected | Not Affected | Not Affected | 0 | 0 | 0 | 0 | 21 | Polygon
Critical Infrastructure | Stormwater Treatment Facilities and Pump Stations | Stormwater Ponds - NHD |  | STFPS_PG_157700 |  | Not Affected | Not Affected | Not Affected | Not Affected | Not Affected | Not Affected | Not Affected | Not Affected | Not Affected | Not Affected | Not Affected | Not Affected | Not Affected | Not Affected | Not Affected | Not Affected | Not Affected | Not Affected | Not Affected | Not Affected | Not Affected | 0 | 0 | 0 | 0 | 21 | Polygon
Critical Infrastructure | Stormwater Treatment Facilities and Pump Stations | Stormwater Ponds - NHD |  | STFPS_PG_157701 |  | Not Affected | Not Affected | Not Affected | Not Affected | Not Affected | Not Affected | Not Affected | Not Affected | Not Affected | Not Affected | Not Affected | Not Affected | Not Affected | Not Affected | Not Affected | Not Affected | Not Affected | Not Affected | Not Affected | Not Affected | Not Affected | 0 | 0 | 0 | 0 | 21 | Polygon
Critical Infrastructure | Stormwater Treatment Facilities and Pump Stations | Stormwater Ponds - NHD |  | STFPS_PG_157706 |  | Not Affected | Not Affected | Not Affected | Not Affected | Not Affected | Not Affected | Not Affected | Not Affected | Not Affected | Not Affected | Not Affected | Not Affected | Not Affected | Not Affected | Not Affected | Not Affected | Not Affected | Not Affected | Not Affected | Not Affected | Not Affected | 0 | 0 | 0 | 0 | 21 | Polygon
Critical Infrastructure | Stormwater Treatment Facilities and Pump Stations | Stormwater Ponds - NHD |  | STFPS_PG_157712 |  | Not Affected | Not Affected | Not Affected | Not Affected | Not Affected | Not Affected | Not Affected | Not Affected | Not Affected | Not Affected | Not Affected | Not Affected | Not Affected | Not Affected | Not Affected | Not Affected | Not Affected | Not Affected | Not Affected | Not Affected | Not Affected | 0 | 0 | 0 | 0 | 21 | Polygon
Critical Infrastructure | Stormwater Treatment Facilities and Pump Stations | Stormwater Ponds - NHD |  | STFPS_PG_157713 |  | Not Affected | Not Affected | Not Affected | Not Affected | Not Affected | Not Affected | Not Affected | Not Affected | Not Affected | Not Affected | Not Affected | Not Affected | Not Affected | Not Affected | Not Affected | Not Affected | Not Affected | Not Affected | Not Affected | Not Affected | Not Affected | 0 | 0 | 0 | 0 | 21 | Polygon
Critical Infrastructure | Stormwater Treatment Facilities and Pump Stations | Stormwater Ponds - NHD |  | STFPS_PG_157715 |  | Not Affected | Not Affected | Not Affected | Not Affected | Not Affected | Not Affected | Not Affected | Not Affected | Not Affected | Not Affected | Not Affected | Not Affected | Not Affected | Not Affected | Not Affected | Not Affected | Not Affected | Not Affected | Not Affected | Not Affected | Not Affected | 0 | 0 | 0 | 0 | 21 | Polygon
Critical Infrastructure | Stormwater Treatment Facilities and Pump Stations | Stormwater Ponds - NHD |  | STFPS_PG_157718 |  | Not Affected | Not Affected | Not Affected | Not Affected | Not Affected | Not Affected | Not Affected | Not Affected | Not Affected | Not Affected | Not Affected | Not Affected | Not Affected | Not Affected | Not Affected | Not Affected | Not Affected | Not Affected | Not Affected | Not Affected | Not Affected | 0 | 0 | 0 | 0 | 21 | Polygon
Critical Infrastructure | Stormwater Treatment Facilities and Pump Stations | Stormwater Ponds - NHD |  | STFPS_PG_157721 |  | Not Affected | Not Affected | Not Affected | Not Affected | Not Affected | Not Affected | Not Affected | Not Affected | Not Affected | Not Affected | Not Affected | Not Affected | Not Affected | Not Affected | Not Affected | Not Affected | Not Affected | Not Affected | Not Affected | Not Affected | Not Affected | 0 | 0 | 0 | 0 | 21 | Polygon
Critical Infrastructure | Stormwater Treatment Facilities and Pump Stations | Stormwater Ponds - NHD |  | STFPS_PG_157728 |  | Not Affected | Not Affected | Not Affected | Not Affected | Not Affected | Not Affected | Not Affected | Not Affected | Not Affected | Not Affected | Not Affected | Not Affected | Not Affected | Not Affected | Not Affected | Not Affected | Not Affected | Not Affected | Not Affected | Not Affected | Not Affected | 0 | 0 | 0 | 0 | 21 | Polygon
Critical Infrastructure | Stormwater Treatment Facilities and Pump Stations | Stormwater Ponds - NHD |  | STFPS_PG_157730 |  | Not Affected | Not Affected | Not Affected | Not Affected | Not Affected | Not Affected | Not Affected | Not Affected | Not Affected | Not Affected | Not Affected | Not Affected | Not Affected | Not Affected | Not Affected | Not Affected | Not Affected | Not Affected | Not Affected | Not Affected | Not Affected | 0 | 0 | 0 | 0 | 21 | Polygon
Critical Infrastructure | Stormwater Treatment Facilities and Pump Stations | Stormwater Ponds - NHD |  | STFPS_PG_157731 |  | Not Affected | Not Affected | Not Affected | Not Affected | Not Affected | Not Affected | Not Affected | Not Affected | Not Affected | Not Affected | Not Affected | Not Affected | Not Affected | Not Affected | Not Affected | Not Affected | Not Affected | Not Affected | Not Affected | Not Affected | Not Affected | 0 | 0 | 0 | 0 | 21 | Polygon
Critical Infrastructure | Stormwater Treatment Facilities and Pump Stations | Stormwater Ponds - NHD |  | STFPS_PG_157732 |  | Not Affected | Not Affected | Not Affected | Not Affected | Not Affected | Not Affected | Not Affected | Not Affected | Not Affected | Not Affected | Not Affected | Not Affected | Not Affected | Not Affected | Not Affected | Not Affected | Not Affected | Not Affected | Not Affected | Not Affected | Not Affected | 0 | 0 | 0 | 0 | 21 | Polygon
Critical Infrastructure | Stormwater Treatment Facilities and Pump Stations | Stormwater Ponds - NHD |  | STFPS_PG_157733 |  | Not Affected | Not Affected | Not Affected | Not Affected | Not Affected | Not Affected | Not Affected | Not Affected | Not Affected | Not Affected | Not Affected | Not Affected | Not Affected | Not Affected | Not Affected | Not Affected | Not Affected | Not Affected | Not Affected | Not Affected | Not Affected | 0 | 0 | 0 | 0 | 21 | Polygon
Critical Infrastructure | Stormwater Treatment Facilities and Pump Stations | Stormwater Ponds - NHD |  | STFPS_PG_157736 |  | Not Affected | Not Affected | Not Affected | Not Affected | Not Affected | Not Affected | Not Affected | Not Affected | Not Affected | Not Affected | Not Affected | Not Affected | Not Affected | Not Affected | Not Affected | Not Affected | Not Affected | Not Affected | Not Affected | Not Affected | Not Affected | 0 | 0 | 0 | 0 | 21 | Polygon
Critical Infrastructure | Stormwater Treatment Facilities and Pump Stations | Stormwater Ponds - NHD |  | STFPS_PG_157737 |  | Not Affected | Not Affected | Not Affected | Not Affected | Not Affected | Not Affected | Not Affected | Not Affected | Not Affected | Not Affected | Not Affected | Not Affected | Not Affected | Not Affected | Not Affected | Not Affected | Not Affected | Not Affected | Not Affected | Not Affected | Not Affected | 0 | 0 | 0 | 0 | 21 | Polygon
Critical Infrastructure | Stormwater Treatment Facilities and Pump Stations | Stormwater Ponds - NHD |  | STFPS_PG_157738 |  | Not Affected | Not Affected | Not Affected | Not Affected | Not Affected | Not Affected | Not Affected | Not Affected | Not Affected | Not Affected | Not Affected | Not Affected | Not Affected | Not Affected | Not Affected | Not Affected | Not Affected | Not Affected | Not Affected | Not Affected | Not Affected | 0 | 0 | 0 | 0 | 21 | Polygon
Critical Infrastructure | Stormwater Treatment Facilities and Pump Stations | Stormwater Ponds - NHD |  | STFPS_PG_157739 |  | Not Affected | Not Affected | Not Affected | Not Affected | Not Affected | Not Affected | Not Affected | Not Affected | Not Affected | Not Affected | Not Affected | Not Affected | Not Affected | Not Affected | Not Affected | Not Affected | Not Affected | Not Affected | Not Affected | Not Affected | Not Affected | 0 | 0 | 0 | 0 | 21 | Polygon
Critical Infrastructure | Stormwater Treatment Facilities and Pump Stations | Stormwater Ponds - NHD |  | STFPS_PG_157743 |  | Not Affected | Not Affected | Not Affected | Not Affected | Not Affected | Not Affected | Not Affected | Not Affected | Not Affected | Not Affected | Not Affected | Not Affected | Not Affected | Not Affected | Not Affected | Not Affected | Not Affected | Not Affected | Not Affected | Not Affected | Not Affected | 0 | 0 | 0 | 0 | 21 | Polygon
Critical Infrastructure | Stormwater Treatment Facilities and Pump Stations | Stormwater Ponds - NHD |  | STFPS_PG_157748 |  | Not Affected | Not Affected | Not Affected | Not Affected | Not Affected | Not Affected | Not Affected | Not Affected | Not Affected | Not Affected | Not Affected | Not Affected | Not Affected | Not Affected | Not Affected | Not Affected | Not Affected | Not Affected | Not Affected | Not Affected | Not Affected | 0 | 0 | 0 | 0 | 21 | Polygon
Critical Infrastructure | Stormwater Treatment Facilities and Pump Stations | Stormwater Ponds - NHD |  | STFPS_PG_157752 |  | Not Affected | Not Affected | Not Affected | Not Affected | Not Affected | Not Affected | Not Affected | Not Affected | Not Affected | Not Affected | Not Affected | Not Affected | Not Affected | Not Affected | Not Affected | Not Affected | Not Affected | Not Affected | Not Affected | Not Affected | Not Affected | 0 | 0 | 0 | 0 | 21 | Polygon
Critical Infrastructure | Stormwater Treatment Facilities and Pump Stations | Stormwater Ponds - NHD |  | STFPS_PG_157754 |  | Not Affected | Not Affected | Not Affected | Not Affected | Not Affected | Not Affected | Not Affected | Not Affected | Not Affected | Not Affected | Not Affected | Not Affected | Not Affected | Not Affected | Not Affected | Not Affected | Not Affected | Not Affected | Not Affected | Not Affected | Not Affected | 0 | 0 | 0 | 0 | 21 | Polygon
Critical Infrastructure | Stormwater Treatment Facilities and Pump Stations | Stormwater Ponds - NHD |  | STFPS_PG_157756 |  | Not Affected | Not Affected | Not Affected | Not Affected | Not Affected | Not Affected | Not Affected | Not Affected | Not Affected | Not Affected | Not Affected | Not Affected | Not Affected | Not Affected | Not Affected | Not Affected | Not Affected | Not Affected | Not Affected | Not Affected | Not Affected | 0 | 0 | 0 | 0 | 21 | Polygon
Critical Infrastructure | Stormwater Treatment Facilities and Pump Stations | Stormwater Ponds - NHD |  | STFPS_PG_157757 |  | Not Affected | Not Affected | Not Affected | Not Affected | Not Affected | Not Affected | Not Affected | Not Affected | Not Affected | Not Affected | Not Affected | Not Affected | Not Affected | Not Affected | Not Affected | Not Affected | Not Affected | Not Affected | Not Affected | Not Affected | Not Affected | 0 | 0 | 0 | 0 | 21 | Polygon
Critical Infrastructure | Stormwater Treatment Facilities and Pump Stations | Stormwater Ponds - NHD |  | STFPS_PG_157758 |  | Not Affected | Not Affected | Not Affected | Not Affected | Not Affected | Not Affected | Not Affected | Not Affected | Not Affected | Not Affected | Not Affected | Not Affected | Not Affected | Not Affected | Not Affected | Not Affected | Not Affected | Not Affected | Not Affected | Not Affected | Not Affected | 0 | 0 | 0 | 0 | 21 | Polygon
Critical Infrastructure | Stormwater Treatment Facilities and Pump Stations | Stormwater Ponds - NHD |  | STFPS_PG_157760 |  | Not Affected | Not Affected | Not Affected | Not Affected | Not Affected | Not Affected | Not Affected | Not Affected | Not Affected | Not Affected | Not Affected | Not Affected | Not Affected | Not Affected | Not Affected | Not Affected | Not Affected | Not Affected | Not Affected | Not Affected | Not Affected | 0 | 0 | 0 | 0 | 21 | Polygon
Critical Infrastructure | Stormwater Treatment Facilities and Pump Stations | Stormwater Ponds - NHD |  | STFPS_PG_157761 |  | Not Affected | Not Affected | Not Affected | Not Affected | Not Affected | Not Affected | Not Affected | Not Affected | Not Affected | Not Affected | Not Affected | Not Affected | Not Affected | Not Affected | Not Affected | Not Affected | Not Affected | Not Affected | Not Affected | Not Affected | Not Affected | 0 | 0 | 0 | 0 | 21 | Polygon
Critical Infrastructure | Stormwater Treatment Facilities and Pump Stations | Stormwater Ponds - NHD |  | STFPS_PG_157762 |  | Not Affected | Not Affected | Not Affected | Not Affected | Not Affected | Not Affected | Not Affected | Not Affected | Not Affected | Not Affected | Not Affected | Not Affected | Not Affected | Not Affected | Not Affected | Not Affected | Not Affected | Not Affected | Not Affected | Not Affected | Not Affected | 0 | 0 | 0 | 0 | 21 | Polygon
Critical Infrastructure | Stormwater Treatment Facilities and Pump Stations | Stormwater Ponds - NHD |  | STFPS_PG_157763 |  | Not Affected | Not Affected | Not Affected | Not Affected | Not Affected | Not Affected | Not Affected | Not Affected | Not Affected | Not Affected | Not Affected | Not Affected | Not Affected | Not Affected | Not Affected | Not Affected | Not Affected | Not Affected | Not Affected | Not Affected | Not Affected | 0 | 0 | 0 | 0 | 21 | Polygon
Critical Infrastructure | Stormwater Treatment Facilities and Pump Stations | Stormwater Ponds - NHD |  | STFPS_PG_157764 |  | Not Affected | Not Affected | Not Affected | Not Affected | Not Affected | Not Affected | Not Affected | Not Affected | Not Affected | Not Affected | Not Affected | Not Affected | Not Affected | Not Affected | Not Affected | Not Affected | Not Affected | Not Affected | Not Affected | Not Affected | Not Affected | 0 | 0 | 0 | 0 | 21 | Polygon
Critical Infrastructure | Stormwater Treatment Facilities and Pump Stations | Stormwater Ponds - NHD |  | STFPS_PG_157765 |  | Not Affected | Not Affected | Not Affected | Not Affected | Not Affected | Not Affected | Not Affected | Not Affected | Not Affected | Not Affected | Not Affected | Not Affected | Not Affected | Not Affected | Not Affected | Not Affected | Not Affected | Not Affected | Not Affected | Not Affected | Not Affected | 0 | 0 | 0 | 0 | 21 | Polygon
Critical Infrastructure | Stormwater Treatment Facilities and Pump Stations | Stormwater Ponds - NHD |  | STFPS_PG_157766 |  | Not Affected | Not Affected | Not Affected | Not Affected | Not Affected | Not Affected | Not Affected | Not Affected | Not Affected | Not Affected | Not Affected | Not Affected | Not Affected | Not Affected | Not Affected | Not Affected | Not Affected | Not Affected | Not Affected | Not Affected | Not Affected | 0 | 0 | 0 | 0 | 21 | Polygon
Critical Infrastructure | Stormwater Treatment Facilities and Pump Stations | Stormwater Ponds - NHD |  | STFPS_PG_157767 |  | Not Affected | Not Affected | Not Affected | Not Affected | Not Affected | Not Affected | Not Affected | Not Affected | Not Affected | Not Affected | Not Affected | Not Affected | Not Affected | Not Affected | Not Affected | Not Affected | Not Affected | Not Affected | Not Affected | Not Affected | Not Affected | 0 | 0 | 0 | 0 | 21 | Polygon
Critical Infrastructure | Stormwater Treatment Facilities and Pump Stations | Stormwater Ponds - NHD |  | STFPS_PG_157768 |  | Not Affected | Not Affected | Not Affected | Not Affected | Not Affected | Not Affected | Not Affected | Not Affected | Not Affected | Not Affected | Not Affected | Not Affected | Not Affected | Not Affected | Not Affected | Not Affected | Not Affected | Not Affected | Not Affected | Not Affected | Not Affected | 0 | 0 | 0 | 0 | 21 | Polygon
Critical Infrastructure | Stormwater Treatment Facilities and Pump Stations | Stormwater Ponds - NHD |  | STFPS_PG_157769 |  | Not Affected | Not Affected | Not Affected | Not Affected | Not Affected | Not Affected | Not Affected | Not Affected | Not Affected | Not Affected | Not Affected | Not Affected | Not Affected | Not Affected | Not Affected | Not Affected | Not Affected | Not Affected | Not Affected | Not Affected | Not Affected | 0 | 0 | 0 | 0 | 21 | Polygon
Critical Infrastructure | Stormwater Treatment Facilities and Pump Stations | Stormwater Ponds - NHD |  | STFPS_PG_157770 |  | Not Affected | Not Affected | Not Affected | Not Affected | Not Affected | Not Affected | Not Affected | Not Affected | Not Affected | Not Affected | Not Affected | Not Affected | Not Affected | Not Affected | Not Affected | Not Affected | Not Affected | Not Affected | Not Affected | Not Affected | Not Affected | 0 | 0 | 0 | 0 | 21 | Polygon
Critical Infrastructure | Stormwater Treatment Facilities and Pump Stations | Stormwater Ponds - NHD |  | STFPS_PG_157774 |  | Not Affected | Not Affected | Not Affected | Not Affected | Not Affected | Not Affected | Not Affected | Not Affected | Not Affected | Not Affected | Not Affected | Not Affected | Not Affected | Not Affected | Not Affected | Not Affected | Not Affected | Not Affected | Not Affected | Not Affected | Not Affected | 0 | 0 | 0 | 0 | 21 | Polygon
Critical Infrastructure | Stormwater Treatment Facilities and Pump Stations | Stormwater Ponds - NHD |  | STFPS_PG_157778 |  | Not Affected | Not Affected | Not Affected | Not Affected | Not Affected | Not Affected | Not Affected | Not Affected | Not Affected | Not Affected | Not Affected | Not Affected | Not Affected | Not Affected | Not Affected | Not Affected | Not Affected | Not Affected | Not Affected | Not Affected | Not Affected | 0 | 0 | 0 | 0 | 21 | Polygon
Critical Infrastructure | Stormwater Treatment Facilities and Pump Stations | Stormwater Ponds - NHD |  | STFPS_PG_157779 |  | Not Affected | Not Affected | Not Affected | Not Affected | Not Affected | Not Affected | Not Affected | Not Affected | Not Affected | Not Affected | Not Affected | Not Affected | Not Affected | Not Affected | Not Affected | Not Affected | Not Affected | Not Affected | Not Affected | Not Affected | Not Affected | 0 | 0 | 0 | 0 | 21 | Polygon
Critical Infrastructure | Stormwater Treatment Facilities and Pump Stations | Stormwater Ponds - NHD |  | STFPS_PG_157781 |  | Not Affected | Not Affected | Not Affected | Not Affected | Not Affected | Not Affected | Not Affected | Not Affected | Not Affected | Not Affected | Not Affected | Not Affected | Not Affected | Not Affected | Not Affected | Not Affected | Not Affected | Not Affected | Not Affected | Not Affected | Not Affected | 0 | 0 | 0 | 0 | 21 | Polygon
Critical Infrastructure | Stormwater Treatment Facilities and Pump Stations | Stormwater Ponds - NHD |  | STFPS_PG_157782 |  | Not Affected | Not Affected | Not Affected | Not Affected | Not Affected | Not Affected | Not Affected | Not Affected | Not Affected | Not Affected | Not Affected | Not Affected | Not Affected | Not Affected | Not Affected | Not Affected | Not Affected | Not Affected | Not Affected | Not Affected | Not Affected | 0 | 0 | 0 | 0 | 21 | Polygon
Critical Infrastructure | Stormwater Treatment Facilities and Pump Stations | Stormwater Ponds - NHD |  | STFPS_PG_157783 |  | Not Affected | Not Affected | Not Affected | Not Affected | Not Affected | Not Affected | Not Affected | Not Affected | Not Affected | Not Affected | Not Affected | Not Affected | Not Affected | Not Affected | Not Affected | Not Affected | Not Affected | Not Affected | Not Affected | Not Affected | Not Affected | 0 | 0 | 0 | 0 | 21 | Polygon
Critical Infrastructure | Stormwater Treatment Facilities and Pump Stations | Stormwater Ponds - NHD |  | STFPS_PG_157793 |  | Not Affected | Not Affected | Not Affected | Not Affected | Not Affected | Not Affected | Not Affected | Not Affected | Not Affected | Not Affected | Not Affected | Not Affected | Not Affected | Not Affected | Not Affected | Not Affected | Not Affected | Not Affected | Not Affected | Not Affected | Not Affected | 0 | 0 | 0 | 0 | 21 | Polygon
Critical Infrastructure | Stormwater Treatment Facilities and Pump Stations | Stormwater Ponds - NHD |  | STFPS_PG_157795 |  | Not Affected | Not Affected | Not Affected | Not Affected | Not Affected | Not Affected | Not Affected | Not Affected | Not Affected | Not Affected | Not Affected | Not Affected | Not Affected | Not Affected | Not Affected | Not Affected | Not Affected | Not Affected | Not Affected | Not Affected | Not Affected | 0 | 0 | 0 | 0 | 21 | Polygon
Critical Infrastructure | Stormwater Treatment Facilities and Pump Stations | Stormwater Ponds - NHD |  | STFPS_PG_157796 |  | Not Affected | Not Affected | Not Affected | Not Affected | Not Affected | Not Affected | Not Affected | Not Affected | Not Affected | Not Affected | Not Affected | Not Affected | Not Affected | Not Affected | Not Affected | Not Affected | Not Affected | Not Affected | Not Affected | Not Affected | Not Affected | 0 | 0 | 0 | 0 | 21 | Polygon
Critical Infrastructure | Stormwater Treatment Facilities and Pump Stations | Stormwater Ponds - NHD |  | STFPS_PG_157803 |  | Not Affected | Not Affected | Not Affected | Not Affected | Not Affected | Not Affected | Not Affected | Not Affected | Not Affected | Not Affected | Not Affected | Not Affected | Not Affected | Not Affected | Not Affected | Not Affected | Not Affected | Not Affected | Not Affected | Not Affected | Not Affected | 0 | 0 | 0 | 0 | 21 | Polygon
Critical Infrastructure | Stormwater Treatment Facilities and Pump Stations | Stormwater Ponds - NHD |  | STFPS_PG_157805 |  | Not Affected | Not Affected | Not Affected | Not Affected | Not Affected | Not Affected | Not Affected | Not Affected | Not Affected | Not Affected | Not Affected | Not Affected | Not Affected | Not Affected | Not Affected | Not Affected | Not Affected | Not Affected | Not Affected | Not Affected | Not Affected | 0 | 0 | 0 | 0 | 21 | Polygon
Critical Infrastructure | Stormwater Treatment Facilities and Pump Stations | Stormwater Ponds - NHD |  | STFPS_PG_157812 |  | Not Affected | Not Affected | Not Affected | Not Affected | Not Affected | Not Affected | Not Affected | Not Affected | Not Affected | Not Affected | Not Affected | Not Affected | Not Affected | Not Affected | Not Affected | Not Affected | Not Affected | Not Affected | Not Affected | Not Affected | Not Affected | 0 | 0 | 0 | 0 | 21 | Polygon
Critical Infrastructure | Stormwater Treatment Facilities and Pump Stations | Stormwater Ponds - NHD |  | STFPS_PG_157814 |  | Not Affected | Not Affected | Not Affected | Not Affected | Not Affected | Not Affected | Not Affected | Not Affected | Not Affected | Not Affected | Not Affected | Not Affected | Not Affected | Not Affected | Not Affected | Not Affected | Not Affected | Not Affected | Not Affected | Not Affected | Not Affected | 0 | 0 | 0 | 0 | 21 | Polygon
Critical Infrastructure | Stormwater Treatment Facilities and Pump Stations | Stormwater Ponds - NHD |  | STFPS_PG_157927 |  | Not Affected | Not Affected | Not Affected | Not Affected | Not Affected | Not Affected | Not Affected | Not Affected | Not Affected | Not Affected | Not Affected | Not Affected | Not Affected | Not Affected | Not Affected | Not Affected | Not Affected | Not Affected | Not Affected | Not Affected | Not Affected | 0 | 0 | 0 | 0 | 21 | Polygon
Critical Infrastructure | Stormwater Treatment Facilities and Pump Stations | Stormwater Ponds - NHD |  | STFPS_PG_157928 |  | Not Affected | Not Affected | Not Affected | Not Affected | Not Affected | Not Affected | Not Affected | Not Affected | Not Affected | Not Affected | Not Affected | Not Affected | Not Affected | Not Affected | Not Affected | Not Affected | Not Affected | Not Affected | Not Affected | Not Affected | Not Affected | 0 | 0 | 0 | 0 | 21 | Polygon
Critical Infrastructure | Stormwater Treatment Facilities and Pump Stations | Stormwater Ponds - NHD |  | STFPS_PG_157943 |  | Not Affected | Not Affected | Not Affected | Not Affected | Not Affected | Not Affected | Not Affected | Not Affected | Not Affected | Not Affected | Not Affected | Not Affected | Not Affected | Not Affected | Not Affected | Not Affected | Not Affected | Not Affected | Not Affected | Not Affected | Not Affected | 0 | 0 | 0 | 0 | 21 | Polygon
Critical Infrastructure | Stormwater Treatment Facilities and Pump Stations | Stormwater Ponds - NHD |  | STFPS_PG_158004 |  | Not Affected | Not Affected | Not Affected | Not Affected | Not Affected | Not Affected | Not Affected | Not Affected | Not Affected | Not Affected | Not Affected | Not Affected | Not Affected | Not Affected | Not Affected | Not Affected | Not Affected | Not Affected | Not Affected | Not Affected | Not Affected | 0 | 0 | 0 | 0 | 21 | Polygon
Critical Infrastructure | Stormwater Treatment Facilities and Pump Stations | Stormwater Ponds - NHD |  | STFPS_PG_158009 |  | Not Affected | Not Affected | Not Affected | Not Affected | Not Affected | Not Affected | Not Affected | Not Affected | Not Affected | Not Affected | Not Affected | Not Affected | Not Affected | Not Affected | Not Affected | Not Affected | Not Affected | Not Affected | Not Affected | Not Affected | Not Affected | 0 | 0 | 0 | 0 | 21 | Polygon
Critical Infrastructure | Stormwater Treatment Facilities and Pump Stations | Stormwater Ponds - NHD |  | STFPS_PG_158033 |  | Not Affected | Not Affected | Not Affected | Not Affected | Not Affected | Not Affected | Not Affected | Not Affected | Not Affected | Not Affected | Not Affected | Not Affected | Not Affected | Not Affected | Not Affected | Not Affected | Not Affected | Not Affected | Not Affected | Not Affected | Not Affected | 0 | 0 | 0 | 0 | 21 | Polygon
Critical Infrastructure | Stormwater Treatment Facilities and Pump Stations | Stormwater Ponds - NHD |  | STFPS_PG_158034 |  | Not Affected | Not Affected | Not Affected | Not Affected | Not Affected | Not Affected | Not Affected | Not Affected | Not Affected | Not Affected | Not Affected | Not Affected | Not Affected | Not Affected | Not Affected | Not Affected | Not Affected | Not Affected | Not Affected | Not Affected | Not Affected | 0 | 0 | 0 | 0 | 21 | Polygon
Critical Infrastructure | Stormwater Treatment Facilities and Pump Stations | Stormwater Ponds - NHD |  | STFPS_PG_158035 |  | Not Affected | Not Affected | Not Affected | Not Affected | Not Affected | Not Affected | Not Affected | Not Affected | Not Affected | Not Affected | Not Affected | Not Affected | Not Affected | Not Affected | Not Affected | Not Affected | Not Affected | Not Affected | Not Affected | Not Affected | Not Affected | 0 | 0 | 0 | 0 | 21 | Polygon
Critical Infrastructure | Stormwater Treatment Facilities and Pump Stations | Stormwater Ponds - NHD |  | STFPS_PG_158036 |  | Not Affected | Not Affected | Not Affected | Not Affected | Not Affected | Not Affected | Not Affected | Not Affected | Not Affected | Not Affected | Not Affected | Not Affected | Not Affected | Not Affected | Not Affected | Not Affected | Not Affected | Not Affected | Not Affected | Not Affected | Not Affected | 0 | 0 | 0 | 0 | 21 | Polygon
Critical Infrastructure | Stormwater Treatment Facilities and Pump Stations | Stormwater Ponds - NHD |  | STFPS_PG_158037 |  | Not Affected | Not Affected | Not Affected | Not Affected | Not Affected | Not Affected | Not Affected | Not Affected | Not Affected | Not Affected | Not Affected | Not Affected | Not Affected | Not Affected | Not Affected | Not Affected | Not Affected | Not Affected | Not Affected | Not Affected | Not Affected | 0 | 0 | 0 | 0 | 21 | Polygon
Critical Infrastructure | Stormwater Treatment Facilities and Pump Stations | Stormwater Ponds - NHD |  | STFPS_PG_158038 |  | Not Affected | Not Affected | Not Affected | Not Affected | Not Affected | Not Affected | Not Affected | Not Affected | Not Affected | Not Affected | Not Affected | Not Affected | Not Affected | Not Affected | Not Affected | Not Affected | Not Affected | Not Affected | Not Affected | Not Affected | Not Affected | 0 | 0 | 0 | 0 | 21 | Polygon
Critical Infrastructure | Stormwater Treatment Facilities and Pump Stations | Stormwater Ponds - NHD |  | STFPS_PG_158039 |  | Not Affected | Not Affected | Not Affected | Not Affected | Not Affected | Not Affected | Not Affected | Not Affected | Not Affected | Not Affected | Not Affected | Not Affected | Not Affected | Not Affected | Not Affected | Not Affected | Not Affected | Not Affected | Not Affected | Not Affected | Not Affected | 0 | 0 | 0 | 0 | 21 | Polygon
Critical Infrastructure | Stormwater Treatment Facilities and Pump Stations | Stormwater Ponds - NHD |  | STFPS_PG_158040 |  | Not Affected | Not Affected | Not Affected | Not Affected | Not Affected | Not Affected | Not Affected | Not Affected | Not Affected | Not Affected | Not Affected | Not Affected | Not Affected | Not Affected | Not Affected | Not Affected | Not Affected | Not Affected | Not Affected | Not Affected | Not Affected | 0 | 0 | 0 | 0 | 21 | Polygon
Critical Infrastructure | Stormwater Treatment Facilities and Pump Stations | Stormwater Ponds - NHD |  | STFPS_PG_158094 |  | Not Affected | Not Affected | Not Affected | Not Affected | Not Affected | Not Affected | Not Affected | Not Affected | Not Affected | Not Affected | Not Affected | Not Affected | Not Affected | Not Affected | Not Affected | Not Affected | Not Affected | Not Affected | Not Affected | Not Affected | Not Affected | 0 | 0 | 0 | 0 | 21 | Polygon
Critical Infrastructure | Stormwater Treatment Facilities and Pump Stations | Stormwater Ponds - NHD |  | STFPS_PG_158095 |  | Not Affected | Not Affected | Not Affected | Not Affected | Not Affected | Not Affected | Not Affected | Not Affected | Not Affected | Not Affected | Not Affected | Not Affected | Not Affected | Not Affected | Not Affected | Not Affected | Not Affected | Not Affected | Not Affected | Not Affected | Not Affected | 0 | 0 | 0 | 0 | 21 | Polygon
Critical Infrastructure | Stormwater Treatment Facilities and Pump Stations | Stormwater Ponds - NHD |  | STFPS_PG_158096 |  | Not Affected | Not Affected | Not Affected | Not Affected | Not Affected | Not Affected | Not Affected | Not Affected | Not Affected | Not Affected | Not Affected | Not Affected | Not Affected | Not Affected | Not Affected | Not Affected | Not Affected | Not Affected | Not Affected | Not Affected | Not Affected | 0 | 0 | 0 | 0 | 21 | Polygon
Critical Infrastructure | Stormwater Treatment Facilities and Pump Stations | Stormwater Ponds - NHD |  | STFPS_PG_158097 |  | Not Affected | Not Affected | Not Affected | Not Affected | Not Affected | Not Affected | Not Affected | Not Affected | Not Affected | Not Affected | Not Affected | Not Affected | Not Affected | Not Affected | Not Affected | Not Affected | Not Affected | Not Affected | Not Affected | Not Affected | Not Affected | 0 | 0 | 0 | 0 | 21 | Polygon
Critical Infrastructure | Stormwater Treatment Facilities and Pump Stations | Stormwater Ponds - NHD |  | STFPS_PG_158098 |  | Not Affected | Not Affected | Not Affected | Not Affected | Not Affected | Not Affected | Not Affected | Not Affected | Not Affected | Not Affected | Not Affected | Not Affected | Not Affected | Not Affected | Not Affected | Not Affected | Not Affected | Not Affected | Not Affected | Not Affected | Not Affected | 0 | 0 | 0 | 0 | 21 | Polygon
Critical Infrastructure | Stormwater Treatment Facilities and Pump Stations | Stormwater Ponds - NHD |  | STFPS_PG_158103 |  | Not Affected | Not Affected | Not Affected | Not Affected | Not Affected | Not Affected | Not Affected | Not Affected | Not Affected | Not Affected | Not Affected | Not Affected | Not Affected | Not Affected | Not Affected | Not Affected | Not Affected | Not Affected | Not Affected | Not Affected | Not Affected | 0 | 0 | 0 | 0 | 21 | Polygon
Critical Infrastructure | Stormwater Treatment Facilities and Pump Stations | Stormwater Ponds - NHD |  | STFPS_PG_158104 |  | Not Affected | Not Affected | Not Affected | Not Affected | Not Affected | Not Affected | Not Affected | Not Affected | Not Affected | Not Affected | Not Affected | Not Affected | Not Affected | Not Affected | Not Affected | Not Affected | Not Affected | Not Affected | Not Affected | Not Affected | Not Affected | 0 | 0 | 0 | 0 | 21 | Polygon
Critical Infrastructure | Stormwater Treatment Facilities and Pump Stations | Stormwater Ponds - NHD |  | STFPS_PG_158151 |  | Not Affected | Not Affected | Not Affected | Not Affected | Not Affected | Not Affected | Not Affected | Not Affected | Not Affected | Not Affected | Not Affected | Not Affected | Not Affected | Not Affected | Not Affected | Not Affected | Not Affected | Not Affected | Not Affected | Not Affected | Not Affected | 0 | 0 | 0 | 0 | 21 | Polygon
Critical Infrastructure | Stormwater Treatment Facilities and Pump Stations | Stormwater Ponds - NHD |  | STFPS_PG_158152 |  | Not Affected | Not Affected | Not Affected | Not Affected | Not Affected | Not Affected | Not Affected | Not Affected | Not Affected | Not Affected | Not Affected | Not Affected | Not Affected | Not Affected | Not Affected | Not Affected | Not Affected | Not Affected | Not Affected | Not Affected | Not Affected | 0 | 0 | 0 | 0 | 21 | Polygon
Critical Infrastructure | Stormwater Treatment Facilities and Pump Stations | Stormwater Ponds - NHD |  | STFPS_PG_158154 |  | Not Affected | Not Affected | Not Affected | Not Affected | Not Affected | Not Affected | Not Affected | Not Affected | Not Affected | Not Affected | Not Affected | Not Affected | Not Affected | Not Affected | Not Affected | Not Affected | Not Affected | Not Affected | Not Affected | Not Affected | Not Affected | 0 | 0 | 0 | 0 | 21 | Polygon
Critical Infrastructure | Stormwater Treatment Facilities and Pump Stations | Stormwater Ponds - NHD |  | STFPS_PG_158156 |  | Not Affected | Not Affected | Not Affected | Not Affected | Not Affected | Not Affected | Not Affected | Not Affected | Not Affected | Not Affected | Not Affected | Not Affected | Not Affected | Not Affected | Not Affected | Not Affected | Not Affected | Not Affected | Not Affected | Not Affected | Not Affected | 0 | 0 | 0 | 0 | 21 | Polygon
Critical Infrastructure | Stormwater Treatment Facilities and Pump Stations | Stormwater Ponds - NHD |  | STFPS_PG_158157 |  | Not Affected | Not Affected | Not Affected | Not Affected | Not Affected | Not Affected | Not Affected | Not Affected | Not Affected | Not Affected | Not Affected | Not Affected | Not Affected | Not Affected | Not Affected | Not Affected | Not Affected | Not Affected | Not Affected | Not Affected | Not Affected | 0 | 0 | 0 | 0 | 21 | Polygon
Critical Infrastructure | Stormwater Treatment Facilities and Pump Stations | Stormwater Ponds - NHD |  | STFPS_PG_158159 |  | Not Affected | Not Affected | Not Affected | Not Affected | Not Affected | Not Affected | Not Affected | Not Affected | Not Affected | Not Affected | Not Affected | Not Affected | Not Affected | Not Affected | Not Affected | Not Affected | Not Affected | Not Affected | Not Affected | Not Affected | Not Affected | 0 | 0 | 0 | 0 | 21 | Polygon
Critical Infrastructure | Stormwater Treatment Facilities and Pump Stations | Stormwater Ponds - NHD |  | STFPS_PG_158160 |  | Not Affected | Not Affected | Not Affected | Not Affected | Not Affected | Not Affected | Not Affected | Not Affected | Not Affected | Not Affected | Not Affected | Not Affected | Not Affected | Not Affected | Not Affected | Not Affected | Not Affected | Not Affected | Not Affected | Not Affected | Not Affected | 0 | 0 | 0 | 0 | 21 | Polygon
Critical Infrastructure | Stormwater Treatment Facilities and Pump Stations | Stormwater Ponds - NHD |  | STFPS_PG_158161 |  | Not Affected | Not Affected | Not Affected | Not Affected | Not Affected | Not Affected | Not Affected | Not Affected | Not Affected | Not Affected | Not Affected | Not Affected | Not Affected | Not Affected | Not Affected | Not Affected | Not Affected | Not Affected | Not Affected | Not Affected | Not Affected | 0 | 0 | 0 | 0 | 21 | Polygon
Critical Infrastructure | Stormwater Treatment Facilities and Pump Stations | Stormwater Ponds - NHD |  | STFPS_PG_158162 |  | Not Affected | Not Affected | Not Affected | Not Affected | Not Affected | Not Affected | Not Affected | Not Affected | Not Affected | Not Affected | Not Affected | Not Affected | Not Affected | Not Affected | Not Affected | Not Affected | Not Affected | Not Affected | Not Affected | Not Affected | Not Affected | 0 | 0 | 0 | 0 | 21 | Polygon
Critical Infrastructure | Stormwater Treatment Facilities and Pump Stations | Stormwater Ponds - NHD |  | STFPS_PG_158163 |  | Not Affected | Not Affected | Not Affected | Not Affected | Not Affected | Not Affected | Not Affected | Not Affected | Not Affected | Not Affected | Not Affected | Not Affected | Not Affected | Not Affected | Not Affected | Not Affected | Not Affected | Not Affected | Not Affected | Not Affected | Not Affected | 0 | 0 | 0 | 0 | 21 | Polygon
Critical Infrastructure | Stormwater Treatment Facilities and Pump Stations | Stormwater Ponds - NHD |  | STFPS_PG_158164 |  | Not Affected | Not Affected | Not Affected | Not Affected | Not Affected | Not Affected | Not Affected | Not Affected | Not Affected | Not Affected | Not Affected | Not Affected | Not Affected | Not Affected | Not Affected | Not Affected | Not Affected | Not Affected | Not Affected | Not Affected | Not Affected | 0 | 0 | 0 | 0 | 21 | Polygon
Critical Infrastructure | Stormwater Treatment Facilities and Pump Stations | Stormwater Ponds - NHD |  | STFPS_PG_158165 |  | Not Affected | Not Affected | Not Affected | Not Affected | Not Affected | Not Affected | Not Affected | Not Affected | Not Affected | Not Affected | Not Affected | Not Affected | Not Affected | Not Affected | Not Affected | Not Affected | Not Affected | Not Affected | Not Affected | Not Affected | Not Affected | 0 | 0 | 0 | 0 | 21 | Polygon
Critical Infrastructure | Stormwater Treatment Facilities and Pump Stations | Stormwater Ponds - NHD |  | STFPS_PG_158166 |  | Not Affected | Not Affected | Not Affected | Not Affected | Not Affected | Not Affected | Not Affected | Not Affected | Not Affected | Not Affected | Not Affected | Not Affected | Not Affected | Not Affected | Not Affected | Not Affected | Not Affected | Not Affected | Not Affected | Not Affected | Not Affected | 0 | 0 | 0 | 0 | 21 | Polygon
Critical Infrastructure | Stormwater Treatment Facilities and Pump Stations | Stormwater Ponds - NHD |  | STFPS_PG_158167 |  | Not Affected | Not Affected | Not Affected | Not Affected | Not Affected | Not Affected | Not Affected | Not Affected | Not Affected | Not Affected | Not Affected | Not Affected | Not Affected | Not Affected | Not Affected | Not Affected | Not Affected | Not Affected | Not Affected | Not Affected | Not Affected | 0 | 0 | 0 | 0 | 21 | Polygon
Critical Infrastructure | Stormwater Treatment Facilities and Pump Stations | Stormwater Ponds - NHD |  | STFPS_PG_158168 |  | Not Affected | Not Affected | Not Affected | Not Affected | Not Affected | Not Affected | Not Affected | Not Affected | Not Affected | Not Affected | Not Affected | Not Affected | Not Affected | Not Affected | Not Affected | Not Affected | Not Affected | Not Affected | Not Affected | Not Affected | Not Affected | 0 | 0 | 0 | 0 | 21 | Polygon
Critical Infrastructure | Stormwater Treatment Facilities and Pump Stations | Stormwater Ponds - NHD |  | STFPS_PG_158169 |  | Not Affected | Not Affected | Not Affected | Not Affected | Not Affected | Not Affected | Not Affected | Not Affected | Not Affected | Not Affected | Not Affected | Not Affected | Not Affected | Not Affected | Not Affected | Not Affected | Not Affected | Not Affected | Not Affected | Not Affected | Not Affected | 0 | 0 | 0 | 0 | 21 | Polygon
Critical Infrastructure | Stormwater Treatment Facilities and Pump Stations | Stormwater Ponds - NHD |  | STFPS_PG_158170 |  | Not Affected | Not Affected | Not Affected | Not Affected | Not Affected | Not Affected | Not Affected | Not Affected | Not Affected | Not Affected | Not Affected | Not Affected | Not Affected | Not Affected | Not Affected | Not Affected | Not Affected | Not Affected | Not Affected | Not Affected | Not Affected | 0 | 0 | 0 | 0 | 21 | Polygon
Critical Infrastructure | Stormwater Treatment Facilities and Pump Stations | Stormwater Ponds - NHD |  | STFPS_PG_158171 |  | Not Affected | Not Affected | Not Affected | Not Affected | Not Affected | Not Affected | Not Affected | Not Affected | Not Affected | Not Affected | Not Affected | Not Affected | Not Affected | Not Affected | Not Affected | Not Affected | Not Affected | Not Affected | Not Affected | Not Affected | Not Affected | 0 | 0 | 0 | 0 | 21 | Polygon
Critical Infrastructure | Stormwater Treatment Facilities and Pump Stations | Stormwater Ponds - NHD |  | STFPS_PG_158172 |  | Not Affected | Not Affected | Not Affected | Not Affected | Not Affected | Not Affected | Not Affected | Not Affected | Not Affected | Not Affected | Not Affected | Not Affected | Not Affected | Not Affected | Not Affected | Not Affected | Not Affected | Not Affected | Not Affected | Not Affected | Not Affected | 0 | 0 | 0 | 0 | 21 | Polygon
Critical Infrastructure | Stormwater Treatment Facilities and Pump Stations | Stormwater Ponds - NHD |  | STFPS_PG_158173 |  | Not Affected | Not Affected | Not Affected | Not Affected | Not Affected | Not Affected | Not Affected | Not Affected | Not Affected | Not Affected | Not Affected | Not Affected | Not Affected | Not Affected | Not Affected | Not Affected | Not Affected | Not Affected | Not Affected | Not Affected | Not Affected | 0 | 0 | 0 | 0 | 21 | Polygon
Critical Infrastructure | Stormwater Treatment Facilities and Pump Stations | Stormwater Ponds - NHD |  | STFPS_PG_158174 |  | Not Affected | Not Affected | Not Affected | Not Affected | Not Affected | Not Affected | Not Affected | Not Affected | Not Affected | Not Affected | Not Affected | Not Affected | Not Affected | Not Affected | Not Affected | Not Affected | Not Affected | Not Affected | Not Affected | Not Affected | Not Affected | 0 | 0 | 0 | 0 | 21 | Polygon
Critical Infrastructure | Stormwater Treatment Facilities and Pump Stations | Stormwater Ponds - NHD |  | STFPS_PG_158175 |  | Not Affected | Not Affected | Not Affected | Not Affected | Not Affected | Not Affected | Not Affected | Not Affected | Not Affected | Not Affected | Not Affected | Not Affected | Not Affected | Not Affected | Not Affected | Not Affected | Not Affected | Not Affected | Not Affected | Not Affected | Not Affected | 0 | 0 | 0 | 0 | 21 | Polygon
Critical Infrastructure | Stormwater Treatment Facilities and Pump Stations | Stormwater Ponds - NHD |  | STFPS_PG_158176 |  | Not Affected | Not Affected | Not Affected | Not Affected | Not Affected | Not Affected | Not Affected | Not Affected | Not Affected | Not Affected | Not Affected | Not Affected | Not Affected | Not Affected | Not Affected | Not Affected | Not Affected | Not Affected | Not Affected | Not Affected | Not Affected | 0 | 0 | 0 | 0 | 21 | Polygon
Critical Infrastructure | Stormwater Treatment Facilities and Pump Stations | Stormwater Ponds - NHD |  | STFPS_PG_158177 |  | Not Affected | Not Affected | Not Affected | Not Affected | Not Affected | Not Affected | Not Affected | Not Affected | Not Affected | Not Affected | Not Affected | Not Affected | Not Affected | Not Affected | Not Affected | Not Affected | Not Affected | Not Affected | Not Affected | Not Affected | Not Affected | 0 | 0 | 0 | 0 | 21 | Polygon
Critical Infrastructure | Stormwater Treatment Facilities and Pump Stations | Stormwater Ponds - NHD |  | STFPS_PG_158178 |  | Not Affected | Not Affected | Not Affected | Not Affected | Not Affected | Not Affected | Not Affected | Not Affected | Not Affected | Not Affected | Not Affected | Not Affected | Not Affected | Not Affected | Not Affected | Not Affected | Not Affected | Not Affected | Not Affected | Not Affected | Not Affected | 0 | 0 | 0 | 0 | 21 | Polygon
Critical Infrastructure | Stormwater Treatment Facilities and Pump Stations | Stormwater Ponds - NHD |  | STFPS_PG_158179 |  | Not Affected | Not Affected | Not Affected | Not Affected | Not Affected | Not Affected | Not Affected | Not Affected | Not Affected | Not Affected | Not Affected | Not Affected | Not Affected | Not Affected | Not Affected | Not Affected | Not Affected | Not Affected | Not Affected | Not Affected | Not Affected | 0 | 0 | 0 | 0 | 21 | Polygon
Critical Infrastructure | Stormwater Treatment Facilities and Pump Stations | Stormwater Ponds - NHD |  | STFPS_PG_158180 |  | Not Affected | Not Affected | Not Affected | Not Affected | Not Affected | Not Affected | Not Affected | Not Affected | Not Affected | Not Affected | Not Affected | Not Affected | Not Affected | Not Affected | Not Affected | Not Affected | Not Affected | Not Affected | Not Affected | Not Affected | Not Affected | 0 | 0 | 0 | 0 | 21 | Polygon
Critical Infrastructure | Stormwater Treatment Facilities and Pump Stations | Stormwater Ponds - NHD |  | STFPS_PG_158181 |  | Not Affected | Not Affected | Not Affected | Not Affected | Not Affected | Not Affected | Not Affected | Not Affected | Not Affected | Not Affected | Not Affected | Not Affected | Not Affected | Not Affected | Not Affected | Not Affected | Not Affected | Not Affected | Not Affected | Not Affected | Not Affected | 0 | 0 | 0 | 0 | 21 | Polygon
Critical Infrastructure | Stormwater Treatment Facilities and Pump Stations | Stormwater Ponds - NHD |  | STFPS_PG_158182 |  | Not Affected | Not Affected | Not Affected | Not Affected | Not Affected | Not Affected | Not Affected | Not Affected | Not Affected | Not Affected | Not Affected | Not Affected | Not Affected | Not Affected | Not Affected | Not Affected | Not Affected | Not Affected | Not Affected | Not Affected | Not Affected | 0 | 0 | 0 | 0 | 21 | Polygon
Critical Infrastructure | Stormwater Treatment Facilities and Pump Stations | Stormwater Ponds - NHD |  | STFPS_PG_158183 |  | Not Affected | Not Affected | Not Affected | Not Affected | Not Affected | Not Affected | Not Affected | Not Affected | Not Affected | Not Affected | Not Affected | Not Affected | Not Affected | Not Affected | Not Affected | Not Affected | Not Affected | Not Affected | Not Affected | Not Affected | Not Affected | 0 | 0 | 0 | 0 | 21 | Polygon
Critical Infrastructure | Stormwater Treatment Facilities and Pump Stations | Stormwater Ponds - NHD |  | STFPS_PG_158184 |  | Not Affected | Not Affected | Not Affected | Not Affected | Not Affected | Not Affected | Not Affected | Not Affected | Not Affected | Not Affected | Not Affected | Not Affected | Not Affected | Not Affected | Not Affected | Not Affected | Not Affected | Not Affected | Not Affected | Not Affected | Not Affected | 0 | 0 | 0 | 0 | 21 | Polygon
Critical Infrastructure | Stormwater Treatment Facilities and Pump Stations | Stormwater Ponds - NHD |  | STFPS_PG_158185 |  | Not Affected | Not Affected | Not Affected | Not Affected | Not Affected | Not Affected | Not Affected | Not Affected | Not Affected | Not Affected | Not Affected | Not Affected | Not Affected | Not Affected | Not Affected | Not Affected | Not Affected | Not Affected | Not Affected | Not Affected | Not Affected | 0 | 0 | 0 | 0 | 21 | Polygon
Critical Infrastructure | Stormwater Treatment Facilities and Pump Stations | Stormwater Ponds - NHD |  | STFPS_PG_158186 |  | Not Affected | Not Affected | Not Affected | Not Affected | Not Affected | Not Affected | Not Affected | Not Affected | Not Affected | Not Affected | Not Affected | Not Affected | Not Affected | Not Affected | Not Affected | Not Affected | Not Affected | Not Affected | Not Affected | Not Affected | Not Affected | 0 | 0 | 0 | 0 | 21 | Polygon
Critical Infrastructure | Stormwater Treatment Facilities and Pump Stations | Stormwater Ponds - NHD |  | STFPS_PG_158187 |  | Not Affected | Not Affected | Not Affected | Not Affected | Not Affected | Not Affected | Not Affected | Not Affected | Not Affected | Not Affected | Not Affected | Not Affected | Not Affected | Not Affected | Not Affected | Not Affected | Not Affected | Not Affected | Not Affected | Not Affected | Not Affected | 0 | 0 | 0 | 0 | 21 | Polygon
Critical Infrastructure | Stormwater Treatment Facilities and Pump Stations | Stormwater Ponds - NHD |  | STFPS_PG_158188 |  | Not Affected | Not Affected | Not Affected | Not Affected | Not Affected | Not Affected | Not Affected | Not Affected | Not Affected | Not Affected | Not Affected | Not Affected | Not Affected | Not Affected | Not Affected | Not Affected | Not Affected | Not Affected | Not Affected | Not Affected | Not Affected | 0 | 0 | 0 | 0 | 21 | Polygon
Critical Infrastructure | Stormwater Treatment Facilities and Pump Stations | Stormwater Ponds - NHD |  | STFPS_PG_158189 |  | Not Affected | Not Affected | Not Affected | Not Affected | Not Affected | Not Affected | Not Affected | Not Affected | Not Affected | Not Affected | Not Affected | Not Affected | Not Affected | Not Affected | Not Affected | Not Affected | Not Affected | Not Affected | Not Affected | Not Affected | Not Affected | 0 | 0 | 0 | 0 | 21 | Polygon
Critical Infrastructure | Stormwater Treatment Facilities and Pump Stations | Stormwater Ponds - NHD |  | STFPS_PG_158195 |  | Not Affected | Not Affected | Not Affected | Not Affected | Not Affected | Not Affected | Not Affected | Not Affected | Not Affected | Not Affected | Not Affected | Not Affected | Not Affected | Not Affected | Not Affected | Not Affected | Not Affected | Not Affected | Not Affected | Not Affected | Not Affected | 0 | 0 | 0 | 0 | 21 | Polygon
Critical Infrastructure | Stormwater Treatment Facilities and Pump Stations | Stormwater Ponds - NHD |  | STFPS_PG_158196 |  | Not Affected | Not Affected | Not Affected | Not Affected | Not Affected | Not Affected | Not Affected | Not Affected | Not Affected | Not Affected | Not Affected | Not Affected | Not Affected | Not Affected | Not Affected | Not Affected | Not Affected | Not Affected | Not Affected | Not Affected | Not Affected | 0 | 0 | 0 | 0 | 21 | Polygon
Critical Infrastructure | Stormwater Treatment Facilities and Pump Stations | Stormwater Ponds - NHD |  | STFPS_PG_158198 |  | Not Affected | Not Affected | Not Affected | Not Affected | Not Affected | Not Affected | Not Affected | Not Affected | Not Affected | Not Affected | Not Affected | Not Affected | Not Affected | Not Affected | Not Affected | Not Affected | Not Affected | Not Affected | Not Affected | Not Affected | Not Affected | 0 | 0 | 0 | 0 | 21 | Polygon
Critical Infrastructure | Stormwater Treatment Facilities and Pump Stations | Stormwater Ponds - NHD |  | STFPS_PG_158199 |  | Not Affected | Not Affected | Not Affected | Not Affected | Not Affected | Not Affected | Not Affected | Not Affected | Not Affected | Not Affected | Not Affected | Not Affected | Not Affected | Not Affected | Not Affected | Not Affected | Not Affected | Not Affected | Not Affected | Not Affected | Not Affected | 0 | 0 | 0 | 0 | 21 | Polygon
Critical Infrastructure | Stormwater Treatment Facilities and Pump Stations | Stormwater Ponds - NHD |  | STFPS_PG_158203 |  | Not Affected | Not Affected | Not Affected | Not Affected | Not Affected | Not Affected | Not Affected | Not Affected | Not Affected | Not Affected | Not Affected | Not Affected | Not Affected | Not Affected | Not Affected | Not Affected | Not Affected | Not Affected | Not Affected | Not Affected | Not Affected | 0 | 0 | 0 | 0 | 21 | Polygon
Critical Infrastructure | Stormwater Treatment Facilities and Pump Stations | Stormwater Ponds - NHD |  | STFPS_PG_158204 |  | Not Affected | Not Affected | Not Affected | Not Affected | Not Affected | Not Affected | Not Affected | Not Affected | Not Affected | Not Affected | Not Affected | Not Affected | Not Affected | Not Affected | Not Affected | Not Affected | Not Affected | Not Affected | Not Affected | Not Affected | Not Affected | 0 | 0 | 0 | 0 | 21 | Polygon
Critical Infrastructure | Stormwater Treatment Facilities and Pump Stations | Stormwater Ponds - NHD |  | STFPS_PG_158206 |  | Not Affected | Not Affected | Not Affected | Not Affected | Not Affected | Not Affected | Not Affected | Not Affected | Not Affected | Not Affected | Not Affected | Not Affected | Not Affected | Not Affected | Not Affected | Not Affected | Not Affected | Not Affected | Not Affected | Not Affected | Not Affected | 0 | 0 | 0 | 0 | 21 | Polygon
Critical Infrastructure | Stormwater Treatment Facilities and Pump Stations | Stormwater Ponds - NHD |  | STFPS_PG_158214 |  | Not Affected | Not Affected | Not Affected | Not Affected | Not Affected | Not Affected | Not Affected | Not Affected | Not Affected | Not Affected | Not Affected | Not Affected | Not Affected | Not Affected | Not Affected | Not Affected | Not Affected | Not Affected | Not Affected | Not Affected | Not Affected | 0 | 0 | 0 | 0 | 21 | Polygon
Critical Infrastructure | Stormwater Treatment Facilities and Pump Stations | Stormwater Ponds - NHD |  | STFPS_PG_158215 |  | Not Affected | Not Affected | Not Affected | Not Affected | Not Affected | Not Affected | Not Affected | Not Affected | Not Affected | Not Affected | Not Affected | Not Affected | Not Affected | Not Affected | Not Affected | Not Affected | Not Affected | Not Affected | Not Affected | Not Affected | Not Affected | 0 | 0 | 0 | 0 | 21 | Polygon
Critical Infrastructure | Stormwater Treatment Facilities and Pump Stations | Stormwater Ponds - NHD |  | STFPS_PG_158219 |  | Not Affected | Not Affected | Not Affected | Not Affected | Not Affected | Not Affected | Not Affected | Not Affected | Not Affected | Not Affected | Not Affected | Not Affected | Not Affected | Not Affected | Not Affected | Not Affected | Not Affected | Not Affected | Not Affected | Not Affected | Not Affected | 0 | 0 | 0 | 0 | 21 | Polygon
Critical Infrastructure | Stormwater Treatment Facilities and Pump Stations | Stormwater Ponds - NHD |  | STFPS_PG_158223 |  | Not Affected | Not Affected | Not Affected | Not Affected | Not Affected | Not Affected | Not Affected | Not Affected | Not Affected | Not Affected | Not Affected | Not Affected | Not Affected | Not Affected | Not Affected | Not Affected | Not Affected | Not Affected | Not Affected | Not Affected | Not Affected | 0 | 0 | 0 | 0 | 21 | Polygon
Critical Infrastructure | Stormwater Treatment Facilities and Pump Stations | Stormwater Ponds - NHD |  | STFPS_PG_158224 |  | Not Affected | Not Affected | Not Affected | Not Affected | Not Affected | Not Affected | Not Affected | Not Affected | Not Affected | Not Affected | Not Affected | Not Affected | Not Affected | Not Affected | Not Affected | Not Affected | Not Affected | Not Affected | Not Affected | Not Affected | Not Affected | 0 | 0 | 0 | 0 | 21 | Polygon
Critical Infrastructure | Stormwater Treatment Facilities and Pump Stations | Stormwater Ponds - NHD |  | STFPS_PG_158226 |  | Not Affected | Not Affected | Not Affected | Not Affected | Not Affected | Not Affected | Not Affected | Not Affected | Not Affected | Not Affected | Not Affected | Not Affected | Not Affected | Not Affected | Not Affected | Not Affected | Not Affected | Not Affected | Not Affected | Not Affected | Not Affected | 0 | 0 | 0 | 0 | 21 | Polygon
Critical Infrastructure | Stormwater Treatment Facilities and Pump Stations | Stormwater Ponds - NHD |  | STFPS_PG_158227 |  | Not Affected | Not Affected | Not Affected | Not Affected | Not Affected | Not Affected | Not Affected | Not Affected | Not Affected | Not Affected | Not Affected | Not Affected | Not Affected | Not Affected | Not Affected | Not Affected | Not Affected | Not Affected | Not Affected | Not Affected | Not Affected | 0 | 0 | 0 | 0 | 21 | Polygon
Critical Infrastructure | Stormwater Treatment Facilities and Pump Stations | Stormwater Ponds - NHD |  | STFPS_PG_158228 |  | Not Affected | Not Affected | Not Affected | Not Affected | Not Affected | Not Affected | Not Affected | Not Affected | Not Affected | Not Affected | Not Affected | Not Affected | Not Affected | Not Affected | Not Affected | Not Affected | Not Affected | Not Affected | Not Affected | Not Affected | Not Affected | 0 | 0 | 0 | 0 | 21 | Polygon
Critical Infrastructure | Stormwater Treatment Facilities and Pump Stations | Stormwater Ponds - NHD |  | STFPS_PG_158229 |  | Not Affected | Not Affected | Not Affected | Not Affected | Not Affected | Not Affected | Not Affected | Not Affected | Not Affected | Not Affected | Not Affected | Not Affected | Not Affected | Not Affected | Not Affected | Not Affected | Not Affected | Not Affected | Not Affected | Not Affected | Not Affected | 0 | 0 | 0 | 0 | 21 | Polygon
Critical Infrastructure | Stormwater Treatment Facilities and Pump Stations | Stormwater Ponds - NHD |  | STFPS_PG_158231 |  | Not Affected | Not Affected | Not Affected | Not Affected | Not Affected | Not Affected | Not Affected | Not Affected | Not Affected | Not Affected | Not Affected | Not Affected | Not Affected | Not Affected | Not Affected | Not Affected | Not Affected | Not Affected | Not Affected | Not Affected | Not Affected | 0 | 0 | 0 | 0 | 21 | Polygon
Critical Infrastructure | Stormwater Treatment Facilities and Pump Stations | Stormwater Ponds - NHD |  | STFPS_PG_158241 |  | Not Affected | Not Affected | Not Affected | Not Affected | Not Affected | Not Affected | Not Affected | Not Affected | Not Affected | Not Affected | Not Affected | Not Affected | Not Affected | Not Affected | Not Affected | Not Affected | Not Affected | Not Affected | Not Affected | Not Affected | Not Affected | 0 | 0 | 0 | 0 | 21 | Polygon
Critical Infrastructure | Stormwater Treatment Facilities and Pump Stations | Stormwater Ponds - NHD |  | STFPS_PG_158243 |  | Not Affected | Not Affected | Not Affected | Not Affected | Not Affected | Not Affected | Not Affected | Not Affected | Not Affected | Not Affected | Not Affected | Not Affected | Not Affected | Not Affected | Not Affected | Not Affected | Not Affected | Not Affected | Not Affected | Not Affected | Not Affected | 0 | 0 | 0 | 0 | 21 | Polygon
Critical Infrastructure | Stormwater Treatment Facilities and Pump Stations | Stormwater Ponds - NHD |  | STFPS_PG_158245 |  | Not Affected | Not Affected | Not Affected | Not Affected | Not Affected | Not Affected | Not Affected | Not Affected | Not Affected | Not Affected | Not Affected | Not Affected | Not Affected | Not Affected | Not Affected | Not Affected | Not Affected | Not Affected | Not Affected | Not Affected | Not Affected | 0 | 0 | 0 | 0 | 21 | Polygon
Critical Infrastructure | Stormwater Treatment Facilities and Pump Stations | Stormwater Ponds - NHD |  | STFPS_PG_158247 |  | Not Affected | Not Affected | Not Affected | Not Affected | Not Affected | Not Affected | Not Affected | Not Affected | Not Affected | Not Affected | Not Affected | Not Affected | Not Affected | Not Affected | Not Affected | Not Affected | Not Affected | Not Affected | Not Affected | Not Affected | Not Affected | 0 | 0 | 0 | 0 | 21 | Polygon
Critical Infrastructure | Stormwater Treatment Facilities and Pump Stations | Stormwater Ponds - NHD |  | STFPS_PG_158250 |  | Not Affected | Not Affected | Not Affected | Not Affected | Not Affected | Not Affected | Not Affected | Not Affected | Not Affected | Not Affected | Not Affected | Not Affected | Not Affected | Not Affected | Not Affected | Not Affected | Not Affected | Not Affected | Not Affected | Not Affected | Not Affected | 0 | 0 | 0 | 0 | 21 | Polygon
Critical Infrastructure | Stormwater Treatment Facilities and Pump Stations | Stormwater Ponds - NHD |  | STFPS_PG_158252 |  | Not Affected | Not Affected | Not Affected | Not Affected | Not Affected | Not Affected | Not Affected | Not Affected | Not Affected | Not Affected | Not Affected | Not Affected | Not Affected | Not Affected | Not Affected | Not Affected | Not Affected | Not Affected | Not Affected | Not Affected | Not Affected | 0 | 0 | 0 | 0 | 21 | Polygon
Critical Infrastructure | Stormwater Treatment Facilities and Pump Stations | Stormwater Ponds - NHD |  | STFPS_PG_158257 |  | Not Affected | Not Affected | Not Affected | Not Affected | Not Affected | Not Affected | Not Affected | Not Affected | Not Affected | Not Affected | Not Affected | Not Affected | Not Affected | Not Affected | Not Affected | Not Affected | Not Affected | Not Affected | Not Affected | Not Affected | Not Affected | 0 | 0 | 0 | 0 | 21 | Polygon
Critical Infrastructure | Stormwater Treatment Facilities and Pump Stations | Stormwater Ponds - NHD |  | STFPS_PG_158261 |  | Not Affected | Not Affected | Not Affected | Not Affected | Not Affected | Not Affected | Not Affected | Not Affected | Not Affected | Not Affected | Not Affected | Not Affected | Not Affected | Not Affected | Not Affected | Not Affected | Not Affected | Not Affected | Not Affected | Not Affected | Not Affected | 0 | 0 | 0 | 0 | 21 | Polygon
Critical Infrastructure | Stormwater Treatment Facilities and Pump Stations | Stormwater Ponds - NHD |  | STFPS_PG_158262 |  | Not Affected | Not Affected | Not Affected | Not Affected | Not Affected | Not Affected | Not Affected | Not Affected | Not Affected | Not Affected | Not Affected | Not Affected | Not Affected | Not Affected | Not Affected | Not Affected | Not Affected | Not Affected | Not Affected | Not Affected | Not Affected | 0 | 0 | 0 | 0 | 21 | Polygon
Critical Infrastructure | Stormwater Treatment Facilities and Pump Stations | Stormwater Ponds - NHD |  | STFPS_PG_158263 |  | Not Affected | Not Affected | Not Affected | Not Affected | Not Affected | Not Affected | Not Affected | Not Affected | Not Affected | Not Affected | Not Affected | Not Affected | Not Affected | Not Affected | Not Affected | Not Affected | Not Affected | Not Affected | Not Affected | Not Affected | Not Affected | 0 | 0 | 0 | 0 | 21 | Polygon
Critical Infrastructure | Stormwater Treatment Facilities and Pump Stations | Stormwater Ponds - NHD |  | STFPS_PG_158264 |  | Not Affected | Not Affected | Not Affected | Not Affected | Not Affected | Not Affected | Not Affected | Not Affected | Not Affected | Not Affected | Not Affected | Not Affected | Not Affected | Not Affected | Not Affected | Not Affected | Not Affected | Not Affected | Not Affected | Not Affected | Not Affected | 0 | 0 | 0 | 0 | 21 | Polygon
Critical Infrastructure | Stormwater Treatment Facilities and Pump Stations | Stormwater Ponds - NHD |  | STFPS_PG_158265 |  | Not Affected | Not Affected | Not Affected | Not Affected | Not Affected | Not Affected | Not Affected | Not Affected | Not Affected | Not Affected | Not Affected | Not Affected | Not Affected | Not Affected | Not Affected | Not Affected | Not Affected | Not Affected | Not Affected | Not Affected | Not Affected | 0 | 0 | 0 | 0 | 21 | Polygon
Critical Infrastructure | Stormwater Treatment Facilities and Pump Stations | Stormwater Ponds - NHD |  | STFPS_PG_158266 |  | Not Affected | Not Affected | Not Affected | Not Affected | Not Affected | Not Affected | Not Affected | Not Affected | Not Affected | Not Affected | Not Affected | Not Affected | Not Affected | Not Affected | Not Affected | Not Affected | Not Affected | Not Affected | Not Affected | Not Affected | Not Affected | 0 | 0 | 0 | 0 | 21 | Polygon
Critical Infrastructure | Stormwater Treatment Facilities and Pump Stations | Stormwater Ponds - NHD |  | STFPS_PG_158267 |  | Not Affected | Not Affected | Not Affected | Not Affected | Not Affected | Not Affected | Not Affected | Not Affected | Not Affected | Not Affected | Not Affected | Not Affected | Not Affected | Not Affected | Not Affected | Not Affected | Not Affected | Not Affected | Not Affected | Not Affected | Not Affected | 0 | 0 | 0 | 0 | 21 | Polygon
Critical Infrastructure | Stormwater Treatment Facilities and Pump Stations | Stormwater Ponds - NHD |  | STFPS_PG_158268 |  | Not Affected | Not Affected | Not Affected | Not Affected | Not Affected | Not Affected | Not Affected | Not Affected | Not Affected | Not Affected | Not Affected | Not Affected | Not Affected | Not Affected | Not Affected | Not Affected | Not Affected | Not Affected | Not Affected | Not Affected | Not Affected | 0 | 0 | 0 | 0 | 21 | Polygon
Critical Infrastructure | Stormwater Treatment Facilities and Pump Stations | Stormwater Ponds - NHD |  | STFPS_PG_158269 |  | Not Affected | Not Affected | Not Affected | Not Affected | Not Affected | Not Affected | Not Affected | Not Affected | Not Affected | Not Affected | Not Affected | Not Affected | Not Affected | Not Affected | Not Affected | Not Affected | Not Affected | Not Affected | Not Affected | Not Affected | Not Affected | 0 | 0 | 0 | 0 | 21 | Polygon
Critical Infrastructure | Stormwater Treatment Facilities and Pump Stations | Stormwater Ponds - NHD |  | STFPS_PG_158272 |  | Not Affected | Not Affected | Not Affected | Not Affected | Not Affected | Not Affected | Not Affected | Not Affected | Not Affected | Not Affected | Not Affected | Not Affected | Not Affected | Not Affected | Not Affected | Not Affected | Not Affected | Not Affected | Not Affected | Not Affected | Not Affected | 0 | 0 | 0 | 0 | 21 | Polygon
Critical Infrastructure | Stormwater Treatment Facilities and Pump Stations | Stormwater Ponds - NHD |  | STFPS_PG_158275 |  | Not Affected | Not Affected | Not Affected | Not Affected | Not Affected | Not Affected | Not Affected | Not Affected | Not Affected | Not Affected | Not Affected | Not Affected | Not Affected | Not Affected | Not Affected | Not Affected | Not Affected | Not Affected | Not Affected | Not Affected | Not Affected | 0 | 0 | 0 | 0 | 21 | Polygon
Critical Infrastructure | Stormwater Treatment Facilities and Pump Stations | Stormwater Ponds - NHD |  | STFPS_PG_158277 |  | Not Affected | Not Affected | Not Affected | Not Affected | Not Affected | Not Affected | Not Affected | Not Affected | Not Affected | Not Affected | Not Affected | Not Affected | Not Affected | Not Affected | Not Affected | Not Affected | Not Affected | Not Affected | Not Affected | Not Affected | Not Affected | 0 | 0 | 0 | 0 | 21 | Polygon
Critical Infrastructure | Stormwater Treatment Facilities and Pump Stations | Stormwater Ponds - NHD |  | STFPS_PG_158279 |  | Not Affected | Not Affected | Not Affected | Not Affected | Not Affected | Not Affected | Not Affected | Not Affected | Not Affected | Not Affected | Not Affected | Not Affected | Not Affected | Not Affected | Not Affected | Not Affected | Not Affected | Not Affected | Not Affected | Not Affected | Not Affected | 0 | 0 | 0 | 0 | 21 | Polygon
Critical Infrastructure | Stormwater Treatment Facilities and Pump Stations | Stormwater Ponds - NHD |  | STFPS_PG_158280 |  | Not Affected | Not Affected | Not Affected | Not Affected | Not Affected | Not Affected | Not Affected | Not Affected | Not Affected | Not Affected | Not Affected | Not Affected | Not Affected | Not Affected | Not Affected | Not Affected | Not Affected | Not Affected | Not Affected | Not Affected | Not Affected | 0 | 0 | 0 | 0 | 21 | Polygon
Critical Infrastructure | Stormwater Treatment Facilities and Pump Stations | Stormwater Ponds - NHD |  | STFPS_PG_158281 |  | Not Affected | Not Affected | Not Affected | Not Affected | Not Affected | Not Affected | Not Affected | Not Affected | Not Affected | Not Affected | Not Affected | Not Affected | Not Affected | Not Affected | Not Affected | Not Affected | Not Affected | Not Affected | Not Affected | Not Affected | Not Affected | 0 | 0 | 0 | 0 | 21 | Polygon
Critical Infrastructure | Stormwater Treatment Facilities and Pump Stations | Stormwater Ponds - NHD |  | STFPS_PG_158283 |  | Not Affected | Not Affected | Not Affected | Not Affected | Not Affected | Not Affected | Not Affected | Not Affected | Not Affected | Not Affected | Not Affected | Not Affected | Not Affected | Not Affected | Not Affected | Not Affected | Not Affected | Not Affected | Not Affected | Not Affected | Not Affected | 0 | 0 | 0 | 0 | 21 | Polygon
Critical Infrastructure | Stormwater Treatment Facilities and Pump Stations | Stormwater Ponds - NHD |  | STFPS_PG_158287 |  | Not Affected | Not Affected | Not Affected | Not Affected | Not Affected | Not Affected | Not Affected | Not Affected | Not Affected | Not Affected | Not Affected | Not Affected | Not Affected | Not Affected | Not Affected | Not Affected | Not Affected | Not Affected | Not Affected | Not Affected | Not Affected | 0 | 0 | 0 | 0 | 21 | Polygon
Critical Infrastructure | Stormwater Treatment Facilities and Pump Stations | Stormwater Ponds - NHD |  | STFPS_PG_158288 |  | Not Affected | Not Affected | Not Affected | Not Affected | Not Affected | Not Affected | Not Affected | Not Affected | Not Affected | Not Affected | Not Affected | Not Affected | Not Affected | Not Affected | Not Affected | Not Affected | Not Affected | Not Affected | Not Affected | Not Affected | Not Affected | 0 | 0 | 0 | 0 | 21 | Polygon
Critical Infrastructure | Stormwater Treatment Facilities and Pump Stations | Stormwater Ponds - NHD |  | STFPS_PG_158289 |  | Not Affected | Not Affected | Not Affected | Not Affected | Not Affected | Not Affected | Not Affected | Not Affected | Not Affected | Not Affected | Not Affected | Not Affected | Not Affected | Not Affected | Not Affected | Not Affected | Not Affected | Not Affected | Not Affected | Not Affected | Not Affected | 0 | 0 | 0 | 0 | 21 | Polygon
Critical Infrastructure | Stormwater Treatment Facilities and Pump Stations | Stormwater Ponds - NHD |  | STFPS_PG_158292 |  | Not Affected | Not Affected | Not Affected | Not Affected | Not Affected | Not Affected | Not Affected | Not Affected | Not Affected | Not Affected | Not Affected | Not Affected | Not Affected | Not Affected | Not Affected | Not Affected | Not Affected | Not Affected | Not Affected | Not Affected | Not Affected | 0 | 0 | 0 | 0 | 21 | Polygon
Critical Infrastructure | Stormwater Treatment Facilities and Pump Stations | Stormwater Ponds - NHD |  | STFPS_PG_158293 |  | Not Affected | Not Affected | Not Affected | Not Affected | Not Affected | Not Affected | Not Affected | Not Affected | Not Affected | Not Affected | Not Affected | Not Affected | Not Affected | Not Affected | Not Affected | Not Affected | Not Affected | Not Affected | Not Affected | Not Affected | Not Affected | 0 | 0 | 0 | 0 | 21 | Polygon
Critical Infrastructure | Stormwater Treatment Facilities and Pump Stations | Stormwater Ponds - NHD |  | STFPS_PG_158294 |  | Not Affected | Not Affected | Not Affected | Not Affected | Not Affected | Not Affected | Not Affected | Not Affected | Not Affected | Not Affected | Not Affected | Not Affected | Not Affected | Not Affected | Not Affected | Not Affected | Not Affected | Not Affected | Not Affected | Not Affected | Not Affected | 0 | 0 | 0 | 0 | 21 | Polygon
Critical Infrastructure | Stormwater Treatment Facilities and Pump Stations | Stormwater Ponds - NHD |  | STFPS_PG_158296 |  | Not Affected | Not Affected | Not Affected | Not Affected | Not Affected | Not Affected | Not Affected | Not Affected | Not Affected | Not Affected | Not Affected | Not Affected | Not Affected | Not Affected | Not Affected | Not Affected | Not Affected | Not Affected | Not Affected | Not Affected | Not Affected | 0 | 0 | 0 | 0 | 21 | Polygon
Critical Infrastructure | Stormwater Treatment Facilities and Pump Stations | Stormwater Ponds - NHD |  | STFPS_PG_158297 |  | Not Affected | Not Affected | Not Affected | Not Affected | Not Affected | Not Affected | Not Affected | Not Affected | Not Affected | Not Affected | Not Affected | Not Affected | Not Affected | Not Affected | Not Affected | Not Affected | Not Affected | Not Affected | Not Affected | Not Affected | Not Affected | 0 | 0 | 0 | 0 | 21 | Polygon
Critical Infrastructure | Stormwater Treatment Facilities and Pump Stations | Stormwater Ponds - NHD |  | STFPS_PG_158303 |  | Not Affected | Not Affected | Not Affected | Not Affected | Not Affected | Not Affected | Not Affected | Not Affected | Not Affected | Not Affected | Not Affected | Not Affected | Not Affected | Not Affected | Not Affected | Not Affected | Not Affected | Not Affected | Not Affected | Not Affected | Not Affected | 0 | 0 | 0 | 0 | 21 | Polygon
Critical Infrastructure | Stormwater Treatment Facilities and Pump Stations | Stormwater Ponds - NHD |  | STFPS_PG_158320 |  | Not Affected | Not Affected | Not Affected | Not Affected | Not Affected | Not Affected | Not Affected | Not Affected | Not Affected | Not Affected | Not Affected | Not Affected | Not Affected | Not Affected | Not Affected | Not Affected | Not Affected | Not Affected | Not Affected | Not Affected | Not Affected | 0 | 0 | 0 | 0 | 21 | Polygon
Critical Infrastructure | Stormwater Treatment Facilities and Pump Stations | Stormwater Ponds - NHD |  | STFPS_PG_158321 |  | Not Affected | Not Affected | Not Affected | Not Affected | Not Affected | Not Affected | Not Affected | Not Affected | Not Affected | Not Affected | Not Affected | Not Affected | Not Affected | Not Affected | Not Affected | Not Affected | Not Affected | Not Affected | Not Affected | Not Affected | Not Affected | 0 | 0 | 0 | 0 | 21 | Polygon
Critical Infrastructure | Stormwater Treatment Facilities and Pump Stations | Stormwater Ponds - NHD |  | STFPS_PG_158322 |  | Not Affected | Not Affected | Not Affected | Not Affected | Not Affected | Not Affected | Not Affected | Not Affected | Not Affected | Not Affected | Not Affected | Not Affected | Not Affected | Not Affected | Not Affected | Not Affected | Not Affected | Not Affected | Not Affected | Not Affected | Not Affected | 0 | 0 | 0 | 0 | 21 | Polygon
Critical Infrastructure | Stormwater Treatment Facilities and Pump Stations | Stormwater Ponds - NHD |  | STFPS_PG_158323 |  | Not Affected | Not Affected | Not Affected | Not Affected | Not Affected | Not Affected | Not Affected | Not Affected | Not Affected | Not Affected | Not Affected | Not Affected | Not Affected | Not Affected | Not Affected | Not Affected | Not Affected | Not Affected | Not Affected | Not Affected | Not Affected | 0 | 0 | 0 | 0 | 21 | Polygon
Critical Infrastructure | Stormwater Treatment Facilities and Pump Stations | Stormwater Ponds - NHD |  | STFPS_PG_158324 |  | Not Affected | Not Affected | Not Affected | Not Affected | Not Affected | Not Affected | Not Affected | Not Affected | Not Affected | Not Affected | Not Affected | Not Affected | Not Affected | Not Affected | Not Affected | Not Affected | Not Affected | Not Affected | Not Affected | Not Affected | Not Affected | 0 | 0 | 0 | 0 | 21 | Polygon
Critical Infrastructure | Stormwater Treatment Facilities and Pump Stations | Stormwater Ponds - NHD |  | STFPS_PG_158325 |  | Not Affected | Not Affected | Not Affected | Not Affected | Not Affected | Not Affected | Not Affected | Not Affected | Not Affected | Not Affected | Not Affected | Not Affected | Not Affected | Not Affected | Not Affected | Not Affected | Not Affected | Not Affected | Not Affected | Not Affected | Not Affected | 0 | 0 | 0 | 0 | 21 | Polygon
Critical Infrastructure | Stormwater Treatment Facilities and Pump Stations | Stormwater Ponds - NHD |  | STFPS_PG_158326 |  | Not Affected | Not Affected | Not Affected | Not Affected | Not Affected | Not Affected | Not Affected | Not Affected | Not Affected | Not Affected | Not Affected | Not Affected | Not Affected | Not Affected | Not Affected | Not Affected | Not Affected | Not Affected | Not Affected | Not Affected | Not Affected | 0 | 0 | 0 | 0 | 21 | Polygon
Critical Infrastructure | Stormwater Treatment Facilities and Pump Stations | Stormwater Ponds - NHD |  | STFPS_PG_158327 |  | Not Affected | Not Affected | Not Affected | Not Affected | Not Affected | Not Affected | Not Affected | Not Affected | Not Affected | Not Affected | Not Affected | Not Affected | Not Affected | Not Affected | Not Affected | Not Affected | Not Affected | Not Affected | Not Affected | Not Affected | Not Affected | 0 | 0 | 0 | 0 | 21 | Polygon
Critical Infrastructure | Stormwater Treatment Facilities and Pump Stations | Stormwater Ponds - NHD |  | STFPS_PG_158328 |  | Not Affected | Not Affected | Not Affected | Not Affected | Not Affected | Not Affected | Not Affected | Not Affected | Not Affected | Not Affected | Not Affected | Not Affected | Not Affected | Not Affected | Not Affected | Not Affected | Not Affected | Not Affected | Not Affected | Not Affected | Not Affected | 0 | 0 | 0 | 0 | 21 | Polygon
Critical Infrastructure | Stormwater Treatment Facilities and Pump Stations | Stormwater Ponds - NHD |  | STFPS_PG_158329 |  | Not Affected | Not Affected | Not Affected | Not Affected | Not Affected | Not Affected | Not Affected | Not Affected | Not Affected | Not Affected | Not Affected | Not Affected | Not Affected | Not Affected | Not Affected | Not Affected | Not Affected | Not Affected | Not Affected | Not Affected | Not Affected | 0 | 0 | 0 | 0 | 21 | Polygon
Critical Infrastructure | Stormwater Treatment Facilities and Pump Stations | Stormwater Ponds - NHD |  | STFPS_PG_158330 |  | Not Affected | Not Affected | Not Affected | Not Affected | Not Affected | Not Affected | Not Affected | Not Affected | Not Affected | Not Affected | Not Affected | Not Affected | Not Affected | Not Affected | Not Affected | Not Affected | Not Affected | Not Affected | Not Affected | Not Affected | Not Affected | 0 | 0 | 0 | 0 | 21 | Polygon
Critical Infrastructure | Stormwater Treatment Facilities and Pump Stations | Stormwater Ponds - NHD |  | STFPS_PG_158331 |  | Not Affected | Not Affected | Not Affected | Not Affected | Not Affected | Not Affected | Not Affected | Not Affected | Not Affected | Not Affected | Not Affected | Not Affected | Not Affected | Not Affected | Not Affected | Not Affected | Not Affected | Not Affected | Not Affected | Not Affected | Not Affected | 0 | 0 | 0 | 0 | 21 | Polygon
Critical Infrastructure | Stormwater Treatment Facilities and Pump Stations | Stormwater Ponds - NHD |  | STFPS_PG_158334 |  | Not Affected | Not Affected | Not Affected | Not Affected | Not Affected | Not Affected | Not Affected | Not Affected | Not Affected | Not Affected | Not Affected | Not Affected | Not Affected | Not Affected | Not Affected | Not Affected | Not Affected | Not Affected | Not Affected | Not Affected | Not Affected | 0 | 0 | 0 | 0 | 21 | Polygon
Critical Infrastructure | Stormwater Treatment Facilities and Pump Stations | Stormwater Ponds - NHD |  | STFPS_PG_158335 |  | Not Affected | Not Affected | Not Affected | Not Affected | Not Affected | Not Affected | Not Affected | Not Affected | Not Affected | Not Affected | Not Affected | Not Affected | Not Affected | Not Affected | Not Affected | Not Affected | Not Affected | Not Affected | Not Affected | Not Affected | Not Affected | 0 | 0 | 0 | 0 | 21 | Polygon
Critical Infrastructure | Stormwater Treatment Facilities and Pump Stations | Stormwater Ponds - NHD |  | STFPS_PG_158336 |  | Not Affected | Not Affected | Not Affected | Not Affected | Not Affected | Not Affected | Not Affected | Not Affected | Not Affected | Not Affected | Not Affected | Not Affected | Not Affected | Not Affected | Not Affected | Not Affected | Not Affected | Not Affected | Not Affected | Not Affected | Not Affected | 0 | 0 | 0 | 0 | 21 | Polygon
Critical Infrastructure | Stormwater Treatment Facilities and Pump Stations | Stormwater Ponds - NHD |  | STFPS_PG_158338 |  | Not Affected | Not Affected | Not Affected | Not Affected | Not Affected | Not Affected | Not Affected | Not Affected | Not Affected | Not Affected | Not Affected | Not Affected | Not Affected | Not Affected | Not Affected | Not Affected | Not Affected | Not Affected | Not Affected | Not Affected | Not Affected | 0 | 0 | 0 | 0 | 21 | Polygon
Critical Infrastructure | Stormwater Treatment Facilities and Pump Stations | Stormwater Ponds - NHD |  | STFPS_PG_158339 |  | Not Affected | Not Affected | Not Affected | Not Affected | Not Affected | Not Affected | Not Affected | Not Affected | Not Affected | Not Affected | Not Affected | Not Affected | Not Affected | Not Affected | Not Affected | Not Affected | Not Affected | Not Affected | Not Affected | Not Affected | Not Affected | 0 | 0 | 0 | 0 | 21 | Polygon
Critical Infrastructure | Stormwater Treatment Facilities and Pump Stations | Stormwater Ponds - NHD |  | STFPS_PG_158340 |  | Not Affected | Not Affected | Not Affected | Not Affected | Not Affected | Not Affected | Not Affected | Not Affected | Not Affected | Not Affected | Not Affected | Not Affected | Not Affected | Not Affected | Not Affected | Not Affected | Not Affected | Not Affected | Not Affected | Not Affected | Not Affected | 0 | 0 | 0 | 0 | 21 | Polygon
Critical Infrastructure | Stormwater Treatment Facilities and Pump Stations | Stormwater Ponds - NHD |  | STFPS_PG_158343 |  | Not Affected | Not Affected | Not Affected | Not Affected | Not Affected | Not Affected | Not Affected | Not Affected | Not Affected | Not Affected | Not Affected | Not Affected | Not Affected | Not Affected | Not Affected | Not Affected | Not Affected | Not Affected | Not Affected | Not Affected | Not Affected | 0 | 0 | 0 | 0 | 21 | Polygon
Critical Infrastructure | Stormwater Treatment Facilities and Pump Stations | Stormwater Ponds - NHD |  | STFPS_PG_158344 |  | Not Affected | Not Affected | Not Affected | Not Affected | Not Affected | Not Affected | Not Affected | Not Affected | Not Affected | Not Affected | Not Affected | Not Affected | Not Affected | Not Affected | Not Affected | Not Affected | Not Affected | Not Affected | Not Affected | Not Affected | Not Affected | 0 | 0 | 0 | 0 | 21 | Polygon
Critical Infrastructure | Stormwater Treatment Facilities and Pump Stations | Stormwater Ponds - NHD |  | STFPS_PG_158346 |  | Not Affected | Not Affected | Not Affected | Not Affected | Not Affected | Not Affected | Not Affected | Not Affected | Not Affected | Not Affected | Not Affected | Not Affected | Not Affected | Not Affected | Not Affected | Not Affected | Not Affected | Not Affected | Not Affected | Not Affected | Not Affected | 0 | 0 | 0 | 0 | 21 | Polygon
Critical Infrastructure | Stormwater Treatment Facilities and Pump Stations | Stormwater Ponds - NHD |  | STFPS_PG_158347 |  | Not Affected | Not Affected | Not Affected | Not Affected | Not Affected | Not Affected | Not Affected | Not Affected | Not Affected | Not Affected | Not Affected | Not Affected | Not Affected | Not Affected | Not Affected | Not Affected | Not Affected | Not Affected | Not Affected | Not Affected | Not Affected | 0 | 0 | 0 | 0 | 21 | Polygon
Critical Infrastructure | Stormwater Treatment Facilities and Pump Stations | Stormwater Ponds - NHD |  | STFPS_PG_158348 |  | Not Affected | Not Affected | Not Affected | Not Affected | Not Affected | Not Affected | Not Affected | Not Affected | Not Affected | Not Affected | Not Affected | Not Affected | Not Affected | Not Affected | Not Affected | Not Affected | Not Affected | Not Affected | Not Affected | Not Affected | Not Affected | 0 | 0 | 0 | 0 | 21 | Polygon
Critical Infrastructure | Stormwater Treatment Facilities and Pump Stations | Stormwater Ponds - NHD |  | STFPS_PG_158350 |  | Not Affected | Not Affected | Not Affected | Not Affected | Not Affected | Not Affected | Not Affected | Not Affected | Not Affected | Not Affected | Not Affected | Not Affected | Not Affected | Not Affected | Not Affected | Not Affected | Not Affected | Not Affected | Not Affected | Not Affected | Not Affected | 0 | 0 | 0 | 0 | 21 | Polygon
Critical Infrastructure | Stormwater Treatment Facilities and Pump Stations | Stormwater Ponds - NHD |  | STFPS_PG_158351 |  | Not Affected | Not Affected | Not Affected | Not Affected | Not Affected | Not Affected | Not Affected | Not Affected | Not Affected | Not Affected | Not Affected | Not Affected | Not Affected | Not Affected | Not Affected | Not Affected | Not Affected | Not Affected | Not Affected | Not Affected | Not Affected | 0 | 0 | 0 | 0 | 21 | Polygon
Critical Infrastructure | Stormwater Treatment Facilities and Pump Stations | Stormwater Ponds - NHD |  | STFPS_PG_158352 |  | Not Affected | Not Affected | Not Affected | Not Affected | Not Affected | Not Affected | Not Affected | Not Affected | Not Affected | Not Affected | Not Affected | Not Affected | Not Affected | Not Affected | Not Affected | Not Affected | Not Affected | Not Affected | Not Affected | Not Affected | Not Affected | 0 | 0 | 0 | 0 | 21 | Polygon
Critical Infrastructure | Stormwater Treatment Facilities and Pump Stations | Stormwater Ponds - NHD |  | STFPS_PG_158354 |  | Not Affected | Not Affected | Not Affected | Not Affected | Not Affected | Not Affected | Not Affected | Not Affected | Not Affected | Not Affected | Not Affected | Not Affected | Not Affected | Not Affected | Not Affected | Not Affected | Not Affected | Not Affected | Not Affected | Not Affected | Not Affected | 0 | 0 | 0 | 0 | 21 | Polygon
Critical Infrastructure | Stormwater Treatment Facilities and Pump Stations | Stormwater Ponds - NHD |  | STFPS_PG_158355 |  | Not Affected | Not Affected | Not Affected | Not Affected | Not Affected | Not Affected | Not Affected | Not Affected | Not Affected | Not Affected | Not Affected | Not Affected | Not Affected | Not Affected | Not Affected | Not Affected | Not Affected | Not Affected | Not Affected | Not Affected | Not Affected | 0 | 0 | 0 | 0 | 21 | Polygon
Critical Infrastructure | Stormwater Treatment Facilities and Pump Stations | Stormwater Ponds - NHD |  | STFPS_PG_158361 |  | Not Affected | Not Affected | Not Affected | Not Affected | Not Affected | Not Affected | Not Affected | Not Affected | Not Affected | Not Affected | Not Affected | Not Affected | Not Affected | Not Affected | Not Affected | Not Affected | Not Affected | Not Affected | Not Affected | Not Affected | Not Affected | 0 | 0 | 0 | 0 | 21 | Polygon
Critical Infrastructure | Stormwater Treatment Facilities and Pump Stations | Stormwater Ponds - NHD |  | STFPS_PG_158364 |  | Not Affected | Not Affected | Not Affected | Not Affected | Not Affected | Not Affected | Not Affected | Not Affected | Not Affected | Not Affected | Not Affected | Not Affected | Not Affected | Not Affected | Not Affected | Not Affected | Not Affected | Not Affected | Not Affected | Not Affected | Not Affected | 0 | 0 | 0 | 0 | 21 | Polygon
Critical Infrastructure | Stormwater Treatment Facilities and Pump Stations | Stormwater Ponds - NHD |  | STFPS_PG_158399 |  | Not Affected | Not Affected | Not Affected | Not Affected | Not Affected | Not Affected | Not Affected | Not Affected | Not Affected | Not Affected | Not Affected | Not Affected | Not Affected | Not Affected | Not Affected | Not Affected | Not Affected | Not Affected | Not Affected | Not Affected | Not Affected | 0 | 0 | 0 | 0 | 21 | Polygon
Critical Infrastructure | Stormwater Treatment Facilities and Pump Stations | Stormwater Ponds - NHD |  | STFPS_PG_158401 |  | Not Affected | Not Affected | Not Affected | Not Affected | Not Affected | Not Affected | Not Affected | Not Affected | Not Affected | Not Affected | Not Affected | Not Affected | Not Affected | Not Affected | Not Affected | Not Affected | Not Affected | Not Affected | Not Affected | Not Affected | Not Affected | 0 | 0 | 0 | 0 | 21 | Polygon
Critical Infrastructure | Stormwater Treatment Facilities and Pump Stations | Stormwater Ponds - NHD |  | STFPS_PG_158414 |  | Not Affected | Not Affected | Not Affected | Not Affected | Not Affected | Not Affected | Not Affected | Not Affected | Not Affected | Not Affected | Not Affected | Not Affected | Not Affected | Not Affected | Not Affected | Not Affected | Not Affected | Not Affected | Not Affected | Not Affected | Not Affected | 0 | 0 | 0 | 0 | 21 | Polygon
Critical Infrastructure | Stormwater Treatment Facilities and Pump Stations | Stormwater Ponds - NHD |  | STFPS_PG_158415 |  | Not Affected | Not Affected | Not Affected | Not Affected | Not Affected | Not Affected | Not Affected | Not Affected | Not Affected | Not Affected | Not Affected | Not Affected | Not Affected | Not Affected | Not Affected | Not Affected | Not Affected | Not Affected | Not Affected | Not Affected | Not Affected | 0 | 0 | 0 | 0 | 21 | Polygon
Critical Infrastructure | Stormwater Treatment Facilities and Pump Stations | Stormwater Ponds - NHD |  | STFPS_PG_158494 |  | Not Affected | Not Affected | Not Affected | Not Affected | Not Affected | Not Affected | Not Affected | Not Affected | Not Affected | Not Affected | Not Affected | Not Affected | Not Affected | Not Affected | Not Affected | Not Affected | Not Affected | Not Affected | Not Affected | Not Affected | Not Affected | 0 | 0 | 0 | 0 | 21 | Polygon
Critical Infrastructure | Stormwater Treatment Facilities and Pump Stations | Stormwater Ponds - NHD |  | STFPS_PG_158499 |  | Not Affected | Not Affected | Not Affected | Not Affected | Not Affected | Not Affected | Not Affected | Not Affected | Not Affected | Not Affected | Not Affected | Not Affected | Not Affected | Not Affected | Not Affected | Not Affected | Not Affected | Not Affected | Not Affected | Not Affected | Not Affected | 0 | 0 | 0 | 0 | 21 | Polygon
Critical Infrastructure | Stormwater Treatment Facilities and Pump Stations | Stormwater Ponds - NHD |  | STFPS_PG_158503 |  | Not Affected | Not Affected | Not Affected | Not Affected | Not Affected | Not Affected | Not Affected | Not Affected | Not Affected | Not Affected | Not Affected | Not Affected | Not Affected | Not Affected | Not Affected | Not Affected | Not Affected | Not Affected | Not Affected | Not Affected | Not Affected | 0 | 0 | 0 | 0 | 21 | Polygon
Critical Infrastructure | Stormwater Treatment Facilities and Pump Stations | Stormwater Ponds - NHD |  | STFPS_PG_158566 |  | Not Affected | Not Affected | Not Affected | Not Affected | Not Affected | Not Affected | Not Affected | Not Affected | Not Affected | Not Affected | Not Affected | Not Affected | Not Affected | Not Affected | Not Affected | Not Affected | Not Affected | Not Affected | Not Affected | Not Affected | Not Affected | 0 | 0 | 0 | 0 | 21 | Polygon
Critical Infrastructure | Stormwater Treatment Facilities and Pump Stations | Stormwater Ponds - NHD |  | STFPS_PG_158567 |  | Not Affected | Not Affected | Not Affected | Not Affected | Not Affected | Not Affected | Not Affected | Not Affected | Not Affected | Not Affected | Not Affected | Not Affected | Not Affected | Not Affected | Not Affected | Not Affected | Not Affected | Not Affected | Not Affected | Not Affected | Not Affected | 0 | 0 | 0 | 0 | 21 | Polygon
Critical Infrastructure | Stormwater Treatment Facilities and Pump Stations | Stormwater Ponds - NHD |  | STFPS_PG_158568 |  | Not Affected | Not Affected | Not Affected | Not Affected | Not Affected | Not Affected | Not Affected | Not Affected | Not Affected | Not Affected | Not Affected | Not Affected | Not Affected | Not Affected | Not Affected | Not Affected | Not Affected | Not Affected | Not Affected | Not Affected | Not Affected | 0 | 0 | 0 | 0 | 21 | Polygon
Critical Infrastructure | Stormwater Treatment Facilities and Pump Stations | Stormwater Ponds - NHD |  | STFPS_PG_158569 |  | Not Affected | Not Affected | Not Affected | Not Affected | Not Affected | Not Affected | Not Affected | Not Affected | Not Affected | Not Affected | Not Affected | Not Affected | Not Affected | Not Affected | Not Affected | Not Affected | Not Affected | Not Affected | Not Affected | Not Affected | Not Affected | 0 | 0 | 0 | 0 | 21 | Polygon
Critical Infrastructure | Stormwater Treatment Facilities and Pump Stations | Stormwater Ponds - NHD |  | STFPS_PG_158570 |  | Not Affected | Not Affected | Not Affected | Not Affected | Not Affected | Not Affected | Not Affected | Not Affected | Not Affected | Not Affected | Not Affected | Not Affected | Not Affected | Not Affected | Not Affected | Not Affected | Not Affected | Not Affected | Not Affected | Not Affected | Not Affected | 0 | 0 | 0 | 0 | 21 | Polygon
Critical Infrastructure | Stormwater Treatment Facilities and Pump Stations | Stormwater Ponds - NHD |  | STFPS_PG_158574 |  | Not Affected | Not Affected | Not Affected | Not Affected | Not Affected | Not Affected | Not Affected | Not Affected | Not Affected | Not Affected | Not Affected | Not Affected | Not Affected | Not Affected | Not Affected | Not Affected | Not Affected | Not Affected | Not Affected | Not Affected | Not Affected | 0 | 0 | 0 | 0 | 21 | Polygon
Critical Infrastructure | Stormwater Treatment Facilities and Pump Stations | Stormwater Ponds - NHD |  | STFPS_PG_158576 |  | Not Affected | Not Affected | Not Affected | Not Affected | Not Affected | Not Affected | Not Affected | Not Affected | Not Affected | Not Affected | Not Affected | Not Affected | Not Affected | Not Affected | Not Affected | Not Affected | Not Affected | Not Affected | Not Affected | Not Affected | Not Affected | 0 | 0 | 0 | 0 | 21 | Polygon
Critical Infrastructure | Stormwater Treatment Facilities and Pump Stations | Stormwater Ponds - NHD |  | STFPS_PG_158578 |  | Not Affected | Not Affected | Not Affected | Not Affected | Not Affected | Not Affected | Not Affected | Not Affected | Not Affected | Not Affected | Not Affected | Not Affected | Not Affected | Not Affected | Not Affected | Not Affected | Not Affected | Not Affected | Not Affected | Not Affected | Not Affected | 0 | 0 | 0 | 0 | 21 | Polygon
Critical Infrastructure | Stormwater Treatment Facilities and Pump Stations | Stormwater Ponds - NHD |  | STFPS_PG_158581 |  | Not Affected | Not Affected | Not Affected | Not Affected | Not Affected | Not Affected | Not Affected | Not Affected | Not Affected | Not Affected | Not Affected | Not Affected | Not Affected | Not Affected | Not Affected | Not Affected | Not Affected | Not Affected | Not Affected | Not Affected | Not Affected | 0 | 0 | 0 | 0 | 21 | Polygon
Critical Infrastructure | Stormwater Treatment Facilities and Pump Stations | Stormwater Ponds - NHD |  | STFPS_PG_158582 |  | Not Affected | Not Affected | Not Affected | Not Affected | Not Affected | Not Affected | Not Affected | Not Affected | Not Affected | Not Affected | Not Affected | Not Affected | Not Affected | Not Affected | Not Affected | Not Affected | Not Affected | Not Affected | Not Affected | Not Affected | Not Affected | 0 | 0 | 0 | 0 | 21 | Polygon
Critical Infrastructure | Stormwater Treatment Facilities and Pump Stations | Stormwater Ponds - NHD |  | STFPS_PG_158636 |  | Not Affected | Not Affected | Not Affected | Not Affected | Not Affected | Not Affected | Not Affected | Not Affected | Not Affected | Not Affected | Not Affected | Not Affected | Not Affected | Not Affected | Not Affected | Not Affected | Not Affected | Not Affected | Not Affected | Not Affected | Not Affected | 0 | 0 | 0 | 0 | 21 | Polygon
Critical Infrastructure | Stormwater Treatment Facilities and Pump Stations | Stormwater Ponds - NHD |  | STFPS_PG_158682 |  | Not Affected | Not Affected | Not Affected | Not Affected | Not Affected | Not Affected | Not Affected | Not Affected | Not Affected | Not Affected | Not Affected | Not Affected | Not Affected | Not Affected | Not Affected | Not Affected | Not Affected | Not Affected | Not Affected | Not Affected | Not Affected | 0 | 0 | 0 | 0 | 21 | Polygon
Critical Infrastructure | Stormwater Treatment Facilities and Pump Stations | Stormwater Ponds - NHD |  | STFPS_PG_158683 |  | Not Affected | Not Affected | Not Affected | Not Affected | Not Affected | Not Affected | Not Affected | Not Affected | Not Affected | Not Affected | Not Affected | Not Affected | Not Affected | Not Affected | Not Affected | Not Affected | Not Affected | Not Affected | Not Affected | Not Affected | Not Affected | 0 | 0 | 0 | 0 | 21 | Polygon
Critical Infrastructure | Stormwater Treatment Facilities and Pump Stations | Stormwater Ponds - NHD |  | STFPS_PG_158684 |  | Not Affected | Not Affected | Not Affected | Not Affected | Not Affected | Not Affected | Not Affected | Not Affected | Not Affected | Not Affected | Not Affected | Not Affected | Not Affected | Not Affected | Not Affected | Not Affected | Not Affected | Not Affected | Not Affected | Not Affected | Not Affected | 0 | 0 | 0 | 0 | 21 | Polygon
Critical Infrastructure | Stormwater Treatment Facilities and Pump Stations | Stormwater Ponds - NHD |  | STFPS_PG_158685 |  | Not Affected | Not Affected | Not Affected | Not Affected | Not Affected | Not Affected | Not Affected | Not Affected | Not Affected | Not Affected | Not Affected | Not Affected | Not Affected | Not Affected | Not Affected | Not Affected | Not Affected | Not Affected | Not Affected | Not Affected | Not Affected | 0 | 0 | 0 | 0 | 21 | Polygon
Critical Infrastructure | Stormwater Treatment Facilities and Pump Stations | Stormwater Ponds - NHD |  | STFPS_PG_158686 |  | Not Affected | Not Affected | Not Affected | Not Affected | Not Affected | Not Affected | Not Affected | Not Affected | Not Affected | Not Affected | Not Affected | Not Affected | Not Affected | Not Affected | Not Affected | Not Affected | Not Affected | Not Affected | Not Affected | Not Affected | Not Affected | 0 | 0 | 0 | 0 | 21 | Polygon
Critical Infrastructure | Stormwater Treatment Facilities and Pump Stations | Stormwater Ponds - NHD |  | STFPS_PG_158687 |  | Not Affected | Not Affected | Not Affected | Not Affected | Not Affected | Not Affected | Not Affected | Not Affected | Not Affected | Not Affected | Not Affected | Not Affected | Not Affected | Not Affected | Not Affected | Not Affected | Not Affected | Not Affected | Not Affected | Not Affected | Not Affected | 0 | 0 | 0 | 0 | 21 | Polygon
Critical Infrastructure | Stormwater Treatment Facilities and Pump Stations | Stormwater Ponds - NHD |  | STFPS_PG_158688 |  | Not Affected | Not Affected | Not Affected | Not Affected | Not Affected | Not Affected | Not Affected | Not Affected | Not Affected | Not Affected | Not Affected | Not Affected | Not Affected | Not Affected | Not Affected | Not Affected | Not Affected | Not Affected | Not Affected | Not Affected | Not Affected | 0 | 0 | 0 | 0 | 21 | Polygon
Critical Infrastructure | Stormwater Treatment Facilities and Pump Stations | Stormwater Ponds - NHD |  | STFPS_PG_158694 |  | Not Affected | Not Affected | Not Affected | Not Affected | Not Affected | Not Affected | Not Affected | Not Affected | Not Affected | Not Affected | Not Affected | Not Affected | Not Affected | Not Affected | Not Affected | Not Affected | Not Affected | Not Affected | Not Affected | Not Affected | Not Affected | 0 | 0 | 0 | 0 | 21 | Polygon
Critical Infrastructure | Stormwater Treatment Facilities and Pump Stations | Stormwater Ponds - NHD |  | STFPS_PG_158698 |  | Not Affected | Not Affected | Not Affected | Not Affected | Not Affected | Not Affected | Not Affected | Not Affected | Not Affected | Not Affected | Not Affected | Not Affected | Not Affected | Not Affected | Not Affected | Not Affected | Not Affected | Not Affected | Not Affected | Not Affected | Not Affected | 0 | 0 | 0 | 0 | 21 | Polygon
Critical Infrastructure | Stormwater Treatment Facilities and Pump Stations | Stormwater Ponds - NHD |  | STFPS_PG_158699 |  | Not Affected | Not Affected | Not Affected | Not Affected | Not Affected | Not Affected | Not Affected | Not Affected | Not Affected | Not Affected | Not Affected | Not Affected | Not Affected | Not Affected | Not Affected | Not Affected | Not Affected | Not Affected | Not Affected | Not Affected | Not Affected | 0 | 0 | 0 | 0 | 21 | Polygon
Critical Infrastructure | Stormwater Treatment Facilities and Pump Stations | Stormwater Ponds - NHD |  | STFPS_PG_158706 |  | Not Affected | Not Affected | Not Affected | Not Affected | Not Affected | Not Affected | Not Affected | Not Affected | Not Affected | Not Affected | Not Affected | Not Affected | Not Affected | Not Affected | Not Affected | Not Affected | Not Affected | Not Affected | Not Affected | Not Affected | Not Affected | 0 | 0 | 0 | 0 | 21 | Polygon
Critical Infrastructure | Stormwater Treatment Facilities and Pump Stations | Stormwater Ponds - NHD |  | STFPS_PG_158707 |  | Not Affected | Not Affected | Not Affected | Not Affected | Not Affected | Not Affected | Not Affected | Not Affected | Not Affected | Not Affected | Not Affected | Not Affected | Not Affected | Not Affected | Not Affected | Not Affected | Not Affected | Not Affected | Not Affected | Not Affected | Not Affected | 0 | 0 | 0 | 0 | 21 | Polygon
Critical Infrastructure | Stormwater Treatment Facilities and Pump Stations | Stormwater Ponds - NHD |  | STFPS_PG_158709 |  | Not Affected | Not Affected | Not Affected | Not Affected | Not Affected | Not Affected | Not Affected | Not Affected | Not Affected | Not Affected | Not Affected | Not Affected | Not Affected | Not Affected | Not Affected | Not Affected | Not Affected | Not Affected | Not Affected | Not Affected | Not Affected | 0 | 0 | 0 | 0 | 21 | Polygon
Critical Infrastructure | Stormwater Treatment Facilities and Pump Stations | Stormwater Ponds - NHD |  | STFPS_PG_158710 |  | Not Affected | Not Affected | Not Affected | Not Affected | Not Affected | Not Affected | Not Affected | Not Affected | Not Affected | Not Affected | Not Affected | Not Affected | Not Affected | Not Affected | Not Affected | Not Affected | Not Affected | Not Affected | Not Affected | Not Affected | Not Affected | 0 | 0 | 0 | 0 | 21 | Polygon
Critical Infrastructure | Stormwater Treatment Facilities and Pump Stations | Stormwater Ponds - NHD |  | STFPS_PG_158711 |  | Not Affected | Not Affected | Not Affected | Not Affected | Not Affected | Not Affected | Not Affected | Not Affected | Not Affected | Not Affected | Not Affected | Not Affected | Not Affected | Not Affected | Not Affected | Not Affected | Not Affected | Not Affected | Not Affected | Not Affected | Not Affected | 0 | 0 | 0 | 0 | 21 | Polygon
Critical Infrastructure | Stormwater Treatment Facilities and Pump Stations | Stormwater Ponds - NHD |  | STFPS_PG_158712 |  | Not Affected | Not Affected | Not Affected | Not Affected | Not Affected | Not Affected | Not Affected | Not Affected | Not Affected | Not Affected | Not Affected | Not Affected | Not Affected | Not Affected | Not Affected | Not Affected | Not Affected | Not Affected | Not Affected | Not Affected | Not Affected | 0 | 0 | 0 | 0 | 21 | Polygon
Critical Infrastructure | Stormwater Treatment Facilities and Pump Stations | Stormwater Ponds - NHD |  | STFPS_PG_158713 |  | Not Affected | Not Affected | Not Affected | Not Affected | Not Affected | Not Affected | Not Affected | Not Affected | Not Affected | Not Affected | Not Affected | Not Affected | Not Affected | Not Affected | Not Affected | Not Affected | Not Affected | Not Affected | Not Affected | Not Affected | Not Affected | 0 | 0 | 0 | 0 | 21 | Polygon
Critical Infrastructure | Stormwater Treatment Facilities and Pump Stations | Stormwater Ponds - NHD |  | STFPS_PG_158714 |  | Not Affected | Not Affected | Not Affected | Not Affected | Not Affected | Not Affected | Not Affected | Not Affected | Not Affected | Not Affected | Not Affected | Not Affected | Not Affected | Not Affected | Not Affected | Not Affected | Not Affected | Not Affected | Not Affected | Not Affected | Not Affected | 0 | 0 | 0 | 0 | 21 | Polygon
Critical Infrastructure | Stormwater Treatment Facilities and Pump Stations | Stormwater Ponds - NHD |  | STFPS_PG_158715 |  | Not Affected | Not Affected | Not Affected | Not Affected | Not Affected | Not Affected | Not Affected | Not Affected | Not Affected | Not Affected | Not Affected | Not Affected | Not Affected | Not Affected | Not Affected | Not Affected | Not Affected | Not Affected | Not Affected | Not Affected | Not Affected | 0 | 0 | 0 | 0 | 21 | Polygon
Critical Infrastructure | Stormwater Treatment Facilities and Pump Stations | Stormwater Ponds - NHD |  | STFPS_PG_158716 |  | Not Affected | Not Affected | Not Affected | Not Affected | Not Affected | Not Affected | Not Affected | Not Affected | Not Affected | Not Affected | Not Affected | Not Affected | Not Affected | Not Affected | Not Affected | Not Affected | Not Affected | Not Affected | Not Affected | Not Affected | Not Affected | 0 | 0 | 0 | 0 | 21 | Polygon
Critical Infrastructure | Stormwater Treatment Facilities and Pump Stations | Stormwater Ponds - NHD |  | STFPS_PG_158717 |  | Not Affected | Not Affected | Not Affected | Not Affected | Not Affected | Not Affected | Not Affected | Not Affected | Not Affected | Not Affected | Not Affected | Not Affected | Not Affected | Not Affected | Not Affected | Not Affected | Not Affected | Not Affected | Not Affected | Not Affected | Not Affected | 0 | 0 | 0 | 0 | 21 | Polygon
Critical Infrastructure | Stormwater Treatment Facilities and Pump Stations | Stormwater Ponds - NHD |  | STFPS_PG_158718 |  | Not Affected | Not Affected | Not Affected | Not Affected | Not Affected | Not Affected | Not Affected | Not Affected | Not Affected | Not Affected | Not Affected | Not Affected | Not Affected | Not Affected | Not Affected | Not Affected | Not Affected | Not Affected | Not Affected | Not Affected | Not Affected | 0 | 0 | 0 | 0 | 21 | Polygon
Critical Infrastructure | Stormwater Treatment Facilities and Pump Stations | Stormwater Ponds - NHD |  | STFPS_PG_158719 |  | Not Affected | Not Affected | Not Affected | Not Affected | Not Affected | Not Affected | Not Affected | Not Affected | Not Affected | Not Affected | Not Affected | Not Affected | Not Affected | Not Affected | Not Affected | Not Affected | Not Affected | Not Affected | Not Affected | Not Affected | Not Affected | 0 | 0 | 0 | 0 | 21 | Polygon
Critical Infrastructure | Stormwater Treatment Facilities and Pump Stations | Stormwater Ponds - NHD |  | STFPS_PG_158720 |  | Not Affected | Not Affected | Not Affected | Not Affected | Not Affected | Not Affected | Not Affected | Not Affected | Not Affected | Not Affected | Not Affected | Not Affected | Not Affected | Not Affected | Not Affected | Not Affected | Not Affected | Not Affected | Not Affected | Not Affected | Not Affected | 0 | 0 | 0 | 0 | 21 | Polygon
Critical Infrastructure | Stormwater Treatment Facilities and Pump Stations | Stormwater Ponds - NHD |  | STFPS_PG_158721 |  | Not Affected | Not Affected | Not Affected | Not Affected | Not Affected | Not Affected | Not Affected | Not Affected | Not Affected | Not Affected | Not Affected | Not Affected | Not Affected | Not Affected | Not Affected | Not Affected | Not Affected | Not Affected | Not Affected | Not Affected | Not Affected | 0 | 0 | 0 | 0 | 21 | Polygon
Critical Infrastructure | Stormwater Treatment Facilities and Pump Stations | Stormwater Ponds - NHD |  | STFPS_PG_158722 |  | Not Affected | Not Affected | Not Affected | Not Affected | Not Affected | Not Affected | Not Affected | Not Affected | Not Affected | Not Affected | Not Affected | Not Affected | Not Affected | Not Affected | Not Affected | Not Affected | Not Affected | Not Affected | Not Affected | Not Affected | Not Affected | 0 | 0 | 0 | 0 | 21 | Polygon
Critical Infrastructure | Stormwater Treatment Facilities and Pump Stations | Stormwater Ponds - NHD |  | STFPS_PG_158723 |  | Not Affected | Not Affected | Not Affected | Not Affected | Not Affected | Not Affected | Not Affected | Not Affected | Not Affected | Not Affected | Not Affected | Not Affected | Not Affected | Not Affected | Not Affected | Not Affected | Not Affected | Not Affected | Not Affected | Not Affected | Not Affected | 0 | 0 | 0 | 0 | 21 | Polygon
Critical Infrastructure | Stormwater Treatment Facilities and Pump Stations | Stormwater Ponds - NHD |  | STFPS_PG_158724 |  | Not Affected | Not Affected | Not Affected | Not Affected | Not Affected | Not Affected | Not Affected | Not Affected | Not Affected | Not Affected | Not Affected | Not Affected | Not Affected | Not Affected | Not Affected | Not Affected | Not Affected | Not Affected | Not Affected | Not Affected | Not Affected | 0 | 0 | 0 | 0 | 21 | Polygon
Critical Infrastructure | Stormwater Treatment Facilities and Pump Stations | Stormwater Ponds - NHD |  | STFPS_PG_158725 |  | Not Affected | Not Affected | Not Affected | Not Affected | Not Affected | Not Affected | Not Affected | Not Affected | Not Affected | Not Affected | Not Affected | Not Affected | Not Affected | Not Affected | Not Affected | Not Affected | Not Affected | Not Affected | Not Affected | Not Affected | Not Affected | 0 | 0 | 0 | 0 | 21 | Polygon
Critical Infrastructure | Stormwater Treatment Facilities and Pump Stations | Stormwater Ponds - NHD |  | STFPS_PG_158726 |  | Not Affected | Not Affected | Not Affected | Not Affected | Not Affected | Not Affected | Not Affected | Not Affected | Not Affected | Not Affected | Not Affected | Not Affected | Not Affected | Not Affected | Not Affected | Not Affected | Not Affected | Not Affected | Not Affected | Not Affected | Not Affected | 0 | 0 | 0 | 0 | 21 | Polygon
Critical Infrastructure | Stormwater Treatment Facilities and Pump Stations | Stormwater Ponds - NHD |  | STFPS_PG_158727 |  | Not Affected | Not Affected | Not Affected | Not Affected | Not Affected | Not Affected | Not Affected | Not Affected | Not Affected | Not Affected | Not Affected | Not Affected | Not Affected | Not Affected | Not Affected | Not Affected | Not Affected | Not Affected | Not Affected | Not Affected | Not Affected | 0 | 0 | 0 | 0 | 21 | Polygon
Critical Infrastructure | Stormwater Treatment Facilities and Pump Stations | Stormwater Ponds - NHD |  | STFPS_PG_158728 |  | Not Affected | Not Affected | Not Affected | Not Affected | Not Affected | Not Affected | Not Affected | Not Affected | Not Affected | Not Affected | Not Affected | Not Affected | Not Affected | Not Affected | Not Affected | Not Affected | Not Affected | Not Affected | Not Affected | Not Affected | Not Affected | 0 | 0 | 0 | 0 | 21 | Polygon
Critical Infrastructure | Stormwater Treatment Facilities and Pump Stations | Stormwater Ponds - NHD |  | STFPS_PG_158729 |  | Not Affected | Not Affected | Not Affected | Not Affected | Not Affected | Not Affected | Not Affected | Not Affected | Not Affected | Not Affected | Not Affected | Not Affected | Not Affected | Not Affected | Not Affected | Not Affected | Not Affected | Not Affected | Not Affected | Not Affected | Not Affected | 0 | 0 | 0 | 0 | 21 | Polygon
Critical Infrastructure | Stormwater Treatment Facilities and Pump Stations | Stormwater Ponds - NHD |  | STFPS_PG_158730 |  | Not Affected | Not Affected | Not Affected | Not Affected | Not Affected | Not Affected | Not Affected | Not Affected | Not Affected | Not Affected | Not Affected | Not Affected | Not Affected | Not Affected | Not Affected | Not Affected | Not Affected | Not Affected | Not Affected | Not Affected | Not Affected | 0 | 0 | 0 | 0 | 21 | Polygon
Critical Infrastructure | Stormwater Treatment Facilities and Pump Stations | Stormwater Ponds - NHD |  | STFPS_PG_158731 |  | Not Affected | Not Affected | Not Affected | Not Affected | Not Affected | Not Affected | Not Affected | Not Affected | Not Affected | Not Affected | Not Affected | Not Affected | Not Affected | Not Affected | Not Affected | Not Affected | Not Affected | Not Affected | Not Affected | Not Affected | Not Affected | 0 | 0 | 0 | 0 | 21 | Polygon
Critical Infrastructure | Stormwater Treatment Facilities and Pump Stations | Stormwater Ponds - NHD |  | STFPS_PG_158732 |  | Not Affected | Not Affected | Not Affected | Not Affected | Not Affected | Not Affected | Not Affected | Not Affected | Not Affected | Not Affected | Not Affected | Not Affected | Not Affected | Not Affected | Not Affected | Not Affected | Not Affected | Not Affected | Not Affected | Not Affected | Not Affected | 0 | 0 | 0 | 0 | 21 | Polygon
Critical Infrastructure | Stormwater Treatment Facilities and Pump Stations | Stormwater Ponds - NHD |  | STFPS_PG_158733 |  | Not Affected | Not Affected | Not Affected | Not Affected | Not Affected | Not Affected | Not Affected | Not Affected | Not Affected | Not Affected | Not Affected | Not Affected | Not Affected | Not Affected | Not Affected | Not Affected | Not Affected | Not Affected | Not Affected | Not Affected | Not Affected | 0 | 0 | 0 | 0 | 21 | Polygon
Critical Infrastructure | Stormwater Treatment Facilities and Pump Stations | Stormwater Ponds - NHD |  | STFPS_PG_158734 |  | Not Affected | Not Affected | Not Affected | Not Affected | Not Affected | Not Affected | Not Affected | Not Affected | Not Affected | Not Affected | Not Affected | Not Affected | Not Affected | Not Affected | Not Affected | Not Affected | Not Affected | Not Affected | Not Affected | Not Affected | Not Affected | 0 | 0 | 0 | 0 | 21 | Polygon
Critical Infrastructure | Stormwater Treatment Facilities and Pump Stations | Stormwater Ponds - NHD |  | STFPS_PG_158735 |  | Not Affected | Not Affected | Not Affected | Not Affected | Not Affected | Not Affected | Not Affected | Not Affected | Not Affected | Not Affected | Not Affected | Not Affected | Not Affected | Not Affected | Not Affected | Not Affected | Not Affected | Not Affected | Not Affected | Not Affected | Not Affected | 0 | 0 | 0 | 0 | 21 | Polygon
Critical Infrastructure | Stormwater Treatment Facilities and Pump Stations | Stormwater Ponds - NHD |  | STFPS_PG_158736 |  | Not Affected | Not Affected | Not Affected | Not Affected | Not Affected | Not Affected | Not Affected | Not Affected | Not Affected | Not Affected | Not Affected | Not Affected | Not Affected | Not Affected | Not Affected | Not Affected | Not Affected | Not Affected | Not Affected | Not Affected | Not Affected | 0 | 0 | 0 | 0 | 21 | Polygon
Critical Infrastructure | Stormwater Treatment Facilities and Pump Stations | Stormwater Ponds - NHD |  | STFPS_PG_158737 |  | Not Affected | Not Affected | Not Affected | Not Affected | Not Affected | Not Affected | Not Affected | Not Affected | Not Affected | Not Affected | Not Affected | Not Affected | Not Affected | Not Affected | Not Affected | Not Affected | Not Affected | Not Affected | Not Affected | Not Affected | Not Affected | 0 | 0 | 0 | 0 | 21 | Polygon
Critical Infrastructure | Stormwater Treatment Facilities and Pump Stations | Stormwater Ponds - NHD |  | STFPS_PG_158738 |  | Not Affected | Not Affected | Not Affected | Not Affected | Not Affected | Not Affected | Not Affected | Not Affected | Not Affected | Not Affected | Not Affected | Not Affected | Not Affected | Not Affected | Not Affected | Not Affected | Not Affected | Not Affected | Not Affected | Not Affected | Not Affected | 0 | 0 | 0 | 0 | 21 | Polygon
Critical Infrastructure | Stormwater Treatment Facilities and Pump Stations | Stormwater Ponds - NHD |  | STFPS_PG_158740 |  | Not Affected | Not Affected | Not Affected | Not Affected | Not Affected | Not Affected | Not Affected | Not Affected | Not Affected | Not Affected | Not Affected | Not Affected | Not Affected | Not Affected | Not Affected | Not Affected | Not Affected | Not Affected | Not Affected | Not Affected | Not Affected | 0 | 0 | 0 | 0 | 21 | Polygon
Critical Infrastructure | Stormwater Treatment Facilities and Pump Stations | Stormwater Ponds - NHD |  | STFPS_PG_158741 |  | Not Affected | Not Affected | Not Affected | Not Affected | Not Affected | Not Affected | Not Affected | Not Affected | Not Affected | Not Affected | Not Affected | Not Affected | Not Affected | Not Affected | Not Affected | Not Affected | Not Affected | Not Affected | Not Affected | Not Affected | Not Affected | 0 | 0 | 0 | 0 | 21 | Polygon
Critical Infrastructure | Stormwater Treatment Facilities and Pump Stations | Stormwater Ponds - NHD |  | STFPS_PG_158742 |  | Not Affected | Not Affected | Not Affected | Not Affected | Not Affected | Not Affected | Not Affected | Not Affected | Not Affected | Not Affected | Not Affected | Not Affected | Not Affected | Not Affected | Not Affected | Not Affected | Not Affected | Not Affected | Not Affected | Not Affected | Not Affected | 0 | 0 | 0 | 0 | 21 | Polygon
Critical Infrastructure | Stormwater Treatment Facilities and Pump Stations | Stormwater Ponds - NHD |  | STFPS_PG_158743 |  | Not Affected | Not Affected | Not Affected | Not Affected | Not Affected | Not Affected | Not Affected | Not Affected | Not Affected | Not Affected | Not Affected | Not Affected | Not Affected | Not Affected | Not Affected | Not Affected | Not Affected | Not Affected | Not Affected | Not Affected | Not Affected | 0 | 0 | 0 | 0 | 21 | Polygon
Critical Infrastructure | Stormwater Treatment Facilities and Pump Stations | Stormwater Ponds - NHD |  | STFPS_PG_158744 |  | Not Affected | Not Affected | Not Affected | Not Affected | Not Affected | Not Affected | Not Affected | Not Affected | Not Affected | Not Affected | Not Affected | Not Affected | Not Affected | Not Affected | Not Affected | Not Affected | Not Affected | Not Affected | Not Affected | Not Affected | Not Affected | 0 | 0 | 0 | 0 | 21 | Polygon
Critical Infrastructure | Stormwater Treatment Facilities and Pump Stations | Stormwater Ponds - NHD |  | STFPS_PG_158745 |  | Not Affected | Not Affected | Not Affected | Not Affected | Not Affected | Not Affected | Not Affected | Not Affected | Not Affected | Not Affected | Not Affected | Not Affected | Not Affected | Not Affected | Not Affected | Not Affected | Not Affected | Not Affected | Not Affected | Not Affected | Not Affected | 0 | 0 | 0 | 0 | 21 | Polygon
Critical Infrastructure | Stormwater Treatment Facilities and Pump Stations | Stormwater Ponds - NHD |  | STFPS_PG_158746 |  | Not Affected | Not Affected | Not Affected | Not Affected | Not Affected | Not Affected | Not Affected | Not Affected | Not Affected | Not Affected | Not Affected | Not Affected | Not Affected | Not Affected | Not Affected | Not Affected | Not Affected | Not Affected | Not Affected | Not Affected | Not Affected | 0 | 0 | 0 | 0 | 21 | Polygon
Critical Infrastructure | Stormwater Treatment Facilities and Pump Stations | Stormwater Ponds - NHD |  | STFPS_PG_158747 |  | Not Affected | Not Affected | Not Affected | Not Affected | Not Affected | Not Affected | Not Affected | Not Affected | Not Affected | Not Affected | Not Affected | Not Affected | Not Affected | Not Affected | Not Affected | Not Affected | Not Affected | Not Affected | Not Affected | Not Affected | Not Affected | 0 | 0 | 0 | 0 | 21 | Polygon
Critical Infrastructure | Stormwater Treatment Facilities and Pump Stations | Stormwater Ponds - NHD |  | STFPS_PG_158748 |  | Not Affected | Not Affected | Not Affected | Not Affected | Not Affected | Not Affected | Not Affected | Not Affected | Not Affected | Not Affected | Not Affected | Not Affected | Not Affected | Not Affected | Not Affected | Not Affected | Not Affected | Not Affected | Not Affected | Not Affected | Not Affected | 0 | 0 | 0 | 0 | 21 | Polygon
Critical Infrastructure | Stormwater Treatment Facilities and Pump Stations | Stormwater Ponds - NHD |  | STFPS_PG_158749 |  | Not Affected | Not Affected | Not Affected | Not Affected | Not Affected | Not Affected | Not Affected | Not Affected | Not Affected | Not Affected | Not Affected | Not Affected | Not Affected | Not Affected | Not Affected | Not Affected | Not Affected | Not Affected | Not Affected | Not Affected | Not Affected | 0 | 0 | 0 | 0 | 21 | Polygon
Critical Infrastructure | Stormwater Treatment Facilities and Pump Stations | Stormwater Ponds - NHD |  | STFPS_PG_158750 |  | Not Affected | Not Affected | Not Affected | Not Affected | Not Affected | Not Affected | Not Affected | Not Affected | Not Affected | Not Affected | Not Affected | Not Affected | Not Affected | Not Affected | Not Affected | Not Affected | Not Affected | Not Affected | Not Affected | Not Affected | Not Affected | 0 | 0 | 0 | 0 | 21 | Polygon
Critical Infrastructure | Stormwater Treatment Facilities and Pump Stations | Stormwater Ponds - NHD |  | STFPS_PG_158751 |  | Not Affected | Not Affected | Not Affected | Not Affected | Not Affected | Not Affected | Not Affected | Not Affected | Not Affected | Not Affected | Not Affected | Not Affected | Not Affected | Not Affected | Not Affected | Not Affected | Not Affected | Not Affected | Not Affected | Not Affected | Not Affected | 0 | 0 | 0 | 0 | 21 | Polygon
Critical Infrastructure | Stormwater Treatment Facilities and Pump Stations | Stormwater Ponds - NHD |  | STFPS_PG_158752 |  | Not Affected | Not Affected | Not Affected | Not Affected | Not Affected | Not Affected | Not Affected | Not Affected | Not Affected | Not Affected | Not Affected | Not Affected | Not Affected | Not Affected | Not Affected | Not Affected | Not Affected | Not Affected | Not Affected | Not Affected | Not Affected | 0 | 0 | 0 | 0 | 21 | Polygon
Critical Infrastructure | Stormwater Treatment Facilities and Pump Stations | Stormwater Ponds - NHD |  | STFPS_PG_158753 |  | Not Affected | Not Affected | Not Affected | Not Affected | Not Affected | Not Affected | Not Affected | Not Affected | Not Affected | Not Affected | Not Affected | Not Affected | Not Affected | Not Affected | Not Affected | Not Affected | Not Affected | Not Affected | Not Affected | Not Affected | Not Affected | 0 | 0 | 0 | 0 | 21 | Polygon
Critical Infrastructure | Stormwater Treatment Facilities and Pump Stations | Stormwater Ponds - NHD |  | STFPS_PG_158754 |  | Not Affected | Not Affected | Not Affected | Not Affected | Not Affected | Not Affected | Not Affected | Not Affected | Not Affected | Not Affected | Not Affected | Not Affected | Not Affected | Not Affected | Not Affected | Not Affected | Not Affected | Not Affected | Not Affected | Not Affected | Not Affected | 0 | 0 | 0 | 0 | 21 | Polygon
Critical Infrastructure | Stormwater Treatment Facilities and Pump Stations | Stormwater Ponds - NHD |  | STFPS_PG_158755 |  | Not Affected | Not Affected | Not Affected | Not Affected | Not Affected | Not Affected | Not Affected | Not Affected | Not Affected | Not Affected | Not Affected | Not Affected | Not Affected | Not Affected | Not Affected | Not Affected | Not Affected | Not Affected | Not Affected | Not Affected | Not Affected | 0 | 0 | 0 | 0 | 21 | Polygon
Critical Infrastructure | Stormwater Treatment Facilities and Pump Stations | Stormwater Ponds - NHD |  | STFPS_PG_158756 |  | Not Affected | Not Affected | Not Affected | Not Affected | Not Affected | Not Affected | Not Affected | Not Affected | Not Affected | Not Affected | Not Affected | Not Affected | Not Affected | Not Affected | Not Affected | Not Affected | Not Affected | Not Affected | Not Affected | Not Affected | Not Affected | 0 | 0 | 0 | 0 | 21 | Polygon
Critical Infrastructure | Stormwater Treatment Facilities and Pump Stations | Stormwater Ponds - NHD |  | STFPS_PG_158757 |  | Not Affected | Not Affected | Not Affected | Not Affected | Not Affected | Not Affected | Not Affected | Not Affected | Not Affected | Not Affected | Not Affected | Not Affected | Not Affected | Not Affected | Not Affected | Not Affected | Not Affected | Not Affected | Not Affected | Not Affected | Not Affected | 0 | 0 | 0 | 0 | 21 | Polygon
Critical Infrastructure | Stormwater Treatment Facilities and Pump Stations | Stormwater Ponds - NHD |  | STFPS_PG_158758 |  | Not Affected | Not Affected | Not Affected | Not Affected | Not Affected | Not Affected | Not Affected | Not Affected | Not Affected | Not Affected | Not Affected | Not Affected | Not Affected | Not Affected | Not Affected | Not Affected | Not Affected | Not Affected | Not Affected | Not Affected | Not Affected | 0 | 0 | 0 | 0 | 21 | Polygon
Critical Infrastructure | Stormwater Treatment Facilities and Pump Stations | Stormwater Ponds - NHD |  | STFPS_PG_158759 |  | Not Affected | Not Affected | Not Affected | Not Affected | Not Affected | Not Affected | Not Affected | Not Affected | Not Affected | Not Affected | Not Affected | Not Affected | Not Affected | Not Affected | Not Affected | Not Affected | Not Affected | Not Affected | Not Affected | Not Affected | Not Affected | 0 | 0 | 0 | 0 | 21 | Polygon
Critical Infrastructure | Stormwater Treatment Facilities and Pump Stations | Stormwater Ponds - NHD |  | STFPS_PG_158760 |  | Not Affected | Not Affected | Not Affected | Not Affected | Not Affected | Not Affected | Not Affected | Not Affected | Not Affected | Not Affected | Not Affected | Not Affected | Not Affected | Not Affected | Not Affected | Not Affected | Not Affected | Not Affected | Not Affected | Not Affected | Not Affected | 0 | 0 | 0 | 0 | 21 | Polygon
Critical Infrastructure | Stormwater Treatment Facilities and Pump Stations | Stormwater Ponds - NHD |  | STFPS_PG_158761 |  | Not Affected | Not Affected | Not Affected | Not Affected | Not Affected | Not Affected | Not Affected | Not Affected | Not Affected | Not Affected | Not Affected | Not Affected | Not Affected | Not Affected | Not Affected | Not Affected | Not Affected | Not Affected | Not Affected | Not Affected | Not Affected | 0 | 0 | 0 | 0 | 21 | Polygon
Critical Infrastructure | Stormwater Treatment Facilities and Pump Stations | Stormwater Ponds - NHD |  | STFPS_PG_158768 |  | Not Affected | Not Affected | Not Affected | Not Affected | Not Affected | Not Affected | Not Affected | Not Affected | Not Affected | Not Affected | Not Affected | Not Affected | Not Affected | Not Affected | Not Affected | Not Affected | Not Affected | Not Affected | Not Affected | Not Affected | Not Affected | 0 | 0 | 0 | 0 | 21 | Polygon
Critical Infrastructure | Stormwater Treatment Facilities and Pump Stations | Stormwater Ponds - NHD |  | STFPS_PG_158860 |  | Not Affected | Not Affected | Not Affected | Not Affected | Not Affected | Not Affected | Not Affected | Not Affected | Not Affected | Not Affected | Not Affected | Not Affected | Not Affected | Not Affected | Not Affected | Not Affected | Not Affected | Not Affected | Not Affected | Not Affected | Not Affected | 0 | 0 | 0 | 0 | 21 | Polygon
Critical Infrastructure | Stormwater Treatment Facilities and Pump Stations | Stormwater Ponds - NHD |  | STFPS_PG_158906 |  | Not Affected | Not Affected | Not Affected | Not Affected | Not Affected | Not Affected | Not Affected | Not Affected | Not Affected | Not Affected | Not Affected | Not Affected | Not Affected | Not Affected | Not Affected | Not Affected | Not Affected | Not Affected | Not Affected | Not Affected | Not Affected | 0 | 0 | 0 | 0 | 21 | Polygon
Critical Infrastructure | Stormwater Treatment Facilities and Pump Stations | Stormwater Ponds - NHD |  | STFPS_PG_158969 |  | Not Affected | Not Affected | Not Affected | Not Affected | Not Affected | Not Affected | Not Affected | Not Affected | Not Affected | Not Affected | Not Affected | Not Affected | Not Affected | Not Affected | Not Affected | Not Affected | Not Affected | Not Affected | Not Affected | Not Affected | Not Affected | 0 | 0 | 0 | 0 | 21 | Polygon
Critical Infrastructure | Stormwater Treatment Facilities and Pump Stations | Stormwater Ponds - NHD |  | STFPS_PG_159010 |  | Not Affected | Not Affected | Not Affected | Not Affected | Not Affected | Not Affected | Not Affected | Not Affected | Not Affected | Not Affected | Not Affected | Not Affected | Not Affected | Not Affected | Not Affected | Not Affected | Not Affected | Not Affected | Not Affected | Not Affected | Not Affected | 0 | 0 | 0 | 0 | 21 | Polygon
Critical Infrastructure | Stormwater Treatment Facilities and Pump Stations | Stormwater Ponds - NHD |  | STFPS_PG_159036 |  | Not Affected | Not Affected | Not Affected | Not Affected | Not Affected | Not Affected | Not Affected | Not Affected | Not Affected | Not Affected | Not Affected | Not Affected | Not Affected | Not Affected | Not Affected | Not Affected | Not Affected | Not Affected | Not Affected | Not Affected | Not Affected | 0 | 0 | 0 | 0 | 21 | Polygon
Critical Infrastructure | Stormwater Treatment Facilities and Pump Stations | Stormwater Ponds - NHD |  | STFPS_PG_159051 |  | Not Affected | Not Affected | Not Affected | Not Affected | Not Affected | Not Affected | Not Affected | Not Affected | Not Affected | Not Affected | Not Affected | Not Affected | Not Affected | Not Affected | Not Affected | Not Affected | Not Affected | Not Affected | Not Affected | Not Affected | Not Affected | 0 | 0 | 0 | 0 | 21 | Polygon
Critical Infrastructure | Stormwater Treatment Facilities and Pump Stations | Stormwater Ponds - NHD |  | STFPS_PG_159053 |  | Not Affected | Not Affected | Not Affected | Not Affected | Not Affected | Not Affected | Not Affected | Not Affected | Not Affected | Not Affected | Not Affected | Not Affected | Not Affected | Not Affected | Not Affected | Not Affected | Not Affected | Not Affected | Not Affected | Not Affected | Not Affected | 0 | 0 | 0 | 0 | 21 | Polygon
Critical Infrastructure | Stormwater Treatment Facilities and Pump Stations | Stormwater Ponds - NHD |  | STFPS_PG_159055 |  | Not Affected | Not Affected | Not Affected | Not Affected | Not Affected | Not Affected | Not Affected | Not Affected | Not Affected | Not Affected | Not Affected | Not Affected | Not Affected | Not Affected | Not Affected | Not Affected | Not Affected | Not Affected | Not Affected | Not Affected | Not Affected | 0 | 0 | 0 | 0 | 21 | Polygon
Critical Infrastructure | Stormwater Treatment Facilities and Pump Stations | Stormwater Ponds - NHD |  | STFPS_PG_159059 |  | Not Affected | Not Affected | Not Affected | Not Affected | Not Affected | Not Affected | Not Affected | Not Affected | Not Affected | Not Affected | Not Affected | Not Affected | Not Affected | Not Affected | Not Affected | Not Affected | Not Affected | Not Affected | Not Affected | Not Affected | Not Affected | 0 | 0 | 0 | 0 | 21 | Polygon
Critical Infrastructure | Stormwater Treatment Facilities and Pump Stations | Stormwater Ponds - NHD |  | STFPS_PG_159061 |  | Not Affected | Not Affected | Not Affected | Not Affected | Not Affected | Not Affected | Not Affected | Not Affected | Not Affected | Not Affected | Not Affected | Not Affected | Not Affected | Not Affected | Not Affected | Not Affected | Not Affected | Not Affected | Not Affected | Not Affected | Not Affected | 0 | 0 | 0 | 0 | 21 | Polygon
Critical Infrastructure | Stormwater Treatment Facilities and Pump Stations | Stormwater Ponds - NHD |  | STFPS_PG_159063 |  | Not Affected | Not Affected | Not Affected | Not Affected | Not Affected | Not Affected | Not Affected | Not Affected | Not Affected | Not Affected | Not Affected | Not Affected | Not Affected | Not Affected | Not Affected | Not Affected | Not Affected | Not Affected | Not Affected | Not Affected | Not Affected | 0 | 0 | 0 | 0 | 21 | Polygon
Critical Infrastructure | Stormwater Treatment Facilities and Pump Stations | Stormwater Ponds - NHD |  | STFPS_PG_159086 |  | Not Affected | Not Affected | Not Affected | Not Affected | Not Affected | Not Affected | Not Affected | Not Affected | Not Affected | Not Affected | Not Affected | Not Affected | Not Affected | Not Affected | Not Affected | Not Affected | Not Affected | Not Affected | Not Affected | Not Affected | Not Affected | 0 | 0 | 0 | 0 | 21 | Polygon
Critical Infrastructure | Stormwater Treatment Facilities and Pump Stations | Stormwater Ponds - NHD |  | STFPS_PG_159087 |  | Not Affected | Not Affected | Not Affected | Not Affected | Not Affected | Not Affected | Not Affected | Not Affected | Not Affected | Not Affected | Not Affected | Not Affected | Not Affected | Not Affected | Not Affected | Not Affected | Not Affected | Not Affected | Not Affected | Not Affected | Not Affected | 0 | 0 | 0 | 0 | 21 | Polygon
Critical Infrastructure | Stormwater Treatment Facilities and Pump Stations | Stormwater Ponds - NHD |  | STFPS_PG_159088 |  | Not Affected | Not Affected | Not Affected | Not Affected | Not Affected | Not Affected | Not Affected | Not Affected | Not Affected | Not Affected | Not Affected | Not Affected | Not Affected | Not Affected | Not Affected | Not Affected | Not Affected | Not Affected | Not Affected | Not Affected | Not Affected | 0 | 0 | 0 | 0 | 21 | Polygon
Critical Infrastructure | Stormwater Treatment Facilities and Pump Stations | Stormwater Ponds - NHD |  | STFPS_PG_159089 |  | Not Affected | Not Affected | Not Affected | Not Affected | Not Affected | Not Affected | Not Affected | Not Affected | Not Affected | Not Affected | Not Affected | Not Affected | Not Affected | Not Affected | Not Affected | Not Affected | Not Affected | Not Affected | Not Affected | Not Affected | Not Affected | 0 | 0 | 0 | 0 | 21 | Polygon
Critical Infrastructure | Stormwater Treatment Facilities and Pump Stations | Stormwater Ponds - NHD |  | STFPS_PG_159171 |  | Not Affected | Not Affected | Not Affected | Not Affected | Not Affected | Not Affected | Not Affected | Not Affected | Not Affected | Not Affected | Not Affected | Not Affected | Not Affected | Not Affected | Not Affected | Not Affected | Not Affected | Not Affected | Not Affected | Not Affected | Not Affected | 0 | 0 | 0 | 0 | 21 | Polygon
Critical Infrastructure | Stormwater Treatment Facilities and Pump Stations | Stormwater Ponds - NHD |  | STFPS_PG_159172 |  | Not Affected | Not Affected | Not Affected | Not Affected | Not Affected | Not Affected | Not Affected | Not Affected | Not Affected | Not Affected | Not Affected | Not Affected | Not Affected | Not Affected | Not Affected | Not Affected | Not Affected | Not Affected | Not Affected | Not Affected | Not Affected | 0 | 0 | 0 | 0 | 21 | Polygon
Critical Infrastructure | Stormwater Treatment Facilities and Pump Stations | Stormwater Ponds - NHD |  | STFPS_PG_159173 |  | Not Affected | Not Affected | Not Affected | Not Affected | Not Affected | Not Affected | Not Affected | Not Affected | Not Affected | Not Affected | Not Affected | Not Affected | Not Affected | Not Affected | Not Affected | Not Affected | Not Affected | Not Affected | Not Affected | Not Affected | Not Affected | 0 | 0 | 0 | 0 | 21 | Polygon
Critical Infrastructure | Stormwater Treatment Facilities and Pump Stations | Stormwater Ponds - NHD |  | STFPS_PG_159181 |  | Not Affected | Not Affected | Not Affected | Not Affected | Not Affected | Not Affected | Not Affected | Not Affected | Not Affected | Not Affected | Not Affected | Not Affected | Not Affected | Not Affected | Not Affected | Not Affected | Not Affected | Not Affected | Not Affected | Not Affected | Not Affected | 0 | 0 | 0 | 0 | 21 | Polygon
Critical Infrastructure | Stormwater Treatment Facilities and Pump Stations | Stormwater Ponds - NHD |  | STFPS_PG_159209 |  | Not Affected | Not Affected | Not Affected | Not Affected | Not Affected | Not Affected | Not Affected | Not Affected | Not Affected | Not Affected | Not Affected | Not Affected | Not Affected | Not Affected | Not Affected | Not Affected | Not Affected | Not Affected | Not Affected | Not Affected | Not Affected | 0 | 0 | 0 | 0 | 21 | Polygon
Critical Infrastructure | Stormwater Treatment Facilities and Pump Stations | Stormwater Ponds - NHD |  | STFPS_PG_159218 |  | Not Affected | Not Affected | Not Affected | Not Affected | Not Affected | Not Affected | Not Affected | Not Affected | Not Affected | Not Affected | Not Affected | Not Affected | Not Affected | Not Affected | Not Affected | Not Affected | Not Affected | Not Affected | Not Affected | Not Affected | Not Affected | 0 | 0 | 0 | 0 | 21 | Polygon
Critical Infrastructure | Stormwater Treatment Facilities and Pump Stations | Stormwater Ponds - NHD |  | STFPS_PG_159219 |  | Not Affected | Not Affected | Not Affected | Not Affected | Not Affected | Not Affected | Not Affected | Not Affected | Not Affected | Not Affected | Not Affected | Not Affected | Not Affected | Not Affected | Not Affected | Not Affected | Not Affected | Not Affected | Not Affected | Not Affected | Not Affected | 0 | 0 | 0 | 0 | 21 | Polygon
Critical Infrastructure | Stormwater Treatment Facilities and Pump Stations | Stormwater Ponds - NHD |  | STFPS_PG_159224 |  | Not Affected | Not Affected | Not Affected | Not Affected | Not Affected | Not Affected | Not Affected | Not Affected | Not Affected | Not Affected | Not Affected | Not Affected | Not Affected | Not Affected | Not Affected | Not Affected | Not Affected | Not Affected | Not Affected | Not Affected | Not Affected | 0 | 0 | 0 | 0 | 21 | Polygon
Critical Infrastructure | Stormwater Treatment Facilities and Pump Stations | Stormwater Ponds - NHD |  | STFPS_PG_159225 |  | Not Affected | Not Affected | Not Affected | Not Affected | Not Affected | Not Affected | Not Affected | Not Affected | Not Affected | Not Affected | Not Affected | Not Affected | Not Affected | Not Affected | Not Affected | Not Affected | Not Affected | Not Affected | Not Affected | Not Affected | Not Affected | 0 | 0 | 0 | 0 | 21 | Polygon
Critical Infrastructure | Stormwater Treatment Facilities and Pump Stations | Stormwater Ponds - NHD |  | STFPS_PG_159227 |  | Not Affected | Not Affected | Not Affected | Not Affected | Not Affected | Not Affected | Not Affected | Not Affected | Not Affected | Not Affected | Not Affected | Not Affected | Not Affected | Not Affected | Not Affected | Not Affected | Not Affected | Not Affected | Not Affected | Not Affected | Not Affected | 0 | 0 | 0 | 0 | 21 | Polygon
Critical Infrastructure | Stormwater Treatment Facilities and Pump Stations | Stormwater Ponds - NHD |  | STFPS_PG_159229 |  | Not Affected | Not Affected | Not Affected | Not Affected | Not Affected | Not Affected | Not Affected | Not Affected | Not Affected | Not Affected | Not Affected | Not Affected | Not Affected | Not Affected | Not Affected | Not Affected | Not Affected | Not Affected | Not Affected | Not Affected | Not Affected | 0 | 0 | 0 | 0 | 21 | Polygon
Critical Infrastructure | Stormwater Treatment Facilities and Pump Stations | Stormwater Ponds - NHD |  | STFPS_PG_159230 |  | Not Affected | Not Affected | Not Affected | Not Affected | Not Affected | Not Affected | Not Affected | Not Affected | Not Affected | Not Affected | Not Affected | Not Affected | Not Affected | Not Affected | Not Affected | Not Affected | Not Affected | Not Affected | Not Affected | Not Affected | Not Affected | 0 | 0 | 0 | 0 | 21 | Polygon
Critical Infrastructure | Stormwater Treatment Facilities and Pump Stations | Stormwater Ponds - NHD |  | STFPS_PG_159232 |  | Not Affected | Not Affected | Not Affected | Not Affected | Not Affected | Not Affected | Not Affected | Not Affected | Not Affected | Not Affected | Not Affected | Not Affected | Not Affected | Not Affected | Not Affected | Not Affected | Not Affected | Not Affected | Not Affected | Not Affected | Not Affected | 0 | 0 | 0 | 0 | 21 | Polygon
Critical Infrastructure | Stormwater Treatment Facilities and Pump Stations | Stormwater Ponds - NHD |  | STFPS_PG_159233 |  | Not Affected | Not Affected | Not Affected | Not Affected | Not Affected | Not Affected | Not Affected | Not Affected | Not Affected | Not Affected | Not Affected | Not Affected | Not Affected | Not Affected | Not Affected | Not Affected | Not Affected | Not Affected | Not Affected | Not Affected | Not Affected | 0 | 0 | 0 | 0 | 21 | Polygon
Critical Infrastructure | Stormwater Treatment Facilities and Pump Stations | Stormwater Ponds - NHD |  | STFPS_PG_159234 |  | Not Affected | Not Affected | Not Affected | Not Affected | Not Affected | Not Affected | Not Affected | Not Affected | Not Affected | Not Affected | Not Affected | Not Affected | Not Affected | Not Affected | Not Affected | Not Affected | Not Affected | Not Affected | Not Affected | Not Affected | Not Affected | 0 | 0 | 0 | 0 | 21 | Polygon
Critical Infrastructure | Stormwater Treatment Facilities and Pump Stations | Stormwater Ponds - NHD |  | STFPS_PG_159235 |  | Not Affected | Not Affected | Not Affected | Not Affected | Not Affected | Not Affected | Not Affected | Not Affected | Not Affected | Not Affected | Not Affected | Not Affected | Not Affected | Not Affected | Not Affected | Not Affected | Not Affected | Not Affected | Not Affected | Not Affected | Not Affected | 0 | 0 | 0 | 0 | 21 | Polygon
Critical Infrastructure | Stormwater Treatment Facilities and Pump Stations | Stormwater Ponds - NHD |  | STFPS_PG_159236 |  | Not Affected | Not Affected | Not Affected | Not Affected | Not Affected | Not Affected | Not Affected | Not Affected | Not Affected | Not Affected | Not Affected | Not Affected | Not Affected | Not Affected | Not Affected | Not Affected | Not Affected | Not Affected | Not Affected | Not Affected | Not Affected | 0 | 0 | 0 | 0 | 21 | Polygon
Critical Infrastructure | Stormwater Treatment Facilities and Pump Stations | Stormwater Ponds - NHD |  | STFPS_PG_159237 |  | Not Affected | Not Affected | Not Affected | Not Affected | Not Affected | Not Affected | Not Affected | Not Affected | Not Affected | Not Affected | Not Affected | Not Affected | Not Affected | Not Affected | Not Affected | Not Affected | Not Affected | Not Affected | Not Affected | Not Affected | Not Affected | 0 | 0 | 0 | 0 | 21 | Polygon
Critical Infrastructure | Stormwater Treatment Facilities and Pump Stations | Stormwater Ponds - NHD |  | STFPS_PG_159238 |  | Not Affected | Not Affected | Not Affected | Not Affected | Not Affected | Not Affected | Not Affected | Not Affected | Not Affected | Not Affected | Not Affected | Not Affected | Not Affected | Not Affected | Not Affected | Not Affected | Not Affected | Not Affected | Not Affected | Not Affected | Not Affected | 0 | 0 | 0 | 0 | 21 | Polygon
Critical Infrastructure | Stormwater Treatment Facilities and Pump Stations | Stormwater Ponds - NHD |  | STFPS_PG_159239 |  | Not Affected | Not Affected | Not Affected | Not Affected | Not Affected | Not Affected | Not Affected | Not Affected | Not Affected | Not Affected | Not Affected | Not Affected | Not Affected | Not Affected | Not Affected | Not Affected | Not Affected | Not Affected | Not Affected | Not Affected | Not Affected | 0 | 0 | 0 | 0 | 21 | Polygon
Critical Infrastructure | Stormwater Treatment Facilities and Pump Stations | Stormwater Ponds - NHD |  | STFPS_PG_159242 |  | Not Affected | Not Affected | Not Affected | Not Affected | Not Affected | Not Affected | Not Affected | Not Affected | Not Affected | Not Affected | Not Affected | Not Affected | Not Affected | Not Affected | Not Affected | Not Affected | Not Affected | Not Affected | Not Affected | Not Affected | Not Affected | 0 | 0 | 0 | 0 | 21 | Polygon
Critical Infrastructure | Stormwater Treatment Facilities and Pump Stations | Stormwater Ponds - NHD |  | STFPS_PG_159244 |  | Not Affected | Not Affected | Not Affected | Not Affected | Not Affected | Not Affected | Not Affected | Not Affected | Not Affected | Not Affected | Not Affected | Not Affected | Not Affected | Not Affected | Not Affected | Not Affected | Not Affected | Not Affected | Not Affected | Not Affected | Not Affected | 0 | 0 | 0 | 0 | 21 | Polygon
Critical Infrastructure | Stormwater Treatment Facilities and Pump Stations | Stormwater Ponds - NHD |  | STFPS_PG_159245 |  | Not Affected | Not Affected | Not Affected | Not Affected | Not Affected | Not Affected | Not Affected | Not Affected | Not Affected | Not Affected | Not Affected | Not Affected | Not Affected | Not Affected | Not Affected | Not Affected | Not Affected | Not Affected | Not Affected | Not Affected | Not Affected | 0 | 0 | 0 | 0 | 21 | Polygon
Critical Infrastructure | Stormwater Treatment Facilities and Pump Stations | Stormwater Ponds - NHD |  | STFPS_PG_159246 |  | Not Affected | Not Affected | Not Affected | Not Affected | Not Affected | Not Affected | Not Affected | Not Affected | Not Affected | Not Affected | Not Affected | Not Affected | Not Affected | Not Affected | Not Affected | Not Affected | Not Affected | Not Affected | Not Affected | Not Affected | Not Affected | 0 | 0 | 0 | 0 | 21 | Polygon
Critical Infrastructure | Stormwater Treatment Facilities and Pump Stations | Stormwater Ponds - NHD |  | STFPS_PG_159249 |  | Not Affected | Not Affected | Not Affected | Not Affected | Not Affected | Not Affected | Not Affected | Not Affected | Not Affected | Not Affected | Not Affected | Not Affected | Not Affected | Not Affected | Not Affected | Not Affected | Not Affected | Not Affected | Not Affected | Not Affected | Not Affected | 0 | 0 | 0 | 0 | 21 | Polygon
Critical Infrastructure | Stormwater Treatment Facilities and Pump Stations | Stormwater Ponds - NHD |  | STFPS_PG_159250 |  | Not Affected | Not Affected | Not Affected | Not Affected | Not Affected | Not Affected | Not Affected | Not Affected | Not Affected | Not Affected | Not Affected | Not Affected | Not Affected | Not Affected | Not Affected | Not Affected | Not Affected | Not Affected | Not Affected | Not Affected | Not Affected | 0 | 0 | 0 | 0 | 21 | Polygon
Critical Infrastructure | Stormwater Treatment Facilities and Pump Stations | Stormwater Ponds - NHD |  | STFPS_PG_159252 |  | Not Affected | Not Affected | Not Affected | Not Affected | Not Affected | Not Affected | Not Affected | Not Affected | Not Affected | Not Affected | Not Affected | Not Affected | Not Affected | Not Affected | Not Affected | Not Affected | Not Affected | Not Affected | Not Affected | Not Affected | Not Affected | 0 | 0 | 0 | 0 | 21 | Polygon
Critical Infrastructure | Stormwater Treatment Facilities and Pump Stations | Stormwater Ponds - NHD |  | STFPS_PG_159254 |  | Not Affected | Not Affected | Not Affected | Not Affected | Not Affected | Not Affected | Not Affected | Not Affected | Not Affected | Not Affected | Not Affected | Not Affected | Not Affected | Not Affected | Not Affected | Not Affected | Not Affected | Not Affected | Not Affected | Not Affected | Not Affected | 0 | 0 | 0 | 0 | 21 | Polygon
Critical Infrastructure | Stormwater Treatment Facilities and Pump Stations | Stormwater Ponds - NHD |  | STFPS_PG_159255 |  | Not Affected | Not Affected | Not Affected | Not Affected | Not Affected | Not Affected | Not Affected | Not Affected | Not Affected | Not Affected | Not Affected | Not Affected | Not Affected | Not Affected | Not Affected | Not Affected | Not Affected | Not Affected | Not Affected | Not Affected | Not Affected | 0 | 0 | 0 | 0 | 21 | Polygon
Critical Infrastructure | Stormwater Treatment Facilities and Pump Stations | Stormwater Ponds - NHD |  | STFPS_PG_159257 |  | Not Affected | Not Affected | Not Affected | Not Affected | Not Affected | Not Affected | Not Affected | Not Affected | Not Affected | Not Affected | Not Affected | Not Affected | Not Affected | Not Affected | Not Affected | Not Affected | Not Affected | Not Affected | Not Affected | Not Affected | Not Affected | 0 | 0 | 0 | 0 | 21 | Polygon
Critical Infrastructure | Stormwater Treatment Facilities and Pump Stations | Stormwater Ponds - NHD |  | STFPS_PG_159258 |  | Not Affected | Not Affected | Not Affected | Not Affected | Not Affected | Not Affected | Not Affected | Not Affected | Not Affected | Not Affected | Not Affected | Not Affected | Not Affected | Not Affected | Not Affected | Not Affected | Not Affected | Not Affected | Not Affected | Not Affected | Not Affected | 0 | 0 | 0 | 0 | 21 | Polygon
Critical Infrastructure | Stormwater Treatment Facilities and Pump Stations | Stormwater Ponds - NHD |  | STFPS_PG_159259 |  | Not Affected | Not Affected | Not Affected | Not Affected | Not Affected | Not Affected | Not Affected | Not Affected | Not Affected | Not Affected | Not Affected | Not Affected | Not Affected | Not Affected | Not Affected | Not Affected | Not Affected | Not Affected | Not Affected | Not Affected | Not Affected | 0 | 0 | 0 | 0 | 21 | Polygon
Critical Infrastructure | Stormwater Treatment Facilities and Pump Stations | Stormwater Ponds - NHD |  | STFPS_PG_159261 |  | Not Affected | Not Affected | Not Affected | Not Affected | Not Affected | Not Affected | Not Affected | Not Affected | Not Affected | Not Affected | Not Affected | Not Affected | Not Affected | Not Affected | Not Affected | Not Affected | Not Affected | Not Affected | Not Affected | Not Affected | Not Affected | 0 | 0 | 0 | 0 | 21 | Polygon
Critical Infrastructure | Stormwater Treatment Facilities and Pump Stations | Stormwater Ponds - NHD |  | STFPS_PG_159262 |  | Not Affected | Not Affected | Not Affected | Not Affected | Not Affected | Not Affected | Not Affected | Not Affected | Not Affected | Not Affected | Not Affected | Not Affected | Not Affected | Not Affected | Not Affected | Not Affected | Not Affected | Not Affected | Not Affected | Not Affected | Not Affected | 0 | 0 | 0 | 0 | 21 | Polygon
Critical Infrastructure | Stormwater Treatment Facilities and Pump Stations | Stormwater Ponds - NHD |  | STFPS_PG_159263 |  | Not Affected | Not Affected | Not Affected | Not Affected | Not Affected | Not Affected | Not Affected | Not Affected | Not Affected | Not Affected | Not Affected | Not Affected | Not Affected | Not Affected | Not Affected | Not Affected | Not Affected | Not Affected | Not Affected | Not Affected | Not Affected | 0 | 0 | 0 | 0 | 21 | Polygon
Critical Infrastructure | Stormwater Treatment Facilities and Pump Stations | Stormwater Ponds - NHD |  | STFPS_PG_159264 |  | Not Affected | Not Affected | Not Affected | Not Affected | Not Affected | Not Affected | Not Affected | Not Affected | Not Affected | Not Affected | Not Affected | Not Affected | Not Affected | Not Affected | Not Affected | Not Affected | Not Affected | Not Affected | Not Affected | Not Affected | Not Affected | 0 | 0 | 0 | 0 | 21 | Polygon
Critical Infrastructure | Stormwater Treatment Facilities and Pump Stations | Stormwater Ponds - NHD |  | STFPS_PG_159266 |  | Not Affected | Not Affected | Not Affected | Not Affected | Not Affected | Not Affected | Not Affected | Not Affected | Not Affected | Not Affected | Not Affected | Not Affected | Not Affected | Not Affected | Not Affected | Not Affected | Not Affected | Not Affected | Not Affected | Not Affected | Not Affected | 0 | 0 | 0 | 0 | 21 | Polygon
Critical Infrastructure | Stormwater Treatment Facilities and Pump Stations | Stormwater Ponds - NHD |  | STFPS_PG_159268 |  | Not Affected | Not Affected | Not Affected | Not Affected | Not Affected | Not Affected | Not Affected | Not Affected | Not Affected | Not Affected | Not Affected | Not Affected | Not Affected | Not Affected | Not Affected | Not Affected | Not Affected | Not Affected | Not Affected | Not Affected | Not Affected | 0 | 0 | 0 | 0 | 21 | Polygon
Critical Infrastructure | Stormwater Treatment Facilities and Pump Stations | Stormwater Ponds - NHD |  | STFPS_PG_159270 |  | Not Affected | Not Affected | Not Affected | Not Affected | Not Affected | Not Affected | Not Affected | Not Affected | Not Affected | Not Affected | Not Affected | Not Affected | Not Affected | Not Affected | Not Affected | Not Affected | Not Affected | Not Affected | Not Affected | Not Affected | Not Affected | 0 | 0 | 0 | 0 | 21 | Polygon
Critical Infrastructure | Stormwater Treatment Facilities and Pump Stations | Stormwater Ponds - NHD |  | STFPS_PG_159271 |  | Not Affected | Not Affected | Not Affected | Not Affected | Not Affected | Not Affected | Not Affected | Not Affected | Not Affected | Not Affected | Not Affected | Not Affected | Not Affected | Not Affected | Not Affected | Not Affected | Not Affected | Not Affected | Not Affected | Not Affected | Not Affected | 0 | 0 | 0 | 0 | 21 | Polygon
Critical Infrastructure | Stormwater Treatment Facilities and Pump Stations | Stormwater Ponds - NHD |  | STFPS_PG_159272 |  | Not Affected | Not Affected | Not Affected | Not Affected | Not Affected | Not Affected | Not Affected | Not Affected | Not Affected | Not Affected | Not Affected | Not Affected | Not Affected | Not Affected | Not Affected | Not Affected | Not Affected | Not Affected | Not Affected | Not Affected | Not Affected | 0 | 0 | 0 | 0 | 21 | Polygon
Critical Infrastructure | Stormwater Treatment Facilities and Pump Stations | Stormwater Ponds - NHD |  | STFPS_PG_159277 |  | Not Affected | Not Affected | Not Affected | Not Affected | Not Affected | Not Affected | Not Affected | Not Affected | Not Affected | Not Affected | Not Affected | Not Affected | Not Affected | Not Affected | Not Affected | Not Affected | Not Affected | Not Affected | Not Affected | Not Affected | Not Affected | 0 | 0 | 0 | 0 | 21 | Polygon
Critical Infrastructure | Stormwater Treatment Facilities and Pump Stations | Stormwater Ponds - NHD |  | STFPS_PG_159278 |  | Not Affected | Not Affected | Not Affected | Not Affected | Not Affected | Not Affected | Not Affected | Not Affected | Not Affected | Not Affected | Not Affected | Not Affected | Not Affected | Not Affected | Not Affected | Not Affected | Not Affected | Not Affected | Not Affected | Not Affected | Not Affected | 0 | 0 | 0 | 0 | 21 | Polygon
Critical Infrastructure | Stormwater Treatment Facilities and Pump Stations | Stormwater Ponds - NHD |  | STFPS_PG_159279 |  | Not Affected | Not Affected | Not Affected | Not Affected | Not Affected | Not Affected | Not Affected | Not Affected | Not Affected | Not Affected | Not Affected | Not Affected | Not Affected | Not Affected | Not Affected | Not Affected | Not Affected | Not Affected | Not Affected | Not Affected | Not Affected | 0 | 0 | 0 | 0 | 21 | Polygon
Critical Infrastructure | Stormwater Treatment Facilities and Pump Stations | Stormwater Ponds - NHD |  | STFPS_PG_159280 |  | Not Affected | Not Affected | Not Affected | Not Affected | Not Affected | Not Affected | Not Affected | Not Affected | Not Affected | Not Affected | Not Affected | Not Affected | Not Affected | Not Affected | Not Affected | Not Affected | Not Affected | Not Affected | Not Affected | Not Affected | Not Affected | 0 | 0 | 0 | 0 | 21 | Polygon
Critical Infrastructure | Stormwater Treatment Facilities and Pump Stations | Stormwater Ponds - NHD |  | STFPS_PG_159283 |  | Not Affected | Not Affected | Not Affected | Not Affected | Not Affected | Not Affected | Not Affected | Not Affected | Not Affected | Not Affected | Not Affected | Not Affected | Not Affected | Not Affected | Not Affected | Not Affected | Not Affected | Not Affected | Not Affected | Not Affected | Not Affected | 0 | 0 | 0 | 0 | 21 | Polygon
Critical Infrastructure | Stormwater Treatment Facilities and Pump Stations | Stormwater Ponds - NHD |  | STFPS_PG_159285 |  | Not Affected | Not Affected | Not Affected | Not Affected | Not Affected | Not Affected | Not Affected | Not Affected | Not Affected | Not Affected | Not Affected | Not Affected | Not Affected | Not Affected | Not Affected | Not Affected | Not Affected | Not Affected | Not Affected | Not Affected | Not Affected | 0 | 0 | 0 | 0 | 21 | Polygon
Critical Infrastructure | Stormwater Treatment Facilities and Pump Stations | Stormwater Ponds - NHD |  | STFPS_PG_159286 |  | Not Affected | Not Affected | Not Affected | Not Affected | Not Affected | Not Affected | Not Affected | Not Affected | Not Affected | Not Affected | Not Affected | Not Affected | Not Affected | Not Affected | Not Affected | Not Affected | Not Affected | Not Affected | Not Affected | Not Affected | Not Affected | 0 | 0 | 0 | 0 | 21 | Polygon
Critical Infrastructure | Stormwater Treatment Facilities and Pump Stations | Stormwater Ponds - NHD |  | STFPS_PG_159288 |  | Not Affected | Not Affected | Not Affected | Not Affected | Not Affected | Not Affected | Not Affected | Not Affected | Not Affected | Not Affected | Not Affected | Not Affected | Not Affected | Not Affected | Not Affected | Not Affected | Not Affected | Not Affected | Not Affected | Not Affected | Not Affected | 0 | 0 | 0 | 0 | 21 | Polygon
Critical Infrastructure | Stormwater Treatment Facilities and Pump Stations | Stormwater Ponds - NHD |  | STFPS_PG_159289 |  | Not Affected | Not Affected | Not Affected | Not Affected | Not Affected | Not Affected | Not Affected | Not Affected | Not Affected | Not Affected | Not Affected | Not Affected | Not Affected | Not Affected | Not Affected | Not Affected | Not Affected | Not Affected | Not Affected | Not Affected | Not Affected | 0 | 0 | 0 | 0 | 21 | Polygon
Critical Infrastructure | Stormwater Treatment Facilities and Pump Stations | Stormwater Ponds - NHD |  | STFPS_PG_159290 |  | Not Affected | Not Affected | Not Affected | Not Affected | Not Affected | Not Affected | Not Affected | Not Affected | Not Affected | Not Affected | Not Affected | Not Affected | Not Affected | Not Affected | Not Affected | Not Affected | Not Affected | Not Affected | Not Affected | Not Affected | Not Affected | 0 | 0 | 0 | 0 | 21 | Polygon
Critical Infrastructure | Stormwater Treatment Facilities and Pump Stations | Stormwater Ponds - NHD |  | STFPS_PG_159291 |  | Not Affected | Not Affected | Not Affected | Not Affected | Not Affected | Not Affected | Not Affected | Not Affected | Not Affected | Not Affected | Not Affected | Not Affected | Not Affected | Not Affected | Not Affected | Not Affected | Not Affected | Not Affected | Not Affected | Not Affected | Not Affected | 0 | 0 | 0 | 0 | 21 | Polygon
Critical Infrastructure | Stormwater Treatment Facilities and Pump Stations | Stormwater Ponds - NHD |  | STFPS_PG_159292 |  | Not Affected | Not Affected | Not Affected | Not Affected | Not Affected | Not Affected | Not Affected | Not Affected | Not Affected | Not Affected | Not Affected | Not Affected | Not Affected | Not Affected | Not Affected | Not Affected | Not Affected | Not Affected | Not Affected | Not Affected | Not Affected | 0 | 0 | 0 | 0 | 21 | Polygon
Critical Infrastructure | Stormwater Treatment Facilities and Pump Stations | Stormwater Ponds - NHD |  | STFPS_PG_159293 |  | Not Affected | Not Affected | Not Affected | Not Affected | Not Affected | Not Affected | Not Affected | Not Affected | Not Affected | Not Affected | Not Affected | Not Affected | Not Affected | Not Affected | Not Affected | Not Affected | Not Affected | Not Affected | Not Affected | Not Affected | Not Affected | 0 | 0 | 0 | 0 | 21 | Polygon
Critical Infrastructure | Stormwater Treatment Facilities and Pump Stations | Stormwater Ponds - NHD |  | STFPS_PG_159294 |  | Not Affected | Not Affected | Not Affected | Not Affected | Not Affected | Not Affected | Not Affected | Not Affected | Not Affected | Not Affected | Not Affected | Not Affected | Not Affected | Not Affected | Not Affected | Not Affected | Not Affected | Not Affected | Not Affected | Not Affected | Not Affected | 0 | 0 | 0 | 0 | 21 | Polygon
Critical Infrastructure | Stormwater Treatment Facilities and Pump Stations | Stormwater Ponds - NHD |  | STFPS_PG_159295 |  | Not Affected | Not Affected | Not Affected | Not Affected | Not Affected | Not Affected | Not Affected | Not Affected | Not Affected | Not Affected | Not Affected | Not Affected | Not Affected | Not Affected | Not Affected | Not Affected | Not Affected | Not Affected | Not Affected | Not Affected | Not Affected | 0 | 0 | 0 | 0 | 21 | Polygon
Critical Infrastructure | Stormwater Treatment Facilities and Pump Stations | Stormwater Ponds - NHD |  | STFPS_PG_159296 |  | Not Affected | Not Affected | Not Affected | Not Affected | Not Affected | Not Affected | Not Affected | Not Affected | Not Affected | Not Affected | Not Affected | Not Affected | Not Affected | Not Affected | Not Affected | Not Affected | Not Affected | Not Affected | Not Affected | Not Affected | Not Affected | 0 | 0 | 0 | 0 | 21 | Polygon
Critical Infrastructure | Stormwater Treatment Facilities and Pump Stations | Stormwater Ponds - NHD |  | STFPS_PG_159297 |  | Not Affected | Not Affected | Not Affected | Not Affected | Not Affected | Not Affected | Not Affected | Not Affected | Not Affected | Not Affected | Not Affected | Not Affected | Not Affected | Not Affected | Not Affected | Not Affected | Not Affected | Not Affected | Not Affected | Not Affected | Not Affected | 0 | 0 | 0 | 0 | 21 | Polygon
Critical Infrastructure | Stormwater Treatment Facilities and Pump Stations | Stormwater Ponds - NHD |  | STFPS_PG_159298 |  | Not Affected | Not Affected | Not Affected | Not Affected | Not Affected | Not Affected | Not Affected | Not Affected | Not Affected | Not Affected | Not Affected | Not Affected | Not Affected | Not Affected | Not Affected | Not Affected | Not Affected | Not Affected | Not Affected | Not Affected | Not Affected | 0 | 0 | 0 | 0 | 21 | Polygon
Critical Infrastructure | Stormwater Treatment Facilities and Pump Stations | Stormwater Ponds - NHD |  | STFPS_PG_159300 |  | Not Affected | Not Affected | Not Affected | Not Affected | Not Affected | Not Affected | Not Affected | Not Affected | Not Affected | Not Affected | Not Affected | Not Affected | Not Affected | Not Affected | Not Affected | Not Affected | Not Affected | Not Affected | Not Affected | Not Affected | Not Affected | 0 | 0 | 0 | 0 | 21 | Polygon
Critical Infrastructure | Stormwater Treatment Facilities and Pump Stations | Stormwater Ponds - NHD |  | STFPS_PG_159301 |  | Not Affected | Not Affected | Not Affected | Not Affected | Not Affected | Not Affected | Not Affected | Not Affected | Not Affected | Not Affected | Not Affected | Not Affected | Not Affected | Not Affected | Not Affected | Not Affected | Not Affected | Not Affected | Not Affected | Not Affected | Not Affected | 0 | 0 | 0 | 0 | 21 | Polygon
Critical Infrastructure | Stormwater Treatment Facilities and Pump Stations | Stormwater Ponds - NHD |  | STFPS_PG_159302 |  | Not Affected | Not Affected | Not Affected | Not Affected | Not Affected | Not Affected | Not Affected | Not Affected | Not Affected | Not Affected | Not Affected | Not Affected | Not Affected | Not Affected | Not Affected | Not Affected | Not Affected | Not Affected | Not Affected | Not Affected | Not Affected | 0 | 0 | 0 | 0 | 21 | Polygon
Critical Infrastructure | Stormwater Treatment Facilities and Pump Stations | Stormwater Ponds - NHD |  | STFPS_PG_159303 |  | Not Affected | Not Affected | Not Affected | Not Affected | Not Affected | Not Affected | Not Affected | Not Affected | Not Affected | Not Affected | Not Affected | Not Affected | Not Affected | Not Affected | Not Affected | Not Affected | Not Affected | Not Affected | Not Affected | Not Affected | Not Affected | 0 | 0 | 0 | 0 | 21 | Polygon
Critical Infrastructure | Stormwater Treatment Facilities and Pump Stations | Stormwater Ponds - NHD |  | STFPS_PG_159304 |  | Not Affected | Not Affected | Not Affected | Not Affected | Not Affected | Not Affected | Not Affected | Not Affected | Not Affected | Not Affected | Not Affected | Not Affected | Not Affected | Not Affected | Not Affected | Not Affected | Not Affected | Not Affected | Not Affected | Not Affected | Not Affected | 0 | 0 | 0 | 0 | 21 | Polygon
Critical Infrastructure | Stormwater Treatment Facilities and Pump Stations | Stormwater Ponds - NHD |  | STFPS_PG_159305 |  | Not Affected | Not Affected | Not Affected | Not Affected | Not Affected | Not Affected | Not Affected | Not Affected | Not Affected | Not Affected | Not Affected | Not Affected | Not Affected | Not Affected | Not Affected | Not Affected | Not Affected | Not Affected | Not Affected | Not Affected | Not Affected | 0 | 0 | 0 | 0 | 21 | Polygon
Critical Infrastructure | Stormwater Treatment Facilities and Pump Stations | Stormwater Ponds - NHD |  | STFPS_PG_159306 |  | Not Affected | Not Affected | Not Affected | Not Affected | Not Affected | Not Affected | Not Affected | Not Affected | Not Affected | Not Affected | Not Affected | Not Affected | Not Affected | Not Affected | Not Affected | Not Affected | Not Affected | Not Affected | Not Affected | Not Affected | Not Affected | 0 | 0 | 0 | 0 | 21 | Polygon
Critical Infrastructure | Stormwater Treatment Facilities and Pump Stations | Stormwater Ponds - NHD |  | STFPS_PG_159309 |  | Not Affected | Not Affected | Not Affected | Not Affected | Not Affected | Not Affected | Not Affected | Not Affected | Not Affected | Not Affected | Not Affected | Not Affected | Not Affected | Not Affected | Not Affected | Not Affected | Not Affected | Not Affected | Not Affected | Not Affected | Not Affected | 0 | 0 | 0 | 0 | 21 | Polygon
Critical Infrastructure | Stormwater Treatment Facilities and Pump Stations | Stormwater Ponds - NHD |  | STFPS_PG_159311 |  | Not Affected | Not Affected | Not Affected | Not Affected | Not Affected | Not Affected | Not Affected | Not Affected | Not Affected | Not Affected | Not Affected | Not Affected | Not Affected | Not Affected | Not Affected | Not Affected | Not Affected | Not Affected | Not Affected | Not Affected | Not Affected | 0 | 0 | 0 | 0 | 21 | Polygon
Critical Infrastructure | Stormwater Treatment Facilities and Pump Stations | Stormwater Ponds - NHD |  | STFPS_PG_159312 |  | Not Affected | Not Affected | Not Affected | Not Affected | Not Affected | Not Affected | Not Affected | Not Affected | Not Affected | Not Affected | Not Affected | Not Affected | Not Affected | Not Affected | Not Affected | Not Affected | Not Affected | Not Affected | Not Affected | Not Affected | Not Affected | 0 | 0 | 0 | 0 | 21 | Polygon
Critical Infrastructure | Stormwater Treatment Facilities and Pump Stations | Stormwater Ponds - NHD |  | STFPS_PG_159327 |  | Not Affected | Not Affected | Not Affected | Not Affected | Not Affected | Not Affected | Not Affected | Not Affected | Not Affected | Not Affected | Not Affected | Not Affected | Not Affected | Not Affected | Not Affected | Not Affected | Not Affected | Not Affected | Not Affected | Not Affected | Not Affected | 0 | 0 | 0 | 0 | 21 | Polygon
Critical Infrastructure | Stormwater Treatment Facilities and Pump Stations | Stormwater Ponds - NHD |  | STFPS_PG_159328 |  | Not Affected | Not Affected | Not Affected | Not Affected | Not Affected | Not Affected | Not Affected | Not Affected | Not Affected | Not Affected | Not Affected | Not Affected | Not Affected | Not Affected | Not Affected | Not Affected | Not Affected | Not Affected | Not Affected | Not Affected | Not Affected | 0 | 0 | 0 | 0 | 21 | Polygon
Critical Infrastructure | Stormwater Treatment Facilities and Pump Stations | Stormwater Ponds - NHD |  | STFPS_PG_159329 |  | Not Affected | Not Affected | Not Affected | Not Affected | Not Affected | Not Affected | Not Affected | Not Affected | Not Affected | Not Affected | Not Affected | Not Affected | Not Affected | Not Affected | Not Affected | Not Affected | Not Affected | Not Affected | Not Affected | Not Affected | Not Affected | 0 | 0 | 0 | 0 | 21 | Polygon
Critical Infrastructure | Stormwater Treatment Facilities and Pump Stations | Stormwater Ponds - NHD |  | STFPS_PG_159336 |  | Not Affected | Not Affected | Not Affected | Not Affected | Not Affected | Not Affected | Not Affected | Not Affected | Not Affected | Not Affected | Not Affected | Not Affected | Not Affected | Not Affected | Not Affected | Not Affected | Not Affected | Not Affected | Not Affected | Not Affected | Not Affected | 0 | 0 | 0 | 0 | 21 | Polygon
Critical Infrastructure | Stormwater Treatment Facilities and Pump Stations | Stormwater Ponds - NHD |  | STFPS_PG_159374 |  | Not Affected | Not Affected | Not Affected | Not Affected | Not Affected | Not Affected | Not Affected | Not Affected | Not Affected | Not Affected | Not Affected | Not Affected | Not Affected | Not Affected | Not Affected | Not Affected | Not Affected | Not Affected | Not Affected | Not Affected | Not Affected | 0 | 0 | 0 | 0 | 21 | Polygon
Critical Infrastructure | Stormwater Treatment Facilities and Pump Stations | Stormwater Ponds - NHD |  | STFPS_PG_159377 |  | Not Affected | Not Affected | Not Affected | Not Affected | Not Affected | Not Affected | Not Affected | Not Affected | Not Affected | Not Affected | Not Affected | Not Affected | Not Affected | Not Affected | Not Affected | Not Affected | Not Affected | Not Affected | Not Affected | Not Affected | Not Affected | 0 | 0 | 0 | 0 | 21 | Polygon
Critical Infrastructure | Stormwater Treatment Facilities and Pump Stations | Stormwater Ponds - NHD |  | STFPS_PG_159384 |  | Not Affected | Not Affected | Not Affected | Not Affected | Not Affected | Not Affected | Not Affected | Not Affected | Not Affected | Not Affected | Not Affected | Not Affected | Not Affected | Not Affected | Not Affected | Not Affected | Not Affected | Not Affected | Not Affected | Not Affected | Not Affected | 0 | 0 | 0 | 0 | 21 | Polygon
Critical Infrastructure | Stormwater Treatment Facilities and Pump Stations | Stormwater Ponds - NHD |  | STFPS_PG_159395 |  | Not Affected | Not Affected | Not Affected | Not Affected | Not Affected | Not Affected | Not Affected | Not Affected | Not Affected | Not Affected | Not Affected | Not Affected | Not Affected | Not Affected | Not Affected | Not Affected | Not Affected | Not Affected | Not Affected | Not Affected | Not Affected | 0 | 0 | 0 | 0 | 21 | Polygon
Critical Infrastructure | Stormwater Treatment Facilities and Pump Stations | Stormwater Ponds - NHD |  | STFPS_PG_159396 |  | Not Affected | Not Affected | Not Affected | Not Affected | Not Affected | Not Affected | Not Affected | Not Affected | Not Affected | Not Affected | Not Affected | Not Affected | Not Affected | Not Affected | Not Affected | Not Affected | Not Affected | Not Affected | Not Affected | Not Affected | Not Affected | 0 | 0 | 0 | 0 | 21 | Polygon
Critical Infrastructure | Stormwater Treatment Facilities and Pump Stations | Stormwater Ponds - NHD |  | STFPS_PG_159398 |  | Not Affected | Not Affected | Not Affected | Not Affected | Not Affected | Not Affected | Not Affected | Not Affected | Not Affected | Not Affected | Not Affected | Not Affected | Not Affected | Not Affected | Not Affected | Not Affected | Not Affected | Not Affected | Not Affected | Not Affected | Not Affected | 0 | 0 | 0 | 0 | 21 | Polygon
Critical Infrastructure | Stormwater Treatment Facilities and Pump Stations | Stormwater Ponds - NHD |  | STFPS_PG_159399 |  | Not Affected | Not Affected | Not Affected | Not Affected | Not Affected | Not Affected | Not Affected | Not Affected | Not Affected | Not Affected | Not Affected | Not Affected | Not Affected | Not Affected | Not Affected | Not Affected | Not Affected | Not Affected | Not Affected | Not Affected | Not Affected | 0 | 0 | 0 | 0 | 21 | Polygon
Critical Infrastructure | Stormwater Treatment Facilities and Pump Stations | Stormwater Ponds - NHD |  | STFPS_PG_159400 |  | Not Affected | Not Affected | Not Affected | Not Affected | Not Affected | Not Affected | Not Affected | Not Affected | Not Affected | Not Affected | Not Affected | Not Affected | Not Affected | Not Affected | Not Affected | Not Affected | Not Affected | Not Affected | Not Affected | Not Affected | Not Affected | 0 | 0 | 0 | 0 | 21 | Polygon
Critical Infrastructure | Stormwater Treatment Facilities and Pump Stations | Stormwater Ponds - NHD |  | STFPS_PG_159401 |  | Not Affected | Not Affected | Not Affected | Not Affected | Not Affected | Not Affected | Not Affected | Not Affected | Not Affected | Not Affected | Not Affected | Not Affected | Not Affected | Not Affected | Not Affected | Not Affected | Not Affected | Not Affected | Not Affected | Not Affected | Not Affected | 0 | 0 | 0 | 0 | 21 | Polygon
Critical Infrastructure | Stormwater Treatment Facilities and Pump Stations | Stormwater Ponds - NHD |  | STFPS_PG_159402 |  | Not Affected | Not Affected | Not Affected | Not Affected | Not Affected | Not Affected | Not Affected | Not Affected | Not Affected | Not Affected | Not Affected | Not Affected | Not Affected | Not Affected | Not Affected | Not Affected | Not Affected | Not Affected | Not Affected | Not Affected | Not Affected | 0 | 0 | 0 | 0 | 21 | Polygon
Critical Infrastructure | Stormwater Treatment Facilities and Pump Stations | Stormwater Ponds - NHD |  | STFPS_PG_159403 |  | Not Affected | Not Affected | Not Affected | Not Affected | Not Affected | Not Affected | Not Affected | Not Affected | Not Affected | Not Affected | Not Affected | Not Affected | Not Affected | Not Affected | Not Affected | Not Affected | Not Affected | Not Affected | Not Affected | Not Affected | Not Affected | 0 | 0 | 0 | 0 | 21 | Polygon
Critical Infrastructure | Stormwater Treatment Facilities and Pump Stations | Stormwater Ponds - NHD |  | STFPS_PG_159404 |  | Not Affected | Not Affected | Not Affected | Not Affected | Not Affected | Not Affected | Not Affected | Not Affected | Not Affected | Not Affected | Not Affected | Not Affected | Not Affected | Not Affected | Not Affected | Not Affected | Not Affected | Not Affected | Not Affected | Not Affected | Not Affected | 0 | 0 | 0 | 0 | 21 | Polygon
Critical Infrastructure | Stormwater Treatment Facilities and Pump Stations | Stormwater Ponds - NHD |  | STFPS_PG_159405 |  | Not Affected | Not Affected | Not Affected | Not Affected | Not Affected | Not Affected | Not Affected | Not Affected | Not Affected | Not Affected | Not Affected | Not Affected | Not Affected | Not Affected | Not Affected | Not Affected | Not Affected | Not Affected | Not Affected | Not Affected | Not Affected | 0 | 0 | 0 | 0 | 21 | Polygon
Critical Infrastructure | Stormwater Treatment Facilities and Pump Stations | Stormwater Ponds - NHD |  | STFPS_PG_159406 |  | Not Affected | Not Affected | Not Affected | Not Affected | Not Affected | Not Affected | Not Affected | Not Affected | Not Affected | Not Affected | Not Affected | Not Affected | Not Affected | Not Affected | Not Affected | Not Affected | Not Affected | Not Affected | Not Affected | Not Affected | Not Affected | 0 | 0 | 0 | 0 | 21 | Polygon
Critical Infrastructure | Stormwater Treatment Facilities and Pump Stations | Stormwater Ponds - NHD |  | STFPS_PG_159407 |  | Not Affected | Not Affected | Not Affected | Not Affected | Not Affected | Not Affected | Not Affected | Not Affected | Not Affected | Not Affected | Not Affected | Not Affected | Not Affected | Not Affected | Not Affected | Not Affected | Not Affected | Not Affected | Not Affected | Not Affected | Not Affected | 0 | 0 | 0 | 0 | 21 | Polygon
Critical Infrastructure | Stormwater Treatment Facilities and Pump Stations | Stormwater Ponds - NHD |  | STFPS_PG_159408 |  | Not Affected | Not Affected | Not Affected | Not Affected | Not Affected | Not Affected | Not Affected | Not Affected | Not Affected | Not Affected | Not Affected | Not Affected | Not Affected | Not Affected | Not Affected | Not Affected | Not Affected | Not Affected | Not Affected | Not Affected | Not Affected | 0 | 0 | 0 | 0 | 21 | Polygon
Critical Infrastructure | Stormwater Treatment Facilities and Pump Stations | Stormwater Ponds - NHD |  | STFPS_PG_159410 |  | Not Affected | Not Affected | Not Affected | Not Affected | Not Affected | Not Affected | Not Affected | Not Affected | Not Affected | Not Affected | Not Affected | Not Affected | Not Affected | Not Affected | Not Affected | Not Affected | Not Affected | Not Affected | Not Affected | Not Affected | Not Affected | 0 | 0 | 0 | 0 | 21 | Polygon
Critical Infrastructure | Stormwater Treatment Facilities and Pump Stations | Stormwater Ponds - NHD |  | STFPS_PG_159412 |  | Not Affected | Not Affected | Not Affected | Not Affected | Not Affected | Not Affected | Not Affected | Not Affected | Not Affected | Not Affected | Not Affected | Not Affected | Not Affected | Not Affected | Not Affected | Not Affected | Not Affected | Not Affected | Not Affected | Not Affected | Not Affected | 0 | 0 | 0 | 0 | 21 | Polygon
Critical Infrastructure | Stormwater Treatment Facilities and Pump Stations | Stormwater Ponds - NHD |  | STFPS_PG_159413 |  | Not Affected | Not Affected | Not Affected | Not Affected | Not Affected | Not Affected | Not Affected | Not Affected | Not Affected | Not Affected | Not Affected | Not Affected | Not Affected | Not Affected | Not Affected | Not Affected | Not Affected | Not Affected | Not Affected | Not Affected | Not Affected | 0 | 0 | 0 | 0 | 21 | Polygon
Critical Infrastructure | Stormwater Treatment Facilities and Pump Stations | Stormwater Ponds - NHD |  | STFPS_PG_159414 |  | Not Affected | Not Affected | Not Affected | Not Affected | Not Affected | Not Affected | Not Affected | Not Affected | Not Affected | Not Affected | Not Affected | Not Affected | Not Affected | Not Affected | Not Affected | Not Affected | Not Affected | Not Affected | Not Affected | Not Affected | Not Affected | 0 | 0 | 0 | 0 | 21 | Polygon
Critical Infrastructure | Stormwater Treatment Facilities and Pump Stations | Stormwater Ponds - NHD |  | STFPS_PG_159415 |  | Not Affected | Not Affected | Not Affected | Not Affected | Not Affected | Not Affected | Not Affected | Not Affected | Not Affected | Not Affected | Not Affected | Not Affected | Not Affected | Not Affected | Not Affected | Not Affected | Not Affected | Not Affected | Not Affected | Not Affected | Not Affected | 0 | 0 | 0 | 0 | 21 | Polygon
Critical Infrastructure | Stormwater Treatment Facilities and Pump Stations | Stormwater Ponds - NHD |  | STFPS_PG_159417 |  | Not Affected | Not Affected | Not Affected | Not Affected | Not Affected | Not Affected | Not Affected | Not Affected | Not Affected | Not Affected | Not Affected | Not Affected | Not Affected | Not Affected | Not Affected | Not Affected | Not Affected | Not Affected | Not Affected | Not Affected | Not Affected | 0 | 0 | 0 | 0 | 21 | Polygon
Critical Infrastructure | Stormwater Treatment Facilities and Pump Stations | Stormwater Ponds - NHD |  | STFPS_PG_159419 |  | Not Affected | Not Affected | Not Affected | Not Affected | Not Affected | Not Affected | Not Affected | Not Affected | Not Affected | Not Affected | Not Affected | Not Affected | Not Affected | Not Affected | Not Affected | Not Affected | Not Affected | Not Affected | Not Affected | Not Affected | Not Affected | 0 | 0 | 0 | 0 | 21 | Polygon
Critical Infrastructure | Stormwater Treatment Facilities and Pump Stations | Stormwater Ponds - NHD |  | STFPS_PG_159420 |  | Not Affected | Not Affected | Not Affected | Not Affected | Not Affected | Not Affected | Not Affected | Not Affected | Not Affected | Not Affected | Not Affected | Not Affected | Not Affected | Not Affected | Not Affected | Not Affected | Not Affected | Not Affected | Not Affected | Not Affected | Not Affected | 0 | 0 | 0 | 0 | 21 | Polygon
Critical Infrastructure | Stormwater Treatment Facilities and Pump Stations | Stormwater Ponds - NHD |  | STFPS_PG_159421 |  | Not Affected | Not Affected | Not Affected | Not Affected | Not Affected | Not Affected | Not Affected | Not Affected | Not Affected | Not Affected | Not Affected | Not Affected | Not Affected | Not Affected | Not Affected | Not Affected | Not Affected | Not Affected | Not Affected | Not Affected | Not Affected | 0 | 0 | 0 | 0 | 21 | Polygon
Critical Infrastructure | Stormwater Treatment Facilities and Pump Stations | Stormwater Ponds - NHD |  | STFPS_PG_159422 |  | Not Affected | Not Affected | Not Affected | Not Affected | Not Affected | Not Affected | Not Affected | Not Affected | Not Affected | Not Affected | Not Affected | Not Affected | Not Affected | Not Affected | Not Affected | Not Affected | Not Affected | Not Affected | Not Affected | Not Affected | Not Affected | 0 | 0 | 0 | 0 | 21 | Polygon
Critical Infrastructure | Stormwater Treatment Facilities and Pump Stations | Stormwater Ponds - NHD |  | STFPS_PG_159426 |  | Not Affected | Not Affected | Not Affected | Not Affected | Not Affected | Not Affected | Not Affected | Not Affected | Not Affected | Not Affected | Not Affected | Not Affected | Not Affected | Not Affected | Not Affected | Not Affected | Not Affected | Not Affected | Not Affected | Not Affected | Not Affected | 0 | 0 | 0 | 0 | 21 | Polygon
Critical Infrastructure | Stormwater Treatment Facilities and Pump Stations | Stormwater Ponds - NHD |  | STFPS_PG_159433 |  | Not Affected | Not Affected | Not Affected | Not Affected | Not Affected | Not Affected | Not Affected | Not Affected | Not Affected | Not Affected | Not Affected | Not Affected | Not Affected | Not Affected | Not Affected | Not Affected | Not Affected | Not Affected | Not Affected | Not Affected | Not Affected | 0 | 0 | 0 | 0 | 21 | Polygon
Critical Infrastructure | Stormwater Treatment Facilities and Pump Stations | Stormwater Ponds - NHD |  | STFPS_PG_159435 |  | Not Affected | Not Affected | Not Affected | Not Affected | Not Affected | Not Affected | Not Affected | Not Affected | Not Affected | Not Affected | Not Affected | Not Affected | Not Affected | Not Affected | Not Affected | Not Affected | Not Affected | Not Affected | Not Affected | Not Affected | Not Affected | 0 | 0 | 0 | 0 | 21 | Polygon
Critical Infrastructure | Stormwater Treatment Facilities and Pump Stations | Stormwater Ponds - NHD |  | STFPS_PG_159437 |  | Not Affected | Not Affected | Not Affected | Not Affected | Not Affected | Not Affected | Not Affected | Not Affected | Not Affected | Not Affected | Not Affected | Not Affected | Not Affected | Not Affected | Not Affected | Not Affected | Not Affected | Not Affected | Not Affected | Not Affected | Not Affected | 0 | 0 | 0 | 0 | 21 | Polygon
Critical Infrastructure | Stormwater Treatment Facilities and Pump Stations | Stormwater Ponds - NHD |  | STFPS_PG_159438 |  | Not Affected | Not Affected | Not Affected | Not Affected | Not Affected | Not Affected | Not Affected | Not Affected | Not Affected | Not Affected | Not Affected | Not Affected | Not Affected | Not Affected | Not Affected | Not Affected | Not Affected | Not Affected | Not Affected | Not Affected | Not Affected | 0 | 0 | 0 | 0 | 21 | Polygon
Critical Infrastructure | Stormwater Treatment Facilities and Pump Stations | Stormwater Ponds - NHD |  | STFPS_PG_159442 |  | Not Affected | Not Affected | Not Affected | Not Affected | Not Affected | Not Affected | Not Affected | Not Affected | Not Affected | Not Affected | Not Affected | Not Affected | Not Affected | Not Affected | Not Affected | Not Affected | Not Affected | Not Affected | Not Affected | Not Affected | Not Affected | 0 | 0 | 0 | 0 | 21 | Polygon
Critical Infrastructure | Stormwater Treatment Facilities and Pump Stations | Stormwater Ponds - NHD |  | STFPS_PG_159448 |  | Not Affected | Not Affected | Not Affected | Not Affected | Not Affected | Not Affected | Not Affected | Not Affected | Not Affected | Not Affected | Not Affected | Not Affected | Not Affected | Not Affected | Not Affected | Not Affected | Not Affected | Not Affected | Not Affected | Not Affected | Not Affected | 0 | 0 | 0 | 0 | 21 | Polygon
Critical Infrastructure | Stormwater Treatment Facilities and Pump Stations | Stormwater Ponds - NHD |  | STFPS_PG_159452 |  | Not Affected | Not Affected | Not Affected | Not Affected | Not Affected | Not Affected | Not Affected | Not Affected | Not Affected | Not Affected | Not Affected | Not Affected | Not Affected | Not Affected | Not Affected | Not Affected | Not Affected | Not Affected | Not Affected | Not Affected | Not Affected | 0 | 0 | 0 | 0 | 21 | Polygon
Critical Infrastructure | Stormwater Treatment Facilities and Pump Stations | Stormwater Ponds - NHD |  | STFPS_PG_159454 |  | Not Affected | Not Affected | Not Affected | Not Affected | Not Affected | Not Affected | Not Affected | Not Affected | Not Affected | Not Affected | Not Affected | Not Affected | Not Affected | Not Affected | Not Affected | Not Affected | Not Affected | Not Affected | Not Affected | Not Affected | Not Affected | 0 | 0 | 0 | 0 | 21 | Polygon
Critical Infrastructure | Stormwater Treatment Facilities and Pump Stations | Stormwater Ponds - NHD |  | STFPS_PG_159455 |  | Not Affected | Not Affected | Not Affected | Not Affected | Not Affected | Not Affected | Not Affected | Not Affected | Not Affected | Not Affected | Not Affected | Not Affected | Not Affected | Not Affected | Not Affected | Not Affected | Not Affected | Not Affected | Not Affected | Not Affected | Not Affected | 0 | 0 | 0 | 0 | 21 | Polygon
Critical Infrastructure | Stormwater Treatment Facilities and Pump Stations | Stormwater Ponds - NHD |  | STFPS_PG_159456 |  | Not Affected | Not Affected | Not Affected | Not Affected | Not Affected | Not Affected | Not Affected | Not Affected | Not Affected | Not Affected | Not Affected | Not Affected | Not Affected | Not Affected | Not Affected | Not Affected | Not Affected | Not Affected | Not Affected | Not Affected | Not Affected | 0 | 0 | 0 | 0 | 21 | Polygon
Critical Infrastructure | Stormwater Treatment Facilities and Pump Stations | Stormwater Ponds - NHD |  | STFPS_PG_159457 |  | Not Affected | Not Affected | Not Affected | Not Affected | Not Affected | Not Affected | Not Affected | Not Affected | Not Affected | Not Affected | Not Affected | Not Affected | Not Affected | Not Affected | Not Affected | Not Affected | Not Affected | Not Affected | Not Affected | Not Affected | Not Affected | 0 | 0 | 0 | 0 | 21 | Polygon
Critical Infrastructure | Stormwater Treatment Facilities and Pump Stations | Stormwater Ponds - NHD |  | STFPS_PG_159459 |  | Not Affected | Not Affected | Not Affected | Not Affected | Not Affected | Not Affected | Not Affected | Not Affected | Not Affected | Not Affected | Not Affected | Not Affected | Not Affected | Not Affected | Not Affected | Not Affected | Not Affected | Not Affected | Not Affected | Not Affected | Not Affected | 0 | 0 | 0 | 0 | 21 | Polygon
Critical Infrastructure | Stormwater Treatment Facilities and Pump Stations | Stormwater Ponds - NHD |  | STFPS_PG_159461 |  | Not Affected | Not Affected | Not Affected | Not Affected | Not Affected | Not Affected | Not Affected | Not Affected | Not Affected | Not Affected | Not Affected | Not Affected | Not Affected | Not Affected | Not Affected | Not Affected | Not Affected | Not Affected | Not Affected | Not Affected | Not Affected | 0 | 0 | 0 | 0 | 21 | Polygon
Critical Infrastructure | Stormwater Treatment Facilities and Pump Stations | Stormwater Ponds - NHD |  | STFPS_PG_159463 |  | Not Affected | Not Affected | Not Affected | Not Affected | Not Affected | Not Affected | Not Affected | Not Affected | Not Affected | Not Affected | Not Affected | Not Affected | Not Affected | Not Affected | Not Affected | Not Affected | Not Affected | Not Affected | Not Affected | Not Affected | Not Affected | 0 | 0 | 0 | 0 | 21 | Polygon
Critical Infrastructure | Stormwater Treatment Facilities and Pump Stations | Stormwater Ponds - NHD |  | STFPS_PG_159487 |  | Not Affected | Not Affected | Not Affected | Not Affected | Not Affected | Not Affected | Not Affected | Not Affected | Not Affected | Not Affected | Not Affected | Not Affected | Not Affected | Not Affected | Not Affected | Not Affected | Not Affected | Not Affected | Not Affected | Not Affected | Not Affected | 0 | 0 | 0 | 0 | 21 | Polygon
Critical Infrastructure | Stormwater Treatment Facilities and Pump Stations | Stormwater Ponds - NHD |  | STFPS_PG_159503 |  | Not Affected | Not Affected | Not Affected | Not Affected | Not Affected | Not Affected | Not Affected | Not Affected | Not Affected | Not Affected | Not Affected | Not Affected | Not Affected | Not Affected | Not Affected | Not Affected | Not Affected | Not Affected | Not Affected | Not Affected | Not Affected | 0 | 0 | 0 | 0 | 21 | Polygon
Critical Infrastructure | Stormwater Treatment Facilities and Pump Stations | Stormwater Ponds - NHD |  | STFPS_PG_159524 |  | Not Affected | Not Affected | Not Affected | Not Affected | Not Affected | Not Affected | Not Affected | Not Affected | Not Affected | Not Affected | Not Affected | Not Affected | Not Affected | Not Affected | Not Affected | Not Affected | Not Affected | Not Affected | Not Affected | Not Affected | Not Affected | 0 | 0 | 0 | 0 | 21 | Polygon
Critical Infrastructure | Stormwater Treatment Facilities and Pump Stations | Stormwater Ponds - NHD |  | STFPS_PG_159529 |  | Not Affected | Not Affected | Not Affected | Not Affected | Not Affected | Not Affected | Not Affected | Not Affected | Not Affected | Not Affected | Not Affected | Not Affected | Not Affected | Not Affected | Not Affected | Not Affected | Not Affected | Not Affected | Not Affected | Not Affected | Not Affected | 0 | 0 | 0 | 0 | 21 | Polygon
Critical Infrastructure | Stormwater Treatment Facilities and Pump Stations | Stormwater Ponds - NHD |  | STFPS_PG_159532 |  | Not Affected | Not Affected | Not Affected | Not Affected | Not Affected | Not Affected | Not Affected | Not Affected | Not Affected | Not Affected | Not Affected | Not Affected | Not Affected | Not Affected | Not Affected | Not Affected | Not Affected | Not Affected | Not Affected | Not Affected | Not Affected | 0 | 0 | 0 | 0 | 21 | Polygon
Critical Infrastructure | Stormwater Treatment Facilities and Pump Stations | Stormwater Ponds - NHD |  | STFPS_PG_159535 |  | Not Affected | Not Affected | Not Affected | Not Affected | Not Affected | Not Affected | Not Affected | Not Affected | Not Affected | Not Affected | Not Affected | Not Affected | Not Affected | Not Affected | Not Affected | Not Affected | Not Affected | Not Affected | Not Affected | Not Affected | Not Affected | 0 | 0 | 0 | 0 | 21 | Polygon
Critical Infrastructure | Stormwater Treatment Facilities and Pump Stations | Stormwater Ponds - NHD |  | STFPS_PG_159553 |  | Not Affected | Not Affected | Not Affected | Not Affected | Not Affected | Not Affected | Not Affected | Not Affected | Not Affected | Not Affected | Not Affected | Not Affected | Not Affected | Not Affected | Not Affected | Not Affected | Not Affected | Not Affected | Not Affected | Not Affected | Not Affected | 0 | 0 | 0 | 0 | 21 | Polygon
Critical Infrastructure | Stormwater Treatment Facilities and Pump Stations | Stormwater Ponds - NHD |  | STFPS_PG_159571 |  | Not Affected | Not Affected | Not Affected | Not Affected | Not Affected | Not Affected | Not Affected | Not Affected | Not Affected | Not Affected | Not Affected | Not Affected | Not Affected | Not Affected | Not Affected | Not Affected | Not Affected | Not Affected | Not Affected | Not Affected | Not Affected | 0 | 0 | 0 | 0 | 21 | Polygon
Critical Infrastructure | Stormwater Treatment Facilities and Pump Stations | Stormwater Ponds - NHD |  | STFPS_PG_159572 |  | Not Affected | Not Affected | Not Affected | Not Affected | Not Affected | Not Affected | Not Affected | Not Affected | Not Affected | Not Affected | Not Affected | Not Affected | Not Affected | Not Affected | Not Affected | Not Affected | Not Affected | Not Affected | Not Affected | Not Affected | Not Affected | 0 | 0 | 0 | 0 | 21 | Polygon
Critical Infrastructure | Stormwater Treatment Facilities and Pump Stations | Stormwater Ponds - NHD |  | STFPS_PG_159579 |  | Not Affected | Not Affected | Not Affected | Not Affected | Not Affected | Not Affected | Not Affected | Not Affected | Not Affected | Not Affected | Not Affected | Not Affected | Not Affected | Not Affected | Not Affected | Not Affected | Not Affected | Not Affected | Not Affected | Not Affected | Not Affected | 0 | 0 | 0 | 0 | 21 | Polygon
Critical Infrastructure | Stormwater Treatment Facilities and Pump Stations | Stormwater Ponds - NHD |  | STFPS_PG_159580 |  | Not Affected | Not Affected | Not Affected | Not Affected | Not Affected | Not Affected | Not Affected | Not Affected | Not Affected | Not Affected | Not Affected | Not Affected | Not Affected | Not Affected | Not Affected | Not Affected | Not Affected | Not Affected | Not Affected | Not Affected | Not Affected | 0 | 0 | 0 | 0 | 21 | Polygon
Critical Infrastructure | Stormwater Treatment Facilities and Pump Stations | Stormwater Ponds - NHD |  | STFPS_PG_159583 |  | Not Affected | Not Affected | Not Affected | Not Affected | Not Affected | Not Affected | Not Affected | Not Affected | Not Affected | Not Affected | Not Affected | Not Affected | Not Affected | Not Affected | Not Affected | Not Affected | Not Affected | Not Affected | Not Affected | Not Affected | Not Affected | 0 | 0 | 0 | 0 | 21 | Polygon
Critical Infrastructure | Stormwater Treatment Facilities and Pump Stations | Stormwater Ponds - NHD |  | STFPS_PG_159585 |  | Not Affected | Not Affected | Not Affected | Not Affected | Not Affected | Not Affected | Not Affected | Not Affected | Not Affected | Not Affected | Not Affected | Not Affected | Not Affected | Not Affected | Not Affected | Not Affected | Not Affected | Not Affected | Not Affected | Not Affected | Not Affected | 0 | 0 | 0 | 0 | 21 | Polygon
Critical Infrastructure | Stormwater Treatment Facilities and Pump Stations | Stormwater Ponds - NHD |  | STFPS_PG_159588 |  | Not Affected | Not Affected | Not Affected | Not Affected | Not Affected | Not Affected | Not Affected | Not Affected | Not Affected | Not Affected | Not Affected | Not Affected | Not Affected | Not Affected | Not Affected | Not Affected | Not Affected | Not Affected | Not Affected | Not Affected | Not Affected | 0 | 0 | 0 | 0 | 21 | Polygon
Critical Infrastructure | Stormwater Treatment Facilities and Pump Stations | Stormwater Ponds - NHD |  | STFPS_PG_159591 |  | Not Affected | Not Affected | Not Affected | Not Affected | Not Affected | Not Affected | Not Affected | Not Affected | Not Affected | Not Affected | Not Affected | Not Affected | Not Affected | Not Affected | Not Affected | Not Affected | Not Affected | Not Affected | Not Affected | Not Affected | Not Affected | 0 | 0 | 0 | 0 | 21 | Polygon
Critical Infrastructure | Stormwater Treatment Facilities and Pump Stations | Stormwater Ponds - NHD |  | STFPS_PG_159665 |  | Not Affected | Not Affected | Not Affected | Not Affected | Not Affected | Not Affected | Not Affected | Not Affected | Not Affected | Not Affected | Not Affected | Not Affected | Not Affected | Not Affected | Not Affected | Not Affected | Not Affected | Not Affected | Not Affected | Not Affected | Not Affected | 0 | 0 | 0 | 0 | 21 | Polygon
Critical Infrastructure | Stormwater Treatment Facilities and Pump Stations | Stormwater Ponds - NHD |  | STFPS_PG_159669 |  | Not Affected | Not Affected | Not Affected | Not Affected | Not Affected | Not Affected | Not Affected | Not Affected | Not Affected | Not Affected | Not Affected | Not Affected | Not Affected | Not Affected | Not Affected | Not Affected | Not Affected | Not Affected | Not Affected | Not Affected | Not Affected | 0 | 0 | 0 | 0 | 21 | Polygon
Critical Infrastructure | Stormwater Treatment Facilities and Pump Stations | Stormwater Ponds - NHD |  | STFPS_PG_159711 |  | Not Affected | Not Affected | Not Affected | Not Affected | Not Affected | Not Affected | Not Affected | Not Affected | Not Affected | Not Affected | Not Affected | Not Affected | Not Affected | Not Affected | Not Affected | Not Affected | Not Affected | Not Affected | Not Affected | Not Affected | Not Affected | 0 | 0 | 0 | 0 | 21 | Polygon
Critical Infrastructure | Stormwater Treatment Facilities and Pump Stations | Stormwater Ponds - NHD |  | STFPS_PG_159713 |  | Not Affected | Not Affected | Not Affected | Not Affected | Not Affected | Not Affected | Not Affected | Not Affected | Not Affected | Not Affected | Not Affected | Not Affected | Not Affected | Not Affected | Not Affected | Not Affected | Not Affected | Not Affected | Not Affected | Not Affected | Not Affected | 0 | 0 | 0 | 0 | 21 | Polygon
Critical Infrastructure | Stormwater Treatment Facilities and Pump Stations | Stormwater Ponds - NHD |  | STFPS_PG_159714 |  | Not Affected | Not Affected | Not Affected | Not Affected | Not Affected | Not Affected | Not Affected | Not Affected | Not Affected | Not Affected | Not Affected | Not Affected | Not Affected | Not Affected | Not Affected | Not Affected | Not Affected | Not Affected | Not Affected | Not Affected | Not Affected | 0 | 0 | 0 | 0 | 21 | Polygon
Critical Infrastructure | Stormwater Treatment Facilities and Pump Stations | Stormwater Ponds - NHD |  | STFPS_PG_159716 |  | Not Affected | Not Affected | Not Affected | Not Affected | Not Affected | Not Affected | Not Affected | Not Affected | Not Affected | Not Affected | Not Affected | Not Affected | Not Affected | Not Affected | Not Affected | Not Affected | Not Affected | Not Affected | Not Affected | Not Affected | Not Affected | 0 | 0 | 0 | 0 | 21 | Polygon
Critical Infrastructure | Stormwater Treatment Facilities and Pump Stations | Stormwater Ponds - NHD |  | STFPS_PG_159717 |  | Not Affected | Not Affected | Not Affected | Not Affected | Not Affected | Not Affected | Not Affected | Not Affected | Not Affected | Not Affected | Not Affected | Not Affected | Not Affected | Not Affected | Not Affected | Not Affected | Not Affected | Not Affected | Not Affected | Not Affected | Not Affected | 0 | 0 | 0 | 0 | 21 | Polygon
Critical Infrastructure | Stormwater Treatment Facilities and Pump Stations | Stormwater Ponds - NHD |  | STFPS_PG_159718 |  | Not Affected | Not Affected | Not Affected | Not Affected | Not Affected | Not Affected | Not Affected | Not Affected | Not Affected | Not Affected | Not Affected | Not Affected | Not Affected | Not Affected | Not Affected | Not Affected | Not Affected | Not Affected | Not Affected | Not Affected | Not Affected | 0 | 0 | 0 | 0 | 21 | Polygon
Critical Infrastructure | Stormwater Treatment Facilities and Pump Stations | Stormwater Ponds - NHD |  | STFPS_PG_159719 |  | Not Affected | Not Affected | Not Affected | Not Affected | Not Affected | Not Affected | Not Affected | Not Affected | Not Affected | Not Affected | Not Affected | Not Affected | Not Affected | Not Affected | Not Affected | Not Affected | Not Affected | Not Affected | Not Affected | Not Affected | Not Affected | 0 | 0 | 0 | 0 | 21 | Polygon
Critical Infrastructure | Stormwater Treatment Facilities and Pump Stations | Stormwater Ponds - NHD |  | STFPS_PG_159724 |  | Not Affected | Not Affected | Not Affected | Not Affected | Not Affected | Not Affected | Not Affected | Not Affected | Not Affected | Not Affected | Not Affected | Not Affected | Not Affected | Not Affected | Not Affected | Not Affected | Not Affected | Not Affected | Not Affected | Not Affected | Not Affected | 0 | 0 | 0 | 0 | 21 | Polygon
Critical Infrastructure | Stormwater Treatment Facilities and Pump Stations | Stormwater Ponds - NHD |  | STFPS_PG_159725 |  | Not Affected | Not Affected | Not Affected | Not Affected | Not Affected | Not Affected | Not Affected | Not Affected | Not Affected | Not Affected | Not Affected | Not Affected | Not Affected | Not Affected | Not Affected | Not Affected | Not Affected | Not Affected | Not Affected | Not Affected | Not Affected | 0 | 0 | 0 | 0 | 21 | Polygon
Critical Infrastructure | Stormwater Treatment Facilities and Pump Stations | Stormwater Ponds - NHD |  | STFPS_PG_159726 |  | Not Affected | Not Affected | Not Affected | Not Affected | Not Affected | Not Affected | Not Affected | Not Affected | Not Affected | Not Affected | Not Affected | Not Affected | Not Affected | Not Affected | Not Affected | Not Affected | Not Affected | Not Affected | Not Affected | Not Affected | Not Affected | 0 | 0 | 0 | 0 | 21 | Polygon
Critical Infrastructure | Stormwater Treatment Facilities and Pump Stations | Stormwater Ponds - NHD |  | STFPS_PG_159727 |  | Not Affected | Not Affected | Not Affected | Not Affected | Not Affected | Not Affected | Not Affected | Not Affected | Not Affected | Not Affected | Not Affected | Not Affected | Not Affected | Not Affected | Not Affected | Not Affected | Not Affected | Not Affected | Not Affected | Not Affected | Not Affected | 0 | 0 | 0 | 0 | 21 | Polygon
Critical Infrastructure | Stormwater Treatment Facilities and Pump Stations | Stormwater Ponds - NHD |  | STFPS_PG_159728 |  | Not Affected | Not Affected | Not Affected | Not Affected | Not Affected | Not Affected | Not Affected | Not Affected | Not Affected | Not Affected | Not Affected | Not Affected | Not Affected | Not Affected | Not Affected | Not Affected | Not Affected | Not Affected | Not Affected | Not Affected | Not Affected | 0 | 0 | 0 | 0 | 21 | Polygon
Critical Infrastructure | Stormwater Treatment Facilities and Pump Stations | Stormwater Ponds - NHD |  | STFPS_PG_159729 |  | Not Affected | Not Affected | Not Affected | Not Affected | Not Affected | Not Affected | Not Affected | Not Affected | Not Affected | Not Affected | Not Affected | Not Affected | Not Affected | Not Affected | Not Affected | Not Affected | Not Affected | Not Affected | Not Affected | Not Affected | Not Affected | 0 | 0 | 0 | 0 | 21 | Polygon
Critical Infrastructure | Stormwater Treatment Facilities and Pump Stations | Stormwater Ponds - NHD |  | STFPS_PG_159730 |  | Not Affected | Not Affected | Not Affected | Not Affected | Not Affected | Not Affected | Not Affected | Not Affected | Not Affected | Not Affected | Not Affected | Not Affected | Not Affected | Not Affected | Not Affected | Not Affected | Not Affected | Not Affected | Not Affected | Not Affected | Not Affected | 0 | 0 | 0 | 0 | 21 | Polygon
Critical Infrastructure | Stormwater Treatment Facilities and Pump Stations | Stormwater Ponds - NHD |  | STFPS_PG_159731 |  | Not Affected | Not Affected | Not Affected | Not Affected | Not Affected | Not Affected | Not Affected | Not Affected | Not Affected | Not Affected | Not Affected | Not Affected | Not Affected | Not Affected | Not Affected | Not Affected | Not Affected | Not Affected | Not Affected | Not Affected | Not Affected | 0 | 0 | 0 | 0 | 21 | Polygon
Critical Infrastructure | Stormwater Treatment Facilities and Pump Stations | Stormwater Ponds - NHD |  | STFPS_PG_159732 |  | Not Affected | Not Affected | Not Affected | Not Affected | Not Affected | Not Affected | Not Affected | Not Affected | Not Affected | Not Affected | Not Affected | Not Affected | Not Affected | Not Affected | Not Affected | Not Affected | Not Affected | Not Affected | Not Affected | Not Affected | Not Affected | 0 | 0 | 0 | 0 | 21 | Polygon
Critical Infrastructure | Stormwater Treatment Facilities and Pump Stations | Stormwater Ponds - NHD |  | STFPS_PG_159734 |  | Not Affected | Not Affected | Not Affected | Not Affected | Not Affected | Not Affected | Not Affected | Not Affected | Not Affected | Not Affected | Not Affected | Not Affected | Not Affected | Not Affected | Not Affected | Not Affected | Not Affected | Not Affected | Not Affected | Not Affected | Not Affected | 0 | 0 | 0 | 0 | 21 | Polygon
Critical Infrastructure | Stormwater Treatment Facilities and Pump Stations | Stormwater Ponds - NHD |  | STFPS_PG_159735 |  | Not Affected | Not Affected | Not Affected | Not Affected | Not Affected | Not Affected | Not Affected | Not Affected | Not Affected | Not Affected | Not Affected | Not Affected | Not Affected | Not Affected | Not Affected | Not Affected | Not Affected | Not Affected | Not Affected | Not Affected | Not Affected | 0 | 0 | 0 | 0 | 21 | Polygon
Critical Infrastructure | Stormwater Treatment Facilities and Pump Stations | Stormwater Ponds - NHD |  | STFPS_PG_159736 |  | Not Affected | Not Affected | Not Affected | Not Affected | Not Affected | Not Affected | Not Affected | Not Affected | Not Affected | Not Affected | Not Affected | Not Affected | Not Affected | Not Affected | Not Affected | Not Affected | Not Affected | Not Affected | Not Affected | Not Affected | Not Affected | 0 | 0 | 0 | 0 | 21 | Polygon
Critical Infrastructure | Stormwater Treatment Facilities and Pump Stations | Stormwater Ponds - NHD |  | STFPS_PG_159737 |  | Not Affected | Not Affected | Not Affected | Not Affected | Not Affected | Not Affected | Not Affected | Not Affected | Not Affected | Not Affected | Not Affected | Not Affected | Not Affected | Not Affected | Not Affected | Not Affected | Not Affected | Not Affected | Not Affected | Not Affected | Not Affected | 0 | 0 | 0 | 0 | 21 | Polygon
Critical Infrastructure | Stormwater Treatment Facilities and Pump Stations | Stormwater Ponds - NHD |  | STFPS_PG_159738 |  | Not Affected | Not Affected | Not Affected | Not Affected | Not Affected | Not Affected | Not Affected | Not Affected | Not Affected | Not Affected | Not Affected | Not Affected | Not Affected | Not Affected | Not Affected | Not Affected | Not Affected | Not Affected | Not Affected | Not Affected | Not Affected | 0 | 0 | 0 | 0 | 21 | Polygon
Critical Infrastructure | Stormwater Treatment Facilities and Pump Stations | Stormwater Ponds - NHD |  | STFPS_PG_159739 |  | Not Affected | Not Affected | Not Affected | Not Affected | Not Affected | Not Affected | Not Affected | Not Affected | Not Affected | Not Affected | Not Affected | Not Affected | Not Affected | Not Affected | Not Affected | Not Affected | Not Affected | Not Affected | Not Affected | Not Affected | Not Affected | 0 | 0 | 0 | 0 | 21 | Polygon
Critical Infrastructure | Stormwater Treatment Facilities and Pump Stations | Stormwater Ponds - NHD |  | STFPS_PG_159740 |  | Not Affected | Not Affected | Not Affected | Not Affected | Not Affected | Not Affected | Not Affected | Not Affected | Not Affected | Not Affected | Not Affected | Not Affected | Not Affected | Not Affected | Not Affected | Not Affected | Not Affected | Not Affected | Not Affected | Not Affected | Not Affected | 0 | 0 | 0 | 0 | 21 | Polygon
Critical Infrastructure | Stormwater Treatment Facilities and Pump Stations | Stormwater Ponds - NHD |  | STFPS_PG_159742 |  | Not Affected | Not Affected | Not Affected | Not Affected | Not Affected | Not Affected | Not Affected | Not Affected | Not Affected | Not Affected | Not Affected | Not Affected | Not Affected | Not Affected | Not Affected | Not Affected | Not Affected | Not Affected | Not Affected | Not Affected | Not Affected | 0 | 0 | 0 | 0 | 21 | Polygon
Critical Infrastructure | Stormwater Treatment Facilities and Pump Stations | Stormwater Ponds - NHD |  | STFPS_PG_159743 |  | Not Affected | Not Affected | Not Affected | Not Affected | Not Affected | Not Affected | Not Affected | Not Affected | Not Affected | Not Affected | Not Affected | Not Affected | Not Affected | Not Affected | Not Affected | Not Affected | Not Affected | Not Affected | Not Affected | Not Affected | Not Affected | 0 | 0 | 0 | 0 | 21 | Polygon
Critical Infrastructure | Stormwater Treatment Facilities and Pump Stations | Stormwater Ponds - NHD |  | STFPS_PG_159745 |  | Not Affected | Not Affected | Not Affected | Not Affected | Not Affected | Not Affected | Not Affected | Not Affected | Not Affected | Not Affected | Not Affected | Not Affected | Not Affected | Not Affected | Not Affected | Not Affected | Not Affected | Not Affected | Not Affected | Not Affected | Not Affected | 0 | 0 | 0 | 0 | 21 | Polygon
Critical Infrastructure | Stormwater Treatment Facilities and Pump Stations | Stormwater Ponds - NHD |  | STFPS_PG_159747 |  | Not Affected | Not Affected | Not Affected | Not Affected | Not Affected | Not Affected | Not Affected | Not Affected | Not Affected | Not Affected | Not Affected | Not Affected | Not Affected | Not Affected | Not Affected | Not Affected | Not Affected | Not Affected | Not Affected | Not Affected | Not Affected | 0 | 0 | 0 | 0 | 21 | Polygon
Critical Infrastructure | Stormwater Treatment Facilities and Pump Stations | Stormwater Ponds - NHD |  | STFPS_PG_159748 |  | Not Affected | Not Affected | Not Affected | Not Affected | Not Affected | Not Affected | Not Affected | Not Affected | Not Affected | Not Affected | Not Affected | Not Affected | Not Affected | Not Affected | Not Affected | Not Affected | Not Affected | Not Affected | Not Affected | Not Affected | Not Affected | 0 | 0 | 0 | 0 | 21 | Polygon
Critical Infrastructure | Stormwater Treatment Facilities and Pump Stations | Stormwater Ponds - NHD |  | STFPS_PG_159752 |  | Not Affected | Not Affected | Not Affected | Not Affected | Not Affected | Not Affected | Not Affected | Not Affected | Not Affected | Not Affected | Not Affected | Not Affected | Not Affected | Not Affected | Not Affected | Not Affected | Not Affected | Not Affected | Not Affected | Not Affected | Not Affected | 0 | 0 | 0 | 0 | 21 | Polygon
Critical Infrastructure | Stormwater Treatment Facilities and Pump Stations | Stormwater Ponds - NHD |  | STFPS_PG_159753 |  | Not Affected | Not Affected | Not Affected | Not Affected | Not Affected | Not Affected | Not Affected | Not Affected | Not Affected | Not Affected | Not Affected | Not Affected | Not Affected | Not Affected | Not Affected | Not Affected | Not Affected | Not Affected | Not Affected | Not Affected | Not Affected | 0 | 0 | 0 | 0 | 21 | Polygon
Critical Infrastructure | Stormwater Treatment Facilities and Pump Stations | Stormwater Ponds - NHD |  | STFPS_PG_159754 |  | Not Affected | Not Affected | Not Affected | Not Affected | Not Affected | Not Affected | Not Affected | Not Affected | Not Affected | Not Affected | Not Affected | Not Affected | Not Affected | Not Affected | Not Affected | Not Affected | Not Affected | Not Affected | Not Affected | Not Affected | Not Affected | 0 | 0 | 0 | 0 | 21 | Polygon
Critical Infrastructure | Stormwater Treatment Facilities and Pump Stations | Stormwater Ponds - NHD |  | STFPS_PG_159755 |  | Not Affected | Not Affected | Not Affected | Not Affected | Not Affected | Not Affected | Not Affected | Not Affected | Not Affected | Not Affected | Not Affected | Not Affected | Not Affected | Not Affected | Not Affected | Not Affected | Not Affected | Not Affected | Not Affected | Not Affected | Not Affected | 0 | 0 | 0 | 0 | 21 | Polygon
Critical Infrastructure | Stormwater Treatment Facilities and Pump Stations | Stormwater Ponds - NHD |  | STFPS_PG_159756 |  | Not Affected | Not Affected | Not Affected | Not Affected | Not Affected | Not Affected | Not Affected | Not Affected | Not Affected | Not Affected | Not Affected | Not Affected | Not Affected | Not Affected | Not Affected | Not Affected | Not Affected | Not Affected | Not Affected | Not Affected | Not Affected | 0 | 0 | 0 | 0 | 21 | Polygon
Critical Infrastructure | Stormwater Treatment Facilities and Pump Stations | Stormwater Ponds - NHD |  | STFPS_PG_159757 |  | Not Affected | Not Affected | Not Affected | Not Affected | Not Affected | Not Affected | Not Affected | Not Affected | Not Affected | Not Affected | Not Affected | Not Affected | Not Affected | Not Affected | Not Affected | Not Affected | Not Affected | Not Affected | Not Affected | Not Affected | Not Affected | 0 | 0 | 0 | 0 | 21 | Polygon
Critical Infrastructure | Stormwater Treatment Facilities and Pump Stations | Stormwater Ponds - NHD |  | STFPS_PG_159758 |  | Not Affected | Not Affected | Not Affected | Not Affected | Not Affected | Not Affected | Not Affected | Not Affected | Not Affected | Not Affected | Not Affected | Not Affected | Not Affected | Not Affected | Not Affected | Not Affected | Not Affected | Not Affected | Not Affected | Not Affected | Not Affected | 0 | 0 | 0 | 0 | 21 | Polygon
Critical Infrastructure | Stormwater Treatment Facilities and Pump Stations | Stormwater Ponds - NHD |  | STFPS_PG_159759 |  | Not Affected | Not Affected | Not Affected | Not Affected | Not Affected | Not Affected | Not Affected | Not Affected | Not Affected | Not Affected | Not Affected | Not Affected | Not Affected | Not Affected | Not Affected | Not Affected | Not Affected | Not Affected | Not Affected | Not Affected | Not Affected | 0 | 0 | 0 | 0 | 21 | Polygon
Critical Infrastructure | Stormwater Treatment Facilities and Pump Stations | Stormwater Ponds - NHD |  | STFPS_PG_159760 |  | Not Affected | Not Affected | Not Affected | Not Affected | Not Affected | Not Affected | Not Affected | Not Affected | Not Affected | Not Affected | Not Affected | Not Affected | Not Affected | Not Affected | Not Affected | Not Affected | Not Affected | Not Affected | Not Affected | Not Affected | Not Affected | 0 | 0 | 0 | 0 | 21 | Polygon
Critical Infrastructure | Stormwater Treatment Facilities and Pump Stations | Stormwater Ponds - NHD |  | STFPS_PG_159761 |  | Not Affected | Not Affected | Not Affected | Not Affected | Not Affected | Not Affected | Not Affected | Not Affected | Not Affected | Not Affected | Not Affected | Not Affected | Not Affected | Not Affected | Not Affected | Not Affected | Not Affected | Not Affected | Not Affected | Not Affected | Not Affected | 0 | 0 | 0 | 0 | 21 | Polygon
Critical Infrastructure | Stormwater Treatment Facilities and Pump Stations | Stormwater Ponds - NHD |  | STFPS_PG_159762 |  | Not Affected | Not Affected | Not Affected | Not Affected | Not Affected | Not Affected | Not Affected | Not Affected | Not Affected | Not Affected | Not Affected | Not Affected | Not Affected | Not Affected | Not Affected | Not Affected | Not Affected | Not Affected | Not Affected | Not Affected | Not Affected | 0 | 0 | 0 | 0 | 21 | Polygon
Critical Infrastructure | Stormwater Treatment Facilities and Pump Stations | Stormwater Ponds - NHD |  | STFPS_PG_159763 |  | Not Affected | Not Affected | Not Affected | Not Affected | Not Affected | Not Affected | Not Affected | Not Affected | Not Affected | Not Affected | Not Affected | Not Affected | Not Affected | Not Affected | Not Affected | Not Affected | Not Affected | Not Affected | Not Affected | Not Affected | Not Affected | 0 | 0 | 0 | 0 | 21 | Polygon
Critical Infrastructure | Stormwater Treatment Facilities and Pump Stations | Stormwater Ponds - NHD |  | STFPS_PG_159764 |  | Not Affected | Not Affected | Not Affected | Not Affected | Not Affected | Not Affected | Not Affected | Not Affected | Not Affected | Not Affected | Not Affected | Not Affected | Not Affected | Not Affected | Not Affected | Not Affected | Not Affected | Not Affected | Not Affected | Not Affected | Not Affected | 0 | 0 | 0 | 0 | 21 | Polygon
Critical Infrastructure | Stormwater Treatment Facilities and Pump Stations | Stormwater Ponds - NHD |  | STFPS_PG_159765 |  | Not Affected | Not Affected | Not Affected | Not Affected | Not Affected | Not Affected | Not Affected | Not Affected | Not Affected | Not Affected | Not Affected | Not Affected | Not Affected | Not Affected | Not Affected | Not Affected | Not Affected | Not Affected | Not Affected | Not Affected | Not Affected | 0 | 0 | 0 | 0 | 21 | Polygon
Critical Infrastructure | Stormwater Treatment Facilities and Pump Stations | Stormwater Ponds - NHD |  | STFPS_PG_159766 |  | Not Affected | Not Affected | Not Affected | Not Affected | Not Affected | Not Affected | Not Affected | Not Affected | Not Affected | Not Affected | Not Affected | Not Affected | Not Affected | Not Affected | Not Affected | Not Affected | Not Affected | Not Affected | Not Affected | Not Affected | Not Affected | 0 | 0 | 0 | 0 | 21 | Polygon
Critical Infrastructure | Stormwater Treatment Facilities and Pump Stations | Stormwater Ponds - NHD |  | STFPS_PG_159767 |  | Not Affected | Not Affected | Not Affected | Not Affected | Not Affected | Not Affected | Not Affected | Not Affected | Not Affected | Not Affected | Not Affected | Not Affected | Not Affected | Not Affected | Not Affected | Not Affected | Not Affected | Not Affected | Not Affected | Not Affected | Not Affected | 0 | 0 | 0 | 0 | 21 | Polygon
Critical Infrastructure | Stormwater Treatment Facilities and Pump Stations | Stormwater Ponds - NHD |  | STFPS_PG_159768 |  | Not Affected | Not Affected | Not Affected | Not Affected | Not Affected | Not Affected | Not Affected | Not Affected | Not Affected | Not Affected | Not Affected | Not Affected | Not Affected | Not Affected | Not Affected | Not Affected | Not Affected | Not Affected | Not Affected | Not Affected | Not Affected | 0 | 0 | 0 | 0 | 21 | Polygon
Critical Infrastructure | Stormwater Treatment Facilities and Pump Stations | Stormwater Ponds - NHD |  | STFPS_PG_159769 |  | Not Affected | Not Affected | Not Affected | Not Affected | Not Affected | Not Affected | Not Affected | Not Affected | Not Affected | Not Affected | Not Affected | Not Affected | Not Affected | Not Affected | Not Affected | Not Affected | Not Affected | Not Affected | Not Affected | Not Affected | Not Affected | 0 | 0 | 0 | 0 | 21 | Polygon
Critical Infrastructure | Stormwater Treatment Facilities and Pump Stations | Stormwater Ponds - NHD |  | STFPS_PG_159770 |  | Not Affected | Not Affected | Not Affected | Not Affected | Not Affected | Not Affected | Not Affected | Not Affected | Not Affected | Not Affected | Not Affected | Not Affected | Not Affected | Not Affected | Not Affected | Not Affected | Not Affected | Not Affected | Not Affected | Not Affected | Not Affected | 0 | 0 | 0 | 0 | 21 | Polygon
Critical Infrastructure | Stormwater Treatment Facilities and Pump Stations | Stormwater Ponds - NHD |  | STFPS_PG_159771 |  | Not Affected | Not Affected | Not Affected | Not Affected | Not Affected | Not Affected | Not Affected | Not Affected | Not Affected | Not Affected | Not Affected | Not Affected | Not Affected | Not Affected | Not Affected | Not Affected | Not Affected | Not Affected | Not Affected | Not Affected | Not Affected | 0 | 0 | 0 | 0 | 21 | Polygon
Critical Infrastructure | Stormwater Treatment Facilities and Pump Stations | Stormwater Ponds - NHD |  | STFPS_PG_159772 |  | Not Affected | Not Affected | Not Affected | Not Affected | Not Affected | Not Affected | Not Affected | Not Affected | Not Affected | Not Affected | Not Affected | Not Affected | Not Affected | Not Affected | Not Affected | Not Affected | Not Affected | Not Affected | Not Affected | Not Affected | Not Affected | 0 | 0 | 0 | 0 | 21 | Polygon
Critical Infrastructure | Stormwater Treatment Facilities and Pump Stations | Stormwater Ponds - NHD |  | STFPS_PG_159773 |  | Not Affected | Not Affected | Not Affected | Not Affected | Not Affected | Not Affected | Not Affected | Not Affected | Not Affected | Not Affected | Not Affected | Not Affected | Not Affected | Not Affected | Not Affected | Not Affected | Not Affected | Not Affected | Not Affected | Not Affected | Not Affected | 0 | 0 | 0 | 0 | 21 | Polygon
Critical Infrastructure | Stormwater Treatment Facilities and Pump Stations | Stormwater Ponds - NHD |  | STFPS_PG_159774 |  | Not Affected | Not Affected | Not Affected | Not Affected | Not Affected | Not Affected | Not Affected | Not Affected | Not Affected | Not Affected | Not Affected | Not Affected | Not Affected | Not Affected | Not Affected | Not Affected | Not Affected | Not Affected | Not Affected | Not Affected | Not Affected | 0 | 0 | 0 | 0 | 21 | Polygon
Critical Infrastructure | Stormwater Treatment Facilities and Pump Stations | Stormwater Ponds - NHD |  | STFPS_PG_159775 |  | Not Affected | Not Affected | Not Affected | Not Affected | Not Affected | Not Affected | Not Affected | Not Affected | Not Affected | Not Affected | Not Affected | Not Affected | Not Affected | Not Affected | Not Affected | Not Affected | Not Affected | Not Affected | Not Affected | Not Affected | Not Affected | 0 | 0 | 0 | 0 | 21 | Polygon
Critical Infrastructure | Stormwater Treatment Facilities and Pump Stations | Stormwater Ponds - NHD |  | STFPS_PG_159776 |  | Not Affected | Not Affected | Not Affected | Not Affected | Not Affected | Not Affected | Not Affected | Not Affected | Not Affected | Not Affected | Not Affected | Not Affected | Not Affected | Not Affected | Not Affected | Not Affected | Not Affected | Not Affected | Not Affected | Not Affected | Not Affected | 0 | 0 | 0 | 0 | 21 | Polygon
Critical Infrastructure | Stormwater Treatment Facilities and Pump Stations | Stormwater Ponds - NHD |  | STFPS_PG_159777 |  | Not Affected | Not Affected | Not Affected | Not Affected | Not Affected | Not Affected | Not Affected | Not Affected | Not Affected | Not Affected | Not Affected | Not Affected | Not Affected | Not Affected | Not Affected | Not Affected | Not Affected | Not Affected | Not Affected | Not Affected | Not Affected | 0 | 0 | 0 | 0 | 21 | Polygon
Critical Infrastructure | Stormwater Treatment Facilities and Pump Stations | Stormwater Ponds - NHD |  | STFPS_PG_159778 |  | Not Affected | Not Affected | Not Affected | Not Affected | Not Affected | Not Affected | Not Affected | Not Affected | Not Affected | Not Affected | Not Affected | Not Affected | Not Affected | Not Affected | Not Affected | Not Affected | Not Affected | Not Affected | Not Affected | Not Affected | Not Affected | 0 | 0 | 0 | 0 | 21 | Polygon
Critical Infrastructure | Stormwater Treatment Facilities and Pump Stations | Stormwater Ponds - NHD |  | STFPS_PG_159779 |  | Not Affected | Not Affected | Not Affected | Not Affected | Not Affected | Not Affected | Not Affected | Not Affected | Not Affected | Not Affected | Not Affected | Not Affected | Not Affected | Not Affected | Not Affected | Not Affected | Not Affected | Not Affected | Not Affected | Not Affected | Not Affected | 0 | 0 | 0 | 0 | 21 | Polygon
Critical Infrastructure | Stormwater Treatment Facilities and Pump Stations | Stormwater Ponds - NHD |  | STFPS_PG_159780 |  | Not Affected | Not Affected | Not Affected | Not Affected | Not Affected | Not Affected | Not Affected | Not Affected | Not Affected | Not Affected | Not Affected | Not Affected | Not Affected | Not Affected | Not Affected | Not Affected | Not Affected | Not Affected | Not Affected | Not Affected | Not Affected | 0 | 0 | 0 | 0 | 21 | Polygon
Critical Infrastructure | Stormwater Treatment Facilities and Pump Stations | Stormwater Ponds - NHD |  | STFPS_PG_159781 |  | Not Affected | Not Affected | Not Affected | Not Affected | Not Affected | Not Affected | Not Affected | Not Affected | Not Affected | Not Affected | Not Affected | Not Affected | Not Affected | Not Affected | Not Affected | Not Affected | Not Affected | Not Affected | Not Affected | Not Affected | Not Affected | 0 | 0 | 0 | 0 | 21 | Polygon
Critical Infrastructure | Stormwater Treatment Facilities and Pump Stations | Stormwater Ponds - NHD |  | STFPS_PG_159782 |  | Not Affected | Not Affected | Not Affected | Not Affected | Not Affected | Not Affected | Not Affected | Not Affected | Not Affected | Not Affected | Not Affected | Not Affected | Not Affected | Not Affected | Not Affected | Not Affected | Not Affected | Not Affected | Not Affected | Not Affected | Not Affected | 0 | 0 | 0 | 0 | 21 | Polygon
Critical Infrastructure | Stormwater Treatment Facilities and Pump Stations | Stormwater Ponds - NHD |  | STFPS_PG_159783 |  | Not Affected | Not Affected | Not Affected | Not Affected | Not Affected | Not Affected | Not Affected | Not Affected | Not Affected | Not Affected | Not Affected | Not Affected | Not Affected | Not Affected | Not Affected | Not Affected | Not Affected | Not Affected | Not Affected | Not Affected | Not Affected | 0 | 0 | 0 | 0 | 21 | Polygon
Critical Infrastructure | Stormwater Treatment Facilities and Pump Stations | Stormwater Ponds - NHD |  | STFPS_PG_159784 |  | Not Affected | Not Affected | Not Affected | Not Affected | Not Affected | Not Affected | Not Affected | Not Affected | Not Affected | Not Affected | Not Affected | Not Affected | Not Affected | Not Affected | Not Affected | Not Affected | Not Affected | Not Affected | Not Affected | Not Affected | Not Affected | 0 | 0 | 0 | 0 | 21 | Polygon
Critical Infrastructure | Stormwater Treatment Facilities and Pump Stations | Stormwater Ponds - NHD |  | STFPS_PG_159785 |  | Not Affected | Not Affected | Not Affected | Not Affected | Not Affected | Not Affected | Not Affected | Not Affected | Not Affected | Not Affected | Not Affected | Not Affected | Not Affected | Not Affected | Not Affected | Not Affected | Not Affected | Not Affected | Not Affected | Not Affected | Not Affected | 0 | 0 | 0 | 0 | 21 | Polygon
Critical Infrastructure | Stormwater Treatment Facilities and Pump Stations | Stormwater Ponds - NHD |  | STFPS_PG_159786 |  | Not Affected | Not Affected | Not Affected | Not Affected | Not Affected | Not Affected | Not Affected | Not Affected | Not Affected | Not Affected | Not Affected | Not Affected | Not Affected | Not Affected | Not Affected | Not Affected | Not Affected | Not Affected | Not Affected | Not Affected | Not Affected | 0 | 0 | 0 | 0 | 21 | Polygon
Critical Infrastructure | Stormwater Treatment Facilities and Pump Stations | Stormwater Ponds - NHD |  | STFPS_PG_159787 |  | Not Affected | Not Affected | Not Affected | Not Affected | Not Affected | Not Affected | Not Affected | Not Affected | Not Affected | Not Affected | Not Affected | Not Affected | Not Affected | Not Affected | Not Affected | Not Affected | Not Affected | Not Affected | Not Affected | Not Affected | Not Affected | 0 | 0 | 0 | 0 | 21 | Polygon
Critical Infrastructure | Stormwater Treatment Facilities and Pump Stations | Stormwater Ponds - NHD |  | STFPS_PG_159788 |  | Not Affected | Not Affected | Not Affected | Not Affected | Not Affected | Not Affected | Not Affected | Not Affected | Not Affected | Not Affected | Not Affected | Not Affected | Not Affected | Not Affected | Not Affected | Not Affected | Not Affected | Not Affected | Not Affected | Not Affected | Not Affected | 0 | 0 | 0 | 0 | 21 | Polygon
Critical Infrastructure | Stormwater Treatment Facilities and Pump Stations | Stormwater Ponds - NHD |  | STFPS_PG_159790 |  | Not Affected | Not Affected | Not Affected | Not Affected | Not Affected | Not Affected | Not Affected | Not Affected | Not Affected | Not Affected | Not Affected | Not Affected | Not Affected | Not Affected | Not Affected | Not Affected | Not Affected | Not Affected | Not Affected | Not Affected | Not Affected | 0 | 0 | 0 | 0 | 21 | Polygon
Critical Infrastructure | Stormwater Treatment Facilities and Pump Stations | Stormwater Ponds - NHD |  | STFPS_PG_159885 |  | Not Affected | Not Affected | Not Affected | Not Affected | Not Affected | Not Affected | Not Affected | Not Affected | Not Affected | Not Affected | Not Affected | Not Affected | Not Affected | Not Affected | Not Affected | Not Affected | Not Affected | Not Affected | Not Affected | Not Affected | Not Affected | 0 | 0 | 0 | 0 | 21 | Polygon
Critical Infrastructure | Stormwater Treatment Facilities and Pump Stations | Stormwater Ponds - NHD |  | STFPS_PG_160056 |  | Not Affected | Not Affected | Not Affected | Not Affected | Not Affected | Not Affected | Not Affected | Not Affected | Not Affected | Not Affected | Not Affected | Not Affected | Not Affected | Not Affected | Not Affected | Not Affected | Not Affected | Not Affected | Not Affected | Not Affected | Not Affected | 0 | 0 | 0 | 0 | 21 | Polygon
Critical Infrastructure | Stormwater Treatment Facilities and Pump Stations | Stormwater Ponds - NHD |  | STFPS_PG_160068 |  | Not Affected | Not Affected | Not Affected | Not Affected | Not Affected | Not Affected | Not Affected | Not Affected | Not Affected | Not Affected | Not Affected | Not Affected | Not Affected | Not Affected | Not Affected | Not Affected | Not Affected | Not Affected | Not Affected | Not Affected | Not Affected | 0 | 0 | 0 | 0 | 21 | Polygon
Critical Infrastructure | Stormwater Treatment Facilities and Pump Stations | Stormwater Ponds - NHD |  | STFPS_PG_160071 |  | Not Affected | Not Affected | Not Affected | Not Affected | Not Affected | Not Affected | Not Affected | Not Affected | Not Affected | Not Affected | Not Affected | Not Affected | Not Affected | Not Affected | Not Affected | Not Affected | Not Affected | Not Affected | Not Affected | Not Affected | Not Affected | 0 | 0 | 0 | 0 | 21 | Polygon
Critical Infrastructure | Stormwater Treatment Facilities and Pump Stations | Stormwater Ponds - NHD |  | STFPS_PG_160075 |  | Not Affected | Not Affected | Not Affected | Not Affected | Not Affected | Not Affected | Not Affected | Not Affected | Not Affected | Not Affected | Not Affected | Not Affected | Not Affected | Not Affected | Not Affected | Not Affected | Not Affected | Not Affected | Not Affected | Not Affected | Not Affected | 0 | 0 | 0 | 0 | 21 | Polygon
Critical Infrastructure | Stormwater Treatment Facilities and Pump Stations | Stormwater Ponds - NHD |  | STFPS_PG_160076 |  | Not Affected | Not Affected | Not Affected | Not Affected | Not Affected | Not Affected | Not Affected | Not Affected | Not Affected | Not Affected | Not Affected | Not Affected | Not Affected | Not Affected | Not Affected | Not Affected | Not Affected | Not Affected | Not Affected | Not Affected | Not Affected | 0 | 0 | 0 | 0 | 21 | Polygon
Critical Infrastructure | Stormwater Treatment Facilities and Pump Stations | Stormwater Ponds - NHD |  | STFPS_PG_160083 |  | Not Affected | Not Affected | Not Affected | Not Affected | Not Affected | Not Affected | Not Affected | Not Affected | Not Affected | Not Affected | Not Affected | Not Affected | Not Affected | Not Affected | Not Affected | Not Affected | Not Affected | Not Affected | Not Affected | Not Affected | Not Affected | 0 | 0 | 0 | 0 | 21 | Polygon
Critical Infrastructure | Stormwater Treatment Facilities and Pump Stations | Stormwater Ponds - NHD |  | STFPS_PG_160084 |  | Not Affected | Not Affected | Not Affected | Not Affected | Not Affected | Not Affected | Not Affected | Not Affected | Not Affected | Not Affected | Not Affected | Not Affected | Not Affected | Not Affected | Not Affected | Not Affected | Not Affected | Not Affected | Not Affected | Not Affected | Not Affected | 0 | 0 | 0 | 0 | 21 | Polygon
Critical Infrastructure | Stormwater Treatment Facilities and Pump Stations | Stormwater Ponds - NHD |  | STFPS_PG_160085 |  | Not Affected | Not Affected | Not Affected | Not Affected | Not Affected | Not Affected | Not Affected | Not Affected | Not Affected | Not Affected | Not Affected | Not Affected | Not Affected | Not Affected | Not Affected | Not Affected | Not Affected | Not Affected | Not Affected | Not Affected | Not Affected | 0 | 0 | 0 | 0 | 21 | Polygon
Critical Infrastructure | Stormwater Treatment Facilities and Pump Stations | Stormwater Ponds - NHD |  | STFPS_PG_160088 |  | Not Affected | Not Affected | Not Affected | Not Affected | Not Affected | Not Affected | Not Affected | Not Affected | Not Affected | Not Affected | Not Affected | Not Affected | Not Affected | Not Affected | Not Affected | Not Affected | Not Affected | Not Affected | Not Affected | Not Affected | Not Affected | 0 | 0 | 0 | 0 | 21 | Polygon
Critical Infrastructure | Stormwater Treatment Facilities and Pump Stations | Stormwater Ponds - NHD |  | STFPS_PG_160093 |  | Not Affected | Not Affected | Not Affected | Not Affected | Not Affected | Not Affected | Not Affected | Not Affected | Not Affected | Not Affected | Not Affected | Not Affected | Not Affected | Not Affected | Not Affected | Not Affected | Not Affected | Not Affected | Not Affected | Not Affected | Not Affected | 0 | 0 | 0 | 0 | 21 | Polygon
Critical Infrastructure | Stormwater Treatment Facilities and Pump Stations | Stormwater Ponds - NHD |  | STFPS_PG_160094 |  | Not Affected | Not Affected | Not Affected | Not Affected | Not Affected | Not Affected | Not Affected | Not Affected | Not Affected | Not Affected | Not Affected | Not Affected | Not Affected | Not Affected | Not Affected | Not Affected | Not Affected | Not Affected | Not Affected | Not Affected | Not Affected | 0 | 0 | 0 | 0 | 21 | Polygon
Critical Infrastructure | Stormwater Treatment Facilities and Pump Stations | Stormwater Ponds - NHD |  | STFPS_PG_160097 |  | Not Affected | Not Affected | Not Affected | Not Affected | Not Affected | Not Affected | Not Affected | Not Affected | Not Affected | Not Affected | Not Affected | Not Affected | Not Affected | Not Affected | Not Affected | Not Affected | Not Affected | Not Affected | Not Affected | Not Affected | Not Affected | 0 | 0 | 0 | 0 | 21 | Polygon
Critical Infrastructure | Stormwater Treatment Facilities and Pump Stations | Stormwater Ponds - NHD |  | STFPS_PG_160147 |  | Not Affected | Not Affected | Not Affected | Not Affected | Not Affected | Not Affected | Not Affected | Not Affected | Not Affected | Not Affected | Not Affected | Not Affected | Not Affected | Not Affected | Not Affected | Not Affected | Not Affected | Not Affected | Not Affected | Not Affected | Not Affected | 0 | 0 | 0 | 0 | 21 | Polygon
Critical Infrastructure | Stormwater Treatment Facilities and Pump Stations | Stormwater Ponds - NHD |  | STFPS_PG_160154 |  | Not Affected | Not Affected | Not Affected | Not Affected | Not Affected | Not Affected | Not Affected | Not Affected | Not Affected | Not Affected | Not Affected | Not Affected | Not Affected | Not Affected | Not Affected | Not Affected | Not Affected | Not Affected | Not Affected | Not Affected | Not Affected | 0 | 0 | 0 | 0 | 21 | Polygon
Critical Infrastructure | Stormwater Treatment Facilities and Pump Stations | Stormwater Ponds - NHD |  | STFPS_PG_160204 |  | Not Affected | Not Affected | Not Affected | Not Affected | Not Affected | Not Affected | Not Affected | Not Affected | Not Affected | Not Affected | Not Affected | Not Affected | Not Affected | Not Affected | Not Affected | Not Affected | Not Affected | Not Affected | Not Affected | Not Affected | Not Affected | 0 | 0 | 0 | 0 | 21 | Polygon
Critical Infrastructure | Stormwater Treatment Facilities and Pump Stations | Stormwater Ponds - NHD |  | STFPS_PG_160215 |  | Not Affected | Not Affected | Not Affected | Not Affected | Not Affected | Not Affected | Not Affected | Not Affected | Not Affected | Not Affected | Not Affected | Not Affected | Not Affected | Not Affected | Not Affected | Not Affected | Not Affected | Not Affected | Not Affected | Not Affected | Not Affected | 0 | 0 | 0 | 0 | 21 | Polygon
Critical Infrastructure | Stormwater Treatment Facilities and Pump Stations | Stormwater Ponds - NHD |  | STFPS_PG_160249 |  | Not Affected | Not Affected | Not Affected | Not Affected | Not Affected | Not Affected | Not Affected | Not Affected | Not Affected | Not Affected | Not Affected | Not Affected | Not Affected | Not Affected | Not Affected | Not Affected | Not Affected | Not Affected | Not Affected | Not Affected | Not Affected | 0 | 0 | 0 | 0 | 21 | Polygon
Critical Infrastructure | Stormwater Treatment Facilities and Pump Stations | Stormwater Ponds - NHD |  | STFPS_PG_160256 |  | Not Affected | Not Affected | Not Affected | Not Affected | Not Affected | Not Affected | Not Affected | Not Affected | Not Affected | Not Affected | Not Affected | Not Affected | Not Affected | Not Affected | Not Affected | Not Affected | Not Affected | Not Affected | Not Affected | Not Affected | Not Affected | 0 | 0 | 0 | 0 | 21 | Polygon
Critical Infrastructure | Stormwater Treatment Facilities and Pump Stations | Stormwater Ponds - NHD |  | STFPS_PG_160257 |  | Not Affected | Not Affected | Not Affected | Not Affected | Not Affected | Not Affected | Not Affected | Not Affected | Not Affected | Not Affected | Not Affected | Not Affected | Not Affected | Not Affected | Not Affected | Not Affected | Not Affected | Not Affected | Not Affected | Not Affected | Not Affected | 0 | 0 | 0 | 0 | 21 | Polygon
Critical Infrastructure | Stormwater Treatment Facilities and Pump Stations | Stormwater Ponds - NHD |  | STFPS_PG_160258 |  | Not Affected | Not Affected | Not Affected | Not Affected | Not Affected | Not Affected | Not Affected | Not Affected | Not Affected | Not Affected | Not Affected | Not Affected | Not Affected | Not Affected | Not Affected | Not Affected | Not Affected | Not Affected | Not Affected | Not Affected | Not Affected | 0 | 0 | 0 | 0 | 21 | Polygon
Critical Infrastructure | Stormwater Treatment Facilities and Pump Stations | Stormwater Ponds - NHD |  | STFPS_PG_160259 |  | Not Affected | Not Affected | Not Affected | Not Affected | Not Affected | Not Affected | Not Affected | Not Affected | Not Affected | Not Affected | Not Affected | Not Affected | Not Affected | Not Affected | Not Affected | Not Affected | Not Affected | Not Affected | Not Affected | Not Affected | Not Affected | 0 | 0 | 0 | 0 | 21 | Polygon
Critical Infrastructure | Stormwater Treatment Facilities and Pump Stations | Stormwater Ponds - NHD |  | STFPS_PG_160260 |  | Not Affected | Not Affected | Not Affected | Not Affected | Not Affected | Not Affected | Not Affected | Not Affected | Not Affected | Not Affected | Not Affected | Not Affected | Not Affected | Not Affected | Not Affected | Not Affected | Not Affected | Not Affected | Not Affected | Not Affected | Not Affected | 0 | 0 | 0 | 0 | 21 | Polygon
Critical Infrastructure | Stormwater Treatment Facilities and Pump Stations | Stormwater Ponds - NHD |  | STFPS_PG_160261 |  | Not Affected | Not Affected | Not Affected | Not Affected | Not Affected | Not Affected | Not Affected | Not Affected | Not Affected | Not Affected | Not Affected | Not Affected | Not Affected | Not Affected | Not Affected | Not Affected | Not Affected | Not Affected | Not Affected | Not Affected | Not Affected | 0 | 0 | 0 | 0 | 21 | Polygon
Critical Infrastructure | Stormwater Treatment Facilities and Pump Stations | Stormwater Ponds - NHD |  | STFPS_PG_160262 |  | Not Affected | Not Affected | Not Affected | Not Affected | Not Affected | Not Affected | Not Affected | Not Affected | Not Affected | Not Affected | Not Affected | Not Affected | Not Affected | Not Affected | Not Affected | Not Affected | Not Affected | Not Affected | Not Affected | Not Affected | Not Affected | 0 | 0 | 0 | 0 | 21 | Polygon
Critical Infrastructure | Stormwater Treatment Facilities and Pump Stations | Stormwater Ponds - NHD |  | STFPS_PG_160263 |  | Not Affected | Not Affected | Not Affected | Not Affected | Not Affected | Not Affected | Not Affected | Not Affected | Not Affected | Not Affected | Not Affected | Not Affected | Not Affected | Not Affected | Not Affected | Not Affected | Not Affected | Not Affected | Not Affected | Not Affected | Not Affected | 0 | 0 | 0 | 0 | 21 | Polygon
Critical Infrastructure | Stormwater Treatment Facilities and Pump Stations | Stormwater Ponds - NHD |  | STFPS_PG_160265 |  | Not Affected | Not Affected | Not Affected | Not Affected | Not Affected | Not Affected | Not Affected | Not Affected | Not Affected | Not Affected | Not Affected | Not Affected | Not Affected | Not Affected | Not Affected | Not Affected | Not Affected | Not Affected | Not Affected | Not Affected | Not Affected | 0 | 0 | 0 | 0 | 21 | Polygon
Critical Infrastructure | Stormwater Treatment Facilities and Pump Stations | Stormwater Ponds - NHD |  | STFPS_PG_160266 |  | Not Affected | Not Affected | Not Affected | Not Affected | Not Affected | Not Affected | Not Affected | Not Affected | Not Affected | Not Affected | Not Affected | Not Affected | Not Affected | Not Affected | Not Affected | Not Affected | Not Affected | Not Affected | Not Affected | Not Affected | Not Affected | 0 | 0 | 0 | 0 | 21 | Polygon
Critical Infrastructure | Stormwater Treatment Facilities and Pump Stations | Stormwater Ponds - NHD |  | STFPS_PG_160267 |  | Not Affected | Not Affected | Not Affected | Not Affected | Not Affected | Not Affected | Not Affected | Not Affected | Not Affected | Not Affected | Not Affected | Not Affected | Not Affected | Not Affected | Not Affected | Not Affected | Not Affected | Not Affected | Not Affected | Not Affected | Not Affected | 0 | 0 | 0 | 0 | 21 | Polygon
Critical Infrastructure | Stormwater Treatment Facilities and Pump Stations | Stormwater Ponds - NHD |  | STFPS_PG_160268 |  | Not Affected | Not Affected | Not Affected | Not Affected | Not Affected | Not Affected | Not Affected | Not Affected | Not Affected | Not Affected | Not Affected | Not Affected | Not Affected | Not Affected | Not Affected | Not Affected | Not Affected | Not Affected | Not Affected | Not Affected | Not Affected | 0 | 0 | 0 | 0 | 21 | Polygon
Critical Infrastructure | Stormwater Treatment Facilities and Pump Stations | Stormwater Ponds - NHD |  | STFPS_PG_160269 |  | Not Affected | Not Affected | Not Affected | Not Affected | Not Affected | Not Affected | Not Affected | Not Affected | Not Affected | Not Affected | Not Affected | Not Affected | Not Affected | Not Affected | Not Affected | Not Affected | Not Affected | Not Affected | Not Affected | Not Affected | Not Affected | 0 | 0 | 0 | 0 | 21 | Polygon
Critical Infrastructure | Stormwater Treatment Facilities and Pump Stations | Stormwater Ponds - NHD |  | STFPS_PG_160270 |  | Not Affected | Not Affected | Not Affected | Not Affected | Not Affected | Not Affected | Not Affected | Not Affected | Not Affected | Not Affected | Not Affected | Not Affected | Not Affected | Not Affected | Not Affected | Not Affected | Not Affected | Not Affected | Not Affected | Not Affected | Not Affected | 0 | 0 | 0 | 0 | 21 | Polygon
Critical Infrastructure | Stormwater Treatment Facilities and Pump Stations | Stormwater Ponds - NHD |  | STFPS_PG_160271 |  | Not Affected | Not Affected | Not Affected | Not Affected | Not Affected | Not Affected | Not Affected | Not Affected | Not Affected | Not Affected | Not Affected | Not Affected | Not Affected | Not Affected | Not Affected | Not Affected | Not Affected | Not Affected | Not Affected | Not Affected | Not Affected | 0 | 0 | 0 | 0 | 21 | Polygon
Critical Infrastructure | Stormwater Treatment Facilities and Pump Stations | Stormwater Ponds - NHD |  | STFPS_PG_160273 |  | Not Affected | Not Affected | Not Affected | Not Affected | Not Affected | Not Affected | Not Affected | Not Affected | Not Affected | Not Affected | Not Affected | Not Affected | Not Affected | Not Affected | Not Affected | Not Affected | Not Affected | Not Affected | Not Affected | Not Affected | Not Affected | 0 | 0 | 0 | 0 | 21 | Polygon
Critical Infrastructure | Stormwater Treatment Facilities and Pump Stations | Stormwater Ponds - NHD |  | STFPS_PG_160274 |  | Not Affected | Not Affected | Not Affected | Not Affected | Not Affected | Not Affected | Not Affected | Not Affected | Not Affected | Not Affected | Not Affected | Not Affected | Not Affected | Not Affected | Not Affected | Not Affected | Not Affected | Not Affected | Not Affected | Not Affected | Not Affected | 0 | 0 | 0 | 0 | 21 | Polygon
Critical Infrastructure | Stormwater Treatment Facilities and Pump Stations | Stormwater Ponds - NHD |  | STFPS_PG_160275 |  | Not Affected | Not Affected | Not Affected | Not Affected | Not Affected | Not Affected | Not Affected | Not Affected | Not Affected | Not Affected | Not Affected | Not Affected | Not Affected | Not Affected | Not Affected | Not Affected | Not Affected | Not Affected | Not Affected | Not Affected | Not Affected | 0 | 0 | 0 | 0 | 21 | Polygon
Critical Infrastructure | Stormwater Treatment Facilities and Pump Stations | Stormwater Ponds - NHD |  | STFPS_PG_160276 |  | Not Affected | Not Affected | Not Affected | Not Affected | Not Affected | Not Affected | Not Affected | Not Affected | Not Affected | Not Affected | Not Affected | Not Affected | Not Affected | Not Affected | Not Affected | Not Affected | Not Affected | Not Affected | Not Affected | Not Affected | Not Affected | 0 | 0 | 0 | 0 | 21 | Polygon
Critical Infrastructure | Stormwater Treatment Facilities and Pump Stations | Stormwater Ponds - NHD |  | STFPS_PG_160277 |  | Not Affected | Not Affected | Not Affected | Not Affected | Not Affected | Not Affected | Not Affected | Not Affected | Not Affected | Not Affected | Not Affected | Not Affected | Not Affected | Not Affected | Not Affected | Not Affected | Not Affected | Not Affected | Not Affected | Not Affected | Not Affected | 0 | 0 | 0 | 0 | 21 | Polygon
Critical Infrastructure | Stormwater Treatment Facilities and Pump Stations | Stormwater Ponds - NHD |  | STFPS_PG_160278 |  | Not Affected | Not Affected | Not Affected | Not Affected | Not Affected | Not Affected | Not Affected | Not Affected | Not Affected | Not Affected | Not Affected | Not Affected | Not Affected | Not Affected | Not Affected | Not Affected | Not Affected | Not Affected | Not Affected | Not Affected | Not Affected | 0 | 0 | 0 | 0 | 21 | Polygon
Critical Infrastructure | Stormwater Treatment Facilities and Pump Stations | Stormwater Ponds - NHD |  | STFPS_PG_160279 |  | Not Affected | Not Affected | Not Affected | Not Affected | Not Affected | Not Affected | Not Affected | Not Affected | Not Affected | Not Affected | Not Affected | Not Affected | Not Affected | Not Affected | Not Affected | Not Affected | Not Affected | Not Affected | Not Affected | Not Affected | Not Affected | 0 | 0 | 0 | 0 | 21 | Polygon
Critical Infrastructure | Stormwater Treatment Facilities and Pump Stations | Stormwater Ponds - NHD |  | STFPS_PG_160280 |  | Not Affected | Not Affected | Not Affected | Not Affected | Not Affected | Not Affected | Not Affected | Not Affected | Not Affected | Not Affected | Not Affected | Not Affected | Not Affected | Not Affected | Not Affected | Not Affected | Not Affected | Not Affected | Not Affected | Not Affected | Not Affected | 0 | 0 | 0 | 0 | 21 | Polygon
Critical Infrastructure | Stormwater Treatment Facilities and Pump Stations | Stormwater Ponds - NHD |  | STFPS_PG_160284 |  | Not Affected | Not Affected | Not Affected | Not Affected | Not Affected | Not Affected | Not Affected | Not Affected | Not Affected | Not Affected | Not Affected | Not Affected | Not Affected | Not Affected | Not Affected | Not Affected | Not Affected | Not Affected | Not Affected | Not Affected | Not Affected | 0 | 0 | 0 | 0 | 21 | Polygon
Critical Infrastructure | Stormwater Treatment Facilities and Pump Stations | Stormwater Ponds - NHD |  | STFPS_PG_160285 |  | Not Affected | Not Affected | Not Affected | Not Affected | Not Affected | Not Affected | Not Affected | Not Affected | Not Affected | Not Affected | Not Affected | Not Affected | Not Affected | Not Affected | Not Affected | Not Affected | Not Affected | Not Affected | Not Affected | Not Affected | Not Affected | 0 | 0 | 0 | 0 | 21 | Polygon
Critical Infrastructure | Stormwater Treatment Facilities and Pump Stations | Stormwater Ponds - NHD |  | STFPS_PG_160286 |  | Not Affected | Not Affected | Not Affected | Not Affected | Not Affected | Not Affected | Not Affected | Not Affected | Not Affected | Not Affected | Not Affected | Not Affected | Not Affected | Not Affected | Not Affected | Not Affected | Not Affected | Not Affected | Not Affected | Not Affected | Not Affected | 0 | 0 | 0 | 0 | 21 | Polygon
Critical Infrastructure | Stormwater Treatment Facilities and Pump Stations | Stormwater Ponds - NHD |  | STFPS_PG_160288 |  | Not Affected | Not Affected | Not Affected | Not Affected | Not Affected | Not Affected | Not Affected | Not Affected | Not Affected | Not Affected | Not Affected | Not Affected | Not Affected | Not Affected | Not Affected | Not Affected | Not Affected | Not Affected | Not Affected | Not Affected | Not Affected | 0 | 0 | 0 | 0 | 21 | Polygon
Critical Infrastructure | Stormwater Treatment Facilities and Pump Stations | Stormwater Ponds - NHD |  | STFPS_PG_160289 |  | Not Affected | Not Affected | Not Affected | Not Affected | Not Affected | Not Affected | Not Affected | Not Affected | Not Affected | Not Affected | Not Affected | Not Affected | Not Affected | Not Affected | Not Affected | Not Affected | Not Affected | Not Affected | Not Affected | Not Affected | Not Affected | 0 | 0 | 0 | 0 | 21 | Polygon
Critical Infrastructure | Stormwater Treatment Facilities and Pump Stations | Stormwater Ponds - NHD |  | STFPS_PG_160290 |  | Not Affected | Not Affected | Not Affected | Not Affected | Not Affected | Not Affected | Not Affected | Not Affected | Not Affected | Not Affected | Not Affected | Not Affected | Not Affected | Not Affected | Not Affected | Not Affected | Not Affected | Not Affected | Not Affected | Not Affected | Not Affected | 0 | 0 | 0 | 0 | 21 | Polygon
Critical Infrastructure | Stormwater Treatment Facilities and Pump Stations | Stormwater Ponds - NHD |  | STFPS_PG_160291 |  | Not Affected | Not Affected | Not Affected | Not Affected | Not Affected | Not Affected | Not Affected | Not Affected | Not Affected | Not Affected | Not Affected | Not Affected | Not Affected | Not Affected | Not Affected | Not Affected | Not Affected | Not Affected | Not Affected | Not Affected | Not Affected | 0 | 0 | 0 | 0 | 21 | Polygon
Critical Infrastructure | Stormwater Treatment Facilities and Pump Stations | Stormwater Ponds - NHD |  | STFPS_PG_160294 |  | Not Affected | Not Affected | Not Affected | Not Affected | Not Affected | Not Affected | Not Affected | Not Affected | Not Affected | Not Affected | Not Affected | Not Affected | Not Affected | Not Affected | Not Affected | Not Affected | Not Affected | Not Affected | Not Affected | Not Affected | Not Affected | 0 | 0 | 0 | 0 | 21 | Polygon
Critical Infrastructure | Stormwater Treatment Facilities and Pump Stations | Stormwater Ponds - NHD |  | STFPS_PG_160295 |  | Not Affected | Not Affected | Not Affected | Not Affected | Not Affected | Not Affected | Not Affected | Not Affected | Not Affected | Not Affected | Not Affected | Not Affected | Not Affected | Not Affected | Not Affected | Not Affected | Not Affected | Not Affected | Not Affected | Not Affected | Not Affected | 0 | 0 | 0 | 0 | 21 | Polygon
Critical Infrastructure | Stormwater Treatment Facilities and Pump Stations | Stormwater Ponds - NHD |  | STFPS_PG_160297 |  | Not Affected | Not Affected | Not Affected | Not Affected | Not Affected | Not Affected | Not Affected | Not Affected | Not Affected | Not Affected | Not Affected | Not Affected | Not Affected | Not Affected | Not Affected | Not Affected | Not Affected | Not Affected | Not Affected | Not Affected | Not Affected | 0 | 0 | 0 | 0 | 21 | Polygon
Critical Infrastructure | Stormwater Treatment Facilities and Pump Stations | Stormwater Ponds - NHD |  | STFPS_PG_160298 |  | Not Affected | Not Affected | Not Affected | Not Affected | Not Affected | Not Affected | Not Affected | Not Affected | Not Affected | Not Affected | Not Affected | Not Affected | Not Affected | Not Affected | Not Affected | Not Affected | Not Affected | Not Affected | Not Affected | Not Affected | Not Affected | 0 | 0 | 0 | 0 | 21 | Polygon
Critical Infrastructure | Stormwater Treatment Facilities and Pump Stations | Stormwater Ponds - NHD |  | STFPS_PG_160300 |  | Not Affected | Not Affected | Not Affected | Not Affected | Not Affected | Not Affected | Not Affected | Not Affected | Not Affected | Not Affected | Not Affected | Not Affected | Not Affected | Not Affected | Not Affected | Not Affected | Not Affected | Not Affected | Not Affected | Not Affected | Not Affected | 0 | 0 | 0 | 0 | 21 | Polygon
Critical Infrastructure | Stormwater Treatment Facilities and Pump Stations | Stormwater Ponds - NHD |  | STFPS_PG_160315 |  | Not Affected | Not Affected | Not Affected | Not Affected | Not Affected | Not Affected | Not Affected | Not Affected | Not Affected | Not Affected | Not Affected | Not Affected | Not Affected | Not Affected | Not Affected | Not Affected | Not Affected | Not Affected | Not Affected | Not Affected | Not Affected | 0 | 0 | 0 | 0 | 21 | Polygon
Critical Infrastructure | Stormwater Treatment Facilities and Pump Stations | Stormwater Ponds - NHD |  | STFPS_PG_160317 |  | Not Affected | Not Affected | Not Affected | Not Affected | Not Affected | Not Affected | Not Affected | Not Affected | Not Affected | Not Affected | Not Affected | Not Affected | Not Affected | Not Affected | Not Affected | Not Affected | Not Affected | Not Affected | Not Affected | Not Affected | Not Affected | 0 | 0 | 0 | 0 | 21 | Polygon
Critical Infrastructure | Stormwater Treatment Facilities and Pump Stations | Stormwater Ponds - NHD |  | STFPS_PG_160319 |  | Not Affected | Not Affected | Not Affected | Not Affected | Not Affected | Not Affected | Not Affected | Not Affected | Not Affected | Not Affected | Not Affected | Not Affected | Not Affected | Not Affected | Not Affected | Not Affected | Not Affected | Not Affected | Not Affected | Not Affected | Not Affected | 0 | 0 | 0 | 0 | 21 | Polygon
Critical Infrastructure | Stormwater Treatment Facilities and Pump Stations | Stormwater Ponds - NHD |  | STFPS_PG_160321 |  | Not Affected | Not Affected | Not Affected | Not Affected | Not Affected | Not Affected | Not Affected | Not Affected | Not Affected | Not Affected | Not Affected | Not Affected | Not Affected | Not Affected | Not Affected | Not Affected | Not Affected | Not Affected | Not Affected | Not Affected | Not Affected | 0 | 0 | 0 | 0 | 21 | Polygon
Critical Infrastructure | Stormwater Treatment Facilities and Pump Stations | Stormwater Ponds - NHD |  | STFPS_PG_160327 |  | Not Affected | Not Affected | Not Affected | Not Affected | Not Affected | Not Affected | Not Affected | Not Affected | Not Affected | Not Affected | Not Affected | Not Affected | Not Affected | Not Affected | Not Affected | Not Affected | Not Affected | Not Affected | Not Affected | Not Affected | Not Affected | 0 | 0 | 0 | 0 | 21 | Polygon
Critical Infrastructure | Stormwater Treatment Facilities and Pump Stations | Stormwater Ponds - NHD |  | STFPS_PG_160329 |  | Not Affected | Not Affected | Not Affected | Not Affected | Not Affected | Not Affected | Not Affected | Not Affected | Not Affected | Not Affected | Not Affected | Not Affected | Not Affected | Not Affected | Not Affected | Not Affected | Not Affected | Not Affected | Not Affected | Not Affected | Not Affected | 0 | 0 | 0 | 0 | 21 | Polygon
Critical Infrastructure | Stormwater Treatment Facilities and Pump Stations | Stormwater Ponds - NHD |  | STFPS_PG_160337 |  | Not Affected | Not Affected | Not Affected | Not Affected | Not Affected | Not Affected | Not Affected | Not Affected | Not Affected | Not Affected | Not Affected | Not Affected | Not Affected | Not Affected | Not Affected | Not Affected | Not Affected | Not Affected | Not Affected | Not Affected | Not Affected | 0 | 0 | 0 | 0 | 21 | Polygon
Critical Infrastructure | Stormwater Treatment Facilities and Pump Stations | Stormwater Ponds - NHD |  | STFPS_PG_160345 |  | Not Affected | Not Affected | Not Affected | Not Affected | Not Affected | Not Affected | Not Affected | Not Affected | Not Affected | Not Affected | Not Affected | Not Affected | Not Affected | Not Affected | Not Affected | Not Affected | Not Affected | Not Affected | Not Affected | Not Affected | Not Affected | 0 | 0 | 0 | 0 | 21 | Polygon
Critical Infrastructure | Stormwater Treatment Facilities and Pump Stations | Stormwater Ponds - NHD |  | STFPS_PG_160346 |  | Not Affected | Not Affected | Not Affected | Not Affected | Not Affected | Not Affected | Not Affected | Not Affected | Not Affected | Not Affected | Not Affected | Not Affected | Not Affected | Not Affected | Not Affected | Not Affected | Not Affected | Not Affected | Not Affected | Not Affected | Not Affected | 0 | 0 | 0 | 0 | 21 | Polygon
Critical Infrastructure | Stormwater Treatment Facilities and Pump Stations | Stormwater Ponds - NHD |  | STFPS_PG_160352 |  | Not Affected | Not Affected | Not Affected | Not Affected | Not Affected | Not Affected | Not Affected | Not Affected | Not Affected | Not Affected | Not Affected | Not Affected | Not Affected | Not Affected | Not Affected | Not Affected | Not Affected | Not Affected | Not Affected | Not Affected | Not Affected | 0 | 0 | 0 | 0 | 21 | Polygon
Critical Infrastructure | Stormwater Treatment Facilities and Pump Stations | Stormwater Ponds - NHD |  | STFPS_PG_160353 |  | Not Affected | Not Affected | Not Affected | Not Affected | Not Affected | Not Affected | Not Affected | Not Affected | Not Affected | Not Affected | Not Affected | Not Affected | Not Affected | Not Affected | Not Affected | Not Affected | Not Affected | Not Affected | Not Affected | Not Affected | Not Affected | 0 | 0 | 0 | 0 | 21 | Polygon
Critical Infrastructure | Stormwater Treatment Facilities and Pump Stations | Stormwater Ponds - NHD |  | STFPS_PG_160354 |  | Not Affected | Not Affected | Not Affected | Not Affected | Not Affected | Not Affected | Not Affected | Not Affected | Not Affected | Not Affected | Not Affected | Not Affected | Not Affected | Not Affected | Not Affected | Not Affected | Not Affected | Not Affected | Not Affected | Not Affected | Not Affected | 0 | 0 | 0 | 0 | 21 | Polygon
Critical Infrastructure | Stormwater Treatment Facilities and Pump Stations | Stormwater Ponds - NHD |  | STFPS_PG_160357 |  | Not Affected | Not Affected | Not Affected | Not Affected | Not Affected | Not Affected | Not Affected | Not Affected | Not Affected | Not Affected | Not Affected | Not Affected | Not Affected | Not Affected | Not Affected | Not Affected | Not Affected | Not Affected | Not Affected | Not Affected | Not Affected | 0 | 0 | 0 | 0 | 21 | Polygon
Critical Infrastructure | Stormwater Treatment Facilities and Pump Stations | Stormwater Ponds - NHD |  | STFPS_PG_160358 |  | Not Affected | Not Affected | Not Affected | Not Affected | Not Affected | Not Affected | Not Affected | Not Affected | Not Affected | Not Affected | Not Affected | Not Affected | Not Affected | Not Affected | Not Affected | Not Affected | Not Affected | Not Affected | Not Affected | Not Affected | Not Affected | 0 | 0 | 0 | 0 | 21 | Polygon
Critical Infrastructure | Stormwater Treatment Facilities and Pump Stations | Stormwater Ponds - NHD |  | STFPS_PG_160359 |  | Not Affected | Not Affected | Not Affected | Not Affected | Not Affected | Not Affected | Not Affected | Not Affected | Not Affected | Not Affected | Not Affected | Not Affected | Not Affected | Not Affected | Not Affected | Not Affected | Not Affected | Not Affected | Not Affected | Not Affected | Not Affected | 0 | 0 | 0 | 0 | 21 | Polygon
Critical Infrastructure | Stormwater Treatment Facilities and Pump Stations | Stormwater Ponds - NHD |  | STFPS_PG_160360 |  | Not Affected | Not Affected | Not Affected | Not Affected | Not Affected | Not Affected | Not Affected | Not Affected | Not Affected | Not Affected | Not Affected | Not Affected | Not Affected | Not Affected | Not Affected | Not Affected | Not Affected | Not Affected | Not Affected | Not Affected | Not Affected | 0 | 0 | 0 | 0 | 21 | Polygon
Critical Infrastructure | Stormwater Treatment Facilities and Pump Stations | Stormwater Ponds - NHD |  | STFPS_PG_160361 |  | Not Affected | Not Affected | Not Affected | Not Affected | Not Affected | Not Affected | Not Affected | Not Affected | Not Affected | Not Affected | Not Affected | Not Affected | Not Affected | Not Affected | Not Affected | Not Affected | Not Affected | Not Affected | Not Affected | Not Affected | Not Affected | 0 | 0 | 0 | 0 | 21 | Polygon
Critical Infrastructure | Stormwater Treatment Facilities and Pump Stations | Stormwater Ponds - NHD |  | STFPS_PG_160362 |  | Not Affected | Not Affected | Not Affected | Not Affected | Not Affected | Not Affected | Not Affected | Not Affected | Not Affected | Not Affected | Not Affected | Not Affected | Not Affected | Not Affected | Not Affected | Not Affected | Not Affected | Not Affected | Not Affected | Not Affected | Not Affected | 0 | 0 | 0 | 0 | 21 | Polygon
Critical Infrastructure | Stormwater Treatment Facilities and Pump Stations | Stormwater Ponds - NHD |  | STFPS_PG_160365 |  | Not Affected | Not Affected | Not Affected | Not Affected | Not Affected | Not Affected | Not Affected | Not Affected | Not Affected | Not Affected | Not Affected | Not Affected | Not Affected | Not Affected | Not Affected | Not Affected | Not Affected | Not Affected | Not Affected | Not Affected | Not Affected | 0 | 0 | 0 | 0 | 21 | Polygon
Critical Infrastructure | Stormwater Treatment Facilities and Pump Stations | Stormwater Ponds - NHD |  | STFPS_PG_160366 |  | Not Affected | Not Affected | Not Affected | Not Affected | Not Affected | Not Affected | Not Affected | Not Affected | Not Affected | Not Affected | Not Affected | Not Affected | Not Affected | Not Affected | Not Affected | Not Affected | Not Affected | Not Affected | Not Affected | Not Affected | Not Affected | 0 | 0 | 0 | 0 | 21 | Polygon
Critical Infrastructure | Stormwater Treatment Facilities and Pump Stations | Stormwater Ponds - NHD |  | STFPS_PG_160367 |  | Not Affected | Not Affected | Not Affected | Not Affected | Not Affected | Not Affected | Not Affected | Not Affected | Not Affected | Not Affected | Not Affected | Not Affected | Not Affected | Not Affected | Not Affected | Not Affected | Not Affected | Not Affected | Not Affected | Not Affected | Not Affected | 0 | 0 | 0 | 0 | 21 | Polygon
Critical Infrastructure | Stormwater Treatment Facilities and Pump Stations | Stormwater Ponds - NHD |  | STFPS_PG_160368 |  | Not Affected | Not Affected | Not Affected | Not Affected | Not Affected | Not Affected | Not Affected | Not Affected | Not Affected | Not Affected | Not Affected | Not Affected | Not Affected | Not Affected | Not Affected | Not Affected | Not Affected | Not Affected | Not Affected | Not Affected | Not Affected | 0 | 0 | 0 | 0 | 21 | Polygon
Critical Infrastructure | Stormwater Treatment Facilities and Pump Stations | Stormwater Ponds - NHD |  | STFPS_PG_160369 |  | Not Affected | Not Affected | Not Affected | Not Affected | Not Affected | Not Affected | Not Affected | Not Affected | Not Affected | Not Affected | Not Affected | Not Affected | Not Affected | Not Affected | Not Affected | Not Affected | Not Affected | Not Affected | Not Affected | Not Affected | Not Affected | 0 | 0 | 0 | 0 | 21 | Polygon
Critical Infrastructure | Stormwater Treatment Facilities and Pump Stations | Stormwater Ponds - NHD |  | STFPS_PG_160370 |  | Not Affected | Not Affected | Not Affected | Not Affected | Not Affected | Not Affected | Not Affected | Not Affected | Not Affected | Not Affected | Not Affected | Not Affected | Not Affected | Not Affected | Not Affected | Not Affected | Not Affected | Not Affected | Not Affected | Not Affected | Not Affected | 0 | 0 | 0 | 0 | 21 | Polygon
Critical Infrastructure | Stormwater Treatment Facilities and Pump Stations | Stormwater Ponds - NHD |  | STFPS_PG_160371 |  | Not Affected | Not Affected | Not Affected | Not Affected | Not Affected | Not Affected | Not Affected | Not Affected | Not Affected | Not Affected | Not Affected | Not Affected | Not Affected | Not Affected | Not Affected | Not Affected | Not Affected | Not Affected | Not Affected | Not Affected | Not Affected | 0 | 0 | 0 | 0 | 21 | Polygon
Critical Infrastructure | Stormwater Treatment Facilities and Pump Stations | Stormwater Ponds - NHD |  | STFPS_PG_160373 |  | Not Affected | Not Affected | Not Affected | Not Affected | Not Affected | Not Affected | Not Affected | Not Affected | Not Affected | Not Affected | Not Affected | Not Affected | Not Affected | Not Affected | Not Affected | Not Affected | Not Affected | Not Affected | Not Affected | Not Affected | Not Affected | 0 | 0 | 0 | 0 | 21 | Polygon
Critical Infrastructure | Stormwater Treatment Facilities and Pump Stations | Stormwater Ponds - NHD |  | STFPS_PG_160374 |  | Not Affected | Not Affected | Not Affected | Not Affected | Not Affected | Not Affected | Not Affected | Not Affected | Not Affected | Not Affected | Not Affected | Not Affected | Not Affected | Not Affected | Not Affected | Not Affected | Not Affected | Not Affected | Not Affected | Not Affected | Not Affected | 0 | 0 | 0 | 0 | 21 | Polygon
Critical Infrastructure | Stormwater Treatment Facilities and Pump Stations | Stormwater Ponds - NHD |  | STFPS_PG_160375 |  | Not Affected | Not Affected | Not Affected | Not Affected | Not Affected | Not Affected | Not Affected | Not Affected | Not Affected | Not Affected | Not Affected | Not Affected | Not Affected | Not Affected | Not Affected | Not Affected | Not Affected | Not Affected | Not Affected | Not Affected | Not Affected | 0 | 0 | 0 | 0 | 21 | Polygon
Critical Infrastructure | Stormwater Treatment Facilities and Pump Stations | Stormwater Ponds - NHD |  | STFPS_PG_160376 |  | Not Affected | Not Affected | Not Affected | Not Affected | Not Affected | Not Affected | Not Affected | Not Affected | Not Affected | Not Affected | Not Affected | Not Affected | Not Affected | Not Affected | Not Affected | Not Affected | Not Affected | Not Affected | Not Affected | Not Affected | Not Affected | 0 | 0 | 0 | 0 | 21 | Polygon
Critical Infrastructure | Stormwater Treatment Facilities and Pump Stations | Stormwater Ponds - NHD |  | STFPS_PG_160377 |  | Not Affected | Not Affected | Not Affected | Not Affected | Not Affected | Not Affected | Not Affected | Not Affected | Not Affected | Not Affected | Not Affected | Not Affected | Not Affected | Not Affected | Not Affected | Not Affected | Not Affected | Not Affected | Not Affected | Not Affected | Not Affected | 0 | 0 | 0 | 0 | 21 | Polygon
Critical Infrastructure | Stormwater Treatment Facilities and Pump Stations | Stormwater Ponds - NHD |  | STFPS_PG_160378 |  | Not Affected | Not Affected | Not Affected | Not Affected | Not Affected | Not Affected | Not Affected | Not Affected | Not Affected | Not Affected | Not Affected | Not Affected | Not Affected | Not Affected | Not Affected | Not Affected | Not Affected | Not Affected | Not Affected | Not Affected | Not Affected | 0 | 0 | 0 | 0 | 21 | Polygon
Critical Infrastructure | Stormwater Treatment Facilities and Pump Stations | Stormwater Ponds - NHD |  | STFPS_PG_160379 |  | Not Affected | Not Affected | Not Affected | Not Affected | Not Affected | Not Affected | Not Affected | Not Affected | Not Affected | Not Affected | Not Affected | Not Affected | Not Affected | Not Affected | Not Affected | Not Affected | Not Affected | Not Affected | Not Affected | Not Affected | Not Affected | 0 | 0 | 0 | 0 | 21 | Polygon
Critical Infrastructure | Stormwater Treatment Facilities and Pump Stations | Stormwater Ponds - NHD |  | STFPS_PG_160380 |  | Not Affected | Not Affected | Not Affected | Not Affected | Not Affected | Not Affected | Not Affected | Not Affected | Not Affected | Not Affected | Not Affected | Not Affected | Not Affected | Not Affected | Not Affected | Not Affected | Not Affected | Not Affected | Not Affected | Not Affected | Not Affected | 0 | 0 | 0 | 0 | 21 | Polygon
Critical Infrastructure | Stormwater Treatment Facilities and Pump Stations | Stormwater Ponds - NHD |  | STFPS_PG_160381 |  | Not Affected | Not Affected | Not Affected | Not Affected | Not Affected | Not Affected | Not Affected | Not Affected | Not Affected | Not Affected | Not Affected | Not Affected | Not Affected | Not Affected | Not Affected | Not Affected | Not Affected | Not Affected | Not Affected | Not Affected | Not Affected | 0 | 0 | 0 | 0 | 21 | Polygon
Critical Infrastructure | Stormwater Treatment Facilities and Pump Stations | Stormwater Ponds - NHD |  | STFPS_PG_160382 |  | Not Affected | Not Affected | Not Affected | Not Affected | Not Affected | Not Affected | Not Affected | Not Affected | Not Affected | Not Affected | Not Affected | Not Affected | Not Affected | Not Affected | Not Affected | Not Affected | Not Affected | Not Affected | Not Affected | Not Affected | Not Affected | 0 | 0 | 0 | 0 | 21 | Polygon
Critical Infrastructure | Stormwater Treatment Facilities and Pump Stations | Stormwater Ponds - NHD |  | STFPS_PG_160383 |  | Not Affected | Not Affected | Not Affected | Not Affected | Not Affected | Not Affected | Not Affected | Not Affected | Not Affected | Not Affected | Not Affected | Not Affected | Not Affected | Not Affected | Not Affected | Not Affected | Not Affected | Not Affected | Not Affected | Not Affected | Not Affected | 0 | 0 | 0 | 0 | 21 | Polygon
Critical Infrastructure | Stormwater Treatment Facilities and Pump Stations | Stormwater Ponds - NHD |  | STFPS_PG_160384 |  | Not Affected | Not Affected | Not Affected | Not Affected | Not Affected | Not Affected | Not Affected | Not Affected | Not Affected | Not Affected | Not Affected | Not Affected | Not Affected | Not Affected | Not Affected | Not Affected | Not Affected | Not Affected | Not Affected | Not Affected | Not Affected | 0 | 0 | 0 | 0 | 21 | Polygon
Critical Infrastructure | Stormwater Treatment Facilities and Pump Stations | Stormwater Ponds - NHD |  | STFPS_PG_160386 |  | Not Affected | Not Affected | Not Affected | Not Affected | Not Affected | Not Affected | Not Affected | Not Affected | Not Affected | Not Affected | Not Affected | Not Affected | Not Affected | Not Affected | Not Affected | Not Affected | Not Affected | Not Affected | Not Affected | Not Affected | Not Affected | 0 | 0 | 0 | 0 | 21 | Polygon
Critical Infrastructure | Stormwater Treatment Facilities and Pump Stations | Stormwater Ponds - NHD |  | STFPS_PG_160391 |  | Not Affected | Not Affected | Not Affected | Not Affected | Not Affected | Not Affected | Not Affected | Not Affected | Not Affected | Not Affected | Not Affected | Not Affected | Not Affected | Not Affected | Not Affected | Not Affected | Not Affected | Not Affected | Not Affected | Not Affected | Not Affected | 0 | 0 | 0 | 0 | 21 | Polygon
Critical Infrastructure | Stormwater Treatment Facilities and Pump Stations | Stormwater Ponds - NHD |  | STFPS_PG_160392 |  | Not Affected | Not Affected | Not Affected | Not Affected | Not Affected | Not Affected | Not Affected | Not Affected | Not Affected | Not Affected | Not Affected | Not Affected | Not Affected | Not Affected | Not Affected | Not Affected | Not Affected | Not Affected | Not Affected | Not Affected | Not Affected | 0 | 0 | 0 | 0 | 21 | Polygon
Critical Infrastructure | Stormwater Treatment Facilities and Pump Stations | Stormwater Ponds - NHD |  | STFPS_PG_160393 |  | Not Affected | Not Affected | Not Affected | Not Affected | Not Affected | Not Affected | Not Affected | Not Affected | Not Affected | Not Affected | Not Affected | Not Affected | Not Affected | Not Affected | Not Affected | Not Affected | Not Affected | Not Affected | Not Affected | Not Affected | Not Affected | 0 | 0 | 0 | 0 | 21 | Polygon
Critical Infrastructure | Stormwater Treatment Facilities and Pump Stations | Stormwater Ponds - NHD |  | STFPS_PG_160394 |  | Not Affected | Not Affected | Not Affected | Not Affected | Not Affected | Not Affected | Not Affected | Not Affected | Not Affected | Not Affected | Not Affected | Not Affected | Not Affected | Not Affected | Not Affected | Not Affected | Not Affected | Not Affected | Not Affected | Not Affected | Not Affected | 0 | 0 | 0 | 0 | 21 | Polygon
Critical Infrastructure | Stormwater Treatment Facilities and Pump Stations | Stormwater Ponds - NHD |  | STFPS_PG_160395 |  | Not Affected | Not Affected | Not Affected | Not Affected | Not Affected | Not Affected | Not Affected | Not Affected | Not Affected | Not Affected | Not Affected | Not Affected | Not Affected | Not Affected | Not Affected | Not Affected | Not Affected | Not Affected | Not Affected | Not Affected | Not Affected | 0 | 0 | 0 | 0 | 21 | Polygon
Critical Infrastructure | Stormwater Treatment Facilities and Pump Stations | Stormwater Ponds - NHD |  | STFPS_PG_160396 |  | Not Affected | Not Affected | Not Affected | Not Affected | Not Affected | Not Affected | Not Affected | Not Affected | Not Affected | Not Affected | Not Affected | Not Affected | Not Affected | Not Affected | Not Affected | Not Affected | Not Affected | Not Affected | Not Affected | Not Affected | Not Affected | 0 | 0 | 0 | 0 | 21 | Polygon
Critical Infrastructure | Stormwater Treatment Facilities and Pump Stations | Stormwater Ponds - NHD |  | STFPS_PG_160397 |  | Not Affected | Not Affected | Not Affected | Not Affected | Not Affected | Not Affected | Not Affected | Not Affected | Not Affected | Not Affected | Not Affected | Not Affected | Not Affected | Not Affected | Not Affected | Not Affected | Not Affected | Not Affected | Not Affected | Not Affected | Not Affected | 0 | 0 | 0 | 0 | 21 | Polygon
Critical Infrastructure | Stormwater Treatment Facilities and Pump Stations | Stormwater Ponds - NHD |  | STFPS_PG_160398 |  | Not Affected | Not Affected | Not Affected | Not Affected | Not Affected | Not Affected | Not Affected | Not Affected | Not Affected | Not Affected | Not Affected | Not Affected | Not Affected | Not Affected | Not Affected | Not Affected | Not Affected | Not Affected | Not Affected | Not Affected | Not Affected | 0 | 0 | 0 | 0 | 21 | Polygon
Critical Infrastructure | Stormwater Treatment Facilities and Pump Stations | Stormwater Ponds - NHD |  | STFPS_PG_160399 |  | Not Affected | Not Affected | Not Affected | Not Affected | Not Affected | Not Affected | Not Affected | Not Affected | Not Affected | Not Affected | Not Affected | Not Affected | Not Affected | Not Affected | Not Affected | Not Affected | Not Affected | Not Affected | Not Affected | Not Affected | Not Affected | 0 | 0 | 0 | 0 | 21 | Polygon
Critical Infrastructure | Stormwater Treatment Facilities and Pump Stations | Stormwater Ponds - NHD |  | STFPS_PG_160400 |  | Not Affected | Not Affected | Not Affected | Not Affected | Not Affected | Not Affected | Not Affected | Not Affected | Not Affected | Not Affected | Not Affected | Not Affected | Not Affected | Not Affected | Not Affected | Not Affected | Not Affected | Not Affected | Not Affected | Not Affected | Not Affected | 0 | 0 | 0 | 0 | 21 | Polygon
Critical Infrastructure | Stormwater Treatment Facilities and Pump Stations | Stormwater Ponds - NHD |  | STFPS_PG_160401 |  | Not Affected | Not Affected | Not Affected | Not Affected | Not Affected | Not Affected | Not Affected | Not Affected | Not Affected | Not Affected | Not Affected | Not Affected | Not Affected | Not Affected | Not Affected | Not Affected | Not Affected | Not Affected | Not Affected | Not Affected | Not Affected | 0 | 0 | 0 | 0 | 21 | Polygon
Critical Infrastructure | Stormwater Treatment Facilities and Pump Stations | Stormwater Ponds - NHD |  | STFPS_PG_160402 |  | Not Affected | Not Affected | Not Affected | Not Affected | Not Affected | Not Affected | Not Affected | Not Affected | Not Affected | Not Affected | Not Affected | Not Affected | Not Affected | Not Affected | Not Affected | Not Affected | Not Affected | Not Affected | Not Affected | Not Affected | Not Affected | 0 | 0 | 0 | 0 | 21 | Polygon
Critical Infrastructure | Stormwater Treatment Facilities and Pump Stations | Stormwater Ponds - NHD |  | STFPS_PG_160403 |  | Not Affected | Not Affected | Not Affected | Not Affected | Not Affected | Not Affected | Not Affected | Not Affected | Not Affected | Not Affected | Not Affected | Not Affected | Not Affected | Not Affected | Not Affected | Not Affected | Not Affected | Not Affected | Not Affected | Not Affected | Not Affected | 0 | 0 | 0 | 0 | 21 | Polygon
Critical Infrastructure | Stormwater Treatment Facilities and Pump Stations | Stormwater Ponds - NHD |  | STFPS_PG_160404 |  | Not Affected | Not Affected | Not Affected | Not Affected | Not Affected | Not Affected | Not Affected | Not Affected | Not Affected | Not Affected | Not Affected | Not Affected | Not Affected | Not Affected | Not Affected | Not Affected | Not Affected | Not Affected | Not Affected | Not Affected | Not Affected | 0 | 0 | 0 | 0 | 21 | Polygon
Critical Infrastructure | Stormwater Treatment Facilities and Pump Stations | Stormwater Ponds - NHD |  | STFPS_PG_160405 |  | Not Affected | Not Affected | Not Affected | Not Affected | Not Affected | Not Affected | Not Affected | Not Affected | Not Affected | Not Affected | Not Affected | Not Affected | Not Affected | Not Affected | Not Affected | Not Affected | Not Affected | Not Affected | Not Affected | Not Affected | Not Affected | 0 | 0 | 0 | 0 | 21 | Polygon
Critical Infrastructure | Stormwater Treatment Facilities and Pump Stations | Stormwater Ponds - NHD |  | STFPS_PG_160406 |  | Not Affected | Not Affected | Not Affected | Not Affected | Not Affected | Not Affected | Not Affected | Not Affected | Not Affected | Not Affected | Not Affected | Not Affected | Not Affected | Not Affected | Not Affected | Not Affected | Not Affected | Not Affected | Not Affected | Not Affected | Not Affected | 0 | 0 | 0 | 0 | 21 | Polygon
Critical Infrastructure | Stormwater Treatment Facilities and Pump Stations | Stormwater Ponds - NHD |  | STFPS_PG_160407 |  | Not Affected | Not Affected | Not Affected | Not Affected | Not Affected | Not Affected | Not Affected | Not Affected | Not Affected | Not Affected | Not Affected | Not Affected | Not Affected | Not Affected | Not Affected | Not Affected | Not Affected | Not Affected | Not Affected | Not Affected | Not Affected | 0 | 0 | 0 | 0 | 21 | Polygon
Critical Infrastructure | Stormwater Treatment Facilities and Pump Stations | Stormwater Ponds - NHD |  | STFPS_PG_160408 |  | Not Affected | Not Affected | Not Affected | Not Affected | Not Affected | Not Affected | Not Affected | Not Affected | Not Affected | Not Affected | Not Affected | Not Affected | Not Affected | Not Affected | Not Affected | Not Affected | Not Affected | Not Affected | Not Affected | Not Affected | Not Affected | 0 | 0 | 0 | 0 | 21 | Polygon
Critical Infrastructure | Stormwater Treatment Facilities and Pump Stations | Stormwater Ponds - NHD |  | STFPS_PG_160409 |  | Not Affected | Not Affected | Not Affected | Not Affected | Not Affected | Not Affected | Not Affected | Not Affected | Not Affected | Not Affected | Not Affected | Not Affected | Not Affected | Not Affected | Not Affected | Not Affected | Not Affected | Not Affected | Not Affected | Not Affected | Not Affected | 0 | 0 | 0 | 0 | 21 | Polygon
Critical Infrastructure | Stormwater Treatment Facilities and Pump Stations | Stormwater Ponds - NHD |  | STFPS_PG_160411 |  | Not Affected | Not Affected | Not Affected | Not Affected | Not Affected | Not Affected | Not Affected | Not Affected | Not Affected | Not Affected | Not Affected | Not Affected | Not Affected | Not Affected | Not Affected | Not Affected | Not Affected | Not Affected | Not Affected | Not Affected | Not Affected | 0 | 0 | 0 | 0 | 21 | Polygon
Critical Infrastructure | Stormwater Treatment Facilities and Pump Stations | Stormwater Ponds - NHD |  | STFPS_PG_160412 |  | Not Affected | Not Affected | Not Affected | Not Affected | Not Affected | Not Affected | Not Affected | Not Affected | Not Affected | Not Affected | Not Affected | Not Affected | Not Affected | Not Affected | Not Affected | Not Affected | Not Affected | Not Affected | Not Affected | Not Affected | Not Affected | 0 | 0 | 0 | 0 | 21 | Polygon
Critical Infrastructure | Stormwater Treatment Facilities and Pump Stations | Stormwater Ponds - NHD |  | STFPS_PG_160413 |  | Not Affected | Not Affected | Not Affected | Not Affected | Not Affected | Not Affected | Not Affected | Not Affected | Not Affected | Not Affected | Not Affected | Not Affected | Not Affected | Not Affected | Not Affected | Not Affected | Not Affected | Not Affected | Not Affected | Not Affected | Not Affected | 0 | 0 | 0 | 0 | 21 | Polygon
Critical Infrastructure | Stormwater Treatment Facilities and Pump Stations | Stormwater Ponds - NHD |  | STFPS_PG_160414 |  | Not Affected | Not Affected | Not Affected | Not Affected | Not Affected | Not Affected | Not Affected | Not Affected | Not Affected | Not Affected | Not Affected | Not Affected | Not Affected | Not Affected | Not Affected | Not Affected | Not Affected | Not Affected | Not Affected | Not Affected | Not Affected | 0 | 0 | 0 | 0 | 21 | Polygon
Critical Infrastructure | Stormwater Treatment Facilities and Pump Stations | Stormwater Ponds - NHD |  | STFPS_PG_160415 |  | Not Affected | Not Affected | Not Affected | Not Affected | Not Affected | Not Affected | Not Affected | Not Affected | Not Affected | Not Affected | Not Affected | Not Affected | Not Affected | Not Affected | Not Affected | Not Affected | Not Affected | Not Affected | Not Affected | Not Affected | Not Affected | 0 | 0 | 0 | 0 | 21 | Polygon
Critical Infrastructure | Stormwater Treatment Facilities and Pump Stations | Stormwater Ponds - NHD |  | STFPS_PG_160416 |  | Not Affected | Not Affected | Not Affected | Not Affected | Not Affected | Not Affected | Not Affected | Not Affected | Not Affected | Not Affected | Not Affected | Not Affected | Not Affected | Not Affected | Not Affected | Not Affected | Not Affected | Not Affected | Not Affected | Not Affected | Not Affected | 0 | 0 | 0 | 0 | 21 | Polygon
Critical Infrastructure | Stormwater Treatment Facilities and Pump Stations | Stormwater Ponds - NHD |  | STFPS_PG_160417 |  | Not Affected | Not Affected | Not Affected | Not Affected | Not Affected | Not Affected | Not Affected | Not Affected | Not Affected | Not Affected | Not Affected | Not Affected | Not Affected | Not Affected | Not Affected | Not Affected | Not Affected | Not Affected | Not Affected | Not Affected | Not Affected | 0 | 0 | 0 | 0 | 21 | Polygon
Critical Infrastructure | Stormwater Treatment Facilities and Pump Stations | Stormwater Ponds - NHD |  | STFPS_PG_160418 |  | Not Affected | Not Affected | Not Affected | Not Affected | Not Affected | Not Affected | Not Affected | Not Affected | Not Affected | Not Affected | Not Affected | Not Affected | Not Affected | Not Affected | Not Affected | Not Affected | Not Affected | Not Affected | Not Affected | Not Affected | Not Affected | 0 | 0 | 0 | 0 | 21 | Polygon
Critical Infrastructure | Stormwater Treatment Facilities and Pump Stations | Stormwater Ponds - NHD |  | STFPS_PG_160419 |  | Not Affected | Not Affected | Not Affected | Not Affected | Not Affected | Not Affected | Not Affected | Not Affected | Not Affected | Not Affected | Not Affected | Not Affected | Not Affected | Not Affected | Not Affected | Not Affected | Not Affected | Not Affected | Not Affected | Not Affected | Not Affected | 0 | 0 | 0 | 0 | 21 | Polygon
Critical Infrastructure | Stormwater Treatment Facilities and Pump Stations | Stormwater Ponds - NHD |  | STFPS_PG_160420 |  | Not Affected | Not Affected | Not Affected | Not Affected | Not Affected | Not Affected | Not Affected | Not Affected | Not Affected | Not Affected | Not Affected | Not Affected | Not Affected | Not Affected | Not Affected | Not Affected | Not Affected | Not Affected | Not Affected | Not Affected | Not Affected | 0 | 0 | 0 | 0 | 21 | Polygon
Critical Infrastructure | Stormwater Treatment Facilities and Pump Stations | Stormwater Ponds - NHD |  | STFPS_PG_160421 |  | Not Affected | Not Affected | Not Affected | Not Affected | Not Affected | Not Affected | Not Affected | Not Affected | Not Affected | Not Affected | Not Affected | Not Affected | Not Affected | Not Affected | Not Affected | Not Affected | Not Affected | Not Affected | Not Affected | Not Affected | Not Affected | 0 | 0 | 0 | 0 | 21 | Polygon
Critical Infrastructure | Stormwater Treatment Facilities and Pump Stations | Stormwater Ponds - NHD |  | STFPS_PG_160422 |  | Not Affected | Not Affected | Not Affected | Not Affected | Not Affected | Not Affected | Not Affected | Not Affected | Not Affected | Not Affected | Not Affected | Not Affected | Not Affected | Not Affected | Not Affected | Not Affected | Not Affected | Not Affected | Not Affected | Not Affected | Not Affected | 0 | 0 | 0 | 0 | 21 | Polygon
Critical Infrastructure | Stormwater Treatment Facilities and Pump Stations | Stormwater Ponds - NHD |  | STFPS_PG_160429 |  | Not Affected | Not Affected | Not Affected | Not Affected | Not Affected | Not Affected | Not Affected | Not Affected | Not Affected | Not Affected | Not Affected | Not Affected | Not Affected | Not Affected | Not Affected | Not Affected | Not Affected | Not Affected | Not Affected | Not Affected | Not Affected | 0 | 0 | 0 | 0 | 21 | Polygon
Critical Infrastructure | Stormwater Treatment Facilities and Pump Stations | Stormwater Ponds - NHD |  | STFPS_PG_160430 |  | Not Affected | Not Affected | Not Affected | Not Affected | Not Affected | Not Affected | Not Affected | Not Affected | Not Affected | Not Affected | Not Affected | Not Affected | Not Affected | Not Affected | Not Affected | Not Affected | Not Affected | Not Affected | Not Affected | Not Affected | Not Affected | 0 | 0 | 0 | 0 | 21 | Polygon
Critical Infrastructure | Stormwater Treatment Facilities and Pump Stations | Stormwater Ponds - NHD |  | STFPS_PG_160432 |  | Not Affected | Not Affected | Not Affected | Not Affected | Not Affected | Not Affected | Not Affected | Not Affected | Not Affected | Not Affected | Not Affected | Not Affected | Not Affected | Not Affected | Not Affected | Not Affected | Not Affected | Not Affected | Not Affected | Not Affected | Not Affected | 0 | 0 | 0 | 0 | 21 | Polygon
Critical Infrastructure | Stormwater Treatment Facilities and Pump Stations | Stormwater Ponds - NHD |  | STFPS_PG_160433 |  | Not Affected | Not Affected | Not Affected | Not Affected | Not Affected | Not Affected | Not Affected | Not Affected | Not Affected | Not Affected | Not Affected | Not Affected | Not Affected | Not Affected | Not Affected | Not Affected | Not Affected | Not Affected | Not Affected | Not Affected | Not Affected | 0 | 0 | 0 | 0 | 21 | Polygon
Critical Infrastructure | Stormwater Treatment Facilities and Pump Stations | Stormwater Ponds - NHD |  | STFPS_PG_160434 |  | Not Affected | Not Affected | Not Affected | Not Affected | Not Affected | Not Affected | Not Affected | Not Affected | Not Affected | Not Affected | Not Affected | Not Affected | Not Affected | Not Affected | Not Affected | Not Affected | Not Affected | Not Affected | Not Affected | Not Affected | Not Affected | 0 | 0 | 0 | 0 | 21 | Polygon
Critical Infrastructure | Stormwater Treatment Facilities and Pump Stations | Stormwater Ponds - NHD |  | STFPS_PG_160435 |  | Not Affected | Not Affected | Not Affected | Not Affected | Not Affected | Not Affected | Not Affected | Not Affected | Not Affected | Not Affected | Not Affected | Not Affected | Not Affected | Not Affected | Not Affected | Not Affected | Not Affected | Not Affected | Not Affected | Not Affected | Not Affected | 0 | 0 | 0 | 0 | 21 | Polygon
Critical Infrastructure | Stormwater Treatment Facilities and Pump Stations | Stormwater Ponds - NHD |  | STFPS_PG_160437 |  | Not Affected | Not Affected | Not Affected | Not Affected | Not Affected | Not Affected | Not Affected | Not Affected | Not Affected | Not Affected | Not Affected | Not Affected | Not Affected | Not Affected | Not Affected | Not Affected | Not Affected | Not Affected | Not Affected | Not Affected | Not Affected | 0 | 0 | 0 | 0 | 21 | Polygon
Critical Infrastructure | Stormwater Treatment Facilities and Pump Stations | Stormwater Ponds - NHD |  | STFPS_PG_160438 |  | Not Affected | Not Affected | Not Affected | Not Affected | Not Affected | Not Affected | Not Affected | Not Affected | Not Affected | Not Affected | Not Affected | Not Affected | Not Affected | Not Affected | Not Affected | Not Affected | Not Affected | Not Affected | Not Affected | Not Affected | Not Affected | 0 | 0 | 0 | 0 | 21 | Polygon
Critical Infrastructure | Stormwater Treatment Facilities and Pump Stations | Stormwater Ponds - NHD |  | STFPS_PG_160440 |  | Not Affected | Not Affected | Not Affected | Not Affected | Not Affected | Not Affected | Not Affected | Not Affected | Not Affected | Not Affected | Not Affected | Not Affected | Not Affected | Not Affected | Not Affected | Not Affected | Not Affected | Not Affected | Not Affected | Not Affected | Not Affected | 0 | 0 | 0 | 0 | 21 | Polygon
Critical Infrastructure | Stormwater Treatment Facilities and Pump Stations | Stormwater Ponds - NHD |  | STFPS_PG_160441 |  | Not Affected | Not Affected | Not Affected | Not Affected | Not Affected | Not Affected | Not Affected | Not Affected | Not Affected | Not Affected | Not Affected | Not Affected | Not Affected | Not Affected | Not Affected | Not Affected | Not Affected | Not Affected | Not Affected | Not Affected | Not Affected | 0 | 0 | 0 | 0 | 21 | Polygon
Critical Infrastructure | Stormwater Treatment Facilities and Pump Stations | Stormwater Ponds - NHD |  | STFPS_PG_160442 |  | Not Affected | Not Affected | Not Affected | Not Affected | Not Affected | Not Affected | Not Affected | Not Affected | Not Affected | Not Affected | Not Affected | Not Affected | Not Affected | Not Affected | Not Affected | Not Affected | Not Affected | Not Affected | Not Affected | Not Affected | Not Affected | 0 | 0 | 0 | 0 | 21 | Polygon
Critical Infrastructure | Stormwater Treatment Facilities and Pump Stations | Stormwater Ponds - NHD |  | STFPS_PG_160472 |  | Not Affected | Not Affected | Not Affected | Not Affected | Not Affected | Not Affected | Not Affected | Not Affected | Not Affected | Not Affected | Not Affected | Not Affected | Not Affected | Not Affected | Not Affected | Not Affected | Not Affected | Not Affected | Not Affected | Not Affected | Not Affected | 0 | 0 | 0 | 0 | 21 | Polygon
Critical Infrastructure | Stormwater Treatment Facilities and Pump Stations | Stormwater Ponds - NHD |  | STFPS_PG_160484 |  | Not Affected | Not Affected | Not Affected | Not Affected | Not Affected | Not Affected | Not Affected | Not Affected | Not Affected | Not Affected | Not Affected | Not Affected | Not Affected | Not Affected | Not Affected | Not Affected | Not Affected | Not Affected | Not Affected | Not Affected | Not Affected | 0 | 0 | 0 | 0 | 21 | Polygon
Critical Infrastructure | Stormwater Treatment Facilities and Pump Stations | Stormwater Ponds - NHD |  | STFPS_PG_160493 |  | Not Affected | Not Affected | Not Affected | Not Affected | Not Affected | Not Affected | Not Affected | Not Affected | Not Affected | Not Affected | Not Affected | Not Affected | Not Affected | Not Affected | Not Affected | Not Affected | Not Affected | Not Affected | Not Affected | Not Affected | Not Affected | 0 | 0 | 0 | 0 | 21 | Polygon
Critical Infrastructure | Stormwater Treatment Facilities and Pump Stations | Stormwater Ponds - NHD |  | STFPS_PG_160497 |  | Not Affected | Not Affected | Not Affected | Not Affected | Not Affected | Not Affected | Not Affected | Not Affected | Not Affected | Not Affected | Not Affected | Not Affected | Not Affected | Not Affected | Not Affected | Not Affected | Not Affected | Not Affected | Not Affected | Not Affected | Not Affected | 0 | 0 | 0 | 0 | 21 | Polygon
Critical Infrastructure | Stormwater Treatment Facilities and Pump Stations | Stormwater Ponds - NHD |  | STFPS_PG_160498 |  | Not Affected | Not Affected | Not Affected | Not Affected | Not Affected | Not Affected | Not Affected | Not Affected | Not Affected | Not Affected | Not Affected | Not Affected | Not Affected | Not Affected | Not Affected | Not Affected | Not Affected | Not Affected | Not Affected | Not Affected | Not Affected | 0 | 0 | 0 | 0 | 21 | Polygon
Critical Infrastructure | Stormwater Treatment Facilities and Pump Stations | Stormwater Ponds - NHD |  | STFPS_PG_160513 |  | Not Affected | Not Affected | Not Affected | Not Affected | Not Affected | Not Affected | Not Affected | Not Affected | Not Affected | Not Affected | Not Affected | Not Affected | Not Affected | Not Affected | Not Affected | Not Affected | Not Affected | Not Affected | Not Affected | Not Affected | Not Affected | 0 | 0 | 0 | 0 | 21 | Polygon
Critical Infrastructure | Stormwater Treatment Facilities and Pump Stations | Stormwater Ponds - NHD |  | STFPS_PG_160523 |  | Not Affected | Not Affected | Not Affected | Not Affected | Not Affected | Not Affected | Not Affected | Not Affected | Not Affected | Not Affected | Not Affected | Not Affected | Not Affected | Not Affected | Not Affected | Not Affected | Not Affected | Not Affected | Not Affected | Not Affected | Not Affected | 0 | 0 | 0 | 0 | 21 | Polygon
Critical Infrastructure | Stormwater Treatment Facilities and Pump Stations | Stormwater Ponds - NHD |  | STFPS_PG_160553 |  | Not Affected | Not Affected | Not Affected | Not Affected | Not Affected | Not Affected | Not Affected | Not Affected | Not Affected | Not Affected | Not Affected | Not Affected | Not Affected | Not Affected | Not Affected | Not Affected | Not Affected | Not Affected | Not Affected | Not Affected | Not Affected | 0 | 0 | 0 | 0 | 21 | Polygon
Critical Infrastructure | Stormwater Treatment Facilities and Pump Stations | Stormwater Ponds - NHD |  | STFPS_PG_160620 |  | Not Affected | Not Affected | Not Affected | Not Affected | Not Affected | Not Affected | Not Affected | Not Affected | Not Affected | Not Affected | Not Affected | Not Affected | Not Affected | Not Affected | Not Affected | Not Affected | Not Affected | Not Affected | Not Affected | Not Affected | Not Affected | 0 | 0 | 0 | 0 | 21 | Polygon
Critical Infrastructure | Stormwater Treatment Facilities and Pump Stations | Stormwater Ponds - NHD |  | STFPS_PG_160622 |  | Not Affected | Not Affected | Not Affected | Not Affected | Not Affected | Not Affected | Not Affected | Not Affected | Not Affected | Not Affected | Not Affected | Not Affected | Not Affected | Not Affected | Not Affected | Not Affected | Not Affected | Not Affected | Not Affected | Not Affected | Not Affected | 0 | 0 | 0 | 0 | 21 | Polygon
Critical Infrastructure | Stormwater Treatment Facilities and Pump Stations | Stormwater Ponds - NHD |  | STFPS_PG_160623 |  | Not Affected | Not Affected | Not Affected | Not Affected | Not Affected | Not Affected | Not Affected | Not Affected | Not Affected | Not Affected | Not Affected | Not Affected | Not Affected | Not Affected | Not Affected | Not Affected | Not Affected | Not Affected | Not Affected | Not Affected | Not Affected | 0 | 0 | 0 | 0 | 21 | Polygon
Critical Infrastructure | Stormwater Treatment Facilities and Pump Stations | Stormwater Ponds - NHD |  | STFPS_PG_160624 |  | Not Affected | Not Affected | Not Affected | Not Affected | Not Affected | Not Affected | Not Affected | Not Affected | Not Affected | Not Affected | Not Affected | Not Affected | Not Affected | Not Affected | Not Affected | Not Affected | Not Affected | Not Affected | Not Affected | Not Affected | Not Affected | 0 | 0 | 0 | 0 | 21 | Polygon
Critical Infrastructure | Stormwater Treatment Facilities and Pump Stations | Stormwater Ponds - NHD |  | STFPS_PG_160626 |  | Not Affected | Not Affected | Not Affected | Not Affected | Not Affected | Not Affected | Not Affected | Not Affected | Not Affected | Not Affected | Not Affected | Not Affected | Not Affected | Not Affected | Not Affected | Not Affected | Not Affected | Not Affected | Not Affected | Not Affected | Not Affected | 0 | 0 | 0 | 0 | 21 | Polygon
Critical Infrastructure | Stormwater Treatment Facilities and Pump Stations | Stormwater Ponds - NHD |  | STFPS_PG_160627 |  | Not Affected | Not Affected | Not Affected | Not Affected | Not Affected | Not Affected | Not Affected | Not Affected | Not Affected | Not Affected | Not Affected | Not Affected | Not Affected | Not Affected | Not Affected | Not Affected | Not Affected | Not Affected | Not Affected | Not Affected | Not Affected | 0 | 0 | 0 | 0 | 21 | Polygon
Critical Infrastructure | Stormwater Treatment Facilities and Pump Stations | Stormwater Ponds - NHD |  | STFPS_PG_160628 |  | Not Affected | Not Affected | Not Affected | Not Affected | Not Affected | Not Affected | Not Affected | Not Affected | Not Affected | Not Affected | Not Affected | Not Affected | Not Affected | Not Affected | Not Affected | Not Affected | Not Affected | Not Affected | Not Affected | Not Affected | Not Affected | 0 | 0 | 0 | 0 | 21 | Polygon
Critical Infrastructure | Stormwater Treatment Facilities and Pump Stations | Stormwater Ponds - NHD |  | STFPS_PG_160629 |  | Not Affected | Not Affected | Not Affected | Not Affected | Not Affected | Not Affected | Not Affected | Not Affected | Not Affected | Not Affected | Not Affected | Not Affected | Not Affected | Not Affected | Not Affected | Not Affected | Not Affected | Not Affected | Not Affected | Not Affected | Not Affected | 0 | 0 | 0 | 0 | 21 | Polygon
Critical Infrastructure | Stormwater Treatment Facilities and Pump Stations | Stormwater Ponds - NHD |  | STFPS_PG_160723 |  | Not Affected | Not Affected | Not Affected | Not Affected | Not Affected | Not Affected | Not Affected | Not Affected | Not Affected | Not Affected | Not Affected | Not Affected | Not Affected | Not Affected | Not Affected | Not Affected | Not Affected | Not Affected | Not Affected | Not Affected | Not Affected | 0 | 0 | 0 | 0 | 21 | Polygon
Critical Infrastructure | Stormwater Treatment Facilities and Pump Stations | Stormwater Ponds - NHD |  | STFPS_PG_160755 |  | Not Affected | Not Affected | Not Affected | Not Affected | Not Affected | Not Affected | Not Affected | Not Affected | Not Affected | Not Affected | Not Affected | Not Affected | Not Affected | Not Affected | Not Affected | Not Affected | Not Affected | Not Affected | Not Affected | Not Affected | Not Affected | 0 | 0 | 0 | 0 | 21 | Polygon
Critical Infrastructure | Stormwater Treatment Facilities and Pump Stations | Stormwater Ponds - NHD |  | STFPS_PG_160761 |  | Not Affected | Not Affected | Not Affected | Not Affected | Not Affected | Not Affected | Not Affected | Not Affected | Not Affected | Not Affected | Not Affected | Not Affected | Not Affected | Not Affected | Not Affected | Not Affected | Not Affected | Not Affected | Not Affected | Not Affected | Not Affected | 0 | 0 | 0 | 0 | 21 | Polygon
Critical Infrastructure | Stormwater Treatment Facilities and Pump Stations | Stormwater Ponds - NHD |  | STFPS_PG_160762 |  | Not Affected | Not Affected | Not Affected | Not Affected | Not Affected | Not Affected | Not Affected | Not Affected | Not Affected | Not Affected | Not Affected | Not Affected | Not Affected | Not Affected | Not Affected | Not Affected | Not Affected | Not Affected | Not Affected | Not Affected | Not Affected | 0 | 0 | 0 | 0 | 21 | Polygon
Critical Infrastructure | Stormwater Treatment Facilities and Pump Stations | Stormwater Ponds - NHD |  | STFPS_PG_160763 |  | Not Affected | Not Affected | Not Affected | Not Affected | Not Affected | Not Affected | Not Affected | Not Affected | Not Affected | Not Affected | Not Affected | Not Affected | Not Affected | Not Affected | Not Affected | Not Affected | Not Affected | Not Affected | Not Affected | Not Affected | Not Affected | 0 | 0 | 0 | 0 | 21 | Polygon
Critical Infrastructure | Stormwater Treatment Facilities and Pump Stations | Stormwater Ponds - NHD |  | STFPS_PG_160764 |  | Not Affected | Not Affected | Not Affected | Not Affected | Not Affected | Not Affected | Not Affected | Not Affected | Not Affected | Not Affected | Not Affected | Not Affected | Not Affected | Not Affected | Not Affected | Not Affected | Not Affected | Not Affected | Not Affected | Not Affected | Not Affected | 0 | 0 | 0 | 0 | 21 | Polygon
Critical Infrastructure | Stormwater Treatment Facilities and Pump Stations | Stormwater Ponds - NHD |  | STFPS_PG_160765 |  | Not Affected | Not Affected | Not Affected | Not Affected | Not Affected | Not Affected | Not Affected | Not Affected | Not Affected | Not Affected | Not Affected | Not Affected | Not Affected | Not Affected | Not Affected | Not Affected | Not Affected | Not Affected | Not Affected | Not Affected | Not Affected | 0 | 0 | 0 | 0 | 21 | Polygon
Critical Infrastructure | Stormwater Treatment Facilities and Pump Stations | Stormwater Ponds - NHD |  | STFPS_PG_160768 |  | Not Affected | Not Affected | Not Affected | Not Affected | Not Affected | Not Affected | Not Affected | Not Affected | Not Affected | Not Affected | Not Affected | Not Affected | Not Affected | Not Affected | Not Affected | Not Affected | Not Affected | Not Affected | Not Affected | Not Affected | Not Affected | 0 | 0 | 0 | 0 | 21 | Polygon
Critical Infrastructure | Stormwater Treatment Facilities and Pump Stations | Stormwater Ponds - NHD |  | STFPS_PG_160771 |  | Not Affected | Not Affected | Not Affected | Not Affected | Not Affected | Not Affected | Not Affected | Not Affected | Not Affected | Not Affected | Not Affected | Not Affected | Not Affected | Not Affected | Not Affected | Not Affected | Not Affected | Not Affected | Not Affected | Not Affected | Not Affected | 0 | 0 | 0 | 0 | 21 | Polygon
Critical Infrastructure | Stormwater Treatment Facilities and Pump Stations | Stormwater Ponds - NHD |  | STFPS_PG_160772 |  | Not Affected | Not Affected | Not Affected | Not Affected | Not Affected | Not Affected | Not Affected | Not Affected | Not Affected | Not Affected | Not Affected | Not Affected | Not Affected | Not Affected | Not Affected | Not Affected | Not Affected | Not Affected | Not Affected | Not Affected | Not Affected | 0 | 0 | 0 | 0 | 21 | Polygon
Critical Infrastructure | Stormwater Treatment Facilities and Pump Stations | Stormwater Ponds - NHD |  | STFPS_PG_160773 |  | Not Affected | Not Affected | Not Affected | Not Affected | Not Affected | Not Affected | Not Affected | Not Affected | Not Affected | Not Affected | Not Affected | Not Affected | Not Affected | Not Affected | Not Affected | Not Affected | Not Affected | Not Affected | Not Affected | Not Affected | Not Affected | 0 | 0 | 0 | 0 | 21 | Polygon
Critical Infrastructure | Stormwater Treatment Facilities and Pump Stations | Stormwater Ponds - NHD |  | STFPS_PG_160774 |  | Not Affected | Not Affected | Not Affected | Not Affected | Not Affected | Not Affected | Not Affected | Not Affected | Not Affected | Not Affected | Not Affected | Not Affected | Not Affected | Not Affected | Not Affected | Not Affected | Not Affected | Not Affected | Not Affected | Not Affected | Not Affected | 0 | 0 | 0 | 0 | 21 | Polygon
Critical Infrastructure | Stormwater Treatment Facilities and Pump Stations | Stormwater Ponds - NHD |  | STFPS_PG_160775 |  | Not Affected | Not Affected | Not Affected | Not Affected | Not Affected | Not Affected | Not Affected | Not Affected | Not Affected | Not Affected | Not Affected | Not Affected | Not Affected | Not Affected | Not Affected | Not Affected | Not Affected | Not Affected | Not Affected | Not Affected | Not Affected | 0 | 0 | 0 | 0 | 21 | Polygon
Critical Infrastructure | Stormwater Treatment Facilities and Pump Stations | Stormwater Ponds - NHD |  | STFPS_PG_160776 |  | Not Affected | Not Affected | Not Affected | Not Affected | Not Affected | Not Affected | Not Affected | Not Affected | Not Affected | Not Affected | Not Affected | Not Affected | Not Affected | Not Affected | Not Affected | Not Affected | Not Affected | Not Affected | Not Affected | Not Affected | Not Affected | 0 | 0 | 0 | 0 | 21 | Polygon
Critical Infrastructure | Stormwater Treatment Facilities and Pump Stations | Stormwater Ponds - NHD |  | STFPS_PG_160777 |  | Not Affected | Not Affected | Not Affected | Not Affected | Not Affected | Not Affected | Not Affected | Not Affected | Not Affected | Not Affected | Not Affected | Not Affected | Not Affected | Not Affected | Not Affected | Not Affected | Not Affected | Not Affected | Not Affected | Not Affected | Not Affected | 0 | 0 | 0 | 0 | 21 | Polygon
Critical Infrastructure | Stormwater Treatment Facilities and Pump Stations | Stormwater Ponds - NHD |  | STFPS_PG_160778 |  | Not Affected | Not Affected | Not Affected | Not Affected | Not Affected | Not Affected | Not Affected | Not Affected | Not Affected | Not Affected | Not Affected | Not Affected | Not Affected | Not Affected | Not Affected | Not Affected | Not Affected | Not Affected | Not Affected | Not Affected | Not Affected | 0 | 0 | 0 | 0 | 21 | Polygon
Critical Infrastructure | Stormwater Treatment Facilities and Pump Stations | Stormwater Ponds - NHD |  | STFPS_PG_160779 |  | Not Affected | Not Affected | Not Affected | Not Affected | Not Affected | Not Affected | Not Affected | Not Affected | Not Affected | Not Affected | Not Affected | Not Affected | Not Affected | Not Affected | Not Affected | Not Affected | Not Affected | Not Affected | Not Affected | Not Affected | Not Affected | 0 | 0 | 0 | 0 | 21 | Polygon
Critical Infrastructure | Stormwater Treatment Facilities and Pump Stations | Stormwater Ponds - NHD |  | STFPS_PG_160780 |  | Not Affected | Not Affected | Not Affected | Not Affected | Not Affected | Not Affected | Not Affected | Not Affected | Not Affected | Not Affected | Not Affected | Not Affected | Not Affected | Not Affected | Not Affected | Not Affected | Not Affected | Not Affected | Not Affected | Not Affected | Not Affected | 0 | 0 | 0 | 0 | 21 | Polygon
Critical Infrastructure | Stormwater Treatment Facilities and Pump Stations | Stormwater Ponds - NHD |  | STFPS_PG_160781 |  | Not Affected | Not Affected | Not Affected | Not Affected | Not Affected | Not Affected | Not Affected | Not Affected | Not Affected | Not Affected | Not Affected | Not Affected | Not Affected | Not Affected | Not Affected | Not Affected | Not Affected | Not Affected | Not Affected | Not Affected | Not Affected | 0 | 0 | 0 | 0 | 21 | Polygon
Critical Infrastructure | Stormwater Treatment Facilities and Pump Stations | Stormwater Ponds - NHD |  | STFPS_PG_160782 |  | Not Affected | Not Affected | Not Affected | Not Affected | Not Affected | Not Affected | Not Affected | Not Affected | Not Affected | Not Affected | Not Affected | Not Affected | Not Affected | Not Affected | Not Affected | Not Affected | Not Affected | Not Affected | Not Affected | Not Affected | Not Affected | 0 | 0 | 0 | 0 | 21 | Polygon
Critical Infrastructure | Stormwater Treatment Facilities and Pump Stations | Stormwater Ponds - NHD |  | STFPS_PG_160783 |  | Not Affected | Not Affected | Not Affected | Not Affected | Not Affected | Not Affected | Not Affected | Not Affected | Not Affected | Not Affected | Not Affected | Not Affected | Not Affected | Not Affected | Not Affected | Not Affected | Not Affected | Not Affected | Not Affected | Not Affected | Not Affected | 0 | 0 | 0 | 0 | 21 | Polygon
Critical Infrastructure | Stormwater Treatment Facilities and Pump Stations | Stormwater Ponds - NHD |  | STFPS_PG_160784 |  | Not Affected | Not Affected | Not Affected | Not Affected | Not Affected | Not Affected | Not Affected | Not Affected | Not Affected | Not Affected | Not Affected | Not Affected | Not Affected | Not Affected | Not Affected | Not Affected | Not Affected | Not Affected | Not Affected | Not Affected | Not Affected | 0 | 0 | 0 | 0 | 21 | Polygon
Critical Infrastructure | Stormwater Treatment Facilities and Pump Stations | Stormwater Ponds - NHD |  | STFPS_PG_160785 |  | Not Affected | Not Affected | Not Affected | Not Affected | Not Affected | Not Affected | Not Affected | Not Affected | Not Affected | Not Affected | Not Affected | Not Affected | Not Affected | Not Affected | Not Affected | Not Affected | Not Affected | Not Affected | Not Affected | Not Affected | Not Affected | 0 | 0 | 0 | 0 | 21 | Polygon
Critical Infrastructure | Stormwater Treatment Facilities and Pump Stations | Stormwater Ponds - NHD |  | STFPS_PG_160786 |  | Not Affected | Not Affected | Not Affected | Not Affected | Not Affected | Not Affected | Not Affected | Not Affected | Not Affected | Not Affected | Not Affected | Not Affected | Not Affected | Not Affected | Not Affected | Not Affected | Not Affected | Not Affected | Not Affected | Not Affected | Not Affected | 0 | 0 | 0 | 0 | 21 | Polygon
Critical Infrastructure | Stormwater Treatment Facilities and Pump Stations | Stormwater Ponds - NHD |  | STFPS_PG_160787 |  | Not Affected | Not Affected | Not Affected | Not Affected | Not Affected | Not Affected | Not Affected | Not Affected | Not Affected | Not Affected | Not Affected | Not Affected | Not Affected | Not Affected | Not Affected | Not Affected | Not Affected | Not Affected | Not Affected | Not Affected | Not Affected | 0 | 0 | 0 | 0 | 21 | Polygon
Critical Infrastructure | Stormwater Treatment Facilities and Pump Stations | Stormwater Ponds - NHD |  | STFPS_PG_160788 |  | Not Affected | Not Affected | Not Affected | Not Affected | Not Affected | Not Affected | Not Affected | Not Affected | Not Affected | Not Affected | Not Affected | Not Affected | Not Affected | Not Affected | Not Affected | Not Affected | Not Affected | Not Affected | Not Affected | Not Affected | Not Affected | 0 | 0 | 0 | 0 | 21 | Polygon
Critical Infrastructure | Stormwater Treatment Facilities and Pump Stations | Stormwater Ponds - NHD |  | STFPS_PG_160789 |  | Not Affected | Not Affected | Not Affected | Not Affected | Not Affected | Not Affected | Not Affected | Not Affected | Not Affected | Not Affected | Not Affected | Not Affected | Not Affected | Not Affected | Not Affected | Not Affected | Not Affected | Not Affected | Not Affected | Not Affected | Not Affected | 0 | 0 | 0 | 0 | 21 | Polygon
Critical Infrastructure | Stormwater Treatment Facilities and Pump Stations | Stormwater Ponds - NHD |  | STFPS_PG_160803 |  | Not Affected | Not Affected | Not Affected | Not Affected | Not Affected | Not Affected | Not Affected | Not Affected | Not Affected | Not Affected | Not Affected | Not Affected | Not Affected | Not Affected | Not Affected | Not Affected | Not Affected | Not Affected | Not Affected | Not Affected | Not Affected | 0 | 0 | 0 | 0 | 21 | Polygon
Critical Infrastructure | Stormwater Treatment Facilities and Pump Stations | Stormwater Ponds - NHD |  | STFPS_PG_160804 |  | Not Affected | Not Affected | Not Affected | Not Affected | Not Affected | Not Affected | Not Affected | Not Affected | Not Affected | Not Affected | Not Affected | Not Affected | Not Affected | Not Affected | Not Affected | Not Affected | Not Affected | Not Affected | Not Affected | Not Affected | Not Affected | 0 | 0 | 0 | 0 | 21 | Polygon
Critical Infrastructure | Stormwater Treatment Facilities and Pump Stations | Stormwater Ponds - NHD |  | STFPS_PG_160805 |  | Not Affected | Not Affected | Not Affected | Not Affected | Not Affected | Not Affected | Not Affected | Not Affected | Not Affected | Not Affected | Not Affected | Not Affected | Not Affected | Not Affected | Not Affected | Not Affected | Not Affected | Not Affected | Not Affected | Not Affected | Not Affected | 0 | 0 | 0 | 0 | 21 | Polygon
Critical Infrastructure | Stormwater Treatment Facilities and Pump Stations | Stormwater Ponds - NHD |  | STFPS_PG_160806 |  | Not Affected | Not Affected | Not Affected | Not Affected | Not Affected | Not Affected | Not Affected | Not Affected | Not Affected | Not Affected | Not Affected | Not Affected | Not Affected | Not Affected | Not Affected | Not Affected | Not Affected | Not Affected | Not Affected | Not Affected | Not Affected | 0 | 0 | 0 | 0 | 21 | Polygon
Critical Infrastructure | Stormwater Treatment Facilities and Pump Stations | Stormwater Ponds - NHD |  | STFPS_PG_160807 |  | Not Affected | Not Affected | Not Affected | Not Affected | Not Affected | Not Affected | Not Affected | Not Affected | Not Affected | Not Affected | Not Affected | Not Affected | Not Affected | Not Affected | Not Affected | Not Affected | Not Affected | Not Affected | Not Affected | Not Affected | Not Affected | 0 | 0 | 0 | 0 | 21 | Polygon
Critical Infrastructure | Stormwater Treatment Facilities and Pump Stations | Stormwater Ponds - NHD |  | STFPS_PG_160808 |  | Not Affected | Not Affected | Not Affected | Not Affected | Not Affected | Not Affected | Not Affected | Not Affected | Not Affected | Not Affected | Not Affected | Not Affected | Not Affected | Not Affected | Not Affected | Not Affected | Not Affected | Not Affected | Not Affected | Not Affected | Not Affected | 0 | 0 | 0 | 0 | 21 | Polygon
Critical Infrastructure | Stormwater Treatment Facilities and Pump Stations | Stormwater Ponds - NHD |  | STFPS_PG_160809 |  | Not Affected | Not Affected | Not Affected | Not Affected | Not Affected | Not Affected | Not Affected | Not Affected | Not Affected | Not Affected | Not Affected | Not Affected | Not Affected | Not Affected | Not Affected | Not Affected | Not Affected | Not Affected | Not Affected | Not Affected | Not Affected | 0 | 0 | 0 | 0 | 21 | Polygon
Critical Infrastructure | Stormwater Treatment Facilities and Pump Stations | Stormwater Ponds - NHD |  | STFPS_PG_160810 |  | Not Affected | Not Affected | Not Affected | Not Affected | Not Affected | Not Affected | Not Affected | Not Affected | Not Affected | Not Affected | Not Affected | Not Affected | Not Affected | Not Affected | Not Affected | Not Affected | Not Affected | Not Affected | Not Affected | Not Affected | Not Affected | 0 | 0 | 0 | 0 | 21 | Polygon
Critical Infrastructure | Stormwater Treatment Facilities and Pump Stations | Stormwater Ponds - NHD |  | STFPS_PG_160811 |  | Not Affected | Not Affected | Not Affected | Not Affected | Not Affected | Not Affected | Not Affected | Not Affected | Not Affected | Not Affected | Not Affected | Not Affected | Not Affected | Not Affected | Not Affected | Not Affected | Not Affected | Not Affected | Not Affected | Not Affected | Not Affected | 0 | 0 | 0 | 0 | 21 | Polygon
Critical Infrastructure | Stormwater Treatment Facilities and Pump Stations | Stormwater Ponds - NHD |  | STFPS_PG_160812 |  | Not Affected | Not Affected | Not Affected | Not Affected | Not Affected | Not Affected | Not Affected | Not Affected | Not Affected | Not Affected | Not Affected | Not Affected | Not Affected | Not Affected | Not Affected | Not Affected | Not Affected | Not Affected | Not Affected | Not Affected | Not Affected | 0 | 0 | 0 | 0 | 21 | Polygon
Critical Infrastructure | Stormwater Treatment Facilities and Pump Stations | Stormwater Ponds - NHD |  | STFPS_PG_160813 |  | Not Affected | Not Affected | Not Affected | Not Affected | Not Affected | Not Affected | Not Affected | Not Affected | Not Affected | Not Affected | Not Affected | Not Affected | Not Affected | Not Affected | Not Affected | Not Affected | Not Affected | Not Affected | Not Affected | Not Affected | Not Affected | 0 | 0 | 0 | 0 | 21 | Polygon
Critical Infrastructure | Stormwater Treatment Facilities and Pump Stations | Stormwater Ponds - NHD |  | STFPS_PG_160814 |  | Not Affected | Not Affected | Not Affected | Not Affected | Not Affected | Not Affected | Not Affected | Not Affected | Not Affected | Not Affected | Not Affected | Not Affected | Not Affected | Not Affected | Not Affected | Not Affected | Not Affected | Not Affected | Not Affected | Not Affected | Not Affected | 0 | 0 | 0 | 0 | 21 | Polygon
Critical Infrastructure | Stormwater Treatment Facilities and Pump Stations | Stormwater Ponds - NHD |  | STFPS_PG_160815 |  | Not Affected | Not Affected | Not Affected | Not Affected | Not Affected | Not Affected | Not Affected | Not Affected | Not Affected | Not Affected | Not Affected | Not Affected | Not Affected | Not Affected | Not Affected | Not Affected | Not Affected | Not Affected | Not Affected | Not Affected | Not Affected | 0 | 0 | 0 | 0 | 21 | Polygon
Critical Infrastructure | Stormwater Treatment Facilities and Pump Stations | Stormwater Ponds - NHD |  | STFPS_PG_160816 |  | Not Affected | Not Affected | Not Affected | Not Affected | Not Affected | Not Affected | Not Affected | Not Affected | Not Affected | Not Affected | Not Affected | Not Affected | Not Affected | Not Affected | Not Affected | Not Affected | Not Affected | Not Affected | Not Affected | Not Affected | Not Affected | 0 | 0 | 0 | 0 | 21 | Polygon
Critical Infrastructure | Stormwater Treatment Facilities and Pump Stations | Stormwater Ponds - NHD |  | STFPS_PG_160817 |  | Not Affected | Not Affected | Not Affected | Not Affected | Not Affected | Not Affected | Not Affected | Not Affected | Not Affected | Not Affected | Not Affected | Not Affected | Not Affected | Not Affected | Not Affected | Not Affected | Not Affected | Not Affected | Not Affected | Not Affected | Not Affected | 0 | 0 | 0 | 0 | 21 | Polygon
Critical Infrastructure | Stormwater Treatment Facilities and Pump Stations | Stormwater Ponds - NHD |  | STFPS_PG_160818 |  | Not Affected | Not Affected | Not Affected | Not Affected | Not Affected | Not Affected | Not Affected | Not Affected | Not Affected | Not Affected | Not Affected | Not Affected | Not Affected | Not Affected | Not Affected | Not Affected | Not Affected | Not Affected | Not Affected | Not Affected | Not Affected | 0 | 0 | 0 | 0 | 21 | Polygon
Critical Infrastructure | Stormwater Treatment Facilities and Pump Stations | Stormwater Ponds - NHD |  | STFPS_PG_160819 |  | Not Affected | Not Affected | Not Affected | Not Affected | Not Affected | Not Affected | Not Affected | Not Affected | Not Affected | Not Affected | Not Affected | Not Affected | Not Affected | Not Affected | Not Affected | Not Affected | Not Affected | Not Affected | Not Affected | Not Affected | Not Affected | 0 | 0 | 0 | 0 | 21 | Polygon
Critical Infrastructure | Stormwater Treatment Facilities and Pump Stations | Stormwater Ponds - NHD |  | STFPS_PG_160820 |  | Not Affected | Not Affected | Not Affected | Not Affected | Not Affected | Not Affected | Not Affected | Not Affected | Not Affected | Not Affected | Not Affected | Not Affected | Not Affected | Not Affected | Not Affected | Not Affected | Not Affected | Not Affected | Not Affected | Not Affected | Not Affected | 0 | 0 | 0 | 0 | 21 | Polygon
Critical Infrastructure | Stormwater Treatment Facilities and Pump Stations | Stormwater Ponds - NHD |  | STFPS_PG_160821 |  | Not Affected | Not Affected | Not Affected | Not Affected | Not Affected | Not Affected | Not Affected | Not Affected | Not Affected | Not Affected | Not Affected | Not Affected | Not Affected | Not Affected | Not Affected | Not Affected | Not Affected | Not Affected | Not Affected | Not Affected | Not Affected | 0 | 0 | 0 | 0 | 21 | Polygon
Critical Infrastructure | Stormwater Treatment Facilities and Pump Stations | Stormwater Ponds - NHD |  | STFPS_PG_160822 |  | Not Affected | Not Affected | Not Affected | Not Affected | Not Affected | Not Affected | Not Affected | Not Affected | Not Affected | Not Affected | Not Affected | Not Affected | Not Affected | Not Affected | Not Affected | Not Affected | Not Affected | Not Affected | Not Affected | Not Affected | Not Affected | 0 | 0 | 0 | 0 | 21 | Polygon
Critical Infrastructure | Stormwater Treatment Facilities and Pump Stations | Stormwater Ponds - NHD |  | STFPS_PG_160823 |  | Not Affected | Not Affected | Not Affected | Not Affected | Not Affected | Not Affected | Not Affected | Not Affected | Not Affected | Not Affected | Not Affected | Not Affected | Not Affected | Not Affected | Not Affected | Not Affected | Not Affected | Not Affected | Not Affected | Not Affected | Not Affected | 0 | 0 | 0 | 0 | 21 | Polygon
Critical Infrastructure | Stormwater Treatment Facilities and Pump Stations | Stormwater Ponds - NHD |  | STFPS_PG_160824 |  | Not Affected | Not Affected | Not Affected | Not Affected | Not Affected | Not Affected | Not Affected | Not Affected | Not Affected | Not Affected | Not Affected | Not Affected | Not Affected | Not Affected | Not Affected | Not Affected | Not Affected | Not Affected | Not Affected | Not Affected | Not Affected | 0 | 0 | 0 | 0 | 21 | Polygon
Critical Infrastructure | Stormwater Treatment Facilities and Pump Stations | Stormwater Ponds - NHD |  | STFPS_PG_160825 |  | Not Affected | Not Affected | Not Affected | Not Affected | Not Affected | Not Affected | Not Affected | Not Affected | Not Affected | Not Affected | Not Affected | Not Affected | Not Affected | Not Affected | Not Affected | Not Affected | Not Affected | Not Affected | Not Affected | Not Affected | Not Affected | 0 | 0 | 0 | 0 | 21 | Polygon
Critical Infrastructure | Stormwater Treatment Facilities and Pump Stations | Stormwater Ponds - NHD |  | STFPS_PG_160826 |  | Not Affected | Not Affected | Not Affected | Not Affected | Not Affected | Not Affected | Not Affected | Not Affected | Not Affected | Not Affected | Not Affected | Not Affected | Not Affected | Not Affected | Not Affected | Not Affected | Not Affected | Not Affected | Not Affected | Not Affected | Not Affected | 0 | 0 | 0 | 0 | 21 | Polygon
Critical Infrastructure | Stormwater Treatment Facilities and Pump Stations | Stormwater Ponds - NHD |  | STFPS_PG_160827 |  | Not Affected | Not Affected | Not Affected | Not Affected | Not Affected | Not Affected | Not Affected | Not Affected | Not Affected | Not Affected | Not Affected | Not Affected | Not Affected | Not Affected | Not Affected | Not Affected | Not Affected | Not Affected | Not Affected | Not Affected | Not Affected | 0 | 0 | 0 | 0 | 21 | Polygon
Critical Infrastructure | Stormwater Treatment Facilities and Pump Stations | Stormwater Ponds - NHD |  | STFPS_PG_160828 |  | Not Affected | Not Affected | Not Affected | Not Affected | Not Affected | Not Affected | Not Affected | Not Affected | Not Affected | Not Affected | Not Affected | Not Affected | Not Affected | Not Affected | Not Affected | Not Affected | Not Affected | Not Affected | Not Affected | Not Affected | Not Affected | 0 | 0 | 0 | 0 | 21 | Polygon
Critical Infrastructure | Stormwater Treatment Facilities and Pump Stations | Stormwater Ponds - NHD |  | STFPS_PG_160829 |  | Not Affected | Not Affected | Not Affected | Not Affected | Not Affected | Not Affected | Not Affected | Not Affected | Not Affected | Not Affected | Not Affected | Not Affected | Not Affected | Not Affected | Not Affected | Not Affected | Not Affected | Not Affected | Not Affected | Not Affected | Not Affected | 0 | 0 | 0 | 0 | 21 | Polygon
Critical Infrastructure | Stormwater Treatment Facilities and Pump Stations | Stormwater Ponds - NHD |  | STFPS_PG_160830 |  | Not Affected | Not Affected | Not Affected | Not Affected | Not Affected | Not Affected | Not Affected | Not Affected | Not Affected | Not Affected | Not Affected | Not Affected | Not Affected | Not Affected | Not Affected | Not Affected | Not Affected | Not Affected | Not Affected | Not Affected | Not Affected | 0 | 0 | 0 | 0 | 21 | Polygon
Critical Infrastructure | Stormwater Treatment Facilities and Pump Stations | Stormwater Ponds - NHD |  | STFPS_PG_160831 |  | Not Affected | Not Affected | Not Affected | Not Affected | Not Affected | Not Affected | Not Affected | Not Affected | Not Affected | Not Affected | Not Affected | Not Affected | Not Affected | Not Affected | Not Affected | Not Affected | Not Affected | Not Affected | Not Affected | Not Affected | Not Affected | 0 | 0 | 0 | 0 | 21 | Polygon
Critical Infrastructure | Stormwater Treatment Facilities and Pump Stations | Stormwater Ponds - NHD |  | STFPS_PG_160832 |  | Not Affected | Not Affected | Not Affected | Not Affected | Not Affected | Not Affected | Not Affected | Not Affected | Not Affected | Not Affected | Not Affected | Not Affected | Not Affected | Not Affected | Not Affected | Not Affected | Not Affected | Not Affected | Not Affected | Not Affected | Not Affected | 0 | 0 | 0 | 0 | 21 | Polygon
Critical Infrastructure | Stormwater Treatment Facilities and Pump Stations | Stormwater Ponds - NHD |  | STFPS_PG_160833 |  | Not Affected | Not Affected | Not Affected | Not Affected | Not Affected | Not Affected | Not Affected | Not Affected | Not Affected | Not Affected | Not Affected | Not Affected | Not Affected | Not Affected | Not Affected | Not Affected | Not Affected | Not Affected | Not Affected | Not Affected | Not Affected | 0 | 0 | 0 | 0 | 21 | Polygon
Critical Infrastructure | Stormwater Treatment Facilities and Pump Stations | Stormwater Ponds - NHD |  | STFPS_PG_160834 |  | Not Affected | Not Affected | Not Affected | Not Affected | Not Affected | Not Affected | Not Affected | Not Affected | Not Affected | Not Affected | Not Affected | Not Affected | Not Affected | Not Affected | Not Affected | Not Affected | Not Affected | Not Affected | Not Affected | Not Affected | Not Affected | 0 | 0 | 0 | 0 | 21 | Polygon
Critical Infrastructure | Stormwater Treatment Facilities and Pump Stations | Stormwater Ponds - NHD |  | STFPS_PG_160835 |  | Not Affected | Not Affected | Not Affected | Not Affected | Not Affected | Not Affected | Not Affected | Not Affected | Not Affected | Not Affected | Not Affected | Not Affected | Not Affected | Not Affected | Not Affected | Not Affected | Not Affected | Not Affected | Not Affected | Not Affected | Not Affected | 0 | 0 | 0 | 0 | 21 | Polygon
Critical Infrastructure | Stormwater Treatment Facilities and Pump Stations | Stormwater Ponds - NHD |  | STFPS_PG_160836 |  | Not Affected | Not Affected | Not Affected | Not Affected | Not Affected | Not Affected | Not Affected | Not Affected | Not Affected | Not Affected | Not Affected | Not Affected | Not Affected | Not Affected | Not Affected | Not Affected | Not Affected | Not Affected | Not Affected | Not Affected | Not Affected | 0 | 0 | 0 | 0 | 21 | Polygon
Critical Infrastructure | Stormwater Treatment Facilities and Pump Stations | Stormwater Ponds - NHD |  | STFPS_PG_160837 |  | Not Affected | Not Affected | Not Affected | Not Affected | Not Affected | Not Affected | Not Affected | Not Affected | Not Affected | Not Affected | Not Affected | Not Affected | Not Affected | Not Affected | Not Affected | Not Affected | Not Affected | Not Affected | Not Affected | Not Affected | Not Affected | 0 | 0 | 0 | 0 | 21 | Polygon
Critical Infrastructure | Stormwater Treatment Facilities and Pump Stations | Stormwater Ponds - NHD |  | STFPS_PG_160838 |  | Not Affected | Not Affected | Not Affected | Not Affected | Not Affected | Not Affected | Not Affected | Not Affected | Not Affected | Not Affected | Not Affected | Not Affected | Not Affected | Not Affected | Not Affected | Not Affected | Not Affected | Not Affected | Not Affected | Not Affected | Not Affected | 0 | 0 | 0 | 0 | 21 | Polygon
Critical Infrastructure | Stormwater Treatment Facilities and Pump Stations | Stormwater Ponds - NHD |  | STFPS_PG_160839 |  | Not Affected | Not Affected | Not Affected | Not Affected | Not Affected | Not Affected | Not Affected | Not Affected | Not Affected | Not Affected | Not Affected | Not Affected | Not Affected | Not Affected | Not Affected | Not Affected | Not Affected | Not Affected | Not Affected | Not Affected | Not Affected | 0 | 0 | 0 | 0 | 21 | Polygon
Critical Infrastructure | Stormwater Treatment Facilities and Pump Stations | Stormwater Ponds - NHD |  | STFPS_PG_160840 |  | Not Affected | Not Affected | Not Affected | Not Affected | Not Affected | Not Affected | Not Affected | Not Affected | Not Affected | Not Affected | Not Affected | Not Affected | Not Affected | Not Affected | Not Affected | Not Affected | Not Affected | Not Affected | Not Affected | Not Affected | Not Affected | 0 | 0 | 0 | 0 | 21 | Polygon
Critical Infrastructure | Stormwater Treatment Facilities and Pump Stations | Stormwater Ponds - NHD |  | STFPS_PG_160902 |  | Not Affected | Not Affected | Not Affected | Not Affected | Not Affected | Not Affected | Not Affected | Not Affected | Not Affected | Not Affected | Not Affected | Not Affected | Not Affected | Not Affected | Not Affected | Not Affected | Not Affected | Not Affected | Not Affected | Not Affected | Not Affected | 0 | 0 | 0 | 0 | 21 | Polygon
Critical Infrastructure | Stormwater Treatment Facilities and Pump Stations | Stormwater Ponds - NHD |  | STFPS_PG_160943 |  | Not Affected | Not Affected | Not Affected | Not Affected | Not Affected | Not Affected | Not Affected | Not Affected | Not Affected | Not Affected | Not Affected | Not Affected | Not Affected | Not Affected | Not Affected | Not Affected | Not Affected | Not Affected | Not Affected | Not Affected | Not Affected | 0 | 0 | 0 | 0 | 21 | Polygon
Critical Infrastructure | Stormwater Treatment Facilities and Pump Stations | Stormwater Ponds - NHD |  | STFPS_PG_160944 |  | Not Affected | Not Affected | Not Affected | Not Affected | Not Affected | Not Affected | Not Affected | Not Affected | Not Affected | Not Affected | Not Affected | Not Affected | Not Affected | Not Affected | Not Affected | Not Affected | Not Affected | Not Affected | Not Affected | Not Affected | Not Affected | 0 | 0 | 0 | 0 | 21 | Polygon
Critical Infrastructure | Stormwater Treatment Facilities and Pump Stations | Stormwater Ponds - NHD |  | STFPS_PG_160949 |  | Not Affected | Not Affected | Not Affected | Not Affected | Not Affected | Not Affected | Not Affected | Not Affected | Not Affected | Not Affected | Not Affected | Not Affected | Not Affected | Not Affected | Not Affected | Not Affected | Not Affected | Not Affected | Not Affected | Not Affected | Not Affected | 0 | 0 | 0 | 0 | 21 | Polygon
Critical Infrastructure | Stormwater Treatment Facilities and Pump Stations | Stormwater Ponds - NHD |  | STFPS_PG_161022 |  | Not Affected | Not Affected | Not Affected | Not Affected | Not Affected | Not Affected | Not Affected | Not Affected | Not Affected | Not Affected | Not Affected | Not Affected | Not Affected | Not Affected | Not Affected | Not Affected | Not Affected | Not Affected | Not Affected | Not Affected | Not Affected | 0 | 0 | 0 | 0 | 21 | Polygon
Critical Infrastructure | Stormwater Treatment Facilities and Pump Stations | Stormwater Ponds - NHD |  | STFPS_PG_161027 |  | Not Affected | Not Affected | Not Affected | Not Affected | Not Affected | Not Affected | Not Affected | Not Affected | Not Affected | Not Affected | Not Affected | Not Affected | Not Affected | Not Affected | Not Affected | Not Affected | Not Affected | Not Affected | Not Affected | Not Affected | Not Affected | 0 | 0 | 0 | 0 | 21 | Polygon
Critical Infrastructure | Stormwater Treatment Facilities and Pump Stations | Stormwater Ponds - NHD |  | STFPS_PG_161063 |  | Not Affected | Not Affected | Not Affected | Not Affected | Not Affected | Not Affected | Not Affected | Not Affected | Not Affected | Not Affected | Not Affected | Not Affected | Not Affected | Not Affected | Not Affected | Not Affected | Not Affected | Not Affected | Not Affected | Not Affected | Not Affected | 0 | 0 | 0 | 0 | 21 | Polygon
Critical Infrastructure | Stormwater Treatment Facilities and Pump Stations | Stormwater Ponds - NHD |  | STFPS_PG_161065 |  | Not Affected | Not Affected | Not Affected | Not Affected | Not Affected | Not Affected | Not Affected | Not Affected | Not Affected | Not Affected | Not Affected | Not Affected | Not Affected | Not Affected | Not Affected | Not Affected | Not Affected | Not Affected | Not Affected | Not Affected | Not Affected | 0 | 0 | 0 | 0 | 21 | Polygon
Critical Infrastructure | Stormwater Treatment Facilities and Pump Stations | Stormwater Ponds - NHD |  | STFPS_PG_161082 |  | Not Affected | Not Affected | Not Affected | Not Affected | Not Affected | Not Affected | Not Affected | Not Affected | Not Affected | Not Affected | Not Affected | Not Affected | Not Affected | Not Affected | Not Affected | Not Affected | Not Affected | Not Affected | Not Affected | Not Affected | Not Affected | 0 | 0 | 0 | 0 | 21 | Polygon
Critical Infrastructure | Stormwater Treatment Facilities and Pump Stations | Stormwater Ponds - NHD |  | STFPS_PG_161149 |  | Not Affected | Not Affected | Not Affected | Not Affected | Not Affected | Not Affected | Not Affected | Not Affected | Not Affected | Not Affected | Not Affected | Not Affected | Not Affected | Not Affected | Not Affected | Not Affected | Not Affected | Not Affected | Not Affected | Not Affected | Not Affected | 0 | 0 | 0 | 0 | 21 | Polygon
Critical Infrastructure | Stormwater Treatment Facilities and Pump Stations | Stormwater Ponds - NHD |  | STFPS_PG_161152 |  | Not Affected | Not Affected | Not Affected | Not Affected | Not Affected | Not Affected | Not Affected | Not Affected | Not Affected | Not Affected | Not Affected | Not Affected | Not Affected | Not Affected | Not Affected | Not Affected | Not Affected | Not Affected | Not Affected | Not Affected | Not Affected | 0 | 0 | 0 | 0 | 21 | Polygon
Critical Infrastructure | Stormwater Treatment Facilities and Pump Stations | Stormwater Ponds - NHD |  | STFPS_PG_161205 |  | Not Affected | Not Affected | Not Affected | Not Affected | Not Affected | Not Affected | Not Affected | Not Affected | Not Affected | Not Affected | Not Affected | Not Affected | Not Affected | Not Affected | Not Affected | Not Affected | Not Affected | Not Affected | Not Affected | Not Affected | Not Affected | 0 | 0 | 0 | 0 | 21 | Polygon
Critical Infrastructure | Stormwater Treatment Facilities and Pump Stations | Stormwater Ponds - NHD |  | STFPS_PG_161206 |  | Not Affected | Not Affected | Not Affected | Not Affected | Not Affected | Not Affected | Not Affected | Not Affected | Not Affected | Not Affected | Not Affected | Not Affected | Not Affected | Not Affected | Not Affected | Not Affected | Not Affected | Not Affected | Not Affected | Not Affected | Not Affected | 0 | 0 | 0 | 0 | 21 | Polygon
Critical Infrastructure | Stormwater Treatment Facilities and Pump Stations | Stormwater Ponds - NHD |  | STFPS_PG_161207 |  | Not Affected | Not Affected | Not Affected | Not Affected | Not Affected | Not Affected | Not Affected | Not Affected | Not Affected | Not Affected | Not Affected | Not Affected | Not Affected | Not Affected | Not Affected | Not Affected | Not Affected | Not Affected | Not Affected | Not Affected | Not Affected | 0 | 0 | 0 | 0 | 21 | Polygon
Critical Infrastructure | Stormwater Treatment Facilities and Pump Stations | Stormwater Ponds - NHD |  | STFPS_PG_161208 |  | Not Affected | Not Affected | Not Affected | Not Affected | Not Affected | Not Affected | Not Affected | Not Affected | Not Affected | Not Affected | Not Affected | Not Affected | Not Affected | Not Affected | Not Affected | Not Affected | Not Affected | Not Affected | Not Affected | Not Affected | Not Affected | 0 | 0 | 0 | 0 | 21 | Polygon
Critical Infrastructure | Stormwater Treatment Facilities and Pump Stations | Stormwater Ponds - NHD |  | STFPS_PG_161209 |  | Not Affected | Not Affected | Not Affected | Not Affected | Not Affected | Not Affected | Not Affected | Not Affected | Not Affected | Not Affected | Not Affected | Not Affected | Not Affected | Not Affected | Not Affected | Not Affected | Not Affected | Not Affected | Not Affected | Not Affected | Not Affected | 0 | 0 | 0 | 0 | 21 | Polygon
Critical Infrastructure | Stormwater Treatment Facilities and Pump Stations | Stormwater Ponds - NHD |  | STFPS_PG_161210 |  | Not Affected | Not Affected | Not Affected | Not Affected | Not Affected | Not Affected | Not Affected | Not Affected | Not Affected | Not Affected | Not Affected | Not Affected | Not Affected | Not Affected | Not Affected | Not Affected | Not Affected | Not Affected | Not Affected | Not Affected | Not Affected | 0 | 0 | 0 | 0 | 21 | Polygon
Critical Infrastructure | Stormwater Treatment Facilities and Pump Stations | Stormwater Ponds - NHD |  | STFPS_PG_161211 |  | Not Affected | Not Affected | Not Affected | Not Affected | Not Affected | Not Affected | Not Affected | Not Affected | Not Affected | Not Affected | Not Affected | Not Affected | Not Affected | Not Affected | Not Affected | Not Affected | Not Affected | Not Affected | Not Affected | Not Affected | Not Affected | 0 | 0 | 0 | 0 | 21 | Polygon
Critical Infrastructure | Stormwater Treatment Facilities and Pump Stations | Stormwater Ponds - NHD |  | STFPS_PG_161212 |  | Not Affected | Not Affected | Not Affected | Not Affected | Not Affected | Not Affected | Not Affected | Not Affected | Not Affected | Not Affected | Not Affected | Not Affected | Not Affected | Not Affected | Not Affected | Not Affected | Not Affected | Not Affected | Not Affected | Not Affected | Not Affected | 0 | 0 | 0 | 0 | 21 | Polygon
Critical Infrastructure | Stormwater Treatment Facilities and Pump Stations | Stormwater Ponds - NHD |  | STFPS_PG_161213 |  | Not Affected | Not Affected | Not Affected | Not Affected | Not Affected | Not Affected | Not Affected | Not Affected | Not Affected | Not Affected | Not Affected | Not Affected | Not Affected | Not Affected | Not Affected | Not Affected | Not Affected | Not Affected | Not Affected | Not Affected | Not Affected | 0 | 0 | 0 | 0 | 21 | Polygon
Critical Infrastructure | Stormwater Treatment Facilities and Pump Stations | Stormwater Ponds - NHD |  | STFPS_PG_161249 |  | Not Affected | Not Affected | Not Affected | Not Affected | Not Affected | Not Affected | Not Affected | Not Affected | Not Affected | Not Affected | Not Affected | Not Affected | Not Affected | Not Affected | Not Affected | Not Affected | Not Affected | Not Affected | Not Affected | Not Affected | Not Affected | 0 | 0 | 0 | 0 | 21 | Polygon
Critical Infrastructure | Stormwater Treatment Facilities and Pump Stations | Stormwater Ponds - NHD |  | STFPS_PG_161250 |  | Not Affected | Not Affected | Not Affected | Not Affected | Not Affected | Not Affected | Not Affected | Not Affected | Not Affected | Not Affected | Not Affected | Not Affected | Not Affected | Not Affected | Not Affected | Not Affected | Not Affected | Not Affected | Not Affected | Not Affected | Not Affected | 0 | 0 | 0 | 0 | 21 | Polygon
Critical Infrastructure | Stormwater Treatment Facilities and Pump Stations | Stormwater Ponds - NHD |  | STFPS_PG_161268 |  | Not Affected | Not Affected | Not Affected | Not Affected | Not Affected | Not Affected | Not Affected | Not Affected | Not Affected | Not Affected | Not Affected | Not Affected | Not Affected | Not Affected | Not Affected | Not Affected | Not Affected | Not Affected | Not Affected | Not Affected | Not Affected | 0 | 0 | 0 | 0 | 21 | Polygon
Critical Infrastructure | Stormwater Treatment Facilities and Pump Stations | Stormwater Ponds - NHD |  | STFPS_PG_161320 |  | Not Affected | Not Affected | Not Affected | Not Affected | Not Affected | Not Affected | Not Affected | Not Affected | Not Affected | Not Affected | Not Affected | Not Affected | Not Affected | Not Affected | Not Affected | Not Affected | Not Affected | Not Affected | Not Affected | Not Affected | Not Affected | 0 | 0 | 0 | 0 | 21 | Polygon
Critical Infrastructure | Stormwater Treatment Facilities and Pump Stations | Stormwater Ponds - NHD |  | STFPS_PG_161343 |  | Not Affected | Not Affected | Not Affected | Not Affected | Not Affected | Not Affected | Not Affected | Not Affected | Not Affected | Not Affected | Not Affected | Not Affected | Not Affected | Not Affected | Not Affected | Not Affected | Not Affected | Not Affected | Not Affected | Not Affected | Not Affected | 0 | 0 | 0 | 0 | 21 | Polygon
Critical Infrastructure | Stormwater Treatment Facilities and Pump Stations | Stormwater Ponds - NHD |  | STFPS_PG_161348 |  | Not Affected | Not Affected | Not Affected | Not Affected | Not Affected | Not Affected | Not Affected | Not Affected | Not Affected | Not Affected | Not Affected | Not Affected | Not Affected | Not Affected | Not Affected | Not Affected | Not Affected | Not Affected | Not Affected | Not Affected | Not Affected | 0 | 0 | 0 | 0 | 21 | Polygon
Critical Infrastructure | Stormwater Treatment Facilities and Pump Stations | Stormwater Ponds - NHD |  | STFPS_PG_161354 |  | Not Affected | Not Affected | Not Affected | Not Affected | Not Affected | Not Affected | Not Affected | Not Affected | Not Affected | Not Affected | Not Affected | Not Affected | Not Affected | Not Affected | Not Affected | Not Affected | Not Affected | Not Affected | Not Affected | Not Affected | Not Affected | 0 | 0 | 0 | 0 | 21 | Polygon
Critical Infrastructure | Stormwater Treatment Facilities and Pump Stations | Stormwater Ponds - NHD |  | STFPS_PG_161355 |  | Not Affected | Not Affected | Not Affected | Not Affected | Not Affected | Not Affected | Not Affected | Not Affected | Not Affected | Not Affected | Not Affected | Not Affected | Not Affected | Not Affected | Not Affected | Not Affected | Not Affected | Not Affected | Not Affected | Not Affected | Not Affected | 0 | 0 | 0 | 0 | 21 | Polygon
Critical Infrastructure | Stormwater Treatment Facilities and Pump Stations | Stormwater Ponds - NHD |  | STFPS_PG_161356 |  | Not Affected | Not Affected | Not Affected | Not Affected | Not Affected | Not Affected | Not Affected | Not Affected | Not Affected | Not Affected | Not Affected | Not Affected | Not Affected | Not Affected | Not Affected | Not Affected | Not Affected | Not Affected | Not Affected | Not Affected | Not Affected | 0 | 0 | 0 | 0 | 21 | Polygon
Critical Infrastructure | Stormwater Treatment Facilities and Pump Stations | Stormwater Ponds - NHD |  | STFPS_PG_161357 |  | Not Affected | Not Affected | Not Affected | Not Affected | Not Affected | Not Affected | Not Affected | Not Affected | Not Affected | Not Affected | Not Affected | Not Affected | Not Affected | Not Affected | Not Affected | Not Affected | Not Affected | Not Affected | Not Affected | Not Affected | Not Affected | 0 | 0 | 0 | 0 | 21 | Polygon
Critical Infrastructure | Stormwater Treatment Facilities and Pump Stations | Stormwater Ponds - NHD |  | STFPS_PG_161358 |  | Not Affected | Not Affected | Not Affected | Not Affected | Not Affected | Not Affected | Not Affected | Not Affected | Not Affected | Not Affected | Not Affected | Not Affected | Not Affected | Not Affected | Not Affected | Not Affected | Not Affected | Not Affected | Not Affected | Not Affected | Not Affected | 0 | 0 | 0 | 0 | 21 | Polygon
Critical Infrastructure | Stormwater Treatment Facilities and Pump Stations | Stormwater Ponds - NHD |  | STFPS_PG_161359 |  | Not Affected | Not Affected | Not Affected | Not Affected | Not Affected | Not Affected | Not Affected | Not Affected | Not Affected | Not Affected | Not Affected | Not Affected | Not Affected | Not Affected | Not Affected | Not Affected | Not Affected | Not Affected | Not Affected | Not Affected | Not Affected | 0 | 0 | 0 | 0 | 21 | Polygon
Critical Infrastructure | Stormwater Treatment Facilities and Pump Stations | Stormwater Ponds - NHD |  | STFPS_PG_161360 |  | Not Affected | Not Affected | Not Affected | Not Affected | Not Affected | Not Affected | Not Affected | Not Affected | Not Affected | Not Affected | Not Affected | Not Affected | Not Affected | Not Affected | Not Affected | Not Affected | Not Affected | Not Affected | Not Affected | Not Affected | Not Affected | 0 | 0 | 0 | 0 | 21 | Polygon
Critical Infrastructure | Stormwater Treatment Facilities and Pump Stations | Stormwater Ponds - NHD |  | STFPS_PG_161362 |  | Not Affected | Not Affected | Not Affected | Not Affected | Not Affected | Not Affected | Not Affected | Not Affected | Not Affected | Not Affected | Not Affected | Not Affected | Not Affected | Not Affected | Not Affected | Not Affected | Not Affected | Not Affected | Not Affected | Not Affected | Not Affected | 0 | 0 | 0 | 0 | 21 | Polygon
Critical Infrastructure | Stormwater Treatment Facilities and Pump Stations | Stormwater Ponds - NHD |  | STFPS_PG_161363 |  | Not Affected | Not Affected | Not Affected | Not Affected | Not Affected | Not Affected | Not Affected | Not Affected | Not Affected | Not Affected | Not Affected | Not Affected | Not Affected | Not Affected | Not Affected | Not Affected | Not Affected | Not Affected | Not Affected | Not Affected | Not Affected | 0 | 0 | 0 | 0 | 21 | Polygon
Critical Infrastructure | Stormwater Treatment Facilities and Pump Stations | Stormwater Ponds - NHD |  | STFPS_PG_161364 |  | Not Affected | Not Affected | Not Affected | Not Affected | Not Affected | Not Affected | Not Affected | Not Affected | Not Affected | Not Affected | Not Affected | Not Affected | Not Affected | Not Affected | Not Affected | Not Affected | Not Affected | Not Affected | Not Affected | Not Affected | Not Affected | 0 | 0 | 0 | 0 | 21 | Polygon
Critical Infrastructure | Stormwater Treatment Facilities and Pump Stations | Stormwater Ponds - NHD |  | STFPS_PG_161365 |  | Not Affected | Not Affected | Not Affected | Not Affected | Not Affected | Not Affected | Not Affected | Not Affected | Not Affected | Not Affected | Not Affected | Not Affected | Not Affected | Not Affected | Not Affected | Not Affected | Not Affected | Not Affected | Not Affected | Not Affected | Not Affected | 0 | 0 | 0 | 0 | 21 | Polygon
Critical Infrastructure | Stormwater Treatment Facilities and Pump Stations | Stormwater Ponds - NHD |  | STFPS_PG_161367 |  | Not Affected | Not Affected | Not Affected | Not Affected | Not Affected | Not Affected | Not Affected | Not Affected | Not Affected | Not Affected | Not Affected | Not Affected | Not Affected | Not Affected | Not Affected | Not Affected | Not Affected | Not Affected | Not Affected | Not Affected | Not Affected | 0 | 0 | 0 | 0 | 21 | Polygon
Critical Infrastructure | Stormwater Treatment Facilities and Pump Stations | Stormwater Ponds - NHD |  | STFPS_PG_161368 |  | Not Affected | Not Affected | Not Affected | Not Affected | Not Affected | Not Affected | Not Affected | Not Affected | Not Affected | Not Affected | Not Affected | Not Affected | Not Affected | Not Affected | Not Affected | Not Affected | Not Affected | Not Affected | Not Affected | Not Affected | Not Affected | 0 | 0 | 0 | 0 | 21 | Polygon
Critical Infrastructure | Stormwater Treatment Facilities and Pump Stations | Stormwater Ponds - NHD |  | STFPS_PG_161369 |  | Not Affected | Not Affected | Not Affected | Not Affected | Not Affected | Not Affected | Not Affected | Not Affected | Not Affected | Not Affected | Not Affected | Not Affected | Not Affected | Not Affected | Not Affected | Not Affected | Not Affected | Not Affected | Not Affected | Not Affected | Not Affected | 0 | 0 | 0 | 0 | 21 | Polygon
Critical Infrastructure | Stormwater Treatment Facilities and Pump Stations | Stormwater Ponds - NHD |  | STFPS_PG_161370 |  | Not Affected | Not Affected | Not Affected | Not Affected | Not Affected | Not Affected | Not Affected | Not Affected | Not Affected | Not Affected | Not Affected | Not Affected | Not Affected | Not Affected | Not Affected | Not Affected | Not Affected | Not Affected | Not Affected | Not Affected | Not Affected | 0 | 0 | 0 | 0 | 21 | Polygon
Critical Infrastructure | Stormwater Treatment Facilities and Pump Stations | Stormwater Ponds - NHD |  | STFPS_PG_161372 |  | Not Affected | Not Affected | Not Affected | Not Affected | Not Affected | Not Affected | Not Affected | Not Affected | Not Affected | Not Affected | Not Affected | Not Affected | Not Affected | Not Affected | Not Affected | Not Affected | Not Affected | Not Affected | Not Affected | Not Affected | Not Affected | 0 | 0 | 0 | 0 | 21 | Polygon
Critical Infrastructure | Stormwater Treatment Facilities and Pump Stations | Stormwater Ponds - NHD |  | STFPS_PG_161373 |  | Not Affected | Not Affected | Not Affected | Not Affected | Not Affected | Not Affected | Not Affected | Not Affected | Not Affected | Not Affected | Not Affected | Not Affected | Not Affected | Not Affected | Not Affected | Not Affected | Not Affected | Not Affected | Not Affected | Not Affected | Not Affected | 0 | 0 | 0 | 0 | 21 | Polygon
Critical Infrastructure | Stormwater Treatment Facilities and Pump Stations | Stormwater Ponds - NHD |  | STFPS_PG_161374 |  | Not Affected | Not Affected | Not Affected | Not Affected | Not Affected | Not Affected | Not Affected | Not Affected | Not Affected | Not Affected | Not Affected | Not Affected | Not Affected | Not Affected | Not Affected | Not Affected | Not Affected | Not Affected | Not Affected | Not Affected | Not Affected | 0 | 0 | 0 | 0 | 21 | Polygon
Critical Infrastructure | Stormwater Treatment Facilities and Pump Stations | Stormwater Ponds - NHD |  | STFPS_PG_161375 |  | Not Affected | Not Affected | Not Affected | Not Affected | Not Affected | Not Affected | Not Affected | Not Affected | Not Affected | Not Affected | Not Affected | Not Affected | Not Affected | Not Affected | Not Affected | Not Affected | Not Affected | Not Affected | Not Affected | Not Affected | Not Affected | 0 | 0 | 0 | 0 | 21 | Polygon
Critical Infrastructure | Stormwater Treatment Facilities and Pump Stations | Stormwater Ponds - NHD |  | STFPS_PG_161377 |  | Not Affected | Not Affected | Not Affected | Not Affected | Not Affected | Not Affected | Not Affected | Not Affected | Not Affected | Not Affected | Not Affected | Not Affected | Not Affected | Not Affected | Not Affected | Not Affected | Not Affected | Not Affected | Not Affected | Not Affected | Not Affected | 0 | 0 | 0 | 0 | 21 | Polygon
Critical Infrastructure | Stormwater Treatment Facilities and Pump Stations | Stormwater Ponds - NHD |  | STFPS_PG_161379 |  | Not Affected | Not Affected | Not Affected | Not Affected | Not Affected | Not Affected | Not Affected | Not Affected | Not Affected | Not Affected | Not Affected | Not Affected | Not Affected | Not Affected | Not Affected | Not Affected | Not Affected | Not Affected | Not Affected | Not Affected | Not Affected | 0 | 0 | 0 | 0 | 21 | Polygon
Critical Infrastructure | Stormwater Treatment Facilities and Pump Stations | Stormwater Ponds - NHD |  | STFPS_PG_161380 |  | Not Affected | Not Affected | Not Affected | Not Affected | Not Affected | Not Affected | Not Affected | Not Affected | Not Affected | Not Affected | Not Affected | Not Affected | Not Affected | Not Affected | Not Affected | Not Affected | Not Affected | Not Affected | Not Affected | Not Affected | Not Affected | 0 | 0 | 0 | 0 | 21 | Polygon
Critical Infrastructure | Stormwater Treatment Facilities and Pump Stations | Stormwater Ponds - NHD |  | STFPS_PG_161385 |  | Not Affected | Not Affected | Not Affected | Not Affected | Not Affected | Not Affected | Not Affected | Not Affected | Not Affected | Not Affected | Not Affected | Not Affected | Not Affected | Not Affected | Not Affected | Not Affected | Not Affected | Not Affected | Not Affected | Not Affected | Not Affected | 0 | 0 | 0 | 0 | 21 | Polygon
Critical Infrastructure | Stormwater Treatment Facilities and Pump Stations | Stormwater Ponds - NHD |  | STFPS_PG_161394 |  | Not Affected | Not Affected | Not Affected | Not Affected | Not Affected | Not Affected | Not Affected | Not Affected | Not Affected | Not Affected | Not Affected | Not Affected | Not Affected | Not Affected | Not Affected | Not Affected | Not Affected | Not Affected | Not Affected | Not Affected | Not Affected | 0 | 0 | 0 | 0 | 21 | Polygon
Critical Infrastructure | Stormwater Treatment Facilities and Pump Stations | Stormwater Ponds - NHD |  | STFPS_PG_161406 |  | Not Affected | Not Affected | Not Affected | Not Affected | Not Affected | Not Affected | Not Affected | Not Affected | Not Affected | Not Affected | Not Affected | Not Affected | Not Affected | Not Affected | Not Affected | Not Affected | Not Affected | Not Affected | Not Affected | Not Affected | Not Affected | 0 | 0 | 0 | 0 | 21 | Polygon
Critical Infrastructure | Stormwater Treatment Facilities and Pump Stations | Stormwater Ponds - NHD |  | STFPS_PG_161418 |  | Not Affected | Not Affected | Not Affected | Not Affected | Not Affected | Not Affected | Not Affected | Not Affected | Not Affected | Not Affected | Not Affected | Not Affected | Not Affected | Not Affected | Not Affected | Not Affected | Not Affected | Not Affected | Not Affected | Not Affected | Not Affected | 0 | 0 | 0 | 0 | 21 | Polygon
Critical Infrastructure | Stormwater Treatment Facilities and Pump Stations | Stormwater Ponds - NHD |  | STFPS_PG_161423 |  | Not Affected | Not Affected | Not Affected | Not Affected | Not Affected | Not Affected | Not Affected | Not Affected | Not Affected | Not Affected | Not Affected | Not Affected | Not Affected | Not Affected | Not Affected | Not Affected | Not Affected | Not Affected | Not Affected | Not Affected | Not Affected | 0 | 0 | 0 | 0 | 21 | Polygon
Critical Infrastructure | Stormwater Treatment Facilities and Pump Stations | Stormwater Ponds - NHD |  | STFPS_PG_161424 |  | Not Affected | Not Affected | Not Affected | Not Affected | Not Affected | Not Affected | Not Affected | Not Affected | Not Affected | Not Affected | Not Affected | Not Affected | Not Affected | Not Affected | Not Affected | Not Affected | Not Affected | Not Affected | Not Affected | Not Affected | Not Affected | 0 | 0 | 0 | 0 | 21 | Polygon
Critical Infrastructure | Stormwater Treatment Facilities and Pump Stations | Stormwater Ponds - NHD |  | STFPS_PG_161426 |  | Not Affected | Not Affected | Not Affected | Not Affected | Not Affected | Not Affected | Not Affected | Not Affected | Not Affected | Not Affected | Not Affected | Not Affected | Not Affected | Not Affected | Not Affected | Not Affected | Not Affected | Not Affected | Not Affected | Not Affected | Not Affected | 0 | 0 | 0 | 0 | 21 | Polygon
Critical Infrastructure | Stormwater Treatment Facilities and Pump Stations | Stormwater Ponds - NHD |  | STFPS_PG_161427 |  | Not Affected | Not Affected | Not Affected | Not Affected | Not Affected | Not Affected | Not Affected | Not Affected | Not Affected | Not Affected | Not Affected | Not Affected | Not Affected | Not Affected | Not Affected | Not Affected | Not Affected | Not Affected | Not Affected | Not Affected | Not Affected | 0 | 0 | 0 | 0 | 21 | Polygon
Critical Infrastructure | Stormwater Treatment Facilities and Pump Stations | Stormwater Ponds - NHD |  | STFPS_PG_161428 |  | Not Affected | Not Affected | Not Affected | Not Affected | Not Affected | Not Affected | Not Affected | Not Affected | Not Affected | Not Affected | Not Affected | Not Affected | Not Affected | Not Affected | Not Affected | Not Affected | Not Affected | Not Affected | Not Affected | Not Affected | Not Affected | 0 | 0 | 0 | 0 | 21 | Polygon
Critical Infrastructure | Stormwater Treatment Facilities and Pump Stations | Stormwater Ponds - NHD |  | STFPS_PG_161430 |  | Not Affected | Not Affected | Not Affected | Not Affected | Not Affected | Not Affected | Not Affected | Not Affected | Not Affected | Not Affected | Not Affected | Not Affected | Not Affected | Not Affected | Not Affected | Not Affected | Not Affected | Not Affected | Not Affected | Not Affected | Not Affected | 0 | 0 | 0 | 0 | 21 | Polygon
Critical Infrastructure | Stormwater Treatment Facilities and Pump Stations | Stormwater Ponds - NHD |  | STFPS_PG_161431 |  | Not Affected | Not Affected | Not Affected | Not Affected | Not Affected | Not Affected | Not Affected | Not Affected | Not Affected | Not Affected | Not Affected | Not Affected | Not Affected | Not Affected | Not Affected | Not Affected | Not Affected | Not Affected | Not Affected | Not Affected | Not Affected | 0 | 0 | 0 | 0 | 21 | Polygon
Critical Infrastructure | Stormwater Treatment Facilities and Pump Stations | Stormwater Ponds - NHD |  | STFPS_PG_161432 |  | Not Affected | Not Affected | Not Affected | Not Affected | Not Affected | Not Affected | Not Affected | Not Affected | Not Affected | Not Affected | Not Affected | Not Affected | Not Affected | Not Affected | Not Affected | Not Affected | Not Affected | Not Affected | Not Affected | Not Affected | Not Affected | 0 | 0 | 0 | 0 | 21 | Polygon
Critical Infrastructure | Stormwater Treatment Facilities and Pump Stations | Stormwater Ponds - NHD |  | STFPS_PG_161433 |  | Not Affected | Not Affected | Not Affected | Not Affected | Not Affected | Not Affected | Not Affected | Not Affected | Not Affected | Not Affected | Not Affected | Not Affected | Not Affected | Not Affected | Not Affected | Not Affected | Not Affected | Not Affected | Not Affected | Not Affected | Not Affected | 0 | 0 | 0 | 0 | 21 | Polygon
Critical Infrastructure | Stormwater Treatment Facilities and Pump Stations | Stormwater Ponds - NHD |  | STFPS_PG_161434 |  | Not Affected | Not Affected | Not Affected | Not Affected | Not Affected | Not Affected | Not Affected | Not Affected | Not Affected | Not Affected | Not Affected | Not Affected | Not Affected | Not Affected | Not Affected | Not Affected | Not Affected | Not Affected | Not Affected | Not Affected | Not Affected | 0 | 0 | 0 | 0 | 21 | Polygon
Critical Infrastructure | Stormwater Treatment Facilities and Pump Stations | Stormwater Ponds - NHD |  | STFPS_PG_161435 |  | Not Affected | Not Affected | Not Affected | Not Affected | Not Affected | Not Affected | Not Affected | Not Affected | Not Affected | Not Affected | Not Affected | Not Affected | Not Affected | Not Affected | Not Affected | Not Affected | Not Affected | Not Affected | Not Affected | Not Affected | Not Affected | 0 | 0 | 0 | 0 | 21 | Polygon
Critical Infrastructure | Stormwater Treatment Facilities and Pump Stations | Stormwater Ponds - NHD |  | STFPS_PG_161436 |  | Not Affected | Not Affected | Not Affected | Not Affected | Not Affected | Not Affected | Not Affected | Not Affected | Not Affected | Not Affected | Not Affected | Not Affected | Not Affected | Not Affected | Not Affected | Not Affected | Not Affected | Not Affected | Not Affected | Not Affected | Not Affected | 0 | 0 | 0 | 0 | 21 | Polygon
Critical Infrastructure | Stormwater Treatment Facilities and Pump Stations | Stormwater Ponds - NHD |  | STFPS_PG_161437 |  | Not Affected | Not Affected | Not Affected | Not Affected | Not Affected | Not Affected | Not Affected | Not Affected | Not Affected | Not Affected | Not Affected | Not Affected | Not Affected | Not Affected | Not Affected | Not Affected | Not Affected | Not Affected | Not Affected | Not Affected | Not Affected | 0 | 0 | 0 | 0 | 21 | Polygon
Critical Infrastructure | Stormwater Treatment Facilities and Pump Stations | Stormwater Ponds - NHD |  | STFPS_PG_161438 |  | Not Affected | Not Affected | Not Affected | Not Affected | Not Affected | Not Affected | Not Affected | Not Affected | Not Affected | Not Affected | Not Affected | Not Affected | Not Affected | Not Affected | Not Affected | Not Affected | Not Affected | Not Affected | Not Affected | Not Affected | Not Affected | 0 | 0 | 0 | 0 | 21 | Polygon
Critical Infrastructure | Stormwater Treatment Facilities and Pump Stations | Stormwater Ponds - NHD |  | STFPS_PG_161439 |  | Not Affected | Not Affected | Not Affected | Not Affected | Not Affected | Not Affected | Not Affected | Not Affected | Not Affected | Not Affected | Not Affected | Not Affected | Not Affected | Not Affected | Not Affected | Not Affected | Not Affected | Not Affected | Not Affected | Not Affected | Not Affected | 0 | 0 | 0 | 0 | 21 | Polygon
Critical Infrastructure | Stormwater Treatment Facilities and Pump Stations | Stormwater Ponds - NHD |  | STFPS_PG_161440 |  | Not Affected | Not Affected | Not Affected | Not Affected | Not Affected | Not Affected | Not Affected | Not Affected | Not Affected | Not Affected | Not Affected | Not Affected | Not Affected | Not Affected | Not Affected | Not Affected | Not Affected | Not Affected | Not Affected | Not Affected | Not Affected | 0 | 0 | 0 | 0 | 21 | Polygon
Critical Infrastructure | Stormwater Treatment Facilities and Pump Stations | Stormwater Ponds - NHD |  | STFPS_PG_161442 |  | Not Affected | Not Affected | Not Affected | Not Affected | Not Affected | Not Affected | Not Affected | Not Affected | Not Affected | Not Affected | Not Affected | Not Affected | Not Affected | Not Affected | Not Affected | Not Affected | Not Affected | Not Affected | Not Affected | Not Affected | Not Affected | 0 | 0 | 0 | 0 | 21 | Polygon
Critical Infrastructure | Stormwater Treatment Facilities and Pump Stations | Stormwater Ponds - NHD |  | STFPS_PG_161443 |  | Not Affected | Not Affected | Not Affected | Not Affected | Not Affected | Not Affected | Not Affected | Not Affected | Not Affected | Not Affected | Not Affected | Not Affected | Not Affected | Not Affected | Not Affected | Not Affected | Not Affected | Not Affected | Not Affected | Not Affected | Not Affected | 0 | 0 | 0 | 0 | 21 | Polygon
Critical Infrastructure | Stormwater Treatment Facilities and Pump Stations | Stormwater Ponds - NHD |  | STFPS_PG_161444 |  | Not Affected | Not Affected | Not Affected | Not Affected | Not Affected | Not Affected | Not Affected | Not Affected | Not Affected | Not Affected | Not Affected | Not Affected | Not Affected | Not Affected | Not Affected | Not Affected | Not Affected | Not Affected | Not Affected | Not Affected | Not Affected | 0 | 0 | 0 | 0 | 21 | Polygon
Critical Infrastructure | Stormwater Treatment Facilities and Pump Stations | Stormwater Ponds - NHD |  | STFPS_PG_161445 |  | Not Affected | Not Affected | Not Affected | Not Affected | Not Affected | Not Affected | Not Affected | Not Affected | Not Affected | Not Affected | Not Affected | Not Affected | Not Affected | Not Affected | Not Affected | Not Affected | Not Affected | Not Affected | Not Affected | Not Affected | Not Affected | 0 | 0 | 0 | 0 | 21 | Polygon
Critical Infrastructure | Stormwater Treatment Facilities and Pump Stations | Stormwater Ponds - NHD |  | STFPS_PG_161446 |  | Not Affected | Not Affected | Not Affected | Not Affected | Not Affected | Not Affected | Not Affected | Not Affected | Not Affected | Not Affected | Not Affected | Not Affected | Not Affected | Not Affected | Not Affected | Not Affected | Not Affected | Not Affected | Not Affected | Not Affected | Not Affected | 0 | 0 | 0 | 0 | 21 | Polygon
Critical Infrastructure | Stormwater Treatment Facilities and Pump Stations | Stormwater Ponds - NHD |  | STFPS_PG_161449 |  | Not Affected | Not Affected | Not Affected | Not Affected | Not Affected | Not Affected | Not Affected | Not Affected | Not Affected | Not Affected | Not Affected | Not Affected | Not Affected | Not Affected | Not Affected | Not Affected | Not Affected | Not Affected | Not Affected | Not Affected | Not Affected | 0 | 0 | 0 | 0 | 21 | Polygon
Critical Infrastructure | Stormwater Treatment Facilities and Pump Stations | Stormwater Ponds - NHD |  | STFPS_PG_161450 |  | Not Affected | Not Affected | Not Affected | Not Affected | Not Affected | Not Affected | Not Affected | Not Affected | Not Affected | Not Affected | Not Affected | Not Affected | Not Affected | Not Affected | Not Affected | Not Affected | Not Affected | Not Affected | Not Affected | Not Affected | Not Affected | 0 | 0 | 0 | 0 | 21 | Polygon
Critical Infrastructure | Stormwater Treatment Facilities and Pump Stations | Stormwater Ponds - NHD |  | STFPS_PG_161451 |  | Not Affected | Not Affected | Not Affected | Not Affected | Not Affected | Not Affected | Not Affected | Not Affected | Not Affected | Not Affected | Not Affected | Not Affected | Not Affected | Not Affected | Not Affected | Not Affected | Not Affected | Not Affected | Not Affected | Not Affected | Not Affected | 0 | 0 | 0 | 0 | 21 | Polygon
Critical Infrastructure | Stormwater Treatment Facilities and Pump Stations | Stormwater Ponds - NHD |  | STFPS_PG_161453 |  | Not Affected | Not Affected | Not Affected | Not Affected | Not Affected | Not Affected | Not Affected | Not Affected | Not Affected | Not Affected | Not Affected | Not Affected | Not Affected | Not Affected | Not Affected | Not Affected | Not Affected | Not Affected | Not Affected | Not Affected | Not Affected | 0 | 0 | 0 | 0 | 21 | Polygon
Critical Infrastructure | Stormwater Treatment Facilities and Pump Stations | Stormwater Ponds - NHD |  | STFPS_PG_161454 |  | Not Affected | Not Affected | Not Affected | Not Affected | Not Affected | Not Affected | Not Affected | Not Affected | Not Affected | Not Affected | Not Affected | Not Affected | Not Affected | Not Affected | Not Affected | Not Affected | Not Affected | Not Affected | Not Affected | Not Affected | Not Affected | 0 | 0 | 0 | 0 | 21 | Polygon
Critical Infrastructure | Stormwater Treatment Facilities and Pump Stations | Stormwater Ponds - NHD |  | STFPS_PG_161455 |  | Not Affected | Not Affected | Not Affected | Not Affected | Not Affected | Not Affected | Not Affected | Not Affected | Not Affected | Not Affected | Not Affected | Not Affected | Not Affected | Not Affected | Not Affected | Not Affected | Not Affected | Not Affected | Not Affected | Not Affected | Not Affected | 0 | 0 | 0 | 0 | 21 | Polygon
Critical Infrastructure | Stormwater Treatment Facilities and Pump Stations | Stormwater Ponds - NHD |  | STFPS_PG_161456 |  | Not Affected | Not Affected | Not Affected | Not Affected | Not Affected | Not Affected | Not Affected | Not Affected | Not Affected | Not Affected | Not Affected | Not Affected | Not Affected | Not Affected | Not Affected | Not Affected | Not Affected | Not Affected | Not Affected | Not Affected | Not Affected | 0 | 0 | 0 | 0 | 21 | Polygon
Critical Infrastructure | Stormwater Treatment Facilities and Pump Stations | Stormwater Ponds - NHD |  | STFPS_PG_161457 |  | Not Affected | Not Affected | Not Affected | Not Affected | Not Affected | Not Affected | Not Affected | Not Affected | Not Affected | Not Affected | Not Affected | Not Affected | Not Affected | Not Affected | Not Affected | Not Affected | Not Affected | Not Affected | Not Affected | Not Affected | Not Affected | 0 | 0 | 0 | 0 | 21 | Polygon
Critical Infrastructure | Stormwater Treatment Facilities and Pump Stations | Stormwater Ponds - NHD |  | STFPS_PG_161458 |  | Not Affected | Not Affected | Not Affected | Not Affected | Not Affected | Not Affected | Not Affected | Not Affected | Not Affected | Not Affected | Not Affected | Not Affected | Not Affected | Not Affected | Not Affected | Not Affected | Not Affected | Not Affected | Not Affected | Not Affected | Not Affected | 0 | 0 | 0 | 0 | 21 | Polygon
Critical Infrastructure | Stormwater Treatment Facilities and Pump Stations | Stormwater Ponds - NHD |  | STFPS_PG_161459 |  | Not Affected | Not Affected | Not Affected | Not Affected | Not Affected | Not Affected | Not Affected | Not Affected | Not Affected | Not Affected | Not Affected | Not Affected | Not Affected | Not Affected | Not Affected | Not Affected | Not Affected | Not Affected | Not Affected | Not Affected | Not Affected | 0 | 0 | 0 | 0 | 21 | Polygon
Critical Infrastructure | Stormwater Treatment Facilities and Pump Stations | Stormwater Ponds - NHD |  | STFPS_PG_161460 |  | Not Affected | Not Affected | Not Affected | Not Affected | Not Affected | Not Affected | Not Affected | Not Affected | Not Affected | Not Affected | Not Affected | Not Affected | Not Affected | Not Affected | Not Affected | Not Affected | Not Affected | Not Affected | Not Affected | Not Affected | Not Affected | 0 | 0 | 0 | 0 | 21 | Polygon
Critical Infrastructure | Stormwater Treatment Facilities and Pump Stations | Stormwater Ponds - NHD |  | STFPS_PG_161461 |  | Not Affected | Not Affected | Not Affected | Not Affected | Not Affected | Not Affected | Not Affected | Not Affected | Not Affected | Not Affected | Not Affected | Not Affected | Not Affected | Not Affected | Not Affected | Not Affected | Not Affected | Not Affected | Not Affected | Not Affected | Not Affected | 0 | 0 | 0 | 0 | 21 | Polygon
Critical Infrastructure | Stormwater Treatment Facilities and Pump Stations | Stormwater Ponds - NHD |  | STFPS_PG_161462 |  | Not Affected | Not Affected | Not Affected | Not Affected | Not Affected | Not Affected | Not Affected | Not Affected | Not Affected | Not Affected | Not Affected | Not Affected | Not Affected | Not Affected | Not Affected | Not Affected | Not Affected | Not Affected | Not Affected | Not Affected | Not Affected | 0 | 0 | 0 | 0 | 21 | Polygon
Critical Infrastructure | Stormwater Treatment Facilities and Pump Stations | Stormwater Ponds - NHD |  | STFPS_PG_161468 |  | Not Affected | Not Affected | Not Affected | Not Affected | Not Affected | Not Affected | Not Affected | Not Affected | Not Affected | Not Affected | Not Affected | Not Affected | Not Affected | Not Affected | Not Affected | Not Affected | Not Affected | Not Affected | Not Affected | Not Affected | Not Affected | 0 | 0 | 0 | 0 | 21 | Polygon
Critical Infrastructure | Stormwater Treatment Facilities and Pump Stations | Stormwater Ponds - NHD |  | STFPS_PG_161469 |  | Not Affected | Not Affected | Not Affected | Not Affected | Not Affected | Not Affected | Not Affected | Not Affected | Not Affected | Not Affected | Not Affected | Not Affected | Not Affected | Not Affected | Not Affected | Not Affected | Not Affected | Not Affected | Not Affected | Not Affected | Not Affected | 0 | 0 | 0 | 0 | 21 | Polygon
Critical Infrastructure | Stormwater Treatment Facilities and Pump Stations | Stormwater Ponds - NHD |  | STFPS_PG_161470 |  | Not Affected | Not Affected | Not Affected | Not Affected | Not Affected | Not Affected | Not Affected | Not Affected | Not Affected | Not Affected | Not Affected | Not Affected | Not Affected | Not Affected | Not Affected | Not Affected | Not Affected | Not Affected | Not Affected | Not Affected | Not Affected | 0 | 0 | 0 | 0 | 21 | Polygon
Critical Infrastructure | Stormwater Treatment Facilities and Pump Stations | Stormwater Ponds - NHD |  | STFPS_PG_161471 |  | Not Affected | Not Affected | Not Affected | Not Affected | Not Affected | Not Affected | Not Affected | Not Affected | Not Affected | Not Affected | Not Affected | Not Affected | Not Affected | Not Affected | Not Affected | Not Affected | Not Affected | Not Affected | Not Affected | Not Affected | Not Affected | 0 | 0 | 0 | 0 | 21 | Polygon
Critical Infrastructure | Stormwater Treatment Facilities and Pump Stations | Stormwater Ponds - NHD |  | STFPS_PG_161472 |  | Not Affected | Not Affected | Not Affected | Not Affected | Not Affected | Not Affected | Not Affected | Not Affected | Not Affected | Not Affected | Not Affected | Not Affected | Not Affected | Not Affected | Not Affected | Not Affected | Not Affected | Not Affected | Not Affected | Not Affected | Not Affected | 0 | 0 | 0 | 0 | 21 | Polygon
Critical Infrastructure | Stormwater Treatment Facilities and Pump Stations | Stormwater Ponds - NHD |  | STFPS_PG_161473 |  | Not Affected | Not Affected | Not Affected | Not Affected | Not Affected | Not Affected | Not Affected | Not Affected | Not Affected | Not Affected | Not Affected | Not Affected | Not Affected | Not Affected | Not Affected | Not Affected | Not Affected | Not Affected | Not Affected | Not Affected | Not Affected | 0 | 0 | 0 | 0 | 21 | Polygon
Critical Infrastructure | Stormwater Treatment Facilities and Pump Stations | Stormwater Ponds - NHD |  | STFPS_PG_161474 |  | Not Affected | Not Affected | Not Affected | Not Affected | Not Affected | Not Affected | Not Affected | Not Affected | Not Affected | Not Affected | Not Affected | Not Affected | Not Affected | Not Affected | Not Affected | Not Affected | Not Affected | Not Affected | Not Affected | Not Affected | Not Affected | 0 | 0 | 0 | 0 | 21 | Polygon
Critical Infrastructure | Stormwater Treatment Facilities and Pump Stations | Stormwater Ponds - NHD |  | STFPS_PG_161475 |  | Not Affected | Not Affected | Not Affected | Not Affected | Not Affected | Not Affected | Not Affected | Not Affected | Not Affected | Not Affected | Not Affected | Not Affected | Not Affected | Not Affected | Not Affected | Not Affected | Not Affected | Not Affected | Not Affected | Not Affected | Not Affected | 0 | 0 | 0 | 0 | 21 | Polygon
Critical Infrastructure | Stormwater Treatment Facilities and Pump Stations | Stormwater Ponds - NHD |  | STFPS_PG_161476 |  | Not Affected | Not Affected | Not Affected | Not Affected | Not Affected | Not Affected | Not Affected | Not Affected | Not Affected | Not Affected | Not Affected | Not Affected | Not Affected | Not Affected | Not Affected | Not Affected | Not Affected | Not Affected | Not Affected | Not Affected | Not Affected | 0 | 0 | 0 | 0 | 21 | Polygon
Critical Infrastructure | Stormwater Treatment Facilities and Pump Stations | Stormwater Ponds - NHD |  | STFPS_PG_161477 |  | Not Affected | Not Affected | Not Affected | Not Affected | Not Affected | Not Affected | Not Affected | Not Affected | Not Affected | Not Affected | Not Affected | Not Affected | Not Affected | Not Affected | Not Affected | Not Affected | Not Affected | Not Affected | Not Affected | Not Affected | Not Affected | 0 | 0 | 0 | 0 | 21 | Polygon
Critical Infrastructure | Stormwater Treatment Facilities and Pump Stations | Stormwater Ponds - NHD |  | STFPS_PG_161478 |  | Not Affected | Not Affected | Not Affected | Not Affected | Not Affected | Not Affected | Not Affected | Not Affected | Not Affected | Not Affected | Not Affected | Not Affected | Not Affected | Not Affected | Not Affected | Not Affected | Not Affected | Not Affected | Not Affected | Not Affected | Not Affected | 0 | 0 | 0 | 0 | 21 | Polygon
Critical Infrastructure | Stormwater Treatment Facilities and Pump Stations | Stormwater Ponds - NHD |  | STFPS_PG_161479 |  | Not Affected | Not Affected | Not Affected | Not Affected | Not Affected | Not Affected | Not Affected | Not Affected | Not Affected | Not Affected | Not Affected | Not Affected | Not Affected | Not Affected | Not Affected | Not Affected | Not Affected | Not Affected | Not Affected | Not Affected | Not Affected | 0 | 0 | 0 | 0 | 21 | Polygon
Critical Infrastructure | Stormwater Treatment Facilities and Pump Stations | Stormwater Ponds - NHD |  | STFPS_PG_161480 |  | Not Affected | Not Affected | Not Affected | Not Affected | Not Affected | Not Affected | Not Affected | Not Affected | Not Affected | Not Affected | Not Affected | Not Affected | Not Affected | Not Affected | Not Affected | Not Affected | Not Affected | Not Affected | Not Affected | Not Affected | Not Affected | 0 | 0 | 0 | 0 | 21 | Polygon
Critical Infrastructure | Stormwater Treatment Facilities and Pump Stations | Stormwater Ponds - NHD |  | STFPS_PG_161481 |  | Not Affected | Not Affected | Not Affected | Not Affected | Not Affected | Not Affected | Not Affected | Not Affected | Not Affected | Not Affected | Not Affected | Not Affected | Not Affected | Not Affected | Not Affected | Not Affected | Not Affected | Not Affected | Not Affected | Not Affected | Not Affected | 0 | 0 | 0 | 0 | 21 | Polygon
Critical Infrastructure | Stormwater Treatment Facilities and Pump Stations | Stormwater Ponds - NHD |  | STFPS_PG_161482 |  | Not Affected | Not Affected | Not Affected | Not Affected | Not Affected | Not Affected | Not Affected | Not Affected | Not Affected | Not Affected | Not Affected | Not Affected | Not Affected | Not Affected | Not Affected | Not Affected | Not Affected | Not Affected | Not Affected | Not Affected | Not Affected | 0 | 0 | 0 | 0 | 21 | Polygon
Critical Infrastructure | Stormwater Treatment Facilities and Pump Stations | Stormwater Ponds - NHD |  | STFPS_PG_161483 |  | Not Affected | Not Affected | Not Affected | Not Affected | Not Affected | Not Affected | Not Affected | Not Affected | Not Affected | Not Affected | Not Affected | Not Affected | Not Affected | Not Affected | Not Affected | Not Affected | Not Affected | Not Affected | Not Affected | Not Affected | Not Affected | 0 | 0 | 0 | 0 | 21 | Polygon
Critical Infrastructure | Stormwater Treatment Facilities and Pump Stations | Stormwater Ponds - NHD |  | STFPS_PG_161484 |  | Not Affected | Not Affected | Not Affected | Not Affected | Not Affected | Not Affected | Not Affected | Not Affected | Not Affected | Not Affected | Not Affected | Not Affected | Not Affected | Not Affected | Not Affected | Not Affected | Not Affected | Not Affected | Not Affected | Not Affected | Not Affected | 0 | 0 | 0 | 0 | 21 | Polygon
Critical Infrastructure | Stormwater Treatment Facilities and Pump Stations | Stormwater Ponds - NHD |  | STFPS_PG_161488 |  | Not Affected | Not Affected | Not Affected | Not Affected | Not Affected | Not Affected | Not Affected | Not Affected | Not Affected | Not Affected | Not Affected | Not Affected | Not Affected | Not Affected | Not Affected | Not Affected | Not Affected | Not Affected | Not Affected | Not Affected | Not Affected | 0 | 0 | 0 | 0 | 21 | Polygon
Critical Infrastructure | Stormwater Treatment Facilities and Pump Stations | Stormwater Ponds - NHD |  | STFPS_PG_161489 |  | Not Affected | Not Affected | Not Affected | Not Affected | Not Affected | Not Affected | Not Affected | Not Affected | Not Affected | Not Affected | Not Affected | Not Affected | Not Affected | Not Affected | Not Affected | Not Affected | Not Affected | Not Affected | Not Affected | Not Affected | Not Affected | 0 | 0 | 0 | 0 | 21 | Polygon
Critical Infrastructure | Stormwater Treatment Facilities and Pump Stations | Stormwater Ponds - NHD |  | STFPS_PG_161490 |  | Not Affected | Not Affected | Not Affected | Not Affected | Not Affected | Not Affected | Not Affected | Not Affected | Not Affected | Not Affected | Not Affected | Not Affected | Not Affected | Not Affected | Not Affected | Not Affected | Not Affected | Not Affected | Not Affected | Not Affected | Not Affected | 0 | 0 | 0 | 0 | 21 | Polygon
Critical Infrastructure | Stormwater Treatment Facilities and Pump Stations | Stormwater Ponds - NHD |  | STFPS_PG_161492 |  | Not Affected | Not Affected | Not Affected | Not Affected | Not Affected | Not Affected | Not Affected | Not Affected | Not Affected | Not Affected | Not Affected | Not Affected | Not Affected | Not Affected | Not Affected | Not Affected | Not Affected | Not Affected | Not Affected | Not Affected | Not Affected | 0 | 0 | 0 | 0 | 21 | Polygon
Critical Infrastructure | Stormwater Treatment Facilities and Pump Stations | Stormwater Ponds - NHD |  | STFPS_PG_161506 |  | Not Affected | Not Affected | Not Affected | Not Affected | Not Affected | Not Affected | Not Affected | Not Affected | Not Affected | Not Affected | Not Affected | Not Affected | Not Affected | Not Affected | Not Affected | Not Affected | Not Affected | Not Affected | Not Affected | Not Affected | Not Affected | 0 | 0 | 0 | 0 | 21 | Polygon
Critical Infrastructure | Stormwater Treatment Facilities and Pump Stations | Stormwater Ponds - NHD |  | STFPS_PG_161511 |  | Not Affected | Not Affected | Not Affected | Not Affected | Not Affected | Not Affected | Not Affected | Not Affected | Not Affected | Not Affected | Not Affected | Not Affected | Not Affected | Not Affected | Not Affected | Not Affected | Not Affected | Not Affected | Not Affected | Not Affected | Not Affected | 0 | 0 | 0 | 0 | 21 | Polygon
Critical Infrastructure | Stormwater Treatment Facilities and Pump Stations | Stormwater Ponds - NHD |  | STFPS_PG_161512 |  | Not Affected | Not Affected | Not Affected | Not Affected | Not Affected | Not Affected | Not Affected | Not Affected | Not Affected | Not Affected | Not Affected | Not Affected | Not Affected | Not Affected | Not Affected | Not Affected | Not Affected | Not Affected | Not Affected | Not Affected | Not Affected | 0 | 0 | 0 | 0 | 21 | Polygon
Critical Infrastructure | Stormwater Treatment Facilities and Pump Stations | Stormwater Ponds - NHD |  | STFPS_PG_161513 |  | Not Affected | Not Affected | Not Affected | Not Affected | Not Affected | Not Affected | Not Affected | Not Affected | Not Affected | Not Affected | Not Affected | Not Affected | Not Affected | Not Affected | Not Affected | Not Affected | Not Affected | Not Affected | Not Affected | Not Affected | Not Affected | 0 | 0 | 0 | 0 | 21 | Polygon
Critical Infrastructure | Stormwater Treatment Facilities and Pump Stations | Stormwater Ponds - NHD |  | STFPS_PG_161514 |  | Not Affected | Not Affected | Not Affected | Not Affected | Not Affected | Not Affected | Not Affected | Not Affected | Not Affected | Not Affected | Not Affected | Not Affected | Not Affected | Not Affected | Not Affected | Not Affected | Not Affected | Not Affected | Not Affected | Not Affected | Not Affected | 0 | 0 | 0 | 0 | 21 | Polygon
Critical Infrastructure | Stormwater Treatment Facilities and Pump Stations | Stormwater Ponds - NHD |  | STFPS_PG_161515 |  | Not Affected | Not Affected | Not Affected | Not Affected | Not Affected | Not Affected | Not Affected | Not Affected | Not Affected | Not Affected | Not Affected | Not Affected | Not Affected | Not Affected | Not Affected | Not Affected | Not Affected | Not Affected | Not Affected | Not Affected | Not Affected | 0 | 0 | 0 | 0 | 21 | Polygon
Critical Infrastructure | Stormwater Treatment Facilities and Pump Stations | Stormwater Ponds - NHD |  | STFPS_PG_161516 |  | Not Affected | Not Affected | Not Affected | Not Affected | Not Affected | Not Affected | Not Affected | Not Affected | Not Affected | Not Affected | Not Affected | Not Affected | Not Affected | Not Affected | Not Affected | Not Affected | Not Affected | Not Affected | Not Affected | Not Affected | Not Affected | 0 | 0 | 0 | 0 | 21 | Polygon
Critical Infrastructure | Stormwater Treatment Facilities and Pump Stations | Stormwater Ponds - NHD |  | STFPS_PG_161517 |  | Not Affected | Not Affected | Not Affected | Not Affected | Not Affected | Not Affected | Not Affected | Not Affected | Not Affected | Not Affected | Not Affected | Not Affected | Not Affected | Not Affected | Not Affected | Not Affected | Not Affected | Not Affected | Not Affected | Not Affected | Not Affected | 0 | 0 | 0 | 0 | 21 | Polygon
Critical Infrastructure | Stormwater Treatment Facilities and Pump Stations | Stormwater Ponds - NHD |  | STFPS_PG_161692 |  | Not Affected | Not Affected | Not Affected | Not Affected | Not Affected | Not Affected | Not Affected | Not Affected | Not Affected | Not Affected | Not Affected | Not Affected | Not Affected | Not Affected | Not Affected | Not Affected | Not Affected | Not Affected | Not Affected | Not Affected | Not Affected | 0 | 0 | 0 | 0 | 21 | Polygon
Critical Infrastructure | Stormwater Treatment Facilities and Pump Stations | Stormwater Ponds - NHD |  | STFPS_PG_161693 |  | Not Affected | Not Affected | Not Affected | Not Affected | Not Affected | Not Affected | Not Affected | Not Affected | Not Affected | Not Affected | Not Affected | Not Affected | Not Affected | Not Affected | Not Affected | Not Affected | Not Affected | Not Affected | Not Affected | Not Affected | Not Affected | 0 | 0 | 0 | 0 | 21 | Polygon
Critical Infrastructure | Stormwater Treatment Facilities and Pump Stations | Stormwater Ponds - NHD |  | STFPS_PG_161694 |  | Not Affected | Not Affected | Not Affected | Not Affected | Not Affected | Not Affected | Not Affected | Not Affected | Not Affected | Not Affected | Not Affected | Not Affected | Not Affected | Not Affected | Not Affected | Not Affected | Not Affected | Not Affected | Not Affected | Not Affected | Not Affected | 0 | 0 | 0 | 0 | 21 | Polygon
Critical Infrastructure | Stormwater Treatment Facilities and Pump Stations | Stormwater Ponds - NHD |  | STFPS_PG_161728 |  | Not Affected | Not Affected | Not Affected | Not Affected | Not Affected | Not Affected | Not Affected | Not Affected | Not Affected | Not Affected | Not Affected | Not Affected | Not Affected | Not Affected | Not Affected | Not Affected | Not Affected | Not Affected | Not Affected | Not Affected | Not Affected | 0 | 0 | 0 | 0 | 21 | Polygon
Critical Infrastructure | Stormwater Treatment Facilities and Pump Stations | Stormwater Ponds - NHD |  | STFPS_PG_161801 |  | Not Affected | Not Affected | Not Affected | Not Affected | Not Affected | Not Affected | Not Affected | Not Affected | Not Affected | Not Affected | Not Affected | Not Affected | Not Affected | Not Affected | Not Affected | Not Affected | Not Affected | Not Affected | Not Affected | Not Affected | Not Affected | 0 | 0 | 0 | 0 | 21 | Polygon
Critical Infrastructure | Stormwater Treatment Facilities and Pump Stations | Stormwater Ponds - NHD |  | STFPS_PG_161802 |  | Not Affected | Not Affected | Not Affected | Not Affected | Not Affected | Not Affected | Not Affected | Not Affected | Not Affected | Not Affected | Not Affected | Not Affected | Not Affected | Not Affected | Not Affected | Not Affected | Not Affected | Not Affected | Not Affected | Not Affected | Not Affected | 0 | 0 | 0 | 0 | 21 | Polygon
Critical Infrastructure | Stormwater Treatment Facilities and Pump Stations | Stormwater Ponds - NHD |  | STFPS_PG_161803 |  | Not Affected | Not Affected | Not Affected | Not Affected | Not Affected | Not Affected | Not Affected | Not Affected | Not Affected | Not Affected | Not Affected | Not Affected | Not Affected | Not Affected | Not Affected | Not Affected | Not Affected | Not Affected | Not Affected | Not Affected | Not Affected | 0 | 0 | 0 | 0 | 21 | Polygon
Critical Infrastructure | Stormwater Treatment Facilities and Pump Stations | Stormwater Ponds - NHD |  | STFPS_PG_161804 |  | Not Affected | Not Affected | Not Affected | Not Affected | Not Affected | Not Affected | Not Affected | Not Affected | Not Affected | Not Affected | Not Affected | Not Affected | Not Affected | Not Affected | Not Affected | Not Affected | Not Affected | Not Affected | Not Affected | Not Affected | Not Affected | 0 | 0 | 0 | 0 | 21 | Polygon
Critical Infrastructure | Stormwater Treatment Facilities and Pump Stations | Stormwater Ponds - NHD |  | STFPS_PG_161805 |  | Not Affected | Not Affected | Not Affected | Not Affected | Not Affected | Not Affected | Not Affected | Not Affected | Not Affected | Not Affected | Not Affected | Not Affected | Not Affected | Not Affected | Not Affected | Not Affected | Not Affected | Not Affected | Not Affected | Not Affected | Not Affected | 0 | 0 | 0 | 0 | 21 | Polygon
Critical Infrastructure | Stormwater Treatment Facilities and Pump Stations | Stormwater Ponds - NHD |  | STFPS_PG_161806 |  | Not Affected | Not Affected | Not Affected | Not Affected | Not Affected | Not Affected | Not Affected | Not Affected | Not Affected | Not Affected | Not Affected | Not Affected | Not Affected | Not Affected | Not Affected | Not Affected | Not Affected | Not Affected | Not Affected | Not Affected | Not Affected | 0 | 0 | 0 | 0 | 21 | Polygon
Critical Infrastructure | Stormwater Treatment Facilities and Pump Stations | Stormwater Ponds - NHD |  | STFPS_PG_161808 |  | Not Affected | Not Affected | Not Affected | Not Affected | Not Affected | Not Affected | Not Affected | Not Affected | Not Affected | Not Affected | Not Affected | Not Affected | Not Affected | Not Affected | Not Affected | Not Affected | Not Affected | Not Affected | Not Affected | Not Affected | Not Affected | 0 | 0 | 0 | 0 | 21 | Polygon
Critical Infrastructure | Stormwater Treatment Facilities and Pump Stations | Stormwater Ponds - NHD |  | STFPS_PG_161818 |  | Not Affected | Not Affected | Not Affected | Not Affected | Not Affected | Not Affected | Not Affected | Not Affected | Not Affected | Not Affected | Not Affected | Not Affected | Not Affected | Not Affected | Not Affected | Not Affected | Not Affected | Not Affected | Not Affected | Not Affected | Not Affected | 0 | 0 | 0 | 0 | 21 | Polygon
Critical Infrastructure | Stormwater Treatment Facilities and Pump Stations | Stormwater Ponds - NHD |  | STFPS_PG_161819 |  | Not Affected | Not Affected | Not Affected | Not Affected | Not Affected | Not Affected | Not Affected | Not Affected | Not Affected | Not Affected | Not Affected | Not Affected | Not Affected | Not Affected | Not Affected | Not Affected | Not Affected | Not Affected | Not Affected | Not Affected | Not Affected | 0 | 0 | 0 | 0 | 21 | Polygon
Critical Infrastructure | Stormwater Treatment Facilities and Pump Stations | Stormwater Ponds - NHD |  | STFPS_PG_161820 |  | Not Affected | Not Affected | Not Affected | Not Affected | Not Affected | Not Affected | Not Affected | Not Affected | Not Affected | Not Affected | Not Affected | Not Affected | Not Affected | Not Affected | Not Affected | Not Affected | Not Affected | Not Affected | Not Affected | Not Affected | Not Affected | 0 | 0 | 0 | 0 | 21 | Polygon
Critical Infrastructure | Stormwater Treatment Facilities and Pump Stations | Stormwater Ponds - NHD |  | STFPS_PG_161824 |  | Not Affected | Not Affected | Not Affected | Not Affected | Not Affected | Not Affected | Not Affected | Not Affected | Not Affected | Not Affected | Not Affected | Not Affected | Not Affected | Not Affected | Not Affected | Not Affected | Not Affected | Not Affected | Not Affected | Not Affected | Not Affected | 0 | 0 | 0 | 0 | 21 | Polygon
Critical Infrastructure | Stormwater Treatment Facilities and Pump Stations | Stormwater Ponds - NHD |  | STFPS_PG_161825 |  | Not Affected | Not Affected | Not Affected | Not Affected | Not Affected | Not Affected | Not Affected | Not Affected | Not Affected | Not Affected | Not Affected | Not Affected | Not Affected | Not Affected | Not Affected | Not Affected | Not Affected | Not Affected | Not Affected | Not Affected | Not Affected | 0 | 0 | 0 | 0 | 21 | Polygon
Critical Infrastructure | Stormwater Treatment Facilities and Pump Stations | Stormwater Ponds - NHD |  | STFPS_PG_161826 |  | Not Affected | Not Affected | Not Affected | Not Affected | Not Affected | Not Affected | Not Affected | Not Affected | Not Affected | Not Affected | Not Affected | Not Affected | Not Affected | Not Affected | Not Affected | Not Affected | Not Affected | Not Affected | Not Affected | Not Affected | Not Affected | 0 | 0 | 0 | 0 | 21 | Polygon
Critical Infrastructure | Stormwater Treatment Facilities and Pump Stations | Stormwater Ponds - NHD |  | STFPS_PG_161827 |  | Not Affected | Not Affected | Not Affected | Not Affected | Not Affected | Not Affected | Not Affected | Not Affected | Not Affected | Not Affected | Not Affected | Not Affected | Not Affected | Not Affected | Not Affected | Not Affected | Not Affected | Not Affected | Not Affected | Not Affected | Not Affected | 0 | 0 | 0 | 0 | 21 | Polygon
Critical Infrastructure | Stormwater Treatment Facilities and Pump Stations | Stormwater Ponds - NHD |  | STFPS_PG_161828 |  | Not Affected | Not Affected | Not Affected | Not Affected | Not Affected | Not Affected | Not Affected | Not Affected | Not Affected | Not Affected | Not Affected | Not Affected | Not Affected | Not Affected | Not Affected | Not Affected | Not Affected | Not Affected | Not Affected | Not Affected | Not Affected | 0 | 0 | 0 | 0 | 21 | Polygon
Critical Infrastructure | Stormwater Treatment Facilities and Pump Stations | Stormwater Ponds - NHD |  | STFPS_PG_161829 |  | Not Affected | Not Affected | Not Affected | Not Affected | Not Affected | Not Affected | Not Affected | Not Affected | Not Affected | Not Affected | Not Affected | Not Affected | Not Affected | Not Affected | Not Affected | Not Affected | Not Affected | Not Affected | Not Affected | Not Affected | Not Affected | 0 | 0 | 0 | 0 | 21 | Polygon
Critical Infrastructure | Stormwater Treatment Facilities and Pump Stations | Stormwater Ponds - NHD |  | STFPS_PG_161830 |  | Not Affected | Not Affected | Not Affected | Not Affected | Not Affected | Not Affected | Not Affected | Not Affected | Not Affected | Not Affected | Not Affected | Not Affected | Not Affected | Not Affected | Not Affected | Not Affected | Not Affected | Not Affected | Not Affected | Not Affected | Not Affected | 0 | 0 | 0 | 0 | 21 | Polygon
Critical Infrastructure | Stormwater Treatment Facilities and Pump Stations | Stormwater Ponds - NHD |  | STFPS_PG_161831 |  | Not Affected | Not Affected | Not Affected | Not Affected | Not Affected | Not Affected | Not Affected | Not Affected | Not Affected | Not Affected | Not Affected | Not Affected | Not Affected | Not Affected | Not Affected | Not Affected | Not Affected | Not Affected | Not Affected | Not Affected | Not Affected | 0 | 0 | 0 | 0 | 21 | Polygon
Critical Infrastructure | Stormwater Treatment Facilities and Pump Stations | Stormwater Ponds - NHD |  | STFPS_PG_161832 |  | Not Affected | Not Affected | Not Affected | Not Affected | Not Affected | Not Affected | Not Affected | Not Affected | Not Affected | Not Affected | Not Affected | Not Affected | Not Affected | Not Affected | Not Affected | Not Affected | Not Affected | Not Affected | Not Affected | Not Affected | Not Affected | 0 | 0 | 0 | 0 | 21 | Polygon
Critical Infrastructure | Stormwater Treatment Facilities and Pump Stations | Stormwater Ponds - NHD |  | STFPS_PG_161833 |  | Not Affected | Not Affected | Not Affected | Not Affected | Not Affected | Not Affected | Not Affected | Not Affected | Not Affected | Not Affected | Not Affected | Not Affected | Not Affected | Not Affected | Not Affected | Not Affected | Not Affected | Not Affected | Not Affected | Not Affected | Not Affected | 0 | 0 | 0 | 0 | 21 | Polygon
Critical Infrastructure | Stormwater Treatment Facilities and Pump Stations | Stormwater Ponds - NHD |  | STFPS_PG_161834 |  | Not Affected | Not Affected | Not Affected | Not Affected | Not Affected | Not Affected | Not Affected | Not Affected | Not Affected | Not Affected | Not Affected | Not Affected | Not Affected | Not Affected | Not Affected | Not Affected | Not Affected | Not Affected | Not Affected | Not Affected | Not Affected | 0 | 0 | 0 | 0 | 21 | Polygon
Critical Infrastructure | Stormwater Treatment Facilities and Pump Stations | Stormwater Ponds - NHD |  | STFPS_PG_161835 |  | Not Affected | Not Affected | Not Affected | Not Affected | Not Affected | Not Affected | Not Affected | Not Affected | Not Affected | Not Affected | Not Affected | Not Affected | Not Affected | Not Affected | Not Affected | Not Affected | Not Affected | Not Affected | Not Affected | Not Affected | Not Affected | 0 | 0 | 0 | 0 | 21 | Polygon
Critical Infrastructure | Stormwater Treatment Facilities and Pump Stations | Stormwater Ponds - NHD |  | STFPS_PG_161836 |  | Not Affected | Not Affected | Not Affected | Not Affected | Not Affected | Not Affected | Not Affected | Not Affected | Not Affected | Not Affected | Not Affected | Not Affected | Not Affected | Not Affected | Not Affected | Not Affected | Not Affected | Not Affected | Not Affected | Not Affected | Not Affected | 0 | 0 | 0 | 0 | 21 | Polygon
Critical Infrastructure | Stormwater Treatment Facilities and Pump Stations | Stormwater Ponds - NHD |  | STFPS_PG_161837 |  | Not Affected | Not Affected | Not Affected | Not Affected | Not Affected | Not Affected | Not Affected | Not Affected | Not Affected | Not Affected | Not Affected | Not Affected | Not Affected | Not Affected | Not Affected | Not Affected | Not Affected | Not Affected | Not Affected | Not Affected | Not Affected | 0 | 0 | 0 | 0 | 21 | Polygon
Critical Infrastructure | Stormwater Treatment Facilities and Pump Stations | Stormwater Ponds - NHD |  | STFPS_PG_161839 |  | Not Affected | Not Affected | Not Affected | Not Affected | Not Affected | Not Affected | Not Affected | Not Affected | Not Affected | Not Affected | Not Affected | Not Affected | Not Affected | Not Affected | Not Affected | Not Affected | Not Affected | Not Affected | Not Affected | Not Affected | Not Affected | 0 | 0 | 0 | 0 | 21 | Polygon
Critical Infrastructure | Stormwater Treatment Facilities and Pump Stations | Stormwater Ponds - NHD |  | STFPS_PG_161840 |  | Not Affected | Not Affected | Not Affected | Not Affected | Not Affected | Not Affected | Not Affected | Not Affected | Not Affected | Not Affected | Not Affected | Not Affected | Not Affected | Not Affected | Not Affected | Not Affected | Not Affected | Not Affected | Not Affected | Not Affected | Not Affected | 0 | 0 | 0 | 0 | 21 | Polygon
Critical Infrastructure | Stormwater Treatment Facilities and Pump Stations | Stormwater Ponds - NHD |  | STFPS_PG_161841 |  | Not Affected | Not Affected | Not Affected | Not Affected | Not Affected | Not Affected | Not Affected | Not Affected | Not Affected | Not Affected | Not Affected | Not Affected | Not Affected | Not Affected | Not Affected | Not Affected | Not Affected | Not Affected | Not Affected | Not Affected | Not Affected | 0 | 0 | 0 | 0 | 21 | Polygon
Critical Infrastructure | Stormwater Treatment Facilities and Pump Stations | Stormwater Ponds - NHD |  | STFPS_PG_161842 |  | Not Affected | Not Affected | Not Affected | Not Affected | Not Affected | Not Affected | Not Affected | Not Affected | Not Affected | Not Affected | Not Affected | Not Affected | Not Affected | Not Affected | Not Affected | Not Affected | Not Affected | Not Affected | Not Affected | Not Affected | Not Affected | 0 | 0 | 0 | 0 | 21 | Polygon
Critical Infrastructure | Stormwater Treatment Facilities and Pump Stations | Stormwater Ponds - NHD |  | STFPS_PG_161843 |  | Not Affected | Not Affected | Not Affected | Not Affected | Not Affected | Not Affected | Not Affected | Not Affected | Not Affected | Not Affected | Not Affected | Not Affected | Not Affected | Not Affected | Not Affected | Not Affected | Not Affected | Not Affected | Not Affected | Not Affected | Not Affected | 0 | 0 | 0 | 0 | 21 | Polygon
Critical Infrastructure | Stormwater Treatment Facilities and Pump Stations | Stormwater Ponds - NHD |  | STFPS_PG_161844 |  | Not Affected | Not Affected | Not Affected | Not Affected | Not Affected | Not Affected | Not Affected | Not Affected | Not Affected | Not Affected | Not Affected | Not Affected | Not Affected | Not Affected | Not Affected | Not Affected | Not Affected | Not Affected | Not Affected | Not Affected | Not Affected | 0 | 0 | 0 | 0 | 21 | Polygon
Critical Infrastructure | Stormwater Treatment Facilities and Pump Stations | Stormwater Ponds - NHD |  | STFPS_PG_161845 |  | Not Affected | Not Affected | Not Affected | Not Affected | Not Affected | Not Affected | Not Affected | Not Affected | Not Affected | Not Affected | Not Affected | Not Affected | Not Affected | Not Affected | Not Affected | Not Affected | Not Affected | Not Affected | Not Affected | Not Affected | Not Affected | 0 | 0 | 0 | 0 | 21 | Polygon
Critical Infrastructure | Stormwater Treatment Facilities and Pump Stations | Stormwater Ponds - NHD |  | STFPS_PG_161846 |  | Not Affected | Not Affected | Not Affected | Not Affected | Not Affected | Not Affected | Not Affected | Not Affected | Not Affected | Not Affected | Not Affected | Not Affected | Not Affected | Not Affected | Not Affected | Not Affected | Not Affected | Not Affected | Not Affected | Not Affected | Not Affected | 0 | 0 | 0 | 0 | 21 | Polygon
Critical Infrastructure | Stormwater Treatment Facilities and Pump Stations | Stormwater Ponds - NHD |  | STFPS_PG_161847 |  | Not Affected | Not Affected | Not Affected | Not Affected | Not Affected | Not Affected | Not Affected | Not Affected | Not Affected | Not Affected | Not Affected | Not Affected | Not Affected | Not Affected | Not Affected | Not Affected | Not Affected | Not Affected | Not Affected | Not Affected | Not Affected | 0 | 0 | 0 | 0 | 21 | Polygon
Critical Infrastructure | Stormwater Treatment Facilities and Pump Stations | Stormwater Ponds - NHD |  | STFPS_PG_161848 |  | Not Affected | Not Affected | Not Affected | Not Affected | Not Affected | Not Affected | Not Affected | Not Affected | Not Affected | Not Affected | Not Affected | Not Affected | Not Affected | Not Affected | Not Affected | Not Affected | Not Affected | Not Affected | Not Affected | Not Affected | Not Affected | 0 | 0 | 0 | 0 | 21 | Polygon
Critical Infrastructure | Stormwater Treatment Facilities and Pump Stations | Stormwater Ponds - NHD |  | STFPS_PG_161849 |  | Not Affected | Not Affected | Not Affected | Not Affected | Not Affected | Not Affected | Not Affected | Not Affected | Not Affected | Not Affected | Not Affected | Not Affected | Not Affected | Not Affected | Not Affected | Not Affected | Not Affected | Not Affected | Not Affected | Not Affected | Not Affected | 0 | 0 | 0 | 0 | 21 | Polygon
Critical Infrastructure | Stormwater Treatment Facilities and Pump Stations | Stormwater Ponds - NHD |  | STFPS_PG_161850 |  | Not Affected | Not Affected | Not Affected | Not Affected | Not Affected | Not Affected | Not Affected | Not Affected | Not Affected | Not Affected | Not Affected | Not Affected | Not Affected | Not Affected | Not Affected | Not Affected | Not Affected | Not Affected | Not Affected | Not Affected | Not Affected | 0 | 0 | 0 | 0 | 21 | Polygon
Critical Infrastructure | Stormwater Treatment Facilities and Pump Stations | Stormwater Ponds - NHD |  | STFPS_PG_161851 |  | Not Affected | Not Affected | Not Affected | Not Affected | Not Affected | Not Affected | Not Affected | Not Affected | Not Affected | Not Affected | Not Affected | Not Affected | Not Affected | Not Affected | Not Affected | Not Affected | Not Affected | Not Affected | Not Affected | Not Affected | Not Affected | 0 | 0 | 0 | 0 | 21 | Polygon
Critical Infrastructure | Stormwater Treatment Facilities and Pump Stations | Stormwater Ponds - NHD |  | STFPS_PG_161852 |  | Not Affected | Not Affected | Not Affected | Not Affected | Not Affected | Not Affected | Not Affected | Not Affected | Not Affected | Not Affected | Not Affected | Not Affected | Not Affected | Not Affected | Not Affected | Not Affected | Not Affected | Not Affected | Not Affected | Not Affected | Not Affected | 0 | 0 | 0 | 0 | 21 | Polygon
Critical Infrastructure | Stormwater Treatment Facilities and Pump Stations | Stormwater Ponds - NHD |  | STFPS_PG_161853 |  | Not Affected | Not Affected | Not Affected | Not Affected | Not Affected | Not Affected | Not Affected | Not Affected | Not Affected | Not Affected | Not Affected | Not Affected | Not Affected | Not Affected | Not Affected | Not Affected | Not Affected | Not Affected | Not Affected | Not Affected | Not Affected | 0 | 0 | 0 | 0 | 21 | Polygon
Critical Infrastructure | Stormwater Treatment Facilities and Pump Stations | Stormwater Ponds - NHD |  | STFPS_PG_161854 |  | Not Affected | Not Affected | Not Affected | Not Affected | Not Affected | Not Affected | Not Affected | Not Affected | Not Affected | Not Affected | Not Affected | Not Affected | Not Affected | Not Affected | Not Affected | Not Affected | Not Affected | Not Affected | Not Affected | Not Affected | Not Affected | 0 | 0 | 0 | 0 | 21 | Polygon
Critical Infrastructure | Stormwater Treatment Facilities and Pump Stations | Stormwater Ponds - NHD |  | STFPS_PG_161855 |  | Not Affected | Not Affected | Not Affected | Not Affected | Not Affected | Not Affected | Not Affected | Not Affected | Not Affected | Not Affected | Not Affected | Not Affected | Not Affected | Not Affected | Not Affected | Not Affected | Not Affected | Not Affected | Not Affected | Not Affected | Not Affected | 0 | 0 | 0 | 0 | 21 | Polygon
Critical Infrastructure | Stormwater Treatment Facilities and Pump Stations | Stormwater Ponds - NHD |  | STFPS_PG_161856 |  | Not Affected | Not Affected | Not Affected | Not Affected | Not Affected | Not Affected | Not Affected | Not Affected | Not Affected | Not Affected | Not Affected | Not Affected | Not Affected | Not Affected | Not Affected | Not Affected | Not Affected | Not Affected | Not Affected | Not Affected | Not Affected | 0 | 0 | 0 | 0 | 21 | Polygon
Critical Infrastructure | Stormwater Treatment Facilities and Pump Stations | Stormwater Ponds - NHD |  | STFPS_PG_161857 |  | Not Affected | Not Affected | Not Affected | Not Affected | Not Affected | Not Affected | Not Affected | Not Affected | Not Affected | Not Affected | Not Affected | Not Affected | Not Affected | Not Affected | Not Affected | Not Affected | Not Affected | Not Affected | Not Affected | Not Affected | Not Affected | 0 | 0 | 0 | 0 | 21 | Polygon
Critical Infrastructure | Stormwater Treatment Facilities and Pump Stations | Stormwater Ponds - NHD |  | STFPS_PG_161858 |  | Not Affected | Not Affected | Not Affected | Not Affected | Not Affected | Not Affected | Not Affected | Not Affected | Not Affected | Not Affected | Not Affected | Not Affected | Not Affected | Not Affected | Not Affected | Not Affected | Not Affected | Not Affected | Not Affected | Not Affected | Not Affected | 0 | 0 | 0 | 0 | 21 | Polygon
Critical Infrastructure | Stormwater Treatment Facilities and Pump Stations | Stormwater Ponds - NHD |  | STFPS_PG_161859 |  | Not Affected | Not Affected | Not Affected | Not Affected | Not Affected | Not Affected | Not Affected | Not Affected | Not Affected | Not Affected | Not Affected | Not Affected | Not Affected | Not Affected | Not Affected | Not Affected | Not Affected | Not Affected | Not Affected | Not Affected | Not Affected | 0 | 0 | 0 | 0 | 21 | Polygon
Critical Infrastructure | Stormwater Treatment Facilities and Pump Stations | Stormwater Ponds - NHD |  | STFPS_PG_161860 |  | Not Affected | Not Affected | Not Affected | Not Affected | Not Affected | Not Affected | Not Affected | Not Affected | Not Affected | Not Affected | Not Affected | Not Affected | Not Affected | Not Affected | Not Affected | Not Affected | Not Affected | Not Affected | Not Affected | Not Affected | Not Affected | 0 | 0 | 0 | 0 | 21 | Polygon
Critical Infrastructure | Stormwater Treatment Facilities and Pump Stations | Stormwater Ponds - NHD |  | STFPS_PG_161861 |  | Not Affected | Not Affected | Not Affected | Not Affected | Not Affected | Not Affected | Not Affected | Not Affected | Not Affected | Not Affected | Not Affected | Not Affected | Not Affected | Not Affected | Not Affected | Not Affected | Not Affected | Not Affected | Not Affected | Not Affected | Not Affected | 0 | 0 | 0 | 0 | 21 | Polygon
Critical Infrastructure | Stormwater Treatment Facilities and Pump Stations | Stormwater Ponds - NHD |  | STFPS_PG_161862 |  | Not Affected | Not Affected | Not Affected | Not Affected | Not Affected | Not Affected | Not Affected | Not Affected | Not Affected | Not Affected | Not Affected | Not Affected | Not Affected | Not Affected | Not Affected | Not Affected | Not Affected | Not Affected | Not Affected | Not Affected | Not Affected | 0 | 0 | 0 | 0 | 21 | Polygon
Critical Infrastructure | Stormwater Treatment Facilities and Pump Stations | Stormwater Ponds - NHD |  | STFPS_PG_161863 |  | Not Affected | Not Affected | Not Affected | Not Affected | Not Affected | Not Affected | Not Affected | Not Affected | Not Affected | Not Affected | Not Affected | Not Affected | Not Affected | Not Affected | Not Affected | Not Affected | Not Affected | Not Affected | Not Affected | Not Affected | Not Affected | 0 | 0 | 0 | 0 | 21 | Polygon
Critical Infrastructure | Stormwater Treatment Facilities and Pump Stations | Stormwater Ponds - NHD |  | STFPS_PG_161864 |  | Not Affected | Not Affected | Not Affected | Not Affected | Not Affected | Not Affected | Not Affected | Not Affected | Not Affected | Not Affected | Not Affected | Not Affected | Not Affected | Not Affected | Not Affected | Not Affected | Not Affected | Not Affected | Not Affected | Not Affected | Not Affected | 0 | 0 | 0 | 0 | 21 | Polygon
Critical Infrastructure | Stormwater Treatment Facilities and Pump Stations | Stormwater Ponds - NHD |  | STFPS_PG_161865 |  | Not Affected | Not Affected | Not Affected | Not Affected | Not Affected | Not Affected | Not Affected | Not Affected | Not Affected | Not Affected | Not Affected | Not Affected | Not Affected | Not Affected | Not Affected | Not Affected | Not Affected | Not Affected | Not Affected | Not Affected | Not Affected | 0 | 0 | 0 | 0 | 21 | Polygon
Critical Infrastructure | Stormwater Treatment Facilities and Pump Stations | Stormwater Ponds - NHD |  | STFPS_PG_161866 |  | Not Affected | Not Affected | Not Affected | Not Affected | Not Affected | Not Affected | Not Affected | Not Affected | Not Affected | Not Affected | Not Affected | Not Affected | Not Affected | Not Affected | Not Affected | Not Affected | Not Affected | Not Affected | Not Affected | Not Affected | Not Affected | 0 | 0 | 0 | 0 | 21 | Polygon
Critical Infrastructure | Stormwater Treatment Facilities and Pump Stations | Stormwater Ponds - NHD |  | STFPS_PG_161867 |  | Not Affected | Not Affected | Not Affected | Not Affected | Not Affected | Not Affected | Not Affected | Not Affected | Not Affected | Not Affected | Not Affected | Not Affected | Not Affected | Not Affected | Not Affected | Not Affected | Not Affected | Not Affected | Not Affected | Not Affected | Not Affected | 0 | 0 | 0 | 0 | 21 | Polygon
Critical Infrastructure | Stormwater Treatment Facilities and Pump Stations | Stormwater Ponds - NHD |  | STFPS_PG_161868 |  | Not Affected | Not Affected | Not Affected | Not Affected | Not Affected | Not Affected | Not Affected | Not Affected | Not Affected | Not Affected | Not Affected | Not Affected | Not Affected | Not Affected | Not Affected | Not Affected | Not Affected | Not Affected | Not Affected | Not Affected | Not Affected | 0 | 0 | 0 | 0 | 21 | Polygon
Critical Infrastructure | Stormwater Treatment Facilities and Pump Stations | Stormwater Ponds - NHD |  | STFPS_PG_161870 |  | Not Affected | Not Affected | Not Affected | Not Affected | Not Affected | Not Affected | Not Affected | Not Affected | Not Affected | Not Affected | Not Affected | Not Affected | Not Affected | Not Affected | Not Affected | Not Affected | Not Affected | Not Affected | Not Affected | Not Affected | Not Affected | 0 | 0 | 0 | 0 | 21 | Polygon
Critical Infrastructure | Stormwater Treatment Facilities and Pump Stations | Stormwater Ponds - NHD |  | STFPS_PG_161871 |  | Not Affected | Not Affected | Not Affected | Not Affected | Not Affected | Not Affected | Not Affected | Not Affected | Not Affected | Not Affected | Not Affected | Not Affected | Not Affected | Not Affected | Not Affected | Not Affected | Not Affected | Not Affected | Not Affected | Not Affected | Not Affected | 0 | 0 | 0 | 0 | 21 | Polygon
Critical Infrastructure | Stormwater Treatment Facilities and Pump Stations | Stormwater Ponds - NHD |  | STFPS_PG_161872 |  | Not Affected | Not Affected | Not Affected | Not Affected | Not Affected | Not Affected | Not Affected | Not Affected | Not Affected | Not Affected | Not Affected | Not Affected | Not Affected | Not Affected | Not Affected | Not Affected | Not Affected | Not Affected | Not Affected | Not Affected | Not Affected | 0 | 0 | 0 | 0 | 21 | Polygon
Critical Infrastructure | Stormwater Treatment Facilities and Pump Stations | Stormwater Ponds - NHD |  | STFPS_PG_161873 |  | Not Affected | Not Affected | Not Affected | Not Affected | Not Affected | Not Affected | Not Affected | Not Affected | Not Affected | Not Affected | Not Affected | Not Affected | Not Affected | Not Affected | Not Affected | Not Affected | Not Affected | Not Affected | Not Affected | Not Affected | Not Affected | 0 | 0 | 0 | 0 | 21 | Polygon
Critical Infrastructure | Stormwater Treatment Facilities and Pump Stations | Stormwater Ponds - NHD |  | STFPS_PG_161874 |  | Not Affected | Not Affected | Not Affected | Not Affected | Not Affected | Not Affected | Not Affected | Not Affected | Not Affected | Not Affected | Not Affected | Not Affected | Not Affected | Not Affected | Not Affected | Not Affected | Not Affected | Not Affected | Not Affected | Not Affected | Not Affected | 0 | 0 | 0 | 0 | 21 | Polygon
Critical Infrastructure | Stormwater Treatment Facilities and Pump Stations | Stormwater Ponds - NHD |  | STFPS_PG_161875 |  | Not Affected | Not Affected | Not Affected | Not Affected | Not Affected | Not Affected | Not Affected | Not Affected | Not Affected | Not Affected | Not Affected | Not Affected | Not Affected | Not Affected | Not Affected | Not Affected | Not Affected | Not Affected | Not Affected | Not Affected | Not Affected | 0 | 0 | 0 | 0 | 21 | Polygon
Critical Infrastructure | Stormwater Treatment Facilities and Pump Stations | Stormwater Ponds - NHD |  | STFPS_PG_161876 |  | Not Affected | Not Affected | Not Affected | Not Affected | Not Affected | Not Affected | Not Affected | Not Affected | Not Affected | Not Affected | Not Affected | Not Affected | Not Affected | Not Affected | Not Affected | Not Affected | Not Affected | Not Affected | Not Affected | Not Affected | Not Affected | 0 | 0 | 0 | 0 | 21 | Polygon
Critical Infrastructure | Stormwater Treatment Facilities and Pump Stations | Stormwater Ponds - NHD |  | STFPS_PG_161877 |  | Not Affected | Not Affected | Not Affected | Not Affected | Not Affected | Not Affected | Not Affected | Not Affected | Not Affected | Not Affected | Not Affected | Not Affected | Not Affected | Not Affected | Not Affected | Not Affected | Not Affected | Not Affected | Not Affected | Not Affected | Not Affected | 0 | 0 | 0 | 0 | 21 | Polygon
Critical Infrastructure | Stormwater Treatment Facilities and Pump Stations | Stormwater Ponds - NHD |  | STFPS_PG_161878 |  | Not Affected | Not Affected | Not Affected | Not Affected | Not Affected | Not Affected | Not Affected | Not Affected | Not Affected | Not Affected | Not Affected | Not Affected | Not Affected | Not Affected | Not Affected | Not Affected | Not Affected | Not Affected | Not Affected | Not Affected | Not Affected | 0 | 0 | 0 | 0 | 21 | Polygon
Critical Infrastructure | Stormwater Treatment Facilities and Pump Stations | Stormwater Ponds - NHD |  | STFPS_PG_161879 |  | Not Affected | Not Affected | Not Affected | Not Affected | Not Affected | Not Affected | Not Affected | Not Affected | Not Affected | Not Affected | Not Affected | Not Affected | Not Affected | Not Affected | Not Affected | Not Affected | Not Affected | Not Affected | Not Affected | Not Affected | Not Affected | 0 | 0 | 0 | 0 | 21 | Polygon
Critical Infrastructure | Stormwater Treatment Facilities and Pump Stations | Stormwater Ponds - NHD |  | STFPS_PG_161880 |  | Not Affected | Not Affected | Not Affected | Not Affected | Not Affected | Not Affected | Not Affected | Not Affected | Not Affected | Not Affected | Not Affected | Not Affected | Not Affected | Not Affected | Not Affected | Not Affected | Not Affected | Not Affected | Not Affected | Not Affected | Not Affected | 0 | 0 | 0 | 0 | 21 | Polygon
Critical Infrastructure | Stormwater Treatment Facilities and Pump Stations | Stormwater Ponds - NHD |  | STFPS_PG_161881 |  | Not Affected | Not Affected | Not Affected | Not Affected | Not Affected | Not Affected | Not Affected | Not Affected | Not Affected | Not Affected | Not Affected | Not Affected | Not Affected | Not Affected | Not Affected | Not Affected | Not Affected | Not Affected | Not Affected | Not Affected | Not Affected | 0 | 0 | 0 | 0 | 21 | Polygon
Critical Infrastructure | Stormwater Treatment Facilities and Pump Stations | Stormwater Ponds - NHD |  | STFPS_PG_161882 |  | Not Affected | Not Affected | Not Affected | Not Affected | Not Affected | Not Affected | Not Affected | Not Affected | Not Affected | Not Affected | Not Affected | Not Affected | Not Affected | Not Affected | Not Affected | Not Affected | Not Affected | Not Affected | Not Affected | Not Affected | Not Affected | 0 | 0 | 0 | 0 | 21 | Polygon
Critical Infrastructure | Stormwater Treatment Facilities and Pump Stations | Stormwater Ponds - NHD |  | STFPS_PG_161883 |  | Not Affected | Not Affected | Not Affected | Not Affected | Not Affected | Not Affected | Not Affected | Not Affected | Not Affected | Not Affected | Not Affected | Not Affected | Not Affected | Not Affected | Not Affected | Not Affected | Not Affected | Not Affected | Not Affected | Not Affected | Not Affected | 0 | 0 | 0 | 0 | 21 | Polygon
Critical Infrastructure | Stormwater Treatment Facilities and Pump Stations | Stormwater Ponds - NHD |  | STFPS_PG_161884 |  | Not Affected | Not Affected | Not Affected | Not Affected | Not Affected | Not Affected | Not Affected | Not Affected | Not Affected | Not Affected | Not Affected | Not Affected | Not Affected | Not Affected | Not Affected | Not Affected | Not Affected | Not Affected | Not Affected | Not Affected | Not Affected | 0 | 0 | 0 | 0 | 21 | Polygon
Critical Infrastructure | Stormwater Treatment Facilities and Pump Stations | Stormwater Ponds - NHD |  | STFPS_PG_161885 |  | Not Affected | Not Affected | Not Affected | Not Affected | Not Affected | Not Affected | Not Affected | Not Affected | Not Affected | Not Affected | Not Affected | Not Affected | Not Affected | Not Affected | Not Affected | Not Affected | Not Affected | Not Affected | Not Affected | Not Affected | Not Affected | 0 | 0 | 0 | 0 | 21 | Polygon
Critical Infrastructure | Stormwater Treatment Facilities and Pump Stations | Stormwater Ponds - NHD |  | STFPS_PG_161886 |  | Not Affected | Not Affected | Not Affected | Not Affected | Not Affected | Not Affected | Not Affected | Not Affected | Not Affected | Not Affected | Not Affected | Not Affected | Not Affected | Not Affected | Not Affected | Not Affected | Not Affected | Not Affected | Not Affected | Not Affected | Not Affected | 0 | 0 | 0 | 0 | 21 | Polygon
Critical Infrastructure | Stormwater Treatment Facilities and Pump Stations | Stormwater Ponds - NHD |  | STFPS_PG_161888 |  | Not Affected | Not Affected | Not Affected | Not Affected | Not Affected | Not Affected | Not Affected | Not Affected | Not Affected | Not Affected | Not Affected | Not Affected | Not Affected | Not Affected | Not Affected | Not Affected | Not Affected | Not Affected | Not Affected | Not Affected | Not Affected | 0 | 0 | 0 | 0 | 21 | Polygon
Critical Infrastructure | Stormwater Treatment Facilities and Pump Stations | Stormwater Ponds - NHD |  | STFPS_PG_161904 |  | Not Affected | Not Affected | Not Affected | Not Affected | Not Affected | Not Affected | Not Affected | Not Affected | Not Affected | Not Affected | Not Affected | Not Affected | Not Affected | Not Affected | Not Affected | Not Affected | Not Affected | Not Affected | Not Affected | Not Affected | Not Affected | 0 | 0 | 0 | 0 | 21 | Polygon
Critical Infrastructure | Stormwater Treatment Facilities and Pump Stations | Stormwater Ponds - NHD |  | STFPS_PG_161933 |  | Not Affected | Not Affected | Not Affected | Not Affected | Not Affected | Not Affected | Not Affected | Not Affected | Not Affected | Not Affected | Not Affected | Not Affected | Not Affected | Not Affected | Not Affected | Not Affected | Not Affected | Not Affected | Not Affected | Not Affected | Not Affected | 0 | 0 | 0 | 0 | 21 | Polygon
Critical Infrastructure | Stormwater Treatment Facilities and Pump Stations | Stormwater Ponds - NHD |  | STFPS_PG_162015 |  | Not Affected | Not Affected | Not Affected | Not Affected | Not Affected | Not Affected | Not Affected | Not Affected | Not Affected | Not Affected | Not Affected | Not Affected | Not Affected | Not Affected | Not Affected | Not Affected | Not Affected | Not Affected | Not Affected | Not Affected | Not Affected | 0 | 0 | 0 | 0 | 21 | Polygon
Critical Infrastructure | Stormwater Treatment Facilities and Pump Stations | Stormwater Ponds - NHD |  | STFPS_PG_162018 |  | Not Affected | Not Affected | Not Affected | Not Affected | Not Affected | Not Affected | Not Affected | Not Affected | Not Affected | Not Affected | Not Affected | Not Affected | Not Affected | Not Affected | Not Affected | Not Affected | Not Affected | Not Affected | Not Affected | Not Affected | Not Affected | 0 | 0 | 0 | 0 | 21 | Polygon
Critical Infrastructure | Stormwater Treatment Facilities and Pump Stations | Stormwater Ponds - NHD |  | STFPS_PG_162020 |  | Not Affected | Not Affected | Not Affected | Not Affected | Not Affected | Not Affected | Not Affected | Not Affected | Not Affected | Not Affected | Not Affected | Not Affected | Not Affected | Not Affected | Not Affected | Not Affected | Not Affected | Not Affected | Not Affected | Not Affected | Not Affected | 0 | 0 | 0 | 0 | 21 | Polygon
Critical Infrastructure | Stormwater Treatment Facilities and Pump Stations | Stormwater Ponds - NHD |  | STFPS_PG_162022 |  | Not Affected | Not Affected | Not Affected | Not Affected | Not Affected | Not Affected | Not Affected | Not Affected | Not Affected | Not Affected | Not Affected | Not Affected | Not Affected | Not Affected | Not Affected | Not Affected | Not Affected | Not Affected | Not Affected | Not Affected | Not Affected | 0 | 0 | 0 | 0 | 21 | Polygon
Critical Infrastructure | Stormwater Treatment Facilities and Pump Stations | Stormwater Ponds - NHD |  | STFPS_PG_162023 |  | Not Affected | Not Affected | Not Affected | Not Affected | Not Affected | Not Affected | Not Affected | Not Affected | Not Affected | Not Affected | Not Affected | Not Affected | Not Affected | Not Affected | Not Affected | Not Affected | Not Affected | Not Affected | Not Affected | Not Affected | Not Affected | 0 | 0 | 0 | 0 | 21 | Polygon
Critical Infrastructure | Stormwater Treatment Facilities and Pump Stations | Stormwater Ponds - NHD |  | STFPS_PG_162029 |  | Not Affected | Not Affected | Not Affected | Not Affected | Not Affected | Not Affected | Not Affected | Not Affected | Not Affected | Not Affected | Not Affected | Not Affected | Not Affected | Not Affected | Not Affected | Not Affected | Not Affected | Not Affected | Not Affected | Not Affected | Not Affected | 0 | 0 | 0 | 0 | 21 | Polygon
Critical Infrastructure | Stormwater Treatment Facilities and Pump Stations | Stormwater Ponds - NHD |  | STFPS_PG_162067 |  | Not Affected | Not Affected | Not Affected | Not Affected | Not Affected | Not Affected | Not Affected | Not Affected | Not Affected | Not Affected | Not Affected | Not Affected | Not Affected | Not Affected | Not Affected | Not Affected | Not Affected | Not Affected | Not Affected | Not Affected | Not Affected | 0 | 0 | 0 | 0 | 21 | Polygon
Critical Infrastructure | Stormwater Treatment Facilities and Pump Stations | Stormwater Ponds - NHD |  | STFPS_PG_162093 |  | Not Affected | Not Affected | Not Affected | Not Affected | Not Affected | Not Affected | Not Affected | Not Affected | Not Affected | Not Affected | Not Affected | Not Affected | Not Affected | Not Affected | Not Affected | Not Affected | Not Affected | Not Affected | Not Affected | Not Affected | Not Affected | 0 | 0 | 0 | 0 | 21 | Polygon
Critical Infrastructure | Stormwater Treatment Facilities and Pump Stations | Stormwater Ponds - NHD |  | STFPS_PG_162094 |  | Not Affected | Not Affected | Not Affected | Not Affected | Not Affected | Not Affected | Not Affected | Not Affected | Not Affected | Not Affected | Not Affected | Not Affected | Not Affected | Not Affected | Not Affected | Not Affected | Not Affected | Not Affected | Not Affected | Not Affected | Not Affected | 0 | 0 | 0 | 0 | 21 | Polygon
Critical Infrastructure | Stormwater Treatment Facilities and Pump Stations | Stormwater Ponds - NHD |  | STFPS_PG_162099 |  | Not Affected | Not Affected | Not Affected | Not Affected | Not Affected | Not Affected | Not Affected | Not Affected | Not Affected | Not Affected | Not Affected | Not Affected | Not Affected | Not Affected | Not Affected | Not Affected | Not Affected | Not Affected | Not Affected | Not Affected | Not Affected | 0 | 0 | 0 | 0 | 21 | Polygon
Critical Infrastructure | Stormwater Treatment Facilities and Pump Stations | Stormwater Ponds - NHD |  | STFPS_PG_162105 |  | Not Affected | Not Affected | Not Affected | Not Affected | Not Affected | Not Affected | Not Affected | Not Affected | Not Affected | Not Affected | Not Affected | Not Affected | Not Affected | Not Affected | Not Affected | Not Affected | Not Affected | Not Affected | Not Affected | Not Affected | Not Affected | 0 | 0 | 0 | 0 | 21 | Polygon
Critical Infrastructure | Stormwater Treatment Facilities and Pump Stations | Stormwater Ponds - NHD |  | STFPS_PG_162144 |  | Not Affected | Not Affected | Not Affected | Not Affected | Not Affected | Not Affected | Not Affected | Not Affected | Not Affected | Not Affected | Not Affected | Not Affected | Not Affected | Not Affected | Not Affected | Not Affected | Not Affected | Not Affected | Not Affected | Not Affected | Not Affected | 0 | 0 | 0 | 0 | 21 | Polygon
Critical Infrastructure | Stormwater Treatment Facilities and Pump Stations | Stormwater Ponds - NHD |  | STFPS_PG_162164 |  | Not Affected | Not Affected | Not Affected | Not Affected | Not Affected | Not Affected | Not Affected | Not Affected | Not Affected | Not Affected | Not Affected | Not Affected | Not Affected | Not Affected | Not Affected | Not Affected | Not Affected | Not Affected | Not Affected | Not Affected | Not Affected | 0 | 0 | 0 | 0 | 21 | Polygon
Critical Infrastructure | Stormwater Treatment Facilities and Pump Stations | Stormwater Ponds - NHD |  | STFPS_PG_162166 |  | Not Affected | Not Affected | Not Affected | Not Affected | Not Affected | Not Affected | Not Affected | Not Affected | Not Affected | Not Affected | Not Affected | Not Affected | Not Affected | Not Affected | Not Affected | Not Affected | Not Affected | Not Affected | Not Affected | Not Affected | Not Affected | 0 | 0 | 0 | 0 | 21 | Polygon
Critical Infrastructure | Stormwater Treatment Facilities and Pump Stations | Stormwater Ponds - NHD |  | STFPS_PG_162219 |  | Not Affected | Not Affected | Not Affected | Not Affected | Not Affected | Not Affected | Not Affected | Not Affected | Not Affected | Not Affected | Not Affected | Not Affected | Not Affected | Not Affected | Not Affected | Not Affected | Not Affected | Not Affected | Not Affected | Not Affected | Not Affected | 0 | 0 | 0 | 0 | 21 | Polygon
Critical Infrastructure | Stormwater Treatment Facilities and Pump Stations | Stormwater Ponds - NHD |  | STFPS_PG_162233 |  | Not Affected | Not Affected | Not Affected | Not Affected | Not Affected | Not Affected | Not Affected | Not Affected | Not Affected | Not Affected | Not Affected | Not Affected | Not Affected | Not Affected | Not Affected | Not Affected | Not Affected | Not Affected | Not Affected | Not Affected | Not Affected | 0 | 0 | 0 | 0 | 21 | Polygon
Critical Infrastructure | Stormwater Treatment Facilities and Pump Stations | Stormwater Ponds - NHD |  | STFPS_PG_162255 |  | Not Affected | Not Affected | Not Affected | Not Affected | Not Affected | Not Affected | Not Affected | Not Affected | Not Affected | Not Affected | Not Affected | Not Affected | Not Affected | Not Affected | Not Affected | Not Affected | Not Affected | Not Affected | Not Affected | Not Affected | Not Affected | 0 | 0 | 0 | 0 | 21 | Polygon
Critical Infrastructure | Stormwater Treatment Facilities and Pump Stations | Stormwater Ponds - NHD |  | STFPS_PG_162260 |  | Not Affected | Not Affected | Not Affected | Not Affected | Not Affected | Not Affected | Not Affected | Not Affected | Not Affected | Not Affected | Not Affected | Not Affected | Not Affected | Not Affected | Not Affected | Not Affected | Not Affected | Not Affected | Not Affected | Not Affected | Not Affected | 0 | 0 | 0 | 0 | 21 | Polygon
Critical Infrastructure | Stormwater Treatment Facilities and Pump Stations | Stormwater Ponds - NHD |  | STFPS_PG_162297 |  | Not Affected | Not Affected | Not Affected | Not Affected | Not Affected | Not Affected | Not Affected | Not Affected | Not Affected | Not Affected | Not Affected | Not Affected | Not Affected | Not Affected | Not Affected | Not Affected | Not Affected | Not Affected | Not Affected | Not Affected | Not Affected | 0 | 0 | 0 | 0 | 21 | Polygon
Critical Infrastructure | Stormwater Treatment Facilities and Pump Stations | Stormwater Ponds - NHD |  | STFPS_PG_162298 |  | Not Affected | Not Affected | Not Affected | Not Affected | Not Affected | Not Affected | Not Affected | Not Affected | Not Affected | Not Affected | Not Affected | Not Affected | Not Affected | Not Affected | Not Affected | Not Affected | Not Affected | Not Affected | Not Affected | Not Affected | Not Affected | 0 | 0 | 0 | 0 | 21 | Polygon
Critical Infrastructure | Stormwater Treatment Facilities and Pump Stations | Stormwater Ponds - NHD |  | STFPS_PG_162299 |  | Not Affected | Not Affected | Not Affected | Not Affected | Not Affected | Not Affected | Not Affected | Not Affected | Not Affected | Not Affected | Not Affected | Not Affected | Not Affected | Not Affected | Not Affected | Not Affected | Not Affected | Not Affected | Not Affected | Not Affected | Not Affected | 0 | 0 | 0 | 0 | 21 | Polygon
Critical Infrastructure | Stormwater Treatment Facilities and Pump Stations | Stormwater Ponds - NHD |  | STFPS_PG_162300 |  | Not Affected | Not Affected | Not Affected | Not Affected | Not Affected | Not Affected | Not Affected | Not Affected | Not Affected | Not Affected | Not Affected | Not Affected | Not Affected | Not Affected | Not Affected | Not Affected | Not Affected | Not Affected | Not Affected | Not Affected | Not Affected | 0 | 0 | 0 | 0 | 21 | Polygon
Critical Infrastructure | Stormwater Treatment Facilities and Pump Stations | Stormwater Ponds - NHD |  | STFPS_PG_162309 |  | Not Affected | Not Affected | Not Affected | Not Affected | Not Affected | Not Affected | Not Affected | Not Affected | Not Affected | Not Affected | Not Affected | Not Affected | Not Affected | Not Affected | Not Affected | Not Affected | Not Affected | Not Affected | Not Affected | Not Affected | Not Affected | 0 | 0 | 0 | 0 | 21 | Polygon
Critical Infrastructure | Stormwater Treatment Facilities and Pump Stations | Stormwater Ponds - NHD |  | STFPS_PG_162313 |  | Not Affected | Not Affected | Not Affected | Not Affected | Not Affected | Not Affected | Not Affected | Not Affected | Not Affected | Not Affected | Not Affected | Not Affected | Not Affected | Not Affected | Not Affected | Not Affected | Not Affected | Not Affected | Not Affected | Not Affected | Not Affected | 0 | 0 | 0 | 0 | 21 | Polygon
Critical Infrastructure | Stormwater Treatment Facilities and Pump Stations | Stormwater Ponds - NHD |  | STFPS_PG_162318 |  | Not Affected | Not Affected | Not Affected | Not Affected | Not Affected | Not Affected | Not Affected | Not Affected | Not Affected | Not Affected | Not Affected | Not Affected | Not Affected | Not Affected | Not Affected | Not Affected | Not Affected | Not Affected | Not Affected | Not Affected | Not Affected | 0 | 0 | 0 | 0 | 21 | Polygon
Critical Infrastructure | Stormwater Treatment Facilities and Pump Stations | Stormwater Ponds - NHD |  | STFPS_PG_162320 |  | Not Affected | Not Affected | Not Affected | Not Affected | Not Affected | Not Affected | Not Affected | Not Affected | Not Affected | Not Affected | Not Affected | Not Affected | Not Affected | Not Affected | Not Affected | Not Affected | Not Affected | Not Affected | Not Affected | Not Affected | Not Affected | 0 | 0 | 0 | 0 | 21 | Polygon
Critical Infrastructure | Stormwater Treatment Facilities and Pump Stations | Stormwater Ponds - NHD |  | STFPS_PG_162322 |  | Not Affected | Not Affected | Not Affected | Not Affected | Not Affected | Not Affected | Not Affected | Not Affected | Not Affected | Not Affected | Not Affected | Not Affected | Not Affected | Not Affected | Not Affected | Not Affected | Not Affected | Not Affected | Not Affected | Not Affected | Not Affected | 0 | 0 | 0 | 0 | 21 | Polygon
Critical Infrastructure | Stormwater Treatment Facilities and Pump Stations | Stormwater Ponds - NHD |  | STFPS_PG_162345 |  | Not Affected | Not Affected | Not Affected | Not Affected | Not Affected | Not Affected | Not Affected | Not Affected | Not Affected | Not Affected | Not Affected | Not Affected | Not Affected | Not Affected | Not Affected | Not Affected | Not Affected | Not Affected | Not Affected | Not Affected | Not Affected | 0 | 0 | 0 | 0 | 21 | Polygon
Critical Infrastructure | Stormwater Treatment Facilities and Pump Stations | Stormwater Ponds - NHD |  | STFPS_PG_162359 |  | Not Affected | Not Affected | Not Affected | Not Affected | Not Affected | Not Affected | Not Affected | Not Affected | Not Affected | Not Affected | Not Affected | Not Affected | Not Affected | Not Affected | Not Affected | Not Affected | Not Affected | Not Affected | Not Affected | Not Affected | Not Affected | 0 | 0 | 0 | 0 | 21 | Polygon
Critical Infrastructure | Stormwater Treatment Facilities and Pump Stations | Stormwater Ponds - NHD |  | STFPS_PG_162361 |  | Not Affected | Not Affected | Not Affected | Not Affected | Not Affected | Not Affected | Not Affected | Not Affected | Not Affected | Not Affected | Not Affected | Not Affected | Not Affected | Not Affected | Not Affected | Not Affected | Not Affected | Not Affected | Not Affected | Not Affected | Not Affected | 0 | 0 | 0 | 0 | 21 | Polygon
Critical Infrastructure | Stormwater Treatment Facilities and Pump Stations | Stormwater Ponds - NHD |  | STFPS_PG_162362 |  | Not Affected | Not Affected | Not Affected | Not Affected | Not Affected | Not Affected | Not Affected | Not Affected | Not Affected | Not Affected | Not Affected | Not Affected | Not Affected | Not Affected | Not Affected | Not Affected | Not Affected | Not Affected | Not Affected | Not Affected | Not Affected | 0 | 0 | 0 | 0 | 21 | Polygon
Critical Infrastructure | Stormwater Treatment Facilities and Pump Stations | Stormwater Ponds - NHD |  | STFPS_PG_162364 |  | Not Affected | Not Affected | Not Affected | Not Affected | Not Affected | Not Affected | Not Affected | Not Affected | Not Affected | Not Affected | Not Affected | Not Affected | Not Affected | Not Affected | Not Affected | Not Affected | Not Affected | Not Affected | Not Affected | Not Affected | Not Affected | 0 | 0 | 0 | 0 | 21 | Polygon
Critical Infrastructure | Stormwater Treatment Facilities and Pump Stations | Stormwater Ponds - NHD |  | STFPS_PG_162365 |  | Not Affected | Not Affected | Not Affected | Not Affected | Not Affected | Not Affected | Not Affected | Not Affected | Not Affected | Not Affected | Not Affected | Not Affected | Not Affected | Not Affected | Not Affected | Not Affected | Not Affected | Not Affected | Not Affected | Not Affected | Not Affected | 0 | 0 | 0 | 0 | 21 | Polygon
Critical Infrastructure | Stormwater Treatment Facilities and Pump Stations | Stormwater Ponds - NHD |  | STFPS_PG_162366 |  | Not Affected | Not Affected | Not Affected | Not Affected | Not Affected | Not Affected | Not Affected | Not Affected | Not Affected | Not Affected | Not Affected | Not Affected | Not Affected | Not Affected | Not Affected | Not Affected | Not Affected | Not Affected | Not Affected | Not Affected | Not Affected | 0 | 0 | 0 | 0 | 21 | Polygon
Critical Infrastructure | Stormwater Treatment Facilities and Pump Stations | Stormwater Ponds - NHD |  | STFPS_PG_162367 |  | Not Affected | Not Affected | Not Affected | Not Affected | Not Affected | Not Affected | Not Affected | Not Affected | Not Affected | Not Affected | Not Affected | Not Affected | Not Affected | Not Affected | Not Affected | Not Affected | Not Affected | Not Affected | Not Affected | Not Affected | Not Affected | 0 | 0 | 0 | 0 | 21 | Polygon
Critical Infrastructure | Stormwater Treatment Facilities and Pump Stations | Stormwater Ponds - NHD |  | STFPS_PG_162368 |  | Not Affected | Not Affected | Not Affected | Not Affected | Not Affected | Not Affected | Not Affected | Not Affected | Not Affected | Not Affected | Not Affected | Not Affected | Not Affected | Not Affected | Not Affected | Not Affected | Not Affected | Not Affected | Not Affected | Not Affected | Not Affected | 0 | 0 | 0 | 0 | 21 | Polygon
Critical Infrastructure | Stormwater Treatment Facilities and Pump Stations | Stormwater Ponds - NHD |  | STFPS_PG_162369 |  | Not Affected | Not Affected | Not Affected | Not Affected | Not Affected | Not Affected | Not Affected | Not Affected | Not Affected | Not Affected | Not Affected | Not Affected | Not Affected | Not Affected | Not Affected | Not Affected | Not Affected | Not Affected | Not Affected | Not Affected | Not Affected | 0 | 0 | 0 | 0 | 21 | Polygon
Critical Infrastructure | Stormwater Treatment Facilities and Pump Stations | Stormwater Ponds - NHD |  | STFPS_PG_162370 |  | Not Affected | Not Affected | Not Affected | Not Affected | Not Affected | Not Affected | Not Affected | Not Affected | Not Affected | Not Affected | Not Affected | Not Affected | Not Affected | Not Affected | Not Affected | Not Affected | Not Affected | Not Affected | Not Affected | Not Affected | Not Affected | 0 | 0 | 0 | 0 | 21 | Polygon
Critical Infrastructure | Stormwater Treatment Facilities and Pump Stations | Stormwater Ponds - NHD |  | STFPS_PG_162372 |  | Not Affected | Not Affected | Not Affected | Not Affected | Not Affected | Not Affected | Not Affected | Not Affected | Not Affected | Not Affected | Not Affected | Not Affected | Not Affected | Not Affected | Not Affected | Not Affected | Not Affected | Not Affected | Not Affected | Not Affected | Not Affected | 0 | 0 | 0 | 0 | 21 | Polygon
Critical Infrastructure | Stormwater Treatment Facilities and Pump Stations | Stormwater Ponds - NHD |  | STFPS_PG_162373 |  | Not Affected | Not Affected | Not Affected | Not Affected | Not Affected | Not Affected | Not Affected | Not Affected | Not Affected | Not Affected | Not Affected | Not Affected | Not Affected | Not Affected | Not Affected | Not Affected | Not Affected | Not Affected | Not Affected | Not Affected | Not Affected | 0 | 0 | 0 | 0 | 21 | Polygon
Critical Infrastructure | Stormwater Treatment Facilities and Pump Stations | Stormwater Ponds - NHD |  | STFPS_PG_162375 |  | Not Affected | Not Affected | Not Affected | Not Affected | Not Affected | Not Affected | Not Affected | Not Affected | Not Affected | Not Affected | Not Affected | Not Affected | Not Affected | Not Affected | Not Affected | Not Affected | Not Affected | Not Affected | Not Affected | Not Affected | Not Affected | 0 | 0 | 0 | 0 | 21 | Polygon
Critical Infrastructure | Stormwater Treatment Facilities and Pump Stations | Stormwater Ponds - NHD |  | STFPS_PG_162376 |  | Not Affected | Not Affected | Not Affected | Not Affected | Not Affected | Not Affected | Not Affected | Not Affected | Not Affected | Not Affected | Not Affected | Not Affected | Not Affected | Not Affected | Not Affected | Not Affected | Not Affected | Not Affected | Not Affected | Not Affected | Not Affected | 0 | 0 | 0 | 0 | 21 | Polygon
Critical Infrastructure | Stormwater Treatment Facilities and Pump Stations | Stormwater Ponds - NHD |  | STFPS_PG_162378 |  | Not Affected | Not Affected | Not Affected | Not Affected | Not Affected | Not Affected | Not Affected | Not Affected | Not Affected | Not Affected | Not Affected | Not Affected | Not Affected | Not Affected | Not Affected | Not Affected | Not Affected | Not Affected | Not Affected | Not Affected | Not Affected | 0 | 0 | 0 | 0 | 21 | Polygon
Critical Infrastructure | Stormwater Treatment Facilities and Pump Stations | Stormwater Ponds - NHD |  | STFPS_PG_162380 |  | Not Affected | Not Affected | Not Affected | Not Affected | Not Affected | Not Affected | Not Affected | Not Affected | Not Affected | Not Affected | Not Affected | Not Affected | Not Affected | Not Affected | Not Affected | Not Affected | Not Affected | Not Affected | Not Affected | Not Affected | Not Affected | 0 | 0 | 0 | 0 | 21 | Polygon
Critical Infrastructure | Stormwater Treatment Facilities and Pump Stations | Stormwater Ponds - NHD |  | STFPS_PG_162381 |  | Not Affected | Not Affected | Not Affected | Not Affected | Not Affected | Not Affected | Not Affected | Not Affected | Not Affected | Not Affected | Not Affected | Not Affected | Not Affected | Not Affected | Not Affected | Not Affected | Not Affected | Not Affected | Not Affected | Not Affected | Not Affected | 0 | 0 | 0 | 0 | 21 | Polygon
Critical Infrastructure | Stormwater Treatment Facilities and Pump Stations | Stormwater Ponds - NHD |  | STFPS_PG_162382 |  | Not Affected | Not Affected | Not Affected | Not Affected | Not Affected | Not Affected | Not Affected | Not Affected | Not Affected | Not Affected | Not Affected | Not Affected | Not Affected | Not Affected | Not Affected | Not Affected | Not Affected | Not Affected | Not Affected | Not Affected | Not Affected | 0 | 0 | 0 | 0 | 21 | Polygon
Critical Infrastructure | Stormwater Treatment Facilities and Pump Stations | Stormwater Ponds - NHD |  | STFPS_PG_162384 |  | Not Affected | Not Affected | Not Affected | Not Affected | Not Affected | Not Affected | Not Affected | Not Affected | Not Affected | Not Affected | Not Affected | Not Affected | Not Affected | Not Affected | Not Affected | Not Affected | Not Affected | Not Affected | Not Affected | Not Affected | Not Affected | 0 | 0 | 0 | 0 | 21 | Polygon
Critical Infrastructure | Stormwater Treatment Facilities and Pump Stations | Stormwater Ponds - NHD |  | STFPS_PG_162387 |  | Not Affected | Not Affected | Not Affected | Not Affected | Not Affected | Not Affected | Not Affected | Not Affected | Not Affected | Not Affected | Not Affected | Not Affected | Not Affected | Not Affected | Not Affected | Not Affected | Not Affected | Not Affected | Not Affected | Not Affected | Not Affected | 0 | 0 | 0 | 0 | 21 | Polygon
Critical Infrastructure | Stormwater Treatment Facilities and Pump Stations | Stormwater Ponds - NHD |  | STFPS_PG_162388 |  | Not Affected | Not Affected | Not Affected | Not Affected | Not Affected | Not Affected | Not Affected | Not Affected | Not Affected | Not Affected | Not Affected | Not Affected | Not Affected | Not Affected | Not Affected | Not Affected | Not Affected | Not Affected | Not Affected | Not Affected | Not Affected | 0 | 0 | 0 | 0 | 21 | Polygon
Critical Infrastructure | Stormwater Treatment Facilities and Pump Stations | Stormwater Ponds - NHD |  | STFPS_PG_162389 |  | Not Affected | Not Affected | Not Affected | Not Affected | Not Affected | Not Affected | Not Affected | Not Affected | Not Affected | Not Affected | Not Affected | Not Affected | Not Affected | Not Affected | Not Affected | Not Affected | Not Affected | Not Affected | Not Affected | Not Affected | Not Affected | 0 | 0 | 0 | 0 | 21 | Polygon
Critical Infrastructure | Stormwater Treatment Facilities and Pump Stations | Stormwater Ponds - NHD |  | STFPS_PG_162390 |  | Not Affected | Not Affected | Not Affected | Not Affected | Not Affected | Not Affected | Not Affected | Not Affected | Not Affected | Not Affected | Not Affected | Not Affected | Not Affected | Not Affected | Not Affected | Not Affected | Not Affected | Not Affected | Not Affected | Not Affected | Not Affected | 0 | 0 | 0 | 0 | 21 | Polygon
Critical Infrastructure | Stormwater Treatment Facilities and Pump Stations | Stormwater Ponds - NHD |  | STFPS_PG_162391 |  | Not Affected | Not Affected | Not Affected | Not Affected | Not Affected | Not Affected | Not Affected | Not Affected | Not Affected | Not Affected | Not Affected | Not Affected | Not Affected | Not Affected | Not Affected | Not Affected | Not Affected | Not Affected | Not Affected | Not Affected | Not Affected | 0 | 0 | 0 | 0 | 21 | Polygon
Critical Infrastructure | Stormwater Treatment Facilities and Pump Stations | Stormwater Ponds - NHD |  | STFPS_PG_162392 |  | Not Affected | Not Affected | Not Affected | Not Affected | Not Affected | Not Affected | Not Affected | Not Affected | Not Affected | Not Affected | Not Affected | Not Affected | Not Affected | Not Affected | Not Affected | Not Affected | Not Affected | Not Affected | Not Affected | Not Affected | Not Affected | 0 | 0 | 0 | 0 | 21 | Polygon
Critical Infrastructure | Stormwater Treatment Facilities and Pump Stations | Stormwater Ponds - NHD |  | STFPS_PG_162426 |  | Not Affected | Not Affected | Not Affected | Not Affected | Not Affected | Not Affected | Not Affected | Not Affected | Not Affected | Not Affected | Not Affected | Not Affected | Not Affected | Not Affected | Not Affected | Not Affected | Not Affected | Not Affected | Not Affected | Not Affected | Not Affected | 0 | 0 | 0 | 0 | 21 | Polygon
Critical Infrastructure | Stormwater Treatment Facilities and Pump Stations | Stormwater Ponds - NHD |  | STFPS_PG_162428 |  | Not Affected | Not Affected | Not Affected | Not Affected | Not Affected | Not Affected | Not Affected | Not Affected | Not Affected | Not Affected | Not Affected | Not Affected | Not Affected | Not Affected | Not Affected | Not Affected | Not Affected | Not Affected | Not Affected | Not Affected | Not Affected | 0 | 0 | 0 | 0 | 21 | Polygon
Critical Infrastructure | Stormwater Treatment Facilities and Pump Stations | Stormwater Ponds - NHD |  | STFPS_PG_162449 |  | Not Affected | Not Affected | Not Affected | Not Affected | Not Affected | Not Affected | Not Affected | Not Affected | Not Affected | Not Affected | Not Affected | Not Affected | Not Affected | Not Affected | Not Affected | Not Affected | Not Affected | Not Affected | Not Affected | Not Affected | Not Affected | 0 | 0 | 0 | 0 | 21 | Polygon
Critical Infrastructure | Stormwater Treatment Facilities and Pump Stations | Stormwater Ponds - NHD |  | STFPS_PG_162450 |  | Not Affected | Not Affected | Not Affected | Not Affected | Not Affected | Not Affected | Not Affected | Not Affected | Not Affected | Not Affected | Not Affected | Not Affected | Not Affected | Not Affected | Not Affected | Not Affected | Not Affected | Not Affected | Not Affected | Not Affected | Not Affected | 0 | 0 | 0 | 0 | 21 | Polygon
Critical Infrastructure | Stormwater Treatment Facilities and Pump Stations | Stormwater Ponds - NHD |  | STFPS_PG_162451 |  | Not Affected | Not Affected | Not Affected | Not Affected | Not Affected | Not Affected | Not Affected | Not Affected | Not Affected | Not Affected | Not Affected | Not Affected | Not Affected | Not Affected | Not Affected | Not Affected | Not Affected | Not Affected | Not Affected | Not Affected | Not Affected | 0 | 0 | 0 | 0 | 21 | Polygon
Critical Infrastructure | Stormwater Treatment Facilities and Pump Stations | Stormwater Ponds - NHD |  | STFPS_PG_162452 |  | Not Affected | Not Affected | Not Affected | Not Affected | Not Affected | Not Affected | Not Affected | Not Affected | Not Affected | Not Affected | Not Affected | Not Affected | Not Affected | Not Affected | Not Affected | Not Affected | Not Affected | Not Affected | Not Affected | Not Affected | Not Affected | 0 | 0 | 0 | 0 | 21 | Polygon
Critical Infrastructure | Stormwater Treatment Facilities and Pump Stations | Stormwater Ponds - NHD |  | STFPS_PG_162453 |  | Not Affected | Not Affected | Not Affected | Not Affected | Not Affected | Not Affected | Not Affected | Not Affected | Not Affected | Not Affected | Not Affected | Not Affected | Not Affected | Not Affected | Not Affected | Not Affected | Not Affected | Not Affected | Not Affected | Not Affected | Not Affected | 0 | 0 | 0 | 0 | 21 | Polygon
Critical Infrastructure | Stormwater Treatment Facilities and Pump Stations | Stormwater Ponds - NHD |  | STFPS_PG_162454 |  | Not Affected | Not Affected | Not Affected | Not Affected | Not Affected | Not Affected | Not Affected | Not Affected | Not Affected | Not Affected | Not Affected | Not Affected | Not Affected | Not Affected | Not Affected | Not Affected | Not Affected | Not Affected | Not Affected | Not Affected | Not Affected | 0 | 0 | 0 | 0 | 21 | Polygon
Critical Infrastructure | Stormwater Treatment Facilities and Pump Stations | Stormwater Ponds - NHD |  | STFPS_PG_162455 |  | Not Affected | Not Affected | Not Affected | Not Affected | Not Affected | Not Affected | Not Affected | Not Affected | Not Affected | Not Affected | Not Affected | Not Affected | Not Affected | Not Affected | Not Affected | Not Affected | Not Affected | Not Affected | Not Affected | Not Affected | Not Affected | 0 | 0 | 0 | 0 | 21 | Polygon
Critical Infrastructure | Stormwater Treatment Facilities and Pump Stations | Stormwater Ponds - NHD |  | STFPS_PG_162456 |  | Not Affected | Not Affected | Not Affected | Not Affected | Not Affected | Not Affected | Not Affected | Not Affected | Not Affected | Not Affected | Not Affected | Not Affected | Not Affected | Not Affected | Not Affected | Not Affected | Not Affected | Not Affected | Not Affected | Not Affected | Not Affected | 0 | 0 | 0 | 0 | 21 | Polygon
Critical Infrastructure | Stormwater Treatment Facilities and Pump Stations | Stormwater Ponds - NHD |  | STFPS_PG_162457 |  | Not Affected | Not Affected | Not Affected | Not Affected | Not Affected | Not Affected | Not Affected | Not Affected | Not Affected | Not Affected | Not Affected | Not Affected | Not Affected | Not Affected | Not Affected | Not Affected | Not Affected | Not Affected | Not Affected | Not Affected | Not Affected | 0 | 0 | 0 | 0 | 21 | Polygon
Critical Infrastructure | Stormwater Treatment Facilities and Pump Stations | Stormwater Ponds - NHD |  | STFPS_PG_162458 |  | Not Affected | Not Affected | Not Affected | Not Affected | Not Affected | Not Affected | Not Affected | Not Affected | Not Affected | Not Affected | Not Affected | Not Affected | Not Affected | Not Affected | Not Affected | Not Affected | Not Affected | Not Affected | Not Affected | Not Affected | Not Affected | 0 | 0 | 0 | 0 | 21 | Polygon
Critical Infrastructure | Stormwater Treatment Facilities and Pump Stations | Stormwater Ponds - NHD |  | STFPS_PG_162459 |  | Not Affected | Not Affected | Not Affected | Not Affected | Not Affected | Not Affected | Not Affected | Not Affected | Not Affected | Not Affected | Not Affected | Not Affected | Not Affected | Not Affected | Not Affected | Not Affected | Not Affected | Not Affected | Not Affected | Not Affected | Not Affected | 0 | 0 | 0 | 0 | 21 | Polygon
Critical Infrastructure | Stormwater Treatment Facilities and Pump Stations | Stormwater Ponds - NHD |  | STFPS_PG_162460 |  | Not Affected | Not Affected | Not Affected | Not Affected | Not Affected | Not Affected | Not Affected | Not Affected | Not Affected | Not Affected | Not Affected | Not Affected | Not Affected | Not Affected | Not Affected | Not Affected | Not Affected | Not Affected | Not Affected | Not Affected | Not Affected | 0 | 0 | 0 | 0 | 21 | Polygon
Critical Infrastructure | Stormwater Treatment Facilities and Pump Stations | Stormwater Ponds - NHD |  | STFPS_PG_162461 |  | Not Affected | Not Affected | Not Affected | Not Affected | Not Affected | Not Affected | Not Affected | Not Affected | Not Affected | Not Affected | Not Affected | Not Affected | Not Affected | Not Affected | Not Affected | Not Affected | Not Affected | Not Affected | Not Affected | Not Affected | Not Affected | 0 | 0 | 0 | 0 | 21 | Polygon
Critical Infrastructure | Stormwater Treatment Facilities and Pump Stations | Stormwater Ponds - NHD |  | STFPS_PG_162463 |  | Not Affected | Not Affected | Not Affected | Not Affected | Not Affected | Not Affected | Not Affected | Not Affected | Not Affected | Not Affected | Not Affected | Not Affected | Not Affected | Not Affected | Not Affected | Not Affected | Not Affected | Not Affected | Not Affected | Not Affected | Not Affected | 0 | 0 | 0 | 0 | 21 | Polygon
Critical Infrastructure | Stormwater Treatment Facilities and Pump Stations | Stormwater Ponds - NHD |  | STFPS_PG_162464 |  | Not Affected | Not Affected | Not Affected | Not Affected | Not Affected | Not Affected | Not Affected | Not Affected | Not Affected | Not Affected | Not Affected | Not Affected | Not Affected | Not Affected | Not Affected | Not Affected | Not Affected | Not Affected | Not Affected | Not Affected | Not Affected | 0 | 0 | 0 | 0 | 21 | Polygon
Critical Infrastructure | Stormwater Treatment Facilities and Pump Stations | Stormwater Ponds - NHD |  | STFPS_PG_162465 |  | Not Affected | Not Affected | Not Affected | Not Affected | Not Affected | Not Affected | Not Affected | Not Affected | Not Affected | Not Affected | Not Affected | Not Affected | Not Affected | Not Affected | Not Affected | Not Affected | Not Affected | Not Affected | Not Affected | Not Affected | Not Affected | 0 | 0 | 0 | 0 | 21 | Polygon
Critical Infrastructure | Stormwater Treatment Facilities and Pump Stations | Stormwater Ponds - NHD |  | STFPS_PG_162466 |  | Not Affected | Not Affected | Not Affected | Not Affected | Not Affected | Not Affected | Not Affected | Not Affected | Not Affected | Not Affected | Not Affected | Not Affected | Not Affected | Not Affected | Not Affected | Not Affected | Not Affected | Not Affected | Not Affected | Not Affected | Not Affected | 0 | 0 | 0 | 0 | 21 | Polygon
Critical Infrastructure | Stormwater Treatment Facilities and Pump Stations | Stormwater Ponds - NHD |  | STFPS_PG_162467 |  | Not Affected | Not Affected | Not Affected | Not Affected | Not Affected | Not Affected | Not Affected | Not Affected | Not Affected | Not Affected | Not Affected | Not Affected | Not Affected | Not Affected | Not Affected | Not Affected | Not Affected | Not Affected | Not Affected | Not Affected | Not Affected | 0 | 0 | 0 | 0 | 21 | Polygon
Critical Infrastructure | Stormwater Treatment Facilities and Pump Stations | Stormwater Ponds - NHD |  | STFPS_PG_162468 |  | Not Affected | Not Affected | Not Affected | Not Affected | Not Affected | Not Affected | Not Affected | Not Affected | Not Affected | Not Affected | Not Affected | Not Affected | Not Affected | Not Affected | Not Affected | Not Affected | Not Affected | Not Affected | Not Affected | Not Affected | Not Affected | 0 | 0 | 0 | 0 | 21 | Polygon
Critical Infrastructure | Stormwater Treatment Facilities and Pump Stations | Stormwater Ponds - NHD |  | STFPS_PG_162469 |  | Not Affected | Not Affected | Not Affected | Not Affected | Not Affected | Not Affected | Not Affected | Not Affected | Not Affected | Not Affected | Not Affected | Not Affected | Not Affected | Not Affected | Not Affected | Not Affected | Not Affected | Not Affected | Not Affected | Not Affected | Not Affected | 0 | 0 | 0 | 0 | 21 | Polygon
Critical Infrastructure | Stormwater Treatment Facilities and Pump Stations | Stormwater Ponds - NHD |  | STFPS_PG_162470 |  | Not Affected | Not Affected | Not Affected | Not Affected | Not Affected | Not Affected | Not Affected | Not Affected | Not Affected | Not Affected | Not Affected | Not Affected | Not Affected | Not Affected | Not Affected | Not Affected | Not Affected | Not Affected | Not Affected | Not Affected | Not Affected | 0 | 0 | 0 | 0 | 21 | Polygon
Critical Infrastructure | Stormwater Treatment Facilities and Pump Stations | Stormwater Ponds - NHD |  | STFPS_PG_162471 |  | Not Affected | Not Affected | Not Affected | Not Affected | Not Affected | Not Affected | Not Affected | Not Affected | Not Affected | Not Affected | Not Affected | Not Affected | Not Affected | Not Affected | Not Affected | Not Affected | Not Affected | Not Affected | Not Affected | Not Affected | Not Affected | 0 | 0 | 0 | 0 | 21 | Polygon
Critical Infrastructure | Stormwater Treatment Facilities and Pump Stations | Stormwater Ponds - NHD |  | STFPS_PG_162472 |  | Not Affected | Not Affected | Not Affected | Not Affected | Not Affected | Not Affected | Not Affected | Not Affected | Not Affected | Not Affected | Not Affected | Not Affected | Not Affected | Not Affected | Not Affected | Not Affected | Not Affected | Not Affected | Not Affected | Not Affected | Not Affected | 0 | 0 | 0 | 0 | 21 | Polygon
Critical Infrastructure | Stormwater Treatment Facilities and Pump Stations | Stormwater Ponds - NHD |  | STFPS_PG_162473 |  | Not Affected | Not Affected | Not Affected | Not Affected | Not Affected | Not Affected | Not Affected | Not Affected | Not Affected | Not Affected | Not Affected | Not Affected | Not Affected | Not Affected | Not Affected | Not Affected | Not Affected | Not Affected | Not Affected | Not Affected | Not Affected | 0 | 0 | 0 | 0 | 21 | Polygon
Critical Infrastructure | Stormwater Treatment Facilities and Pump Stations | Stormwater Ponds - NHD |  | STFPS_PG_162474 |  | Not Affected | Not Affected | Not Affected | Not Affected | Not Affected | Not Affected | Not Affected | Not Affected | Not Affected | Not Affected | Not Affected | Not Affected | Not Affected | Not Affected | Not Affected | Not Affected | Not Affected | Not Affected | Not Affected | Not Affected | Not Affected | 0 | 0 | 0 | 0 | 21 | Polygon
Critical Infrastructure | Stormwater Treatment Facilities and Pump Stations | Stormwater Ponds - NHD |  | STFPS_PG_162475 |  | Not Affected | Not Affected | Not Affected | Not Affected | Not Affected | Not Affected | Not Affected | Not Affected | Not Affected | Not Affected | Not Affected | Not Affected | Not Affected | Not Affected | Not Affected | Not Affected | Not Affected | Not Affected | Not Affected | Not Affected | Not Affected | 0 | 0 | 0 | 0 | 21 | Polygon
Critical Infrastructure | Stormwater Treatment Facilities and Pump Stations | Stormwater Ponds - NHD |  | STFPS_PG_162477 |  | Not Affected | Not Affected | Not Affected | Not Affected | Not Affected | Not Affected | Not Affected | Not Affected | Not Affected | Not Affected | Not Affected | Not Affected | Not Affected | Not Affected | Not Affected | Not Affected | Not Affected | Not Affected | Not Affected | Not Affected | Not Affected | 0 | 0 | 0 | 0 | 21 | Polygon
Critical Infrastructure | Stormwater Treatment Facilities and Pump Stations | Stormwater Ponds - NHD |  | STFPS_PG_162478 |  | Not Affected | Not Affected | Not Affected | Not Affected | Not Affected | Not Affected | Not Affected | Not Affected | Not Affected | Not Affected | Not Affected | Not Affected | Not Affected | Not Affected | Not Affected | Not Affected | Not Affected | Not Affected | Not Affected | Not Affected | Not Affected | 0 | 0 | 0 | 0 | 21 | Polygon
Critical Infrastructure | Stormwater Treatment Facilities and Pump Stations | Stormwater Ponds - NHD |  | STFPS_PG_162479 |  | Not Affected | Not Affected | Not Affected | Not Affected | Not Affected | Not Affected | Not Affected | Not Affected | Not Affected | Not Affected | Not Affected | Not Affected | Not Affected | Not Affected | Not Affected | Not Affected | Not Affected | Not Affected | Not Affected | Not Affected | Not Affected | 0 | 0 | 0 | 0 | 21 | Polygon
Critical Infrastructure | Stormwater Treatment Facilities and Pump Stations | Stormwater Ponds - NHD |  | STFPS_PG_162480 |  | Not Affected | Not Affected | Not Affected | Not Affected | Not Affected | Not Affected | Not Affected | Not Affected | Not Affected | Not Affected | Not Affected | Not Affected | Not Affected | Not Affected | Not Affected | Not Affected | Not Affected | Not Affected | Not Affected | Not Affected | Not Affected | 0 | 0 | 0 | 0 | 21 | Polygon
Critical Infrastructure | Stormwater Treatment Facilities and Pump Stations | Stormwater Ponds - NHD |  | STFPS_PG_162481 |  | Not Affected | Not Affected | Not Affected | Not Affected | Not Affected | Not Affected | Not Affected | Not Affected | Not Affected | Not Affected | Not Affected | Not Affected | Not Affected | Not Affected | Not Affected | Not Affected | Not Affected | Not Affected | Not Affected | Not Affected | Not Affected | 0 | 0 | 0 | 0 | 21 | Polygon
Critical Infrastructure | Stormwater Treatment Facilities and Pump Stations | Stormwater Ponds - NHD |  | STFPS_PG_162483 |  | Not Affected | Not Affected | Not Affected | Not Affected | Not Affected | Not Affected | Not Affected | Not Affected | Not Affected | Not Affected | Not Affected | Not Affected | Not Affected | Not Affected | Not Affected | Not Affected | Not Affected | Not Affected | Not Affected | Not Affected | Not Affected | 0 | 0 | 0 | 0 | 21 | Polygon
Critical Infrastructure | Stormwater Treatment Facilities and Pump Stations | Stormwater Ponds - NHD |  | STFPS_PG_162484 |  | Not Affected | Not Affected | Not Affected | Not Affected | Not Affected | Not Affected | Not Affected | Not Affected | Not Affected | Not Affected | Not Affected | Not Affected | Not Affected | Not Affected | Not Affected | Not Affected | Not Affected | Not Affected | Not Affected | Not Affected | Not Affected | 0 | 0 | 0 | 0 | 21 | Polygon
Critical Infrastructure | Stormwater Treatment Facilities and Pump Stations | Stormwater Ponds - NHD |  | STFPS_PG_162488 |  | Not Affected | Not Affected | Not Affected | Not Affected | Not Affected | Not Affected | Not Affected | Not Affected | Not Affected | Not Affected | Not Affected | Not Affected | Not Affected | Not Affected | Not Affected | Not Affected | Not Affected | Not Affected | Not Affected | Not Affected | Not Affected | 0 | 0 | 0 | 0 | 21 | Polygon
Critical Infrastructure | Stormwater Treatment Facilities and Pump Stations | Stormwater Ponds - NHD |  | STFPS_PG_162490 |  | Not Affected | Not Affected | Not Affected | Not Affected | Not Affected | Not Affected | Not Affected | Not Affected | Not Affected | Not Affected | Not Affected | Not Affected | Not Affected | Not Affected | Not Affected | Not Affected | Not Affected | Not Affected | Not Affected | Not Affected | Not Affected | 0 | 0 | 0 | 0 | 21 | Polygon
Critical Infrastructure | Stormwater Treatment Facilities and Pump Stations | Stormwater Ponds - NHD |  | STFPS_PG_162491 |  | Not Affected | Not Affected | Not Affected | Not Affected | Not Affected | Not Affected | Not Affected | Not Affected | Not Affected | Not Affected | Not Affected | Not Affected | Not Affected | Not Affected | Not Affected | Not Affected | Not Affected | Not Affected | Not Affected | Not Affected | Not Affected | 0 | 0 | 0 | 0 | 21 | Polygon
Critical Infrastructure | Stormwater Treatment Facilities and Pump Stations | Stormwater Ponds - NHD |  | STFPS_PG_162492 |  | Not Affected | Not Affected | Not Affected | Not Affected | Not Affected | Not Affected | Not Affected | Not Affected | Not Affected | Not Affected | Not Affected | Not Affected | Not Affected | Not Affected | Not Affected | Not Affected | Not Affected | Not Affected | Not Affected | Not Affected | Not Affected | 0 | 0 | 0 | 0 | 21 | Polygon
Critical Infrastructure | Stormwater Treatment Facilities and Pump Stations | Stormwater Ponds - NHD |  | STFPS_PG_162496 |  | Not Affected | Not Affected | Not Affected | Not Affected | Not Affected | Not Affected | Not Affected | Not Affected | Not Affected | Not Affected | Not Affected | Not Affected | Not Affected | Not Affected | Not Affected | Not Affected | Not Affected | Not Affected | Not Affected | Not Affected | Not Affected | 0 | 0 | 0 | 0 | 21 | Polygon
Critical Infrastructure | Stormwater Treatment Facilities and Pump Stations | Stormwater Ponds - NHD |  | STFPS_PG_162497 |  | Not Affected | Not Affected | Not Affected | Not Affected | Not Affected | Not Affected | Not Affected | Not Affected | Not Affected | Not Affected | Not Affected | Not Affected | Not Affected | Not Affected | Not Affected | Not Affected | Not Affected | Not Affected | Not Affected | Not Affected | Not Affected | 0 | 0 | 0 | 0 | 21 | Polygon
Critical Infrastructure | Stormwater Treatment Facilities and Pump Stations | Stormwater Ponds - NHD |  | STFPS_PG_162498 |  | Not Affected | Not Affected | Not Affected | Not Affected | Not Affected | Not Affected | Not Affected | Not Affected | Not Affected | Not Affected | Not Affected | Not Affected | Not Affected | Not Affected | Not Affected | Not Affected | Not Affected | Not Affected | Not Affected | Not Affected | Not Affected | 0 | 0 | 0 | 0 | 21 | Polygon
Critical Infrastructure | Stormwater Treatment Facilities and Pump Stations | Stormwater Ponds - NHD |  | STFPS_PG_162499 |  | Not Affected | Not Affected | Not Affected | Not Affected | Not Affected | Not Affected | Not Affected | Not Affected | Not Affected | Not Affected | Not Affected | Not Affected | Not Affected | Not Affected | Not Affected | Not Affected | Not Affected | Not Affected | Not Affected | Not Affected | Not Affected | 0 | 0 | 0 | 0 | 21 | Polygon
Critical Infrastructure | Stormwater Treatment Facilities and Pump Stations | Stormwater Ponds - NHD |  | STFPS_PG_162500 |  | Not Affected | Not Affected | Not Affected | Not Affected | Not Affected | Not Affected | Not Affected | Not Affected | Not Affected | Not Affected | Not Affected | Not Affected | Not Affected | Not Affected | Not Affected | Not Affected | Not Affected | Not Affected | Not Affected | Not Affected | Not Affected | 0 | 0 | 0 | 0 | 21 | Polygon
Critical Infrastructure | Stormwater Treatment Facilities and Pump Stations | Stormwater Ponds - NHD |  | STFPS_PG_162501 |  | Not Affected | Not Affected | Not Affected | Not Affected | Not Affected | Not Affected | Not Affected | Not Affected | Not Affected | Not Affected | Not Affected | Not Affected | Not Affected | Not Affected | Not Affected | Not Affected | Not Affected | Not Affected | Not Affected | Not Affected | Not Affected | 0 | 0 | 0 | 0 | 21 | Polygon
Critical Infrastructure | Stormwater Treatment Facilities and Pump Stations | Stormwater Ponds - NHD |  | STFPS_PG_162502 |  | Not Affected | Not Affected | Not Affected | Not Affected | Not Affected | Not Affected | Not Affected | Not Affected | Not Affected | Not Affected | Not Affected | Not Affected | Not Affected | Not Affected | Not Affected | Not Affected | Not Affected | Not Affected | Not Affected | Not Affected | Not Affected | 0 | 0 | 0 | 0 | 21 | Polygon
Critical Infrastructure | Stormwater Treatment Facilities and Pump Stations | Stormwater Ponds - NHD |  | STFPS_PG_162503 |  | Not Affected | Not Affected | Not Affected | Not Affected | Not Affected | Not Affected | Not Affected | Not Affected | Not Affected | Not Affected | Not Affected | Not Affected | Not Affected | Not Affected | Not Affected | Not Affected | Not Affected | Not Affected | Not Affected | Not Affected | Not Affected | 0 | 0 | 0 | 0 | 21 | Polygon
Critical Infrastructure | Stormwater Treatment Facilities and Pump Stations | Stormwater Ponds - NHD |  | STFPS_PG_162504 |  | Not Affected | Not Affected | Not Affected | Not Affected | Not Affected | Not Affected | Not Affected | Not Affected | Not Affected | Not Affected | Not Affected | Not Affected | Not Affected | Not Affected | Not Affected | Not Affected | Not Affected | Not Affected | Not Affected | Not Affected | Not Affected | 0 | 0 | 0 | 0 | 21 | Polygon
Critical Infrastructure | Stormwater Treatment Facilities and Pump Stations | Stormwater Ponds - NHD |  | STFPS_PG_162505 |  | Not Affected | Not Affected | Not Affected | Not Affected | Not Affected | Not Affected | Not Affected | Not Affected | Not Affected | Not Affected | Not Affected | Not Affected | Not Affected | Not Affected | Not Affected | Not Affected | Not Affected | Not Affected | Not Affected | Not Affected | Not Affected | 0 | 0 | 0 | 0 | 21 | Polygon
Critical Infrastructure | Stormwater Treatment Facilities and Pump Stations | Stormwater Ponds - NHD |  | STFPS_PG_162506 |  | Not Affected | Not Affected | Not Affected | Not Affected | Not Affected | Not Affected | Not Affected | Not Affected | Not Affected | Not Affected | Not Affected | Not Affected | Not Affected | Not Affected | Not Affected | Not Affected | Not Affected | Not Affected | Not Affected | Not Affected | Not Affected | 0 | 0 | 0 | 0 | 21 | Polygon
Critical Infrastructure | Stormwater Treatment Facilities and Pump Stations | Stormwater Ponds - NHD |  | STFPS_PG_162507 |  | Not Affected | Not Affected | Not Affected | Not Affected | Not Affected | Not Affected | Not Affected | Not Affected | Not Affected | Not Affected | Not Affected | Not Affected | Not Affected | Not Affected | Not Affected | Not Affected | Not Affected | Not Affected | Not Affected | Not Affected | Not Affected | 0 | 0 | 0 | 0 | 21 | Polygon
Critical Infrastructure | Stormwater Treatment Facilities and Pump Stations | Stormwater Ponds - NHD |  | STFPS_PG_162508 |  | Not Affected | Not Affected | Not Affected | Not Affected | Not Affected | Not Affected | Not Affected | Not Affected | Not Affected | Not Affected | Not Affected | Not Affected | Not Affected | Not Affected | Not Affected | Not Affected | Not Affected | Not Affected | Not Affected | Not Affected | Not Affected | 0 | 0 | 0 | 0 | 21 | Polygon
Critical Infrastructure | Stormwater Treatment Facilities and Pump Stations | Stormwater Ponds - NHD |  | STFPS_PG_162509 |  | Not Affected | Not Affected | Not Affected | Not Affected | Not Affected | Not Affected | Not Affected | Not Affected | Not Affected | Not Affected | Not Affected | Not Affected | Not Affected | Not Affected | Not Affected | Not Affected | Not Affected | Not Affected | Not Affected | Not Affected | Not Affected | 0 | 0 | 0 | 0 | 21 | Polygon
Critical Infrastructure | Stormwater Treatment Facilities and Pump Stations | Stormwater Ponds - NHD |  | STFPS_PG_162510 |  | Not Affected | Not Affected | Not Affected | Not Affected | Not Affected | Not Affected | Not Affected | Not Affected | Not Affected | Not Affected | Not Affected | Not Affected | Not Affected | Not Affected | Not Affected | Not Affected | Not Affected | Not Affected | Not Affected | Not Affected | Not Affected | 0 | 0 | 0 | 0 | 21 | Polygon
Critical Infrastructure | Stormwater Treatment Facilities and Pump Stations | Stormwater Ponds - NHD |  | STFPS_PG_162511 |  | Not Affected | Not Affected | Not Affected | Not Affected | Not Affected | Not Affected | Not Affected | Not Affected | Not Affected | Not Affected | Not Affected | Not Affected | Not Affected | Not Affected | Not Affected | Not Affected | Not Affected | Not Affected | Not Affected | Not Affected | Not Affected | 0 | 0 | 0 | 0 | 21 | Polygon
Critical Infrastructure | Stormwater Treatment Facilities and Pump Stations | Stormwater Ponds - NHD |  | STFPS_PG_162512 |  | Not Affected | Not Affected | Not Affected | Not Affected | Not Affected | Not Affected | Not Affected | Not Affected | Not Affected | Not Affected | Not Affected | Not Affected | Not Affected | Not Affected | Not Affected | Not Affected | Not Affected | Not Affected | Not Affected | Not Affected | Not Affected | 0 | 0 | 0 | 0 | 21 | Polygon
Critical Infrastructure | Stormwater Treatment Facilities and Pump Stations | Stormwater Ponds - NHD |  | STFPS_PG_162513 |  | Not Affected | Not Affected | Not Affected | Not Affected | Not Affected | Not Affected | Not Affected | Not Affected | Not Affected | Not Affected | Not Affected | Not Affected | Not Affected | Not Affected | Not Affected | Not Affected | Not Affected | Not Affected | Not Affected | Not Affected | Not Affected | 0 | 0 | 0 | 0 | 21 | Polygon
Critical Infrastructure | Stormwater Treatment Facilities and Pump Stations | Stormwater Ponds - NHD |  | STFPS_PG_162514 |  | Not Affected | Not Affected | Not Affected | Not Affected | Not Affected | Not Affected | Not Affected | Not Affected | Not Affected | Not Affected | Not Affected | Not Affected | Not Affected | Not Affected | Not Affected | Not Affected | Not Affected | Not Affected | Not Affected | Not Affected | Not Affected | 0 | 0 | 0 | 0 | 21 | Polygon
Critical Infrastructure | Stormwater Treatment Facilities and Pump Stations | Stormwater Ponds - NHD |  | STFPS_PG_162516 |  | Not Affected | Not Affected | Not Affected | Not Affected | Not Affected | Not Affected | Not Affected | Not Affected | Not Affected | Not Affected | Not Affected | Not Affected | Not Affected | Not Affected | Not Affected | Not Affected | Not Affected | Not Affected | Not Affected | Not Affected | Not Affected | 0 | 0 | 0 | 0 | 21 | Polygon
Critical Infrastructure | Stormwater Treatment Facilities and Pump Stations | Stormwater Ponds - NHD |  | STFPS_PG_162517 |  | Not Affected | Not Affected | Not Affected | Not Affected | Not Affected | Not Affected | Not Affected | Not Affected | Not Affected | Not Affected | Not Affected | Not Affected | Not Affected | Not Affected | Not Affected | Not Affected | Not Affected | Not Affected | Not Affected | Not Affected | Not Affected | 0 | 0 | 0 | 0 | 21 | Polygon
Critical Infrastructure | Stormwater Treatment Facilities and Pump Stations | Stormwater Ponds - NHD |  | STFPS_PG_162518 |  | Not Affected | Not Affected | Not Affected | Not Affected | Not Affected | Not Affected | Not Affected | Not Affected | Not Affected | Not Affected | Not Affected | Not Affected | Not Affected | Not Affected | Not Affected | Not Affected | Not Affected | Not Affected | Not Affected | Not Affected | Not Affected | 0 | 0 | 0 | 0 | 21 | Polygon
Critical Infrastructure | Stormwater Treatment Facilities and Pump Stations | Stormwater Ponds - NHD |  | STFPS_PG_162519 |  | Not Affected | Not Affected | Not Affected | Not Affected | Not Affected | Not Affected | Not Affected | Not Affected | Not Affected | Not Affected | Not Affected | Not Affected | Not Affected | Not Affected | Not Affected | Not Affected | Not Affected | Not Affected | Not Affected | Not Affected | Not Affected | 0 | 0 | 0 | 0 | 21 | Polygon
Critical Infrastructure | Stormwater Treatment Facilities and Pump Stations | Stormwater Ponds - NHD |  | STFPS_PG_162521 |  | Not Affected | Not Affected | Not Affected | Not Affected | Not Affected | Not Affected | Not Affected | Not Affected | Not Affected | Not Affected | Not Affected | Not Affected | Not Affected | Not Affected | Not Affected | Not Affected | Not Affected | Not Affected | Not Affected | Not Affected | Not Affected | 0 | 0 | 0 | 0 | 21 | Polygon
Critical Infrastructure | Stormwater Treatment Facilities and Pump Stations | Stormwater Ponds - NHD |  | STFPS_PG_162522 |  | Not Affected | Not Affected | Not Affected | Not Affected | Not Affected | Not Affected | Not Affected | Not Affected | Not Affected | Not Affected | Not Affected | Not Affected | Not Affected | Not Affected | Not Affected | Not Affected | Not Affected | Not Affected | Not Affected | Not Affected | Not Affected | 0 | 0 | 0 | 0 | 21 | Polygon
Critical Infrastructure | Stormwater Treatment Facilities and Pump Stations | Stormwater Ponds - NHD |  | STFPS_PG_162523 |  | Not Affected | Not Affected | Not Affected | Not Affected | Not Affected | Not Affected | Not Affected | Not Affected | Not Affected | Not Affected | Not Affected | Not Affected | Not Affected | Not Affected | Not Affected | Not Affected | Not Affected | Not Affected | Not Affected | Not Affected | Not Affected | 0 | 0 | 0 | 0 | 21 | Polygon
Critical Infrastructure | Stormwater Treatment Facilities and Pump Stations | Stormwater Ponds - NHD |  | STFPS_PG_162524 |  | Not Affected | Not Affected | Not Affected | Not Affected | Not Affected | Not Affected | Not Affected | Not Affected | Not Affected | Not Affected | Not Affected | Not Affected | Not Affected | Not Affected | Not Affected | Not Affected | Not Affected | Not Affected | Not Affected | Not Affected | Not Affected | 0 | 0 | 0 | 0 | 21 | Polygon
Critical Infrastructure | Stormwater Treatment Facilities and Pump Stations | Stormwater Ponds - NHD |  | STFPS_PG_162525 |  | Not Affected | Not Affected | Not Affected | Not Affected | Not Affected | Not Affected | Not Affected | Not Affected | Not Affected | Not Affected | Not Affected | Not Affected | Not Affected | Not Affected | Not Affected | Not Affected | Not Affected | Not Affected | Not Affected | Not Affected | Not Affected | 0 | 0 | 0 | 0 | 21 | Polygon
Critical Infrastructure | Stormwater Treatment Facilities and Pump Stations | Stormwater Ponds - NHD |  | STFPS_PG_162534 |  | Not Affected | Not Affected | Not Affected | Not Affected | Not Affected | Not Affected | Not Affected | Not Affected | Not Affected | Not Affected | Not Affected | Not Affected | Not Affected | Not Affected | Not Affected | Not Affected | Not Affected | Not Affected | Not Affected | Not Affected | Not Affected | 0 | 0 | 0 | 0 | 21 | Polygon
Critical Infrastructure | Stormwater Treatment Facilities and Pump Stations | Stormwater Ponds - NHD |  | STFPS_PG_162554 |  | Not Affected | Not Affected | Not Affected | Not Affected | Not Affected | Not Affected | Not Affected | Not Affected | Not Affected | Not Affected | Not Affected | Not Affected | Not Affected | Not Affected | Not Affected | Not Affected | Not Affected | Not Affected | Not Affected | Not Affected | Not Affected | 0 | 0 | 0 | 0 | 21 | Polygon
Critical Infrastructure | Stormwater Treatment Facilities and Pump Stations | Stormwater Ponds - NHD |  | STFPS_PG_162562 |  | Not Affected | Not Affected | Not Affected | Not Affected | Not Affected | Not Affected | Not Affected | Not Affected | Not Affected | Not Affected | Not Affected | Not Affected | Not Affected | Not Affected | Not Affected | Not Affected | Not Affected | Not Affected | Not Affected | Not Affected | Not Affected | 0 | 0 | 0 | 0 | 21 | Polygon
Critical Infrastructure | Stormwater Treatment Facilities and Pump Stations | Stormwater Ponds - NHD |  | STFPS_PG_162617 |  | Not Affected | Not Affected | Not Affected | Not Affected | Not Affected | Not Affected | Not Affected | Not Affected | Not Affected | Not Affected | Not Affected | Not Affected | Not Affected | Not Affected | Not Affected | Not Affected | Not Affected | Not Affected | Not Affected | Not Affected | Not Affected | 0 | 0 | 0 | 0 | 21 | Polygon
Critical Infrastructure | Stormwater Treatment Facilities and Pump Stations | Stormwater Ponds - NHD |  | STFPS_PG_162632 |  | Not Affected | Not Affected | Not Affected | Not Affected | Not Affected | Not Affected | Not Affected | Not Affected | Not Affected | Not Affected | Not Affected | Not Affected | Not Affected | Not Affected | Not Affected | Not Affected | Not Affected | Not Affected | Not Affected | Not Affected | Not Affected | 0 | 0 | 0 | 0 | 21 | Polygon
Critical Infrastructure | Stormwater Treatment Facilities and Pump Stations | Stormwater Ponds - NHD |  | STFPS_PG_162636 |  | Not Affected | Not Affected | Not Affected | Not Affected | Not Affected | Not Affected | Not Affected | Not Affected | Not Affected | Not Affected | Not Affected | Not Affected | Not Affected | Not Affected | Not Affected | Not Affected | Not Affected | Not Affected | Not Affected | Not Affected | Not Affected | 0 | 0 | 0 | 0 | 21 | Polygon
Critical Infrastructure | Stormwater Treatment Facilities and Pump Stations | Stormwater Ponds - NHD |  | STFPS_PG_162676 |  | Not Affected | Not Affected | Not Affected | Not Affected | Not Affected | Not Affected | Not Affected | Not Affected | Not Affected | Not Affected | Not Affected | Not Affected | Not Affected | Not Affected | Not Affected | Not Affected | Not Affected | Not Affected | Not Affected | Not Affected | Not Affected | 0 | 0 | 0 | 0 | 21 | Polygon
Critical Infrastructure | Stormwater Treatment Facilities and Pump Stations | Stormwater Ponds - NHD |  | STFPS_PG_162677 |  | Not Affected | Not Affected | Not Affected | Not Affected | Not Affected | Not Affected | Not Affected | Not Affected | Not Affected | Not Affected | Not Affected | Not Affected | Not Affected | Not Affected | Not Affected | Not Affected | Not Affected | Not Affected | Not Affected | Not Affected | Not Affected | 0 | 0 | 0 | 0 | 21 | Polygon
Critical Infrastructure | Stormwater Treatment Facilities and Pump Stations | Stormwater Ponds - NHD |  | STFPS_PG_162713 |  | Not Affected | Not Affected | Not Affected | Not Affected | Not Affected | Not Affected | Not Affected | Not Affected | Not Affected | Not Affected | Not Affected | Not Affected | Not Affected | Not Affected | Not Affected | Not Affected | Not Affected | Not Affected | Not Affected | Not Affected | Not Affected | 0 | 0 | 0 | 0 | 21 | Polygon
Critical Infrastructure | Stormwater Treatment Facilities and Pump Stations | Stormwater Ponds - NHD |  | STFPS_PG_162725 |  | Not Affected | Not Affected | Not Affected | Not Affected | Not Affected | Not Affected | Not Affected | Not Affected | Not Affected | Not Affected | Not Affected | Not Affected | Not Affected | Not Affected | Not Affected | Not Affected | Not Affected | Not Affected | Not Affected | Not Affected | Not Affected | 0 | 0 | 0 | 0 | 21 | Polygon
Critical Infrastructure | Stormwater Treatment Facilities and Pump Stations | Stormwater Ponds - NHD |  | STFPS_PG_162729 |  | Not Affected | Not Affected | Not Affected | Not Affected | Not Affected | Not Affected | Not Affected | Not Affected | Not Affected | Not Affected | Not Affected | Not Affected | Not Affected | Not Affected | Not Affected | Not Affected | Not Affected | Not Affected | Not Affected | Not Affected | Not Affected | 0 | 0 | 0 | 0 | 21 | Polygon
Critical Infrastructure | Stormwater Treatment Facilities and Pump Stations | Stormwater Ponds - NHD |  | STFPS_PG_162820 |  | Not Affected | Not Affected | Not Affected | Not Affected | Not Affected | Not Affected | Not Affected | Not Affected | Not Affected | Not Affected | Not Affected | Not Affected | Not Affected | Not Affected | Not Affected | Not Affected | Not Affected | Not Affected | Not Affected | Not Affected | Not Affected | 0 | 0 | 0 | 0 | 21 | Polygon
Critical Infrastructure | Stormwater Treatment Facilities and Pump Stations | Stormwater Ponds - NHD |  | STFPS_PG_162857 |  | Not Affected | Not Affected | Not Affected | Not Affected | Not Affected | Not Affected | Not Affected | Not Affected | Not Affected | Not Affected | Not Affected | Not Affected | Not Affected | Not Affected | Not Affected | Not Affected | Not Affected | Not Affected | Not Affected | Not Affected | Not Affected | 0 | 0 | 0 | 0 | 21 | Polygon
Critical Infrastructure | Stormwater Treatment Facilities and Pump Stations | Stormwater Ponds - NHD |  | STFPS_PG_162859 |  | Not Affected | Not Affected | Not Affected | Not Affected | Not Affected | Not Affected | Not Affected | Not Affected | Not Affected | Not Affected | Not Affected | Not Affected | Not Affected | Not Affected | Not Affected | Not Affected | Not Affected | Not Affected | Not Affected | Not Affected | Not Affected | 0 | 0 | 0 | 0 | 21 | Polygon
Critical Infrastructure | Stormwater Treatment Facilities and Pump Stations | Stormwater Ponds - NHD |  | STFPS_PG_162860 |  | Not Affected | Not Affected | Not Affected | Not Affected | Not Affected | Not Affected | Not Affected | Not Affected | Not Affected | Not Affected | Not Affected | Not Affected | Not Affected | Not Affected | Not Affected | Not Affected | Not Affected | Not Affected | Not Affected | Not Affected | Not Affected | 0 | 0 | 0 | 0 | 21 | Polygon
Critical Infrastructure | Stormwater Treatment Facilities and Pump Stations | Stormwater Ponds - NHD |  | STFPS_PG_162861 |  | Not Affected | Not Affected | Not Affected | Not Affected | Not Affected | Not Affected | Not Affected | Not Affected | Not Affected | Not Affected | Not Affected | Not Affected | Not Affected | Not Affected | Not Affected | Not Affected | Not Affected | Not Affected | Not Affected | Not Affected | Not Affected | 0 | 0 | 0 | 0 | 21 | Polygon
Critical Infrastructure | Stormwater Treatment Facilities and Pump Stations | Stormwater Ponds - NHD |  | STFPS_PG_162862 |  | Not Affected | Not Affected | Not Affected | Not Affected | Not Affected | Not Affected | Not Affected | Not Affected | Not Affected | Not Affected | Not Affected | Not Affected | Not Affected | Not Affected | Not Affected | Not Affected | Not Affected | Not Affected | Not Affected | Not Affected | Not Affected | 0 | 0 | 0 | 0 | 21 | Polygon
Critical Infrastructure | Stormwater Treatment Facilities and Pump Stations | Stormwater Ponds - NHD |  | STFPS_PG_162863 |  | Not Affected | Not Affected | Not Affected | Not Affected | Not Affected | Not Affected | Not Affected | Not Affected | Not Affected | Not Affected | Not Affected | Not Affected | Not Affected | Not Affected | Not Affected | Not Affected | Not Affected | Not Affected | Not Affected | Not Affected | Not Affected | 0 | 0 | 0 | 0 | 21 | Polygon
Critical Infrastructure | Stormwater Treatment Facilities and Pump Stations | Stormwater Ponds - NHD |  | STFPS_PG_162864 |  | Not Affected | Not Affected | Not Affected | Not Affected | Not Affected | Not Affected | Not Affected | Not Affected | Not Affected | Not Affected | Not Affected | Not Affected | Not Affected | Not Affected | Not Affected | Not Affected | Not Affected | Not Affected | Not Affected | Not Affected | Not Affected | 0 | 0 | 0 | 0 | 21 | Polygon
Critical Infrastructure | Stormwater Treatment Facilities and Pump Stations | Stormwater Ponds - NHD |  | STFPS_PG_162865 |  | Not Affected | Not Affected | Not Affected | Not Affected | Not Affected | Not Affected | Not Affected | Not Affected | Not Affected | Not Affected | Not Affected | Not Affected | Not Affected | Not Affected | Not Affected | Not Affected | Not Affected | Not Affected | Not Affected | Not Affected | Not Affected | 0 | 0 | 0 | 0 | 21 | Polygon
Critical Infrastructure | Stormwater Treatment Facilities and Pump Stations | Stormwater Ponds - NHD |  | STFPS_PG_162866 |  | Not Affected | Not Affected | Not Affected | Not Affected | Not Affected | Not Affected | Not Affected | Not Affected | Not Affected | Not Affected | Not Affected | Not Affected | Not Affected | Not Affected | Not Affected | Not Affected | Not Affected | Not Affected | Not Affected | Not Affected | Not Affected | 0 | 0 | 0 | 0 | 21 | Polygon
Critical Infrastructure | Stormwater Treatment Facilities and Pump Stations | Stormwater Ponds - NHD |  | STFPS_PG_162871 |  | Not Affected | Not Affected | Not Affected | Not Affected | Not Affected | Not Affected | Not Affected | Not Affected | Not Affected | Not Affected | Not Affected | Not Affected | Not Affected | Not Affected | Not Affected | Not Affected | Not Affected | Not Affected | Not Affected | Not Affected | Not Affected | 0 | 0 | 0 | 0 | 21 | Polygon
Critical Infrastructure | Stormwater Treatment Facilities and Pump Stations | Stormwater Ponds - NHD |  | STFPS_PG_162872 |  | Not Affected | Not Affected | Not Affected | Not Affected | Not Affected | Not Affected | Not Affected | Not Affected | Not Affected | Not Affected | Not Affected | Not Affected | Not Affected | Not Affected | Not Affected | Not Affected | Not Affected | Not Affected | Not Affected | Not Affected | Not Affected | 0 | 0 | 0 | 0 | 21 | Polygon
Critical Infrastructure | Stormwater Treatment Facilities and Pump Stations | Stormwater Ponds - NHD |  | STFPS_PG_162873 |  | Not Affected | Not Affected | Not Affected | Not Affected | Not Affected | Not Affected | Not Affected | Not Affected | Not Affected | Not Affected | Not Affected | Not Affected | Not Affected | Not Affected | Not Affected | Not Affected | Not Affected | Not Affected | Not Affected | Not Affected | Not Affected | 0 | 0 | 0 | 0 | 21 | Polygon
Critical Infrastructure | Stormwater Treatment Facilities and Pump Stations | Stormwater Ponds - NHD |  | STFPS_PG_162874 |  | Not Affected | Not Affected | Not Affected | Not Affected | Not Affected | Not Affected | Not Affected | Not Affected | Not Affected | Not Affected | Not Affected | Not Affected | Not Affected | Not Affected | Not Affected | Not Affected | Not Affected | Not Affected | Not Affected | Not Affected | Not Affected | 0 | 0 | 0 | 0 | 21 | Polygon
Critical Infrastructure | Stormwater Treatment Facilities and Pump Stations | Stormwater Ponds - NHD |  | STFPS_PG_162875 |  | Not Affected | Not Affected | Not Affected | Not Affected | Not Affected | Not Affected | Not Affected | Not Affected | Not Affected | Not Affected | Not Affected | Not Affected | Not Affected | Not Affected | Not Affected | Not Affected | Not Affected | Not Affected | Not Affected | Not Affected | Not Affected | 0 | 0 | 0 | 0 | 21 | Polygon
Critical Infrastructure | Stormwater Treatment Facilities and Pump Stations | Stormwater Ponds - NHD |  | STFPS_PG_162876 |  | Not Affected | Not Affected | Not Affected | Not Affected | Not Affected | Not Affected | Not Affected | Not Affected | Not Affected | Not Affected | Not Affected | Not Affected | Not Affected | Not Affected | Not Affected | Not Affected | Not Affected | Not Affected | Not Affected | Not Affected | Not Affected | 0 | 0 | 0 | 0 | 21 | Polygon
Critical Infrastructure | Stormwater Treatment Facilities and Pump Stations | Stormwater Ponds - NHD |  | STFPS_PG_162877 |  | Not Affected | Not Affected | Not Affected | Not Affected | Not Affected | Not Affected | Not Affected | Not Affected | Not Affected | Not Affected | Not Affected | Not Affected | Not Affected | Not Affected | Not Affected | Not Affected | Not Affected | Not Affected | Not Affected | Not Affected | Not Affected | 0 | 0 | 0 | 0 | 21 | Polygon
Critical Infrastructure | Stormwater Treatment Facilities and Pump Stations | Stormwater Ponds - NHD |  | STFPS_PG_162878 |  | Not Affected | Not Affected | Not Affected | Not Affected | Not Affected | Not Affected | Not Affected | Not Affected | Not Affected | Not Affected | Not Affected | Not Affected | Not Affected | Not Affected | Not Affected | Not Affected | Not Affected | Not Affected | Not Affected | Not Affected | Not Affected | 0 | 0 | 0 | 0 | 21 | Polygon
Critical Infrastructure | Stormwater Treatment Facilities and Pump Stations | Stormwater Ponds - NHD |  | STFPS_PG_162879 |  | Not Affected | Not Affected | Not Affected | Not Affected | Not Affected | Not Affected | Not Affected | Not Affected | Not Affected | Not Affected | Not Affected | Not Affected | Not Affected | Not Affected | Not Affected | Not Affected | Not Affected | Not Affected | Not Affected | Not Affected | Not Affected | 0 | 0 | 0 | 0 | 21 | Polygon
Critical Infrastructure | Stormwater Treatment Facilities and Pump Stations | Stormwater Ponds - NHD |  | STFPS_PG_162880 |  | Not Affected | Not Affected | Not Affected | Not Affected | Not Affected | Not Affected | Not Affected | Not Affected | Not Affected | Not Affected | Not Affected | Not Affected | Not Affected | Not Affected | Not Affected | Not Affected | Not Affected | Not Affected | Not Affected | Not Affected | Not Affected | 0 | 0 | 0 | 0 | 21 | Polygon
Critical Infrastructure | Stormwater Treatment Facilities and Pump Stations | Stormwater Ponds - NHD |  | STFPS_PG_162881 |  | Not Affected | Not Affected | Not Affected | Not Affected | Not Affected | Not Affected | Not Affected | Not Affected | Not Affected | Not Affected | Not Affected | Not Affected | Not Affected | Not Affected | Not Affected | Not Affected | Not Affected | Not Affected | Not Affected | Not Affected | Not Affected | 0 | 0 | 0 | 0 | 21 | Polygon
Critical Infrastructure | Stormwater Treatment Facilities and Pump Stations | Stormwater Ponds - NHD |  | STFPS_PG_162882 |  | Not Affected | Not Affected | Not Affected | Not Affected | Not Affected | Not Affected | Not Affected | Not Affected | Not Affected | Not Affected | Not Affected | Not Affected | Not Affected | Not Affected | Not Affected | Not Affected | Not Affected | Not Affected | Not Affected | Not Affected | Not Affected | 0 | 0 | 0 | 0 | 21 | Polygon
Critical Infrastructure | Stormwater Treatment Facilities and Pump Stations | Stormwater Ponds - NHD |  | STFPS_PG_162883 |  | Not Affected | Not Affected | Not Affected | Not Affected | Not Affected | Not Affected | Not Affected | Not Affected | Not Affected | Not Affected | Not Affected | Not Affected | Not Affected | Not Affected | Not Affected | Not Affected | Not Affected | Not Affected | Not Affected | Not Affected | Not Affected | 0 | 0 | 0 | 0 | 21 | Polygon
Critical Infrastructure | Stormwater Treatment Facilities and Pump Stations | Stormwater Ponds - NHD |  | STFPS_PG_162884 |  | Not Affected | Not Affected | Not Affected | Not Affected | Not Affected | Not Affected | Not Affected | Not Affected | Not Affected | Not Affected | Not Affected | Not Affected | Not Affected | Not Affected | Not Affected | Not Affected | Not Affected | Not Affected | Not Affected | Not Affected | Not Affected | 0 | 0 | 0 | 0 | 21 | Polygon
Critical Infrastructure | Stormwater Treatment Facilities and Pump Stations | Stormwater Ponds - NHD |  | STFPS_PG_162885 |  | Not Affected | Not Affected | Not Affected | Not Affected | Not Affected | Not Affected | Not Affected | Not Affected | Not Affected | Not Affected | Not Affected | Not Affected | Not Affected | Not Affected | Not Affected | Not Affected | Not Affected | Not Affected | Not Affected | Not Affected | Not Affected | 0 | 0 | 0 | 0 | 21 | Polygon
Critical Infrastructure | Stormwater Treatment Facilities and Pump Stations | Stormwater Ponds - NHD |  | STFPS_PG_162886 |  | Not Affected | Not Affected | Not Affected | Not Affected | Not Affected | Not Affected | Not Affected | Not Affected | Not Affected | Not Affected | Not Affected | Not Affected | Not Affected | Not Affected | Not Affected | Not Affected | Not Affected | Not Affected | Not Affected | Not Affected | Not Affected | 0 | 0 | 0 | 0 | 21 | Polygon
Critical Infrastructure | Stormwater Treatment Facilities and Pump Stations | Stormwater Ponds - NHD |  | STFPS_PG_162887 |  | Not Affected | Not Affected | Not Affected | Not Affected | Not Affected | Not Affected | Not Affected | Not Affected | Not Affected | Not Affected | Not Affected | Not Affected | Not Affected | Not Affected | Not Affected | Not Affected | Not Affected | Not Affected | Not Affected | Not Affected | Not Affected | 0 | 0 | 0 | 0 | 21 | Polygon
Critical Infrastructure | Stormwater Treatment Facilities and Pump Stations | Stormwater Ponds - NHD |  | STFPS_PG_162888 |  | Not Affected | Not Affected | Not Affected | Not Affected | Not Affected | Not Affected | Not Affected | Not Affected | Not Affected | Not Affected | Not Affected | Not Affected | Not Affected | Not Affected | Not Affected | Not Affected | Not Affected | Not Affected | Not Affected | Not Affected | Not Affected | 0 | 0 | 0 | 0 | 21 | Polygon
Critical Infrastructure | Stormwater Treatment Facilities and Pump Stations | Stormwater Ponds - NHD |  | STFPS_PG_162889 |  | Not Affected | Not Affected | Not Affected | Not Affected | Not Affected | Not Affected | Not Affected | Not Affected | Not Affected | Not Affected | Not Affected | Not Affected | Not Affected | Not Affected | Not Affected | Not Affected | Not Affected | Not Affected | Not Affected | Not Affected | Not Affected | 0 | 0 | 0 | 0 | 21 | Polygon
Critical Infrastructure | Stormwater Treatment Facilities and Pump Stations | Stormwater Ponds - NHD |  | STFPS_PG_162892 |  | Not Affected | Not Affected | Not Affected | Not Affected | Not Affected | Not Affected | Not Affected | Not Affected | Not Affected | Not Affected | Not Affected | Not Affected | Not Affected | Not Affected | Not Affected | Not Affected | Not Affected | Not Affected | Not Affected | Not Affected | Not Affected | 0 | 0 | 0 | 0 | 21 | Polygon
Critical Infrastructure | Stormwater Treatment Facilities and Pump Stations | Stormwater Ponds - NHD |  | STFPS_PG_162893 |  | Not Affected | Not Affected | Not Affected | Not Affected | Not Affected | Not Affected | Not Affected | Not Affected | Not Affected | Not Affected | Not Affected | Not Affected | Not Affected | Not Affected | Not Affected | Not Affected | Not Affected | Not Affected | Not Affected | Not Affected | Not Affected | 0 | 0 | 0 | 0 | 21 | Polygon
Critical Infrastructure | Stormwater Treatment Facilities and Pump Stations | Stormwater Ponds - NHD |  | STFPS_PG_162894 |  | Not Affected | Not Affected | Not Affected | Not Affected | Not Affected | Not Affected | Not Affected | Not Affected | Not Affected | Not Affected | Not Affected | Not Affected | Not Affected | Not Affected | Not Affected | Not Affected | Not Affected | Not Affected | Not Affected | Not Affected | Not Affected | 0 | 0 | 0 | 0 | 21 | Polygon
Critical Infrastructure | Stormwater Treatment Facilities and Pump Stations | Stormwater Ponds - NHD |  | STFPS_PG_162895 |  | Not Affected | Not Affected | Not Affected | Not Affected | Not Affected | Not Affected | Not Affected | Not Affected | Not Affected | Not Affected | Not Affected | Not Affected | Not Affected | Not Affected | Not Affected | Not Affected | Not Affected | Not Affected | Not Affected | Not Affected | Not Affected | 0 | 0 | 0 | 0 | 21 | Polygon
Critical Infrastructure | Stormwater Treatment Facilities and Pump Stations | Stormwater Ponds - NHD |  | STFPS_PG_162896 |  | Not Affected | Not Affected | Not Affected | Not Affected | Not Affected | Not Affected | Not Affected | Not Affected | Not Affected | Not Affected | Not Affected | Not Affected | Not Affected | Not Affected | Not Affected | Not Affected | Not Affected | Not Affected | Not Affected | Not Affected | Not Affected | 0 | 0 | 0 | 0 | 21 | Polygon
Critical Infrastructure | Stormwater Treatment Facilities and Pump Stations | Stormwater Ponds - NHD |  | STFPS_PG_162897 |  | Not Affected | Not Affected | Not Affected | Not Affected | Not Affected | Not Affected | Not Affected | Not Affected | Not Affected | Not Affected | Not Affected | Not Affected | Not Affected | Not Affected | Not Affected | Not Affected | Not Affected | Not Affected | Not Affected | Not Affected | Not Affected | 0 | 0 | 0 | 0 | 21 | Polygon
Critical Infrastructure | Stormwater Treatment Facilities and Pump Stations | Stormwater Ponds - NHD |  | STFPS_PG_162898 |  | Not Affected | Not Affected | Not Affected | Not Affected | Not Affected | Not Affected | Not Affected | Not Affected | Not Affected | Not Affected | Not Affected | Not Affected | Not Affected | Not Affected | Not Affected | Not Affected | Not Affected | Not Affected | Not Affected | Not Affected | Not Affected | 0 | 0 | 0 | 0 | 21 | Polygon
Critical Infrastructure | Stormwater Treatment Facilities and Pump Stations | Stormwater Ponds - NHD |  | STFPS_PG_162899 |  | Not Affected | Not Affected | Not Affected | Not Affected | Not Affected | Not Affected | Not Affected | Not Affected | Not Affected | Not Affected | Not Affected | Not Affected | Not Affected | Not Affected | Not Affected | Not Affected | Not Affected | Not Affected | Not Affected | Not Affected | Not Affected | 0 | 0 | 0 | 0 | 21 | Polygon
Critical Infrastructure | Stormwater Treatment Facilities and Pump Stations | Stormwater Ponds - NHD |  | STFPS_PG_162902 |  | Not Affected | Not Affected | Not Affected | Not Affected | Not Affected | Not Affected | Not Affected | Not Affected | Not Affected | Not Affected | Not Affected | Not Affected | Not Affected | Not Affected | Not Affected | Not Affected | Not Affected | Not Affected | Not Affected | Not Affected | Not Affected | 0 | 0 | 0 | 0 | 21 | Polygon
Critical Infrastructure | Stormwater Treatment Facilities and Pump Stations | Stormwater Ponds - NHD |  | STFPS_PG_162903 |  | Not Affected | Not Affected | Not Affected | Not Affected | Not Affected | Not Affected | Not Affected | Not Affected | Not Affected | Not Affected | Not Affected | Not Affected | Not Affected | Not Affected | Not Affected | Not Affected | Not Affected | Not Affected | Not Affected | Not Affected | Not Affected | 0 | 0 | 0 | 0 | 21 | Polygon
Critical Infrastructure | Stormwater Treatment Facilities and Pump Stations | Stormwater Ponds - NHD |  | STFPS_PG_162904 |  | Not Affected | Not Affected | Not Affected | Not Affected | Not Affected | Not Affected | Not Affected | Not Affected | Not Affected | Not Affected | Not Affected | Not Affected | Not Affected | Not Affected | Not Affected | Not Affected | Not Affected | Not Affected | Not Affected | Not Affected | Not Affected | 0 | 0 | 0 | 0 | 21 | Polygon
Critical Infrastructure | Stormwater Treatment Facilities and Pump Stations | Stormwater Ponds - NHD |  | STFPS_PG_162905 |  | Not Affected | Not Affected | Not Affected | Not Affected | Not Affected | Not Affected | Not Affected | Not Affected | Not Affected | Not Affected | Not Affected | Not Affected | Not Affected | Not Affected | Not Affected | Not Affected | Not Affected | Not Affected | Not Affected | Not Affected | Not Affected | 0 | 0 | 0 | 0 | 21 | Polygon
Critical Infrastructure | Stormwater Treatment Facilities and Pump Stations | Stormwater Ponds - NHD |  | STFPS_PG_162906 |  | Not Affected | Not Affected | Not Affected | Not Affected | Not Affected | Not Affected | Not Affected | Not Affected | Not Affected | Not Affected | Not Affected | Not Affected | Not Affected | Not Affected | Not Affected | Not Affected | Not Affected | Not Affected | Not Affected | Not Affected | Not Affected | 0 | 0 | 0 | 0 | 21 | Polygon
Critical Infrastructure | Stormwater Treatment Facilities and Pump Stations | Stormwater Ponds - NHD |  | STFPS_PG_162907 |  | Not Affected | Not Affected | Not Affected | Not Affected | Not Affected | Not Affected | Not Affected | Not Affected | Not Affected | Not Affected | Not Affected | Not Affected | Not Affected | Not Affected | Not Affected | Not Affected | Not Affected | Not Affected | Not Affected | Not Affected | Not Affected | 0 | 0 | 0 | 0 | 21 | Polygon
Critical Infrastructure | Stormwater Treatment Facilities and Pump Stations | Stormwater Ponds - NHD |  | STFPS_PG_162908 |  | Not Affected | Not Affected | Not Affected | Not Affected | Not Affected | Not Affected | Not Affected | Not Affected | Not Affected | Not Affected | Not Affected | Not Affected | Not Affected | Not Affected | Not Affected | Not Affected | Not Affected | Not Affected | Not Affected | Not Affected | Not Affected | 0 | 0 | 0 | 0 | 21 | Polygon
Critical Infrastructure | Stormwater Treatment Facilities and Pump Stations | Stormwater Ponds - NHD |  | STFPS_PG_162909 |  | Not Affected | Not Affected | Not Affected | Not Affected | Not Affected | Not Affected | Not Affected | Not Affected | Not Affected | Not Affected | Not Affected | Not Affected | Not Affected | Not Affected | Not Affected | Not Affected | Not Affected | Not Affected | Not Affected | Not Affected | Not Affected | 0 | 0 | 0 | 0 | 21 | Polygon
Critical Infrastructure | Stormwater Treatment Facilities and Pump Stations | Stormwater Ponds - NHD |  | STFPS_PG_162910 |  | Not Affected | Not Affected | Not Affected | Not Affected | Not Affected | Not Affected | Not Affected | Not Affected | Not Affected | Not Affected | Not Affected | Not Affected | Not Affected | Not Affected | Not Affected | Not Affected | Not Affected | Not Affected | Not Affected | Not Affected | Not Affected | 0 | 0 | 0 | 0 | 21 | Polygon
Critical Infrastructure | Stormwater Treatment Facilities and Pump Stations | Stormwater Ponds - NHD |  | STFPS_PG_162911 |  | Not Affected | Not Affected | Not Affected | Not Affected | Not Affected | Not Affected | Not Affected | Not Affected | Not Affected | Not Affected | Not Affected | Not Affected | Not Affected | Not Affected | Not Affected | Not Affected | Not Affected | Not Affected | Not Affected | Not Affected | Not Affected | 0 | 0 | 0 | 0 | 21 | Polygon
Critical Infrastructure | Stormwater Treatment Facilities and Pump Stations | Stormwater Ponds - NHD |  | STFPS_PG_162912 |  | Not Affected | Not Affected | Not Affected | Not Affected | Not Affected | Not Affected | Not Affected | Not Affected | Not Affected | Not Affected | Not Affected | Not Affected | Not Affected | Not Affected | Not Affected | Not Affected | Not Affected | Not Affected | Not Affected | Not Affected | Not Affected | 0 | 0 | 0 | 0 | 21 | Polygon
Critical Infrastructure | Stormwater Treatment Facilities and Pump Stations | Stormwater Ponds - NHD |  | STFPS_PG_162913 |  | Not Affected | Not Affected | Not Affected | Not Affected | Not Affected | Not Affected | Not Affected | Not Affected | Not Affected | Not Affected | Not Affected | Not Affected | Not Affected | Not Affected | Not Affected | Not Affected | Not Affected | Not Affected | Not Affected | Not Affected | Not Affected | 0 | 0 | 0 | 0 | 21 | Polygon
Critical Infrastructure | Stormwater Treatment Facilities and Pump Stations | Stormwater Ponds - NHD |  | STFPS_PG_162914 |  | Not Affected | Not Affected | Not Affected | Not Affected | Not Affected | Not Affected | Not Affected | Not Affected | Not Affected | Not Affected | Not Affected | Not Affected | Not Affected | Not Affected | Not Affected | Not Affected | Not Affected | Not Affected | Not Affected | Not Affected | Not Affected | 0 | 0 | 0 | 0 | 21 | Polygon
Critical Infrastructure | Stormwater Treatment Facilities and Pump Stations | Stormwater Ponds - NHD |  | STFPS_PG_162915 |  | Not Affected | Not Affected | Not Affected | Not Affected | Not Affected | Not Affected | Not Affected | Not Affected | Not Affected | Not Affected | Not Affected | Not Affected | Not Affected | Not Affected | Not Affected | Not Affected | Not Affected | Not Affected | Not Affected | Not Affected | Not Affected | 0 | 0 | 0 | 0 | 21 | Polygon
Critical Infrastructure | Stormwater Treatment Facilities and Pump Stations | Stormwater Ponds - NHD |  | STFPS_PG_162916 |  | Not Affected | Not Affected | Not Affected | Not Affected | Not Affected | Not Affected | Not Affected | Not Affected | Not Affected | Not Affected | Not Affected | Not Affected | Not Affected | Not Affected | Not Affected | Not Affected | Not Affected | Not Affected | Not Affected | Not Affected | Not Affected | 0 | 0 | 0 | 0 | 21 | Polygon
Critical Infrastructure | Stormwater Treatment Facilities and Pump Stations | Stormwater Ponds - NHD |  | STFPS_PG_162917 |  | Not Affected | Not Affected | Not Affected | Not Affected | Not Affected | Not Affected | Not Affected | Not Affected | Not Affected | Not Affected | Not Affected | Not Affected | Not Affected | Not Affected | Not Affected | Not Affected | Not Affected | Not Affected | Not Affected | Not Affected | Not Affected | 0 | 0 | 0 | 0 | 21 | Polygon
Critical Infrastructure | Stormwater Treatment Facilities and Pump Stations | Stormwater Ponds - NHD |  | STFPS_PG_162918 |  | Not Affected | Not Affected | Not Affected | Not Affected | Not Affected | Not Affected | Not Affected | Not Affected | Not Affected | Not Affected | Not Affected | Not Affected | Not Affected | Not Affected | Not Affected | Not Affected | Not Affected | Not Affected | Not Affected | Not Affected | Not Affected | 0 | 0 | 0 | 0 | 21 | Polygon
Critical Infrastructure | Stormwater Treatment Facilities and Pump Stations | Stormwater Ponds - NHD |  | STFPS_PG_162919 |  | Not Affected | Not Affected | Not Affected | Not Affected | Not Affected | Not Affected | Not Affected | Not Affected | Not Affected | Not Affected | Not Affected | Not Affected | Not Affected | Not Affected | Not Affected | Not Affected | Not Affected | Not Affected | Not Affected | Not Affected | Not Affected | 0 | 0 | 0 | 0 | 21 | Polygon
Critical Infrastructure | Stormwater Treatment Facilities and Pump Stations | Stormwater Ponds - NHD |  | STFPS_PG_162920 |  | Not Affected | Not Affected | Not Affected | Not Affected | Not Affected | Not Affected | Not Affected | Not Affected | Not Affected | Not Affected | Not Affected | Not Affected | Not Affected | Not Affected | Not Affected | Not Affected | Not Affected | Not Affected | Not Affected | Not Affected | Not Affected | 0 | 0 | 0 | 0 | 21 | Polygon
Critical Infrastructure | Stormwater Treatment Facilities and Pump Stations | Stormwater Ponds - NHD |  | STFPS_PG_162921 |  | Not Affected | Not Affected | Not Affected | Not Affected | Not Affected | Not Affected | Not Affected | Not Affected | Not Affected | Not Affected | Not Affected | Not Affected | Not Affected | Not Affected | Not Affected | Not Affected | Not Affected | Not Affected | Not Affected | Not Affected | Not Affected | 0 | 0 | 0 | 0 | 21 | Polygon
Critical Infrastructure | Stormwater Treatment Facilities and Pump Stations | Stormwater Ponds - NHD |  | STFPS_PG_163027 |  | Not Affected | Not Affected | Not Affected | Not Affected | Not Affected | Not Affected | Not Affected | Not Affected | Not Affected | Not Affected | Not Affected | Not Affected | Not Affected | Not Affected | Not Affected | Not Affected | Not Affected | Not Affected | Not Affected | Not Affected | Not Affected | 0 | 0 | 0 | 0 | 21 | Polygon
Critical Infrastructure | Stormwater Treatment Facilities and Pump Stations | Stormwater Ponds - NHD |  | STFPS_PG_163033 |  | Not Affected | Not Affected | Not Affected | Not Affected | Not Affected | Not Affected | Not Affected | Not Affected | Not Affected | Not Affected | Not Affected | Not Affected | Not Affected | Not Affected | Not Affected | Not Affected | Not Affected | Not Affected | Not Affected | Not Affected | Not Affected | 0 | 0 | 0 | 0 | 21 | Polygon
Critical Infrastructure | Stormwater Treatment Facilities and Pump Stations | Stormwater Ponds - NHD |  | STFPS_PG_163083 |  | Not Affected | Not Affected | Not Affected | Not Affected | Not Affected | Not Affected | Not Affected | Not Affected | Not Affected | Not Affected | Not Affected | Not Affected | Not Affected | Not Affected | Not Affected | Not Affected | Not Affected | Not Affected | Not Affected | Not Affected | Not Affected | 0 | 0 | 0 | 0 | 21 | Polygon
Critical Infrastructure | Stormwater Treatment Facilities and Pump Stations | Stormwater Ponds - NHD |  | STFPS_PG_163149 |  | Not Affected | Not Affected | Not Affected | Not Affected | Not Affected | Not Affected | Not Affected | Not Affected | Not Affected | Not Affected | Not Affected | Not Affected | Not Affected | Not Affected | Not Affected | Not Affected | Not Affected | Not Affected | Not Affected | Not Affected | Not Affected | 0 | 0 | 0 | 0 | 21 | Polygon
Critical Infrastructure | Stormwater Treatment Facilities and Pump Stations | Stormwater Ponds - NHD |  | STFPS_PG_163150 |  | Not Affected | Not Affected | Not Affected | Not Affected | Not Affected | Not Affected | Not Affected | Not Affected | Not Affected | Not Affected | Not Affected | Not Affected | Not Affected | Not Affected | Not Affected | Not Affected | Not Affected | Not Affected | Not Affected | Not Affected | Not Affected | 0 | 0 | 0 | 0 | 21 | Polygon
Critical Infrastructure | Stormwater Treatment Facilities and Pump Stations | Stormwater Ponds - NHD |  | STFPS_PG_163158 |  | Not Affected | Not Affected | Not Affected | Not Affected | Not Affected | Not Affected | Not Affected | Not Affected | Not Affected | Not Affected | Not Affected | Not Affected | Not Affected | Not Affected | Not Affected | Not Affected | Not Affected | Not Affected | Not Affected | Not Affected | Not Affected | 0 | 0 | 0 | 0 | 21 | Polygon
Critical Infrastructure | Stormwater Treatment Facilities and Pump Stations | Stormwater Ponds - NHD |  | STFPS_PG_163159 |  | Not Affected | Not Affected | Not Affected | Not Affected | Not Affected | Not Affected | Not Affected | Not Affected | Not Affected | Not Affected | Not Affected | Not Affected | Not Affected | Not Affected | Not Affected | Not Affected | Not Affected | Not Affected | Not Affected | Not Affected | Not Affected | 0 | 0 | 0 | 0 | 21 | Polygon
Critical Infrastructure | Stormwater Treatment Facilities and Pump Stations | Stormwater Ponds - NHD |  | STFPS_PG_163165 |  | Not Affected | Not Affected | Not Affected | Not Affected | Not Affected | Not Affected | Not Affected | Not Affected | Not Affected | Not Affected | Not Affected | Not Affected | Not Affected | Not Affected | Not Affected | Not Affected | Not Affected | Not Affected | Not Affected | Not Affected | Not Affected | 0 | 0 | 0 | 0 | 21 | Polygon
Critical Infrastructure | Stormwater Treatment Facilities and Pump Stations | Stormwater Ponds - NHD |  | STFPS_PG_163208 |  | Not Affected | Not Affected | Not Affected | Not Affected | Not Affected | Not Affected | Not Affected | Not Affected | Not Affected | Not Affected | Not Affected | Not Affected | Not Affected | Not Affected | Not Affected | Not Affected | Not Affected | Not Affected | Not Affected | Not Affected | Not Affected | 0 | 0 | 0 | 0 | 21 | Polygon
Critical Infrastructure | Stormwater Treatment Facilities and Pump Stations | Stormwater Ponds - NHD |  | STFPS_PG_163226 |  | Not Affected | Not Affected | Not Affected | Not Affected | Not Affected | Not Affected | Not Affected | Not Affected | Not Affected | Not Affected | Not Affected | Not Affected | Not Affected | Not Affected | Not Affected | Not Affected | Not Affected | Not Affected | Not Affected | Not Affected | Not Affected | 0 | 0 | 0 | 0 | 21 | Polygon
Critical Infrastructure | Stormwater Treatment Facilities and Pump Stations | Stormwater Ponds - NHD |  | STFPS_PG_163228 |  | Not Affected | Not Affected | Not Affected | Not Affected | Not Affected | Not Affected | Not Affected | Not Affected | Not Affected | Not Affected | Not Affected | Not Affected | Not Affected | Not Affected | Not Affected | Not Affected | Not Affected | Not Affected | Not Affected | Not Affected | Not Affected | 0 | 0 | 0 | 0 | 21 | Polygon
Critical Infrastructure | Stormwater Treatment Facilities and Pump Stations | Stormwater Ponds - NHD |  | STFPS_PG_163230 |  | Not Affected | Not Affected | Not Affected | Not Affected | Not Affected | Not Affected | Not Affected | Not Affected | Not Affected | Not Affected | Not Affected | Not Affected | Not Affected | Not Affected | Not Affected | Not Affected | Not Affected | Not Affected | Not Affected | Not Affected | Not Affected | 0 | 0 | 0 | 0 | 21 | Polygon
Critical Infrastructure | Stormwater Treatment Facilities and Pump Stations | Stormwater Ponds - NHD |  | STFPS_PG_163237 |  | Not Affected | Not Affected | Not Affected | Not Affected | Not Affected | Not Affected | Not Affected | Not Affected | Not Affected | Not Affected | Not Affected | Not Affected | Not Affected | Not Affected | Not Affected | Not Affected | Not Affected | Not Affected | Not Affected | Not Affected | Not Affected | 0 | 0 | 0 | 0 | 21 | Polygon
Critical Infrastructure | Stormwater Treatment Facilities and Pump Stations | Stormwater Ponds - NHD |  | STFPS_PG_163238 |  | Not Affected | Not Affected | Not Affected | Not Affected | Not Affected | Not Affected | Not Affected | Not Affected | Not Affected | Not Affected | Not Affected | Not Affected | Not Affected | Not Affected | Not Affected | Not Affected | Not Affected | Not Affected | Not Affected | Not Affected | Not Affected | 0 | 0 | 0 | 0 | 21 | Polygon
Critical Infrastructure | Stormwater Treatment Facilities and Pump Stations | Stormwater Ponds - NHD |  | STFPS_PG_163269 |  | Not Affected | Not Affected | Not Affected | Not Affected | Not Affected | Not Affected | Not Affected | Not Affected | Not Affected | Not Affected | Not Affected | Not Affected | Not Affected | Not Affected | Not Affected | Not Affected | Not Affected | Not Affected | Not Affected | Not Affected | Not Affected | 0 | 0 | 0 | 0 | 21 | Polygon
Critical Infrastructure | Stormwater Treatment Facilities and Pump Stations | Stormwater Ponds - NHD |  | STFPS_PG_163276 |  | Not Affected | Not Affected | Not Affected | Not Affected | Not Affected | Not Affected | Not Affected | Not Affected | Not Affected | Not Affected | Not Affected | Not Affected | Not Affected | Not Affected | Not Affected | Not Affected | Not Affected | Not Affected | Not Affected | Not Affected | Not Affected | 0 | 0 | 0 | 0 | 21 | Polygon
Critical Infrastructure | Stormwater Treatment Facilities and Pump Stations | Stormwater Ponds - NHD |  | STFPS_PG_163277 |  | Not Affected | Not Affected | Not Affected | Not Affected | Not Affected | Not Affected | Not Affected | Not Affected | Not Affected | Not Affected | Not Affected | Not Affected | Not Affected | Not Affected | Not Affected | Not Affected | Not Affected | Not Affected | Not Affected | Not Affected | Not Affected | 0 | 0 | 0 | 0 | 21 | Polygon
Critical Infrastructure | Stormwater Treatment Facilities and Pump Stations | Stormwater Ponds - NHD |  | STFPS_PG_163292 |  | Not Affected | Not Affected | Not Affected | Not Affected | Not Affected | Not Affected | Not Affected | Not Affected | Not Affected | Not Affected | Not Affected | Not Affected | Not Affected | Not Affected | Not Affected | Not Affected | Not Affected | Not Affected | Not Affected | Not Affected | Not Affected | 0 | 0 | 0 | 0 | 21 | Polygon
Critical Infrastructure | Stormwater Treatment Facilities and Pump Stations | Stormwater Ponds - NHD |  | STFPS_PG_163294 |  | Not Affected | Not Affected | Not Affected | Not Affected | Not Affected | Not Affected | Not Affected | Not Affected | Not Affected | Not Affected | Not Affected | Not Affected | Not Affected | Not Affected | Not Affected | Not Affected | Not Affected | Not Affected | Not Affected | Not Affected | Not Affected | 0 | 0 | 0 | 0 | 21 | Polygon
Critical Infrastructure | Stormwater Treatment Facilities and Pump Stations | Stormwater Ponds - NHD |  | STFPS_PG_163297 |  | Not Affected | Not Affected | Not Affected | Not Affected | Not Affected | Not Affected | Not Affected | Not Affected | Not Affected | Not Affected | Not Affected | Not Affected | Not Affected | Not Affected | Not Affected | Not Affected | Not Affected | Not Affected | Not Affected | Not Affected | Not Affected | 0 | 0 | 0 | 0 | 21 | Polygon
Critical Infrastructure | Stormwater Treatment Facilities and Pump Stations | Stormwater Ponds - NHD |  | STFPS_PG_163331 |  | Not Affected | Not Affected | Not Affected | Not Affected | Not Affected | Not Affected | Not Affected | Not Affected | Not Affected | Not Affected | Not Affected | Not Affected | Not Affected | Not Affected | Not Affected | Not Affected | Not Affected | Not Affected | Not Affected | Not Affected | Not Affected | 0 | 0 | 0 | 0 | 21 | Polygon
Critical Infrastructure | Stormwater Treatment Facilities and Pump Stations | Stormwater Ponds - NHD |  | STFPS_PG_163343 |  | Not Affected | Not Affected | Not Affected | Not Affected | Not Affected | Not Affected | Not Affected | Not Affected | Not Affected | Not Affected | Not Affected | Not Affected | Not Affected | Not Affected | Not Affected | Not Affected | Not Affected | Not Affected | Not Affected | Not Affected | Not Affected | 0 | 0 | 0 | 0 | 21 | Polygon
Critical Infrastructure | Stormwater Treatment Facilities and Pump Stations | Stormwater Ponds - NHD |  | STFPS_PG_163345 |  | Not Affected | Not Affected | Not Affected | Not Affected | Not Affected | Not Affected | Not Affected | Not Affected | Not Affected | Not Affected | Not Affected | Not Affected | Not Affected | Not Affected | Not Affected | Not Affected | Not Affected | Not Affected | Not Affected | Not Affected | Not Affected | 0 | 0 | 0 | 0 | 21 | Polygon
Critical Infrastructure | Stormwater Treatment Facilities and Pump Stations | Stormwater Ponds - NHD |  | STFPS_PG_163346 |  | Not Affected | Not Affected | Not Affected | Not Affected | Not Affected | Not Affected | Not Affected | Not Affected | Not Affected | Not Affected | Not Affected | Not Affected | Not Affected | Not Affected | Not Affected | Not Affected | Not Affected | Not Affected | Not Affected | Not Affected | Not Affected | 0 | 0 | 0 | 0 | 21 | Polygon
Critical Infrastructure | Stormwater Treatment Facilities and Pump Stations | Stormwater Ponds - NHD |  | STFPS_PG_163347 |  | Not Affected | Not Affected | Not Affected | Not Affected | Not Affected | Not Affected | Not Affected | Not Affected | Not Affected | Not Affected | Not Affected | Not Affected | Not Affected | Not Affected | Not Affected | Not Affected | Not Affected | Not Affected | Not Affected | Not Affected | Not Affected | 0 | 0 | 0 | 0 | 21 | Polygon
Critical Infrastructure | Stormwater Treatment Facilities and Pump Stations | Stormwater Ponds - NHD |  | STFPS_PG_163348 |  | Not Affected | Not Affected | Not Affected | Not Affected | Not Affected | Not Affected | Not Affected | Not Affected | Not Affected | Not Affected | Not Affected | Not Affected | Not Affected | Not Affected | Not Affected | Not Affected | Not Affected | Not Affected | Not Affected | Not Affected | Not Affected | 0 | 0 | 0 | 0 | 21 | Polygon
Critical Infrastructure | Stormwater Treatment Facilities and Pump Stations | Stormwater Ponds - NHD |  | STFPS_PG_163349 |  | Not Affected | Not Affected | Not Affected | Not Affected | Not Affected | Not Affected | Not Affected | Not Affected | Not Affected | Not Affected | Not Affected | Not Affected | Not Affected | Not Affected | Not Affected | Not Affected | Not Affected | Not Affected | Not Affected | Not Affected | Not Affected | 0 | 0 | 0 | 0 | 21 | Polygon
Critical Infrastructure | Stormwater Treatment Facilities and Pump Stations | Stormwater Ponds - NHD |  | STFPS_PG_163350 |  | Not Affected | Not Affected | Not Affected | Not Affected | Not Affected | Not Affected | Not Affected | Not Affected | Not Affected | Not Affected | Not Affected | Not Affected | Not Affected | Not Affected | Not Affected | Not Affected | Not Affected | Not Affected | Not Affected | Not Affected | Not Affected | 0 | 0 | 0 | 0 | 21 | Polygon
Critical Infrastructure | Stormwater Treatment Facilities and Pump Stations | Stormwater Ponds - NHD |  | STFPS_PG_163351 |  | Not Affected | Not Affected | Not Affected | Not Affected | Not Affected | Not Affected | Not Affected | Not Affected | Not Affected | Not Affected | Not Affected | Not Affected | Not Affected | Not Affected | Not Affected | Not Affected | Not Affected | Not Affected | Not Affected | Not Affected | Not Affected | 0 | 0 | 0 | 0 | 21 | Polygon
Critical Infrastructure | Stormwater Treatment Facilities and Pump Stations | Stormwater Ponds - NHD |  | STFPS_PG_163352 |  | Not Affected | Not Affected | Not Affected | Not Affected | Not Affected | Not Affected | Not Affected | Not Affected | Not Affected | Not Affected | Not Affected | Not Affected | Not Affected | Not Affected | Not Affected | Not Affected | Not Affected | Not Affected | Not Affected | Not Affected | Not Affected | 0 | 0 | 0 | 0 | 21 | Polygon
Critical Infrastructure | Stormwater Treatment Facilities and Pump Stations | Stormwater Ponds - NHD |  | STFPS_PG_163353 |  | Not Affected | Not Affected | Not Affected | Not Affected | Not Affected | Not Affected | Not Affected | Not Affected | Not Affected | Not Affected | Not Affected | Not Affected | Not Affected | Not Affected | Not Affected | Not Affected | Not Affected | Not Affected | Not Affected | Not Affected | Not Affected | 0 | 0 | 0 | 0 | 21 | Polygon
Critical Infrastructure | Stormwater Treatment Facilities and Pump Stations | Stormwater Ponds - NHD |  | STFPS_PG_163354 |  | Not Affected | Not Affected | Not Affected | Not Affected | Not Affected | Not Affected | Not Affected | Not Affected | Not Affected | Not Affected | Not Affected | Not Affected | Not Affected | Not Affected | Not Affected | Not Affected | Not Affected | Not Affected | Not Affected | Not Affected | Not Affected | 0 | 0 | 0 | 0 | 21 | Polygon
Critical Infrastructure | Stormwater Treatment Facilities and Pump Stations | Stormwater Ponds - NHD |  | STFPS_PG_163355 |  | Not Affected | Not Affected | Not Affected | Not Affected | Not Affected | Not Affected | Not Affected | Not Affected | Not Affected | Not Affected | Not Affected | Not Affected | Not Affected | Not Affected | Not Affected | Not Affected | Not Affected | Not Affected | Not Affected | Not Affected | Not Affected | 0 | 0 | 0 | 0 | 21 | Polygon
Critical Infrastructure | Stormwater Treatment Facilities and Pump Stations | Stormwater Ponds - NHD |  | STFPS_PG_163356 |  | Not Affected | Not Affected | Not Affected | Not Affected | Not Affected | Not Affected | Not Affected | Not Affected | Not Affected | Not Affected | Not Affected | Not Affected | Not Affected | Not Affected | Not Affected | Not Affected | Not Affected | Not Affected | Not Affected | Not Affected | Not Affected | 0 | 0 | 0 | 0 | 21 | Polygon
Critical Infrastructure | Stormwater Treatment Facilities and Pump Stations | Stormwater Ponds - NHD |  | STFPS_PG_163357 |  | Not Affected | Not Affected | Not Affected | Not Affected | Not Affected | Not Affected | Not Affected | Not Affected | Not Affected | Not Affected | Not Affected | Not Affected | Not Affected | Not Affected | Not Affected | Not Affected | Not Affected | Not Affected | Not Affected | Not Affected | Not Affected | 0 | 0 | 0 | 0 | 21 | Polygon
Critical Infrastructure | Stormwater Treatment Facilities and Pump Stations | Stormwater Ponds - NHD |  | STFPS_PG_163358 |  | Not Affected | Not Affected | Not Affected | Not Affected | Not Affected | Not Affected | Not Affected | Not Affected | Not Affected | Not Affected | Not Affected | Not Affected | Not Affected | Not Affected | Not Affected | Not Affected | Not Affected | Not Affected | Not Affected | Not Affected | Not Affected | 0 | 0 | 0 | 0 | 21 | Polygon
Critical Infrastructure | Stormwater Treatment Facilities and Pump Stations | Stormwater Ponds - NHD |  | STFPS_PG_163359 |  | Not Affected | Not Affected | Not Affected | Not Affected | Not Affected | Not Affected | Not Affected | Not Affected | Not Affected | Not Affected | Not Affected | Not Affected | Not Affected | Not Affected | Not Affected | Not Affected | Not Affected | Not Affected | Not Affected | Not Affected | Not Affected | 0 | 0 | 0 | 0 | 21 | Polygon
Critical Infrastructure | Stormwater Treatment Facilities and Pump Stations | Stormwater Ponds - NHD |  | STFPS_PG_163360 |  | Not Affected | Not Affected | Not Affected | Not Affected | Not Affected | Not Affected | Not Affected | Not Affected | Not Affected | Not Affected | Not Affected | Not Affected | Not Affected | Not Affected | Not Affected | Not Affected | Not Affected | Not Affected | Not Affected | Not Affected | Not Affected | 0 | 0 | 0 | 0 | 21 | Polygon
Critical Infrastructure | Stormwater Treatment Facilities and Pump Stations | Stormwater Ponds - NHD |  | STFPS_PG_163361 |  | Not Affected | Not Affected | Not Affected | Not Affected | Not Affected | Not Affected | Not Affected | Not Affected | Not Affected | Not Affected | Not Affected | Not Affected | Not Affected | Not Affected | Not Affected | Not Affected | Not Affected | Not Affected | Not Affected | Not Affected | Not Affected | 0 | 0 | 0 | 0 | 21 | Polygon
Critical Infrastructure | Stormwater Treatment Facilities and Pump Stations | Stormwater Ponds - NHD |  | STFPS_PG_163362 |  | Not Affected | Not Affected | Not Affected | Not Affected | Not Affected | Not Affected | Not Affected | Not Affected | Not Affected | Not Affected | Not Affected | Not Affected | Not Affected | Not Affected | Not Affected | Not Affected | Not Affected | Not Affected | Not Affected | Not Affected | Not Affected | 0 | 0 | 0 | 0 | 21 | Polygon
Critical Infrastructure | Stormwater Treatment Facilities and Pump Stations | Stormwater Ponds - NHD |  | STFPS_PG_163363 |  | Not Affected | Not Affected | Not Affected | Not Affected | Not Affected | Not Affected | Not Affected | Not Affected | Not Affected | Not Affected | Not Affected | Not Affected | Not Affected | Not Affected | Not Affected | Not Affected | Not Affected | Not Affected | Not Affected | Not Affected | Not Affected | 0 | 0 | 0 | 0 | 21 | Polygon
Critical Infrastructure | Stormwater Treatment Facilities and Pump Stations | Stormwater Ponds - NHD |  | STFPS_PG_163364 |  | Not Affected | Not Affected | Not Affected | Not Affected | Not Affected | Not Affected | Not Affected | Not Affected | Not Affected | Not Affected | Not Affected | Not Affected | Not Affected | Not Affected | Not Affected | Not Affected | Not Affected | Not Affected | Not Affected | Not Affected | Not Affected | 0 | 0 | 0 | 0 | 21 | Polygon
Critical Infrastructure | Stormwater Treatment Facilities and Pump Stations | Stormwater Ponds - NHD |  | STFPS_PG_163365 |  | Not Affected | Not Affected | Not Affected | Not Affected | Not Affected | Not Affected | Not Affected | Not Affected | Not Affected | Not Affected | Not Affected | Not Affected | Not Affected | Not Affected | Not Affected | Not Affected | Not Affected | Not Affected | Not Affected | Not Affected | Not Affected | 0 | 0 | 0 | 0 | 21 | Polygon
Critical Infrastructure | Stormwater Treatment Facilities and Pump Stations | Stormwater Ponds - NHD |  | STFPS_PG_163366 |  | Not Affected | Not Affected | Not Affected | Not Affected | Not Affected | Not Affected | Not Affected | Not Affected | Not Affected | Not Affected | Not Affected | Not Affected | Not Affected | Not Affected | Not Affected | Not Affected | Not Affected | Not Affected | Not Affected | Not Affected | Not Affected | 0 | 0 | 0 | 0 | 21 | Polygon
Critical Infrastructure | Stormwater Treatment Facilities and Pump Stations | Stormwater Ponds - NHD |  | STFPS_PG_163367 |  | Not Affected | Not Affected | Not Affected | Not Affected | Not Affected | Not Affected | Not Affected | Not Affected | Not Affected | Not Affected | Not Affected | Not Affected | Not Affected | Not Affected | Not Affected | Not Affected | Not Affected | Not Affected | Not Affected | Not Affected | Not Affected | 0 | 0 | 0 | 0 | 21 | Polygon
Critical Infrastructure | Stormwater Treatment Facilities and Pump Stations | Stormwater Ponds - NHD |  | STFPS_PG_163368 |  | Not Affected | Not Affected | Not Affected | Not Affected | Not Affected | Not Affected | Not Affected | Not Affected | Not Affected | Not Affected | Not Affected | Not Affected | Not Affected | Not Affected | Not Affected | Not Affected | Not Affected | Not Affected | Not Affected | Not Affected | Not Affected | 0 | 0 | 0 | 0 | 21 | Polygon
Critical Infrastructure | Stormwater Treatment Facilities and Pump Stations | Stormwater Ponds - NHD |  | STFPS_PG_163369 |  | Not Affected | Not Affected | Not Affected | Not Affected | Not Affected | Not Affected | Not Affected | Not Affected | Not Affected | Not Affected | Not Affected | Not Affected | Not Affected | Not Affected | Not Affected | Not Affected | Not Affected | Not Affected | Not Affected | Not Affected | Not Affected | 0 | 0 | 0 | 0 | 21 | Polygon
Critical Infrastructure | Stormwater Treatment Facilities and Pump Stations | Stormwater Ponds - NHD |  | STFPS_PG_163370 |  | Not Affected | Not Affected | Not Affected | Not Affected | Not Affected | Not Affected | Not Affected | Not Affected | Not Affected | Not Affected | Not Affected | Not Affected | Not Affected | Not Affected | Not Affected | Not Affected | Not Affected | Not Affected | Not Affected | Not Affected | Not Affected | 0 | 0 | 0 | 0 | 21 | Polygon
Critical Infrastructure | Stormwater Treatment Facilities and Pump Stations | Stormwater Ponds - NHD |  | STFPS_PG_163371 |  | Not Affected | Not Affected | Not Affected | Not Affected | Not Affected | Not Affected | Not Affected | Not Affected | Not Affected | Not Affected | Not Affected | Not Affected | Not Affected | Not Affected | Not Affected | Not Affected | Not Affected | Not Affected | Not Affected | Not Affected | Not Affected | 0 | 0 | 0 | 0 | 21 | Polygon
Critical Infrastructure | Stormwater Treatment Facilities and Pump Stations | Stormwater Ponds - NHD |  | STFPS_PG_163372 |  | Not Affected | Not Affected | Not Affected | Not Affected | Not Affected | Not Affected | Not Affected | Not Affected | Not Affected | Not Affected | Not Affected | Not Affected | Not Affected | Not Affected | Not Affected | Not Affected | Not Affected | Not Affected | Not Affected | Not Affected | Not Affected | 0 | 0 | 0 | 0 | 21 | Polygon
Critical Infrastructure | Stormwater Treatment Facilities and Pump Stations | Stormwater Ponds - NHD |  | STFPS_PG_163373 |  | Not Affected | Not Affected | Not Affected | Not Affected | Not Affected | Not Affected | Not Affected | Not Affected | Not Affected | Not Affected | Not Affected | Not Affected | Not Affected | Not Affected | Not Affected | Not Affected | Not Affected | Not Affected | Not Affected | Not Affected | Not Affected | 0 | 0 | 0 | 0 | 21 | Polygon
Critical Infrastructure | Stormwater Treatment Facilities and Pump Stations | Stormwater Ponds - NHD |  | STFPS_PG_163374 |  | Not Affected | Not Affected | Not Affected | Not Affected | Not Affected | Not Affected | Not Affected | Not Affected | Not Affected | Not Affected | Not Affected | Not Affected | Not Affected | Not Affected | Not Affected | Not Affected | Not Affected | Not Affected | Not Affected | Not Affected | Not Affected | 0 | 0 | 0 | 0 | 21 | Polygon
Critical Infrastructure | Stormwater Treatment Facilities and Pump Stations | Stormwater Ponds - NHD |  | STFPS_PG_163375 |  | Not Affected | Not Affected | Not Affected | Not Affected | Not Affected | Not Affected | Not Affected | Not Affected | Not Affected | Not Affected | Not Affected | Not Affected | Not Affected | Not Affected | Not Affected | Not Affected | Not Affected | Not Affected | Not Affected | Not Affected | Not Affected | 0 | 0 | 0 | 0 | 21 | Polygon
Critical Infrastructure | Stormwater Treatment Facilities and Pump Stations | Stormwater Ponds - NHD |  | STFPS_PG_163376 |  | Not Affected | Not Affected | Not Affected | Not Affected | Not Affected | Not Affected | Not Affected | Not Affected | Not Affected | Not Affected | Not Affected | Not Affected | Not Affected | Not Affected | Not Affected | Not Affected | Not Affected | Not Affected | Not Affected | Not Affected | Not Affected | 0 | 0 | 0 | 0 | 21 | Polygon
Critical Infrastructure | Stormwater Treatment Facilities and Pump Stations | Stormwater Ponds - NHD |  | STFPS_PG_163378 |  | Not Affected | Not Affected | Not Affected | Not Affected | Not Affected | Not Affected | Not Affected | Not Affected | Not Affected | Not Affected | Not Affected | Not Affected | Not Affected | Not Affected | Not Affected | Not Affected | Not Affected | Not Affected | Not Affected | Not Affected | Not Affected | 0 | 0 | 0 | 0 | 21 | Polygon
Critical Infrastructure | Stormwater Treatment Facilities and Pump Stations | Stormwater Ponds - NHD |  | STFPS_PG_163379 |  | Not Affected | Not Affected | Not Affected | Not Affected | Not Affected | Not Affected | Not Affected | Not Affected | Not Affected | Not Affected | Not Affected | Not Affected | Not Affected | Not Affected | Not Affected | Not Affected | Not Affected | Not Affected | Not Affected | Not Affected | Not Affected | 0 | 0 | 0 | 0 | 21 | Polygon
Critical Infrastructure | Stormwater Treatment Facilities and Pump Stations | Stormwater Ponds - NHD |  | STFPS_PG_163380 |  | Not Affected | Not Affected | Not Affected | Not Affected | Not Affected | Not Affected | Not Affected | Not Affected | Not Affected | Not Affected | Not Affected | Not Affected | Not Affected | Not Affected | Not Affected | Not Affected | Not Affected | Not Affected | Not Affected | Not Affected | Not Affected | 0 | 0 | 0 | 0 | 21 | Polygon
Critical Infrastructure | Stormwater Treatment Facilities and Pump Stations | Stormwater Ponds - NHD |  | STFPS_PG_163381 |  | Not Affected | Not Affected | Not Affected | Not Affected | Not Affected | Not Affected | Not Affected | Not Affected | Not Affected | Not Affected | Not Affected | Not Affected | Not Affected | Not Affected | Not Affected | Not Affected | Not Affected | Not Affected | Not Affected | Not Affected | Not Affected | 0 | 0 | 0 | 0 | 21 | Polygon
Critical Infrastructure | Stormwater Treatment Facilities and Pump Stations | Stormwater Ponds - NHD |  | STFPS_PG_163384 |  | Not Affected | Not Affected | Not Affected | Not Affected | Not Affected | Not Affected | Not Affected | Not Affected | Not Affected | Not Affected | Not Affected | Not Affected | Not Affected | Not Affected | Not Affected | Not Affected | Not Affected | Not Affected | Not Affected | Not Affected | Not Affected | 0 | 0 | 0 | 0 | 21 | Polygon
Critical Infrastructure | Stormwater Treatment Facilities and Pump Stations | Stormwater Ponds - NHD |  | STFPS_PG_163414 |  | Not Affected | Not Affected | Not Affected | Not Affected | Not Affected | Not Affected | Not Affected | Not Affected | Not Affected | Not Affected | Not Affected | Not Affected | Not Affected | Not Affected | Not Affected | Not Affected | Not Affected | Not Affected | Not Affected | Not Affected | Not Affected | 0 | 0 | 0 | 0 | 21 | Polygon
Critical Infrastructure | Stormwater Treatment Facilities and Pump Stations | Stormwater Ponds - NHD |  | STFPS_PG_163415 |  | Not Affected | Not Affected | Not Affected | Not Affected | Not Affected | Not Affected | Not Affected | Not Affected | Not Affected | Not Affected | Not Affected | Not Affected | Not Affected | Not Affected | Not Affected | Not Affected | Not Affected | Not Affected | Not Affected | Not Affected | Not Affected | 0 | 0 | 0 | 0 | 21 | Polygon
Critical Infrastructure | Stormwater Treatment Facilities and Pump Stations | Stormwater Ponds - NHD |  | STFPS_PG_163416 |  | Not Affected | Not Affected | Not Affected | Not Affected | Not Affected | Not Affected | Not Affected | Not Affected | Not Affected | Not Affected | Not Affected | Not Affected | Not Affected | Not Affected | Not Affected | Not Affected | Not Affected | Not Affected | Not Affected | Not Affected | Not Affected | 0 | 0 | 0 | 0 | 21 | Polygon
Critical Infrastructure | Stormwater Treatment Facilities and Pump Stations | Stormwater Ponds - NHD |  | STFPS_PG_163417 |  | Not Affected | Not Affected | Not Affected | Not Affected | Not Affected | Not Affected | Not Affected | Not Affected | Not Affected | Not Affected | Not Affected | Not Affected | Not Affected | Not Affected | Not Affected | Not Affected | Not Affected | Not Affected | Not Affected | Not Affected | Not Affected | 0 | 0 | 0 | 0 | 21 | Polygon
Critical Infrastructure | Stormwater Treatment Facilities and Pump Stations | Stormwater Ponds - NHD |  | STFPS_PG_163418 |  | Not Affected | Not Affected | Not Affected | Not Affected | Not Affected | Not Affected | Not Affected | Not Affected | Not Affected | Not Affected | Not Affected | Not Affected | Not Affected | Not Affected | Not Affected | Not Affected | Not Affected | Not Affected | Not Affected | Not Affected | Not Affected | 0 | 0 | 0 | 0 | 21 | Polygon
Critical Infrastructure | Stormwater Treatment Facilities and Pump Stations | Stormwater Ponds - NHD |  | STFPS_PG_163419 |  | Not Affected | Not Affected | Not Affected | Not Affected | Not Affected | Not Affected | Not Affected | Not Affected | Not Affected | Not Affected | Not Affected | Not Affected | Not Affected | Not Affected | Not Affected | Not Affected | Not Affected | Not Affected | Not Affected | Not Affected | Not Affected | 0 | 0 | 0 | 0 | 21 | Polygon
Critical Infrastructure | Stormwater Treatment Facilities and Pump Stations | Stormwater Ponds - NHD |  | STFPS_PG_163420 |  | Not Affected | Not Affected | Not Affected | Not Affected | Not Affected | Not Affected | Not Affected | Not Affected | Not Affected | Not Affected | Not Affected | Not Affected | Not Affected | Not Affected | Not Affected | Not Affected | Not Affected | Not Affected | Not Affected | Not Affected | Not Affected | 0 | 0 | 0 | 0 | 21 | Polygon
Critical Infrastructure | Stormwater Treatment Facilities and Pump Stations | Stormwater Ponds - NHD |  | STFPS_PG_163421 |  | Not Affected | Not Affected | Not Affected | Not Affected | Not Affected | Not Affected | Not Affected | Not Affected | Not Affected | Not Affected | Not Affected | Not Affected | Not Affected | Not Affected | Not Affected | Not Affected | Not Affected | Not Affected | Not Affected | Not Affected | Not Affected | 0 | 0 | 0 | 0 | 21 | Polygon
Critical Infrastructure | Stormwater Treatment Facilities and Pump Stations | Stormwater Ponds - NHD |  | STFPS_PG_163422 |  | Not Affected | Not Affected | Not Affected | Not Affected | Not Affected | Not Affected | Not Affected | Not Affected | Not Affected | Not Affected | Not Affected | Not Affected | Not Affected | Not Affected | Not Affected | Not Affected | Not Affected | Not Affected | Not Affected | Not Affected | Not Affected | 0 | 0 | 0 | 0 | 21 | Polygon
Critical Infrastructure | Stormwater Treatment Facilities and Pump Stations | Stormwater Ponds - NHD |  | STFPS_PG_163423 |  | Not Affected | Not Affected | Not Affected | Not Affected | Not Affected | Not Affected | Not Affected | Not Affected | Not Affected | Not Affected | Not Affected | Not Affected | Not Affected | Not Affected | Not Affected | Not Affected | Not Affected | Not Affected | Not Affected | Not Affected | Not Affected | 0 | 0 | 0 | 0 | 21 | Polygon
Critical Infrastructure | Stormwater Treatment Facilities and Pump Stations | Stormwater Ponds - NHD |  | STFPS_PG_163424 |  | Not Affected | Not Affected | Not Affected | Not Affected | Not Affected | Not Affected | Not Affected | Not Affected | Not Affected | Not Affected | Not Affected | Not Affected | Not Affected | Not Affected | Not Affected | Not Affected | Not Affected | Not Affected | Not Affected | Not Affected | Not Affected | 0 | 0 | 0 | 0 | 21 | Polygon
Critical Infrastructure | Stormwater Treatment Facilities and Pump Stations | Stormwater Ponds - NHD |  | STFPS_PG_163426 |  | Not Affected | Not Affected | Not Affected | Not Affected | Not Affected | Not Affected | Not Affected | Not Affected | Not Affected | Not Affected | Not Affected | Not Affected | Not Affected | Not Affected | Not Affected | Not Affected | Not Affected | Not Affected | Not Affected | Not Affected | Not Affected | 0 | 0 | 0 | 0 | 21 | Polygon
Critical Infrastructure | Stormwater Treatment Facilities and Pump Stations | Stormwater Ponds - NHD |  | STFPS_PG_163427 |  | Not Affected | Not Affected | Not Affected | Not Affected | Not Affected | Not Affected | Not Affected | Not Affected | Not Affected | Not Affected | Not Affected | Not Affected | Not Affected | Not Affected | Not Affected | Not Affected | Not Affected | Not Affected | Not Affected | Not Affected | Not Affected | 0 | 0 | 0 | 0 | 21 | Polygon
Critical Infrastructure | Stormwater Treatment Facilities and Pump Stations | Stormwater Ponds - NHD |  | STFPS_PG_163428 |  | Not Affected | Not Affected | Not Affected | Not Affected | Not Affected | Not Affected | Not Affected | Not Affected | Not Affected | Not Affected | Not Affected | Not Affected | Not Affected | Not Affected | Not Affected | Not Affected | Not Affected | Not Affected | Not Affected | Not Affected | Not Affected | 0 | 0 | 0 | 0 | 21 | Polygon
Critical Infrastructure | Stormwater Treatment Facilities and Pump Stations | Stormwater Ponds - NHD |  | STFPS_PG_163429 |  | Not Affected | Not Affected | Not Affected | Not Affected | Not Affected | Not Affected | Not Affected | Not Affected | Not Affected | Not Affected | Not Affected | Not Affected | Not Affected | Not Affected | Not Affected | Not Affected | Not Affected | Not Affected | Not Affected | Not Affected | Not Affected | 0 | 0 | 0 | 0 | 21 | Polygon
Critical Infrastructure | Stormwater Treatment Facilities and Pump Stations | Stormwater Ponds - NHD |  | STFPS_PG_163430 |  | Not Affected | Not Affected | Not Affected | Not Affected | Not Affected | Not Affected | Not Affected | Not Affected | Not Affected | Not Affected | Not Affected | Not Affected | Not Affected | Not Affected | Not Affected | Not Affected | Not Affected | Not Affected | Not Affected | Not Affected | Not Affected | 0 | 0 | 0 | 0 | 21 | Polygon
Critical Infrastructure | Stormwater Treatment Facilities and Pump Stations | Stormwater Ponds - NHD |  | STFPS_PG_163431 |  | Not Affected | Not Affected | Not Affected | Not Affected | Not Affected | Not Affected | Not Affected | Not Affected | Not Affected | Not Affected | Not Affected | Not Affected | Not Affected | Not Affected | Not Affected | Not Affected | Not Affected | Not Affected | Not Affected | Not Affected | Not Affected | 0 | 0 | 0 | 0 | 21 | Polygon
Critical Infrastructure | Stormwater Treatment Facilities and Pump Stations | Stormwater Ponds - NHD |  | STFPS_PG_163432 |  | Not Affected | Not Affected | Not Affected | Not Affected | Not Affected | Not Affected | Not Affected | Not Affected | Not Affected | Not Affected | Not Affected | Not Affected | Not Affected | Not Affected | Not Affected | Not Affected | Not Affected | Not Affected | Not Affected | Not Affected | Not Affected | 0 | 0 | 0 | 0 | 21 | Polygon
Critical Infrastructure | Stormwater Treatment Facilities and Pump Stations | Stormwater Ponds - NHD |  | STFPS_PG_163434 |  | Not Affected | Not Affected | Not Affected | Not Affected | Not Affected | Not Affected | Not Affected | Not Affected | Not Affected | Not Affected | Not Affected | Not Affected | Not Affected | Not Affected | Not Affected | Not Affected | Not Affected | Not Affected | Not Affected | Not Affected | Not Affected | 0 | 0 | 0 | 0 | 21 | Polygon
Critical Infrastructure | Stormwater Treatment Facilities and Pump Stations | Stormwater Ponds - NHD |  | STFPS_PG_163436 |  | Not Affected | Not Affected | Not Affected | Not Affected | Not Affected | Not Affected | Not Affected | Not Affected | Not Affected | Not Affected | Not Affected | Not Affected | Not Affected | Not Affected | Not Affected | Not Affected | Not Affected | Not Affected | Not Affected | Not Affected | Not Affected | 0 | 0 | 0 | 0 | 21 | Polygon
Critical Infrastructure | Stormwater Treatment Facilities and Pump Stations | Stormwater Ponds - NHD |  | STFPS_PG_163437 |  | Not Affected | Not Affected | Not Affected | Not Affected | Not Affected | Not Affected | Not Affected | Not Affected | Not Affected | Not Affected | Not Affected | Not Affected | Not Affected | Not Affected | Not Affected | Not Affected | Not Affected | Not Affected | Not Affected | Not Affected | Not Affected | 0 | 0 | 0 | 0 | 21 | Polygon
Critical Infrastructure | Stormwater Treatment Facilities and Pump Stations | Stormwater Ponds - NHD |  | STFPS_PG_163438 |  | Not Affected | Not Affected | Not Affected | Not Affected | Not Affected | Not Affected | Not Affected | Not Affected | Not Affected | Not Affected | Not Affected | Not Affected | Not Affected | Not Affected | Not Affected | Not Affected | Not Affected | Not Affected | Not Affected | Not Affected | Not Affected | 0 | 0 | 0 | 0 | 21 | Polygon
Critical Infrastructure | Stormwater Treatment Facilities and Pump Stations | Stormwater Ponds - NHD |  | STFPS_PG_163439 |  | Not Affected | Not Affected | Not Affected | Not Affected | Not Affected | Not Affected | Not Affected | Not Affected | Not Affected | Not Affected | Not Affected | Not Affected | Not Affected | Not Affected | Not Affected | Not Affected | Not Affected | Not Affected | Not Affected | Not Affected | Not Affected | 0 | 0 | 0 | 0 | 21 | Polygon
Critical Infrastructure | Stormwater Treatment Facilities and Pump Stations | Stormwater Ponds - NHD |  | STFPS_PG_163440 |  | Not Affected | Not Affected | Not Affected | Not Affected | Not Affected | Not Affected | Not Affected | Not Affected | Not Affected | Not Affected | Not Affected | Not Affected | Not Affected | Not Affected | Not Affected | Not Affected | Not Affected | Not Affected | Not Affected | Not Affected | Not Affected | 0 | 0 | 0 | 0 | 21 | Polygon
Critical Infrastructure | Stormwater Treatment Facilities and Pump Stations | Stormwater Ponds - NHD |  | STFPS_PG_163441 |  | Not Affected | Not Affected | Not Affected | Not Affected | Not Affected | Not Affected | Not Affected | Not Affected | Not Affected | Not Affected | Not Affected | Not Affected | Not Affected | Not Affected | Not Affected | Not Affected | Not Affected | Not Affected | Not Affected | Not Affected | Not Affected | 0 | 0 | 0 | 0 | 21 | Polygon
Critical Infrastructure | Stormwater Treatment Facilities and Pump Stations | Stormwater Ponds - NHD |  | STFPS_PG_163442 |  | Not Affected | Not Affected | Not Affected | Not Affected | Not Affected | Not Affected | Not Affected | Not Affected | Not Affected | Not Affected | Not Affected | Not Affected | Not Affected | Not Affected | Not Affected | Not Affected | Not Affected | Not Affected | Not Affected | Not Affected | Not Affected | 0 | 0 | 0 | 0 | 21 | Polygon
Critical Infrastructure | Stormwater Treatment Facilities and Pump Stations | Stormwater Ponds - NHD |  | STFPS_PG_163443 |  | Not Affected | Not Affected | Not Affected | Not Affected | Not Affected | Not Affected | Not Affected | Not Affected | Not Affected | Not Affected | Not Affected | Not Affected | Not Affected | Not Affected | Not Affected | Not Affected | Not Affected | Not Affected | Not Affected | Not Affected | Not Affected | 0 | 0 | 0 | 0 | 21 | Polygon
Critical Infrastructure | Stormwater Treatment Facilities and Pump Stations | Stormwater Ponds - NHD |  | STFPS_PG_163444 |  | Not Affected | Not Affected | Not Affected | Not Affected | Not Affected | Not Affected | Not Affected | Not Affected | Not Affected | Not Affected | Not Affected | Not Affected | Not Affected | Not Affected | Not Affected | Not Affected | Not Affected | Not Affected | Not Affected | Not Affected | Not Affected | 0 | 0 | 0 | 0 | 21 | Polygon
Critical Infrastructure | Stormwater Treatment Facilities and Pump Stations | Stormwater Ponds - NHD |  | STFPS_PG_163445 |  | Not Affected | Not Affected | Not Affected | Not Affected | Not Affected | Not Affected | Not Affected | Not Affected | Not Affected | Not Affected | Not Affected | Not Affected | Not Affected | Not Affected | Not Affected | Not Affected | Not Affected | Not Affected | Not Affected | Not Affected | Not Affected | 0 | 0 | 0 | 0 | 21 | Polygon
Critical Infrastructure | Stormwater Treatment Facilities and Pump Stations | Stormwater Ponds - NHD |  | STFPS_PG_163446 |  | Not Affected | Not Affected | Not Affected | Not Affected | Not Affected | Not Affected | Not Affected | Not Affected | Not Affected | Not Affected | Not Affected | Not Affected | Not Affected | Not Affected | Not Affected | Not Affected | Not Affected | Not Affected | Not Affected | Not Affected | Not Affected | 0 | 0 | 0 | 0 | 21 | Polygon
Critical Infrastructure | Stormwater Treatment Facilities and Pump Stations | Stormwater Ponds - NHD |  | STFPS_PG_163447 |  | Not Affected | Not Affected | Not Affected | Not Affected | Not Affected | Not Affected | Not Affected | Not Affected | Not Affected | Not Affected | Not Affected | Not Affected | Not Affected | Not Affected | Not Affected | Not Affected | Not Affected | Not Affected | Not Affected | Not Affected | Not Affected | 0 | 0 | 0 | 0 | 21 | Polygon
Critical Infrastructure | Stormwater Treatment Facilities and Pump Stations | Stormwater Ponds - NHD |  | STFPS_PG_163449 |  | Not Affected | Not Affected | Not Affected | Not Affected | Not Affected | Not Affected | Not Affected | Not Affected | Not Affected | Not Affected | Not Affected | Not Affected | Not Affected | Not Affected | Not Affected | Not Affected | Not Affected | Not Affected | Not Affected | Not Affected | Not Affected | 0 | 0 | 0 | 0 | 21 | Polygon
Critical Infrastructure | Stormwater Treatment Facilities and Pump Stations | Stormwater Ponds - NHD |  | STFPS_PG_163451 |  | Not Affected | Not Affected | Not Affected | Not Affected | Not Affected | Not Affected | Not Affected | Not Affected | Not Affected | Not Affected | Not Affected | Not Affected | Not Affected | Not Affected | Not Affected | Not Affected | Not Affected | Not Affected | Not Affected | Not Affected | Not Affected | 0 | 0 | 0 | 0 | 21 | Polygon
Critical Infrastructure | Stormwater Treatment Facilities and Pump Stations | Stormwater Ponds - NHD |  | STFPS_PG_163452 |  | Not Affected | Not Affected | Not Affected | Not Affected | Not Affected | Not Affected | Not Affected | Not Affected | Not Affected | Not Affected | Not Affected | Not Affected | Not Affected | Not Affected | Not Affected | Not Affected | Not Affected | Not Affected | Not Affected | Not Affected | Not Affected | 0 | 0 | 0 | 0 | 21 | Polygon
Critical Infrastructure | Stormwater Treatment Facilities and Pump Stations | Stormwater Ponds - NHD |  | STFPS_PG_163454 |  | Not Affected | Not Affected | Not Affected | Not Affected | Not Affected | Not Affected | Not Affected | Not Affected | Not Affected | Not Affected | Not Affected | Not Affected | Not Affected | Not Affected | Not Affected | Not Affected | Not Affected | Not Affected | Not Affected | Not Affected | Not Affected | 0 | 0 | 0 | 0 | 21 | Polygon
Critical Infrastructure | Stormwater Treatment Facilities and Pump Stations | Stormwater Ponds - NHD |  | STFPS_PG_163455 |  | Not Affected | Not Affected | Not Affected | Not Affected | Not Affected | Not Affected | Not Affected | Not Affected | Not Affected | Not Affected | Not Affected | Not Affected | Not Affected | Not Affected | Not Affected | Not Affected | Not Affected | Not Affected | Not Affected | Not Affected | Not Affected | 0 | 0 | 0 | 0 | 21 | Polygon
Critical Infrastructure | Stormwater Treatment Facilities and Pump Stations | Stormwater Ponds - NHD |  | STFPS_PG_163456 |  | Not Affected | Not Affected | Not Affected | Not Affected | Not Affected | Not Affected | Not Affected | Not Affected | Not Affected | Not Affected | Not Affected | Not Affected | Not Affected | Not Affected | Not Affected | Not Affected | Not Affected | Not Affected | Not Affected | Not Affected | Not Affected | 0 | 0 | 0 | 0 | 21 | Polygon
Critical Infrastructure | Stormwater Treatment Facilities and Pump Stations | Stormwater Ponds - NHD |  | STFPS_PG_163457 |  | Not Affected | Not Affected | Not Affected | Not Affected | Not Affected | Not Affected | Not Affected | Not Affected | Not Affected | Not Affected | Not Affected | Not Affected | Not Affected | Not Affected | Not Affected | Not Affected | Not Affected | Not Affected | Not Affected | Not Affected | Not Affected | 0 | 0 | 0 | 0 | 21 | Polygon
Critical Infrastructure | Stormwater Treatment Facilities and Pump Stations | Stormwater Ponds - NHD |  | STFPS_PG_163462 |  | Not Affected | Not Affected | Not Affected | Not Affected | Not Affected | Not Affected | Not Affected | Not Affected | Not Affected | Not Affected | Not Affected | Not Affected | Not Affected | Not Affected | Not Affected | Not Affected | Not Affected | Not Affected | Not Affected | Not Affected | Not Affected | 0 | 0 | 0 | 0 | 21 | Polygon
Critical Infrastructure | Stormwater Treatment Facilities and Pump Stations | Stormwater Ponds - NHD |  | STFPS_PG_163463 |  | Not Affected | Not Affected | Not Affected | Not Affected | Not Affected | Not Affected | Not Affected | Not Affected | Not Affected | Not Affected | Not Affected | Not Affected | Not Affected | Not Affected | Not Affected | Not Affected | Not Affected | Not Affected | Not Affected | Not Affected | Not Affected | 0 | 0 | 0 | 0 | 21 | Polygon
Critical Infrastructure | Stormwater Treatment Facilities and Pump Stations | Stormwater Ponds - NHD |  | STFPS_PG_163464 |  | Not Affected | Not Affected | Not Affected | Not Affected | Not Affected | Not Affected | Not Affected | Not Affected | Not Affected | Not Affected | Not Affected | Not Affected | Not Affected | Not Affected | Not Affected | Not Affected | Not Affected | Not Affected | Not Affected | Not Affected | Not Affected | 0 | 0 | 0 | 0 | 21 | Polygon
Critical Infrastructure | Stormwater Treatment Facilities and Pump Stations | Stormwater Ponds - NHD |  | STFPS_PG_163465 |  | Not Affected | Not Affected | Not Affected | Not Affected | Not Affected | Not Affected | Not Affected | Not Affected | Not Affected | Not Affected | Not Affected | Not Affected | Not Affected | Not Affected | Not Affected | Not Affected | Not Affected | Not Affected | Not Affected | Not Affected | Not Affected | 0 | 0 | 0 | 0 | 21 | Polygon
Critical Infrastructure | Stormwater Treatment Facilities and Pump Stations | Stormwater Ponds - NHD |  | STFPS_PG_163466 |  | Not Affected | Not Affected | Not Affected | Not Affected | Not Affected | Not Affected | Not Affected | Not Affected | Not Affected | Not Affected | Not Affected | Not Affected | Not Affected | Not Affected | Not Affected | Not Affected | Not Affected | Not Affected | Not Affected | Not Affected | Not Affected | 0 | 0 | 0 | 0 | 21 | Polygon
Critical Infrastructure | Stormwater Treatment Facilities and Pump Stations | Stormwater Ponds - NHD |  | STFPS_PG_163467 |  | Not Affected | Not Affected | Not Affected | Not Affected | Not Affected | Not Affected | Not Affected | Not Affected | Not Affected | Not Affected | Not Affected | Not Affected | Not Affected | Not Affected | Not Affected | Not Affected | Not Affected | Not Affected | Not Affected | Not Affected | Not Affected | 0 | 0 | 0 | 0 | 21 | Polygon
Critical Infrastructure | Stormwater Treatment Facilities and Pump Stations | Stormwater Ponds - NHD |  | STFPS_PG_163469 |  | Not Affected | Not Affected | Not Affected | Not Affected | Not Affected | Not Affected | Not Affected | Not Affected | Not Affected | Not Affected | Not Affected | Not Affected | Not Affected | Not Affected | Not Affected | Not Affected | Not Affected | Not Affected | Not Affected | Not Affected | Not Affected | 0 | 0 | 0 | 0 | 21 | Polygon
Critical Infrastructure | Stormwater Treatment Facilities and Pump Stations | Stormwater Ponds - NHD |  | STFPS_PG_163470 |  | Not Affected | Not Affected | Not Affected | Not Affected | Not Affected | Not Affected | Not Affected | Not Affected | Not Affected | Not Affected | Not Affected | Not Affected | Not Affected | Not Affected | Not Affected | Not Affected | Not Affected | Not Affected | Not Affected | Not Affected | Not Affected | 0 | 0 | 0 | 0 | 21 | Polygon
Critical Infrastructure | Stormwater Treatment Facilities and Pump Stations | Stormwater Ponds - NHD |  | STFPS_PG_163471 |  | Not Affected | Not Affected | Not Affected | Not Affected | Not Affected | Not Affected | Not Affected | Not Affected | Not Affected | Not Affected | Not Affected | Not Affected | Not Affected | Not Affected | Not Affected | Not Affected | Not Affected | Not Affected | Not Affected | Not Affected | Not Affected | 0 | 0 | 0 | 0 | 21 | Polygon
Critical Infrastructure | Stormwater Treatment Facilities and Pump Stations | Stormwater Ponds - NHD |  | STFPS_PG_163472 |  | Not Affected | Not Affected | Not Affected | Not Affected | Not Affected | Not Affected | Not Affected | Not Affected | Not Affected | Not Affected | Not Affected | Not Affected | Not Affected | Not Affected | Not Affected | Not Affected | Not Affected | Not Affected | Not Affected | Not Affected | Not Affected | 0 | 0 | 0 | 0 | 21 | Polygon
Critical Infrastructure | Stormwater Treatment Facilities and Pump Stations | Stormwater Ponds - NHD |  | STFPS_PG_163473 |  | Not Affected | Not Affected | Not Affected | Not Affected | Not Affected | Not Affected | Not Affected | Not Affected | Not Affected | Not Affected | Not Affected | Not Affected | Not Affected | Not Affected | Not Affected | Not Affected | Not Affected | Not Affected | Not Affected | Not Affected | Not Affected | 0 | 0 | 0 | 0 | 21 | Polygon
Critical Infrastructure | Stormwater Treatment Facilities and Pump Stations | Stormwater Ponds - NHD |  | STFPS_PG_163474 |  | Not Affected | Not Affected | Not Affected | Not Affected | Not Affected | Not Affected | Not Affected | Not Affected | Not Affected | Not Affected | Not Affected | Not Affected | Not Affected | Not Affected | Not Affected | Not Affected | Not Affected | Not Affected | Not Affected | Not Affected | Not Affected | 0 | 0 | 0 | 0 | 21 | Polygon
Critical Infrastructure | Stormwater Treatment Facilities and Pump Stations | Stormwater Ponds - NHD |  | STFPS_PG_163475 |  | Not Affected | Not Affected | Not Affected | Not Affected | Not Affected | Not Affected | Not Affected | Not Affected | Not Affected | Not Affected | Not Affected | Not Affected | Not Affected | Not Affected | Not Affected | Not Affected | Not Affected | Not Affected | Not Affected | Not Affected | Not Affected | 0 | 0 | 0 | 0 | 21 | Polygon
Critical Infrastructure | Stormwater Treatment Facilities and Pump Stations | Stormwater Ponds - NHD |  | STFPS_PG_163476 |  | Not Affected | Not Affected | Not Affected | Not Affected | Not Affected | Not Affected | Not Affected | Not Affected | Not Affected | Not Affected | Not Affected | Not Affected | Not Affected | Not Affected | Not Affected | Not Affected | Not Affected | Not Affected | Not Affected | Not Affected | Not Affected | 0 | 0 | 0 | 0 | 21 | Polygon
Critical Infrastructure | Stormwater Treatment Facilities and Pump Stations | Stormwater Ponds - NHD |  | STFPS_PG_163477 |  | Not Affected | Not Affected | Not Affected | Not Affected | Not Affected | Not Affected | Not Affected | Not Affected | Not Affected | Not Affected | Not Affected | Not Affected | Not Affected | Not Affected | Not Affected | Not Affected | Not Affected | Not Affected | Not Affected | Not Affected | Not Affected | 0 | 0 | 0 | 0 | 21 | Polygon
Critical Infrastructure | Stormwater Treatment Facilities and Pump Stations | Stormwater Ponds - NHD |  | STFPS_PG_163478 |  | Not Affected | Not Affected | Not Affected | Not Affected | Not Affected | Not Affected | Not Affected | Not Affected | Not Affected | Not Affected | Not Affected | Not Affected | Not Affected | Not Affected | Not Affected | Not Affected | Not Affected | Not Affected | Not Affected | Not Affected | Not Affected | 0 | 0 | 0 | 0 | 21 | Polygon
Critical Infrastructure | Stormwater Treatment Facilities and Pump Stations | Stormwater Ponds - NHD |  | STFPS_PG_163479 |  | Not Affected | Not Affected | Not Affected | Not Affected | Not Affected | Not Affected | Not Affected | Not Affected | Not Affected | Not Affected | Not Affected | Not Affected | Not Affected | Not Affected | Not Affected | Not Affected | Not Affected | Not Affected | Not Affected | Not Affected | Not Affected | 0 | 0 | 0 | 0 | 21 | Polygon
Critical Infrastructure | Stormwater Treatment Facilities and Pump Stations | Stormwater Ponds - NHD |  | STFPS_PG_163480 |  | Not Affected | Not Affected | Not Affected | Not Affected | Not Affected | Not Affected | Not Affected | Not Affected | Not Affected | Not Affected | Not Affected | Not Affected | Not Affected | Not Affected | Not Affected | Not Affected | Not Affected | Not Affected | Not Affected | Not Affected | Not Affected | 0 | 0 | 0 | 0 | 21 | Polygon
Critical Infrastructure | Stormwater Treatment Facilities and Pump Stations | Stormwater Ponds - NHD |  | STFPS_PG_163481 |  | Not Affected | Not Affected | Not Affected | Not Affected | Not Affected | Not Affected | Not Affected | Not Affected | Not Affected | Not Affected | Not Affected | Not Affected | Not Affected | Not Affected | Not Affected | Not Affected | Not Affected | Not Affected | Not Affected | Not Affected | Not Affected | 0 | 0 | 0 | 0 | 21 | Polygon
Critical Infrastructure | Stormwater Treatment Facilities and Pump Stations | Stormwater Ponds - NHD |  | STFPS_PG_163483 |  | Not Affected | Not Affected | Not Affected | Not Affected | Not Affected | Not Affected | Not Affected | Not Affected | Not Affected | Not Affected | Not Affected | Not Affected | Not Affected | Not Affected | Not Affected | Not Affected | Not Affected | Not Affected | Not Affected | Not Affected | Not Affected | 0 | 0 | 0 | 0 | 21 | Polygon
Critical Infrastructure | Stormwater Treatment Facilities and Pump Stations | Stormwater Ponds - NHD |  | STFPS_PG_163484 |  | Not Affected | Not Affected | Not Affected | Not Affected | Not Affected | Not Affected | Not Affected | Not Affected | Not Affected | Not Affected | Not Affected | Not Affected | Not Affected | Not Affected | Not Affected | Not Affected | Not Affected | Not Affected | Not Affected | Not Affected | Not Affected | 0 | 0 | 0 | 0 | 21 | Polygon
Critical Infrastructure | Stormwater Treatment Facilities and Pump Stations | Stormwater Ponds - NHD |  | STFPS_PG_163485 |  | Not Affected | Not Affected | Not Affected | Not Affected | Not Affected | Not Affected | Not Affected | Not Affected | Not Affected | Not Affected | Not Affected | Not Affected | Not Affected | Not Affected | Not Affected | Not Affected | Not Affected | Not Affected | Not Affected | Not Affected | Not Affected | 0 | 0 | 0 | 0 | 21 | Polygon
Critical Infrastructure | Stormwater Treatment Facilities and Pump Stations | Stormwater Ponds - NHD |  | STFPS_PG_163486 |  | Not Affected | Not Affected | Not Affected | Not Affected | Not Affected | Not Affected | Not Affected | Not Affected | Not Affected | Not Affected | Not Affected | Not Affected | Not Affected | Not Affected | Not Affected | Not Affected | Not Affected | Not Affected | Not Affected | Not Affected | Not Affected | 0 | 0 | 0 | 0 | 21 | Polygon
Critical Infrastructure | Stormwater Treatment Facilities and Pump Stations | Stormwater Ponds - NHD |  | STFPS_PG_163487 |  | Not Affected | Not Affected | Not Affected | Not Affected | Not Affected | Not Affected | Not Affected | Not Affected | Not Affected | Not Affected | Not Affected | Not Affected | Not Affected | Not Affected | Not Affected | Not Affected | Not Affected | Not Affected | Not Affected | Not Affected | Not Affected | 0 | 0 | 0 | 0 | 21 | Polygon
Critical Infrastructure | Stormwater Treatment Facilities and Pump Stations | Stormwater Ponds - NHD |  | STFPS_PG_163488 |  | Not Affected | Not Affected | Not Affected | Not Affected | Not Affected | Not Affected | Not Affected | Not Affected | Not Affected | Not Affected | Not Affected | Not Affected | Not Affected | Not Affected | Not Affected | Not Affected | Not Affected | Not Affected | Not Affected | Not Affected | Not Affected | 0 | 0 | 0 | 0 | 21 | Polygon
Critical Infrastructure | Stormwater Treatment Facilities and Pump Stations | Stormwater Ponds - NHD |  | STFPS_PG_163489 |  | Not Affected | Not Affected | Not Affected | Not Affected | Not Affected | Not Affected | Not Affected | Not Affected | Not Affected | Not Affected | Not Affected | Not Affected | Not Affected | Not Affected | Not Affected | Not Affected | Not Affected | Not Affected | Not Affected | Not Affected | Not Affected | 0 | 0 | 0 | 0 | 21 | Polygon
Critical Infrastructure | Stormwater Treatment Facilities and Pump Stations | Stormwater Ponds - NHD |  | STFPS_PG_163490 |  | Not Affected | Not Affected | Not Affected | Not Affected | Not Affected | Not Affected | Not Affected | Not Affected | Not Affected | Not Affected | Not Affected | Not Affected | Not Affected | Not Affected | Not Affected | Not Affected | Not Affected | Not Affected | Not Affected | Not Affected | Not Affected | 0 | 0 | 0 | 0 | 21 | Polygon
Critical Infrastructure | Stormwater Treatment Facilities and Pump Stations | Stormwater Ponds - NHD |  | STFPS_PG_163491 |  | Not Affected | Not Affected | Not Affected | Not Affected | Not Affected | Not Affected | Not Affected | Not Affected | Not Affected | Not Affected | Not Affected | Not Affected | Not Affected | Not Affected | Not Affected | Not Affected | Not Affected | Not Affected | Not Affected | Not Affected | Not Affected | 0 | 0 | 0 | 0 | 21 | Polygon
Critical Infrastructure | Stormwater Treatment Facilities and Pump Stations | Stormwater Ponds - NHD |  | STFPS_PG_163492 |  | Not Affected | Not Affected | Not Affected | Not Affected | Not Affected | Not Affected | Not Affected | Not Affected | Not Affected | Not Affected | Not Affected | Not Affected | Not Affected | Not Affected | Not Affected | Not Affected | Not Affected | Not Affected | Not Affected | Not Affected | Not Affected | 0 | 0 | 0 | 0 | 21 | Polygon
Critical Infrastructure | Stormwater Treatment Facilities and Pump Stations | Stormwater Ponds - NHD |  | STFPS_PG_163493 |  | Not Affected | Not Affected | Not Affected | Not Affected | Not Affected | Not Affected | Not Affected | Not Affected | Not Affected | Not Affected | Not Affected | Not Affected | Not Affected | Not Affected | Not Affected | Not Affected | Not Affected | Not Affected | Not Affected | Not Affected | Not Affected | 0 | 0 | 0 | 0 | 21 | Polygon
Critical Infrastructure | Stormwater Treatment Facilities and Pump Stations | Stormwater Ponds - NHD |  | STFPS_PG_163494 |  | Not Affected | Not Affected | Not Affected | Not Affected | Not Affected | Not Affected | Not Affected | Not Affected | Not Affected | Not Affected | Not Affected | Not Affected | Not Affected | Not Affected | Not Affected | Not Affected | Not Affected | Not Affected | Not Affected | Not Affected | Not Affected | 0 | 0 | 0 | 0 | 21 | Polygon
Critical Infrastructure | Stormwater Treatment Facilities and Pump Stations | Stormwater Ponds - NHD |  | STFPS_PG_163495 |  | Not Affected | Not Affected | Not Affected | Not Affected | Not Affected | Not Affected | Not Affected | Not Affected | Not Affected | Not Affected | Not Affected | Not Affected | Not Affected | Not Affected | Not Affected | Not Affected | Not Affected | Not Affected | Not Affected | Not Affected | Not Affected | 0 | 0 | 0 | 0 | 21 | Polygon
Critical Infrastructure | Stormwater Treatment Facilities and Pump Stations | Stormwater Ponds - NHD |  | STFPS_PG_163496 |  | Not Affected | Not Affected | Not Affected | Not Affected | Not Affected | Not Affected | Not Affected | Not Affected | Not Affected | Not Affected | Not Affected | Not Affected | Not Affected | Not Affected | Not Affected | Not Affected | Not Affected | Not Affected | Not Affected | Not Affected | Not Affected | 0 | 0 | 0 | 0 | 21 | Polygon
Critical Infrastructure | Stormwater Treatment Facilities and Pump Stations | Stormwater Ponds - NHD |  | STFPS_PG_163507 |  | Not Affected | Not Affected | Not Affected | Not Affected | Not Affected | Not Affected | Not Affected | Not Affected | Not Affected | Not Affected | Not Affected | Not Affected | Not Affected | Not Affected | Not Affected | Not Affected | Not Affected | Not Affected | Not Affected | Not Affected | Not Affected | 0 | 0 | 0 | 0 | 21 | Polygon
Critical Infrastructure | Stormwater Treatment Facilities and Pump Stations | Stormwater Ponds - NHD |  | STFPS_PG_163508 |  | Not Affected | Not Affected | Not Affected | Not Affected | Not Affected | Not Affected | Not Affected | Not Affected | Not Affected | Not Affected | Not Affected | Not Affected | Not Affected | Not Affected | Not Affected | Not Affected | Not Affected | Not Affected | Not Affected | Not Affected | Not Affected | 0 | 0 | 0 | 0 | 21 | Polygon
Critical Infrastructure | Stormwater Treatment Facilities and Pump Stations | Stormwater Ponds - NHD |  | STFPS_PG_163511 |  | Not Affected | Not Affected | Not Affected | Not Affected | Not Affected | Not Affected | Not Affected | Not Affected | Not Affected | Not Affected | Not Affected | Not Affected | Not Affected | Not Affected | Not Affected | Not Affected | Not Affected | Not Affected | Not Affected | Not Affected | Not Affected | 0 | 0 | 0 | 0 | 21 | Polygon
Critical Infrastructure | Stormwater Treatment Facilities and Pump Stations | Stormwater Ponds - NHD |  | STFPS_PG_163539 |  | Not Affected | Not Affected | Not Affected | Not Affected | Not Affected | Not Affected | Not Affected | Not Affected | Not Affected | Not Affected | Not Affected | Not Affected | Not Affected | Not Affected | Not Affected | Not Affected | Not Affected | Not Affected | Not Affected | Not Affected | Not Affected | 0 | 0 | 0 | 0 | 21 | Polygon
Critical Infrastructure | Stormwater Treatment Facilities and Pump Stations | Stormwater Ponds - NHD |  | STFPS_PG_163541 |  | Not Affected | Not Affected | Not Affected | Not Affected | Not Affected | Not Affected | Not Affected | Not Affected | Not Affected | Not Affected | Not Affected | Not Affected | Not Affected | Not Affected | Not Affected | Not Affected | Not Affected | Not Affected | Not Affected | Not Affected | Not Affected | 0 | 0 | 0 | 0 | 21 | Polygon
Critical Infrastructure | Stormwater Treatment Facilities and Pump Stations | Stormwater Ponds - NHD |  | STFPS_PG_163549 |  | Not Affected | Not Affected | Not Affected | Not Affected | Not Affected | Not Affected | Not Affected | Not Affected | Not Affected | Not Affected | Not Affected | Not Affected | Not Affected | Not Affected | Not Affected | Not Affected | Not Affected | Not Affected | Not Affected | Not Affected | Not Affected | 0 | 0 | 0 | 0 | 21 | Polygon
Critical Infrastructure | Stormwater Treatment Facilities and Pump Stations | Stormwater Ponds - NHD |  | STFPS_PG_163586 |  | Not Affected | Not Affected | Not Affected | Not Affected | Not Affected | Not Affected | Not Affected | Not Affected | Not Affected | Not Affected | Not Affected | Not Affected | Not Affected | Not Affected | Not Affected | Not Affected | Not Affected | Not Affected | Not Affected | Not Affected | Not Affected | 0 | 0 | 0 | 0 | 21 | Polygon
Critical Infrastructure | Stormwater Treatment Facilities and Pump Stations | Stormwater Ponds - NHD |  | STFPS_PG_163601 |  | Not Affected | Not Affected | Not Affected | Not Affected | Not Affected | Not Affected | Not Affected | Not Affected | Not Affected | Not Affected | Not Affected | Not Affected | Not Affected | Not Affected | Not Affected | Not Affected | Not Affected | Not Affected | Not Affected | Not Affected | Not Affected | 0 | 0 | 0 | 0 | 21 | Polygon
Critical Infrastructure | Stormwater Treatment Facilities and Pump Stations | Stormwater Ponds - NHD |  | STFPS_PG_163603 |  | Not Affected | Not Affected | Not Affected | Not Affected | Not Affected | Not Affected | Not Affected | Not Affected | Not Affected | Not Affected | Not Affected | Not Affected | Not Affected | Not Affected | Not Affected | Not Affected | Not Affected | Not Affected | Not Affected | Not Affected | Not Affected | 0 | 0 | 0 | 0 | 21 | Polygon
Critical Infrastructure | Stormwater Treatment Facilities and Pump Stations | Stormwater Ponds - NHD |  | STFPS_PG_163604 |  | Not Affected | Not Affected | Not Affected | Not Affected | Not Affected | Not Affected | Not Affected | Not Affected | Not Affected | Not Affected | Not Affected | Not Affected | Not Affected | Not Affected | Not Affected | Not Affected | Not Affected | Not Affected | Not Affected | Not Affected | Not Affected | 0 | 0 | 0 | 0 | 21 | Polygon
Critical Infrastructure | Stormwater Treatment Facilities and Pump Stations | Stormwater Ponds - NHD |  | STFPS_PG_163608 |  | Not Affected | Not Affected | Not Affected | Not Affected | Not Affected | Not Affected | Not Affected | Not Affected | Not Affected | Not Affected | Not Affected | Not Affected | Not Affected | Not Affected | Not Affected | Not Affected | Not Affected | Not Affected | Not Affected | Not Affected | Not Affected | 0 | 0 | 0 | 0 | 21 | Polygon
Critical Infrastructure | Stormwater Treatment Facilities and Pump Stations | Stormwater Ponds - NHD |  | STFPS_PG_163672 |  | Not Affected | Not Affected | Not Affected | Not Affected | Not Affected | Not Affected | Not Affected | Not Affected | Not Affected | Not Affected | Not Affected | Not Affected | Not Affected | Not Affected | Not Affected | Not Affected | Not Affected | Not Affected | Not Affected | Not Affected | Not Affected | 0 | 0 | 0 | 0 | 21 | Polygon
Critical Infrastructure | Stormwater Treatment Facilities and Pump Stations | Stormwater Ponds - NHD |  | STFPS_PG_163791 |  | Not Affected | Not Affected | Not Affected | Not Affected | Not Affected | Not Affected | Not Affected | Not Affected | Not Affected | Not Affected | Not Affected | Not Affected | Not Affected | Not Affected | Not Affected | Not Affected | Not Affected | Not Affected | Not Affected | Not Affected | Not Affected | 0 | 0 | 0 | 0 | 21 | Polygon
Critical Infrastructure | Stormwater Treatment Facilities and Pump Stations | Stormwater Ponds - NHD |  | STFPS_PG_163792 |  | Not Affected | Not Affected | Not Affected | Not Affected | Not Affected | Not Affected | Not Affected | Not Affected | Not Affected | Not Affected | Not Affected | Not Affected | Not Affected | Not Affected | Not Affected | Not Affected | Not Affected | Not Affected | Not Affected | Not Affected | Not Affected | 0 | 0 | 0 | 0 | 21 | Polygon
Critical Infrastructure | Stormwater Treatment Facilities and Pump Stations | Stormwater Ponds - NHD |  | STFPS_PG_163793 |  | Not Affected | Not Affected | Not Affected | Not Affected | Not Affected | Not Affected | Not Affected | Not Affected | Not Affected | Not Affected | Not Affected | Not Affected | Not Affected | Not Affected | Not Affected | Not Affected | Not Affected | Not Affected | Not Affected | Not Affected | Not Affected | 0 | 0 | 0 | 0 | 21 | Polygon
Critical Infrastructure | Stormwater Treatment Facilities and Pump Stations | Stormwater Ponds - NHD |  | STFPS_PG_163794 |  | Not Affected | Not Affected | Not Affected | Not Affected | Not Affected | Not Affected | Not Affected | Not Affected | Not Affected | Not Affected | Not Affected | Not Affected | Not Affected | Not Affected | Not Affected | Not Affected | Not Affected | Not Affected | Not Affected | Not Affected | Not Affected | 0 | 0 | 0 | 0 | 21 | Polygon
Critical Infrastructure | Stormwater Treatment Facilities and Pump Stations | Stormwater Ponds - NHD |  | STFPS_PG_163795 |  | Not Affected | Not Affected | Not Affected | Not Affected | Not Affected | Not Affected | Not Affected | Not Affected | Not Affected | Not Affected | Not Affected | Not Affected | Not Affected | Not Affected | Not Affected | Not Affected | Not Affected | Not Affected | Not Affected | Not Affected | Not Affected | 0 | 0 | 0 | 0 | 21 | Polygon
Critical Infrastructure | Stormwater Treatment Facilities and Pump Stations | Stormwater Ponds - NHD |  | STFPS_PG_163796 |  | Not Affected | Not Affected | Not Affected | Not Affected | Not Affected | Not Affected | Not Affected | Not Affected | Not Affected | Not Affected | Not Affected | Not Affected | Not Affected | Not Affected | Not Affected | Not Affected | Not Affected | Not Affected | Not Affected | Not Affected | Not Affected | 0 | 0 | 0 | 0 | 21 | Polygon
Critical Infrastructure | Stormwater Treatment Facilities and Pump Stations | Stormwater Ponds - NHD |  | STFPS_PG_163797 |  | Not Affected | Not Affected | Not Affected | Not Affected | Not Affected | Not Affected | Not Affected | Not Affected | Not Affected | Not Affected | Not Affected | Not Affected | Not Affected | Not Affected | Not Affected | Not Affected | Not Affected | Not Affected | Not Affected | Not Affected | Not Affected | 0 | 0 | 0 | 0 | 21 | Polygon
Critical Infrastructure | Stormwater Treatment Facilities and Pump Stations | Stormwater Ponds - NHD |  | STFPS_PG_163798 |  | Not Affected | Not Affected | Not Affected | Not Affected | Not Affected | Not Affected | Not Affected | Not Affected | Not Affected | Not Affected | Not Affected | Not Affected | Not Affected | Not Affected | Not Affected | Not Affected | Not Affected | Not Affected | Not Affected | Not Affected | Not Affected | 0 | 0 | 0 | 0 | 21 | Polygon
Critical Infrastructure | Stormwater Treatment Facilities and Pump Stations | Stormwater Ponds - NHD |  | STFPS_PG_163799 |  | Not Affected | Not Affected | Not Affected | Not Affected | Not Affected | Not Affected | Not Affected | Not Affected | Not Affected | Not Affected | Not Affected | Not Affected | Not Affected | Not Affected | Not Affected | Not Affected | Not Affected | Not Affected | Not Affected | Not Affected | Not Affected | 0 | 0 | 0 | 0 | 21 | Polygon
Critical Infrastructure | Stormwater Treatment Facilities and Pump Stations | Stormwater Ponds - NHD |  | STFPS_PG_163800 |  | Not Affected | Not Affected | Not Affected | Not Affected | Not Affected | Not Affected | Not Affected | Not Affected | Not Affected | Not Affected | Not Affected | Not Affected | Not Affected | Not Affected | Not Affected | Not Affected | Not Affected | Not Affected | Not Affected | Not Affected | Not Affected | 0 | 0 | 0 | 0 | 21 | Polygon
Critical Infrastructure | Stormwater Treatment Facilities and Pump Stations | Stormwater Ponds - NHD |  | STFPS_PG_163801 |  | Not Affected | Not Affected | Not Affected | Not Affected | Not Affected | Not Affected | Not Affected | Not Affected | Not Affected | Not Affected | Not Affected | Not Affected | Not Affected | Not Affected | Not Affected | Not Affected | Not Affected | Not Affected | Not Affected | Not Affected | Not Affected | 0 | 0 | 0 | 0 | 21 | Polygon
Critical Infrastructure | Stormwater Treatment Facilities and Pump Stations | Stormwater Ponds - NHD |  | STFPS_PG_163802 |  | Not Affected | Not Affected | Not Affected | Not Affected | Not Affected | Not Affected | Not Affected | Not Affected | Not Affected | Not Affected | Not Affected | Not Affected | Not Affected | Not Affected | Not Affected | Not Affected | Not Affected | Not Affected | Not Affected | Not Affected | Not Affected | 0 | 0 | 0 | 0 | 21 | Polygon
Critical Infrastructure | Stormwater Treatment Facilities and Pump Stations | Stormwater Ponds - NHD |  | STFPS_PG_163803 |  | Not Affected | Not Affected | Not Affected | Not Affected | Not Affected | Not Affected | Not Affected | Not Affected | Not Affected | Not Affected | Not Affected | Not Affected | Not Affected | Not Affected | Not Affected | Not Affected | Not Affected | Not Affected | Not Affected | Not Affected | Not Affected | 0 | 0 | 0 | 0 | 21 | Polygon
Critical Infrastructure | Stormwater Treatment Facilities and Pump Stations | Stormwater Ponds - NHD |  | STFPS_PG_163804 |  | Not Affected | Not Affected | Not Affected | Not Affected | Not Affected | Not Affected | Not Affected | Not Affected | Not Affected | Not Affected | Not Affected | Not Affected | Not Affected | Not Affected | Not Affected | Not Affected | Not Affected | Not Affected | Not Affected | Not Affected | Not Affected | 0 | 0 | 0 | 0 | 21 | Polygon
Critical Infrastructure | Stormwater Treatment Facilities and Pump Stations | Stormwater Ponds - NHD |  | STFPS_PG_163805 |  | Not Affected | Not Affected | Not Affected | Not Affected | Not Affected | Not Affected | Not Affected | Not Affected | Not Affected | Not Affected | Not Affected | Not Affected | Not Affected | Not Affected | Not Affected | Not Affected | Not Affected | Not Affected | Not Affected | Not Affected | Not Affected | 0 | 0 | 0 | 0 | 21 | Polygon
Critical Infrastructure | Stormwater Treatment Facilities and Pump Stations | Stormwater Ponds - NHD |  | STFPS_PG_163806 |  | Not Affected | Not Affected | Not Affected | Not Affected | Not Affected | Not Affected | Not Affected | Not Affected | Not Affected | Not Affected | Not Affected | Not Affected | Not Affected | Not Affected | Not Affected | Not Affected | Not Affected | Not Affected | Not Affected | Not Affected | Not Affected | 0 | 0 | 0 | 0 | 21 | Polygon
Critical Infrastructure | Stormwater Treatment Facilities and Pump Stations | Stormwater Ponds - NHD |  | STFPS_PG_163807 |  | Not Affected | Not Affected | Not Affected | Not Affected | Not Affected | Not Affected | Not Affected | Not Affected | Not Affected | Not Affected | Not Affected | Not Affected | Not Affected | Not Affected | Not Affected | Not Affected | Not Affected | Not Affected | Not Affected | Not Affected | Not Affected | 0 | 0 | 0 | 0 | 21 | Polygon
Critical Infrastructure | Stormwater Treatment Facilities and Pump Stations | Stormwater Ponds - NHD |  | STFPS_PG_163808 |  | Not Affected | Not Affected | Not Affected | Not Affected | Not Affected | Not Affected | Not Affected | Not Affected | Not Affected | Not Affected | Not Affected | Not Affected | Not Affected | Not Affected | Not Affected | Not Affected | Not Affected | Not Affected | Not Affected | Not Affected | Not Affected | 0 | 0 | 0 | 0 | 21 | Polygon
Critical Infrastructure | Stormwater Treatment Facilities and Pump Stations | Stormwater Ponds - NHD |  | STFPS_PG_163809 |  | Not Affected | Not Affected | Not Affected | Not Affected | Not Affected | Not Affected | Not Affected | Not Affected | Not Affected | Not Affected | Not Affected | Not Affected | Not Affected | Not Affected | Not Affected | Not Affected | Not Affected | Not Affected | Not Affected | Not Affected | Not Affected | 0 | 0 | 0 | 0 | 21 | Polygon
Critical Infrastructure | Stormwater Treatment Facilities and Pump Stations | Stormwater Ponds - NHD |  | STFPS_PG_163810 |  | Not Affected | Not Affected | Not Affected | Not Affected | Not Affected | Not Affected | Not Affected | Not Affected | Not Affected | Not Affected | Not Affected | Not Affected | Not Affected | Not Affected | Not Affected | Not Affected | Not Affected | Not Affected | Not Affected | Not Affected | Not Affected | 0 | 0 | 0 | 0 | 21 | Polygon
Critical Infrastructure | Stormwater Treatment Facilities and Pump Stations | Stormwater Ponds - NHD |  | STFPS_PG_163811 |  | Not Affected | Not Affected | Not Affected | Not Affected | Not Affected | Not Affected | Not Affected | Not Affected | Not Affected | Not Affected | Not Affected | Not Affected | Not Affected | Not Affected | Not Affected | Not Affected | Not Affected | Not Affected | Not Affected | Not Affected | Not Affected | 0 | 0 | 0 | 0 | 21 | Polygon
Critical Infrastructure | Stormwater Treatment Facilities and Pump Stations | Stormwater Ponds - NHD |  | STFPS_PG_163812 |  | Not Affected | Not Affected | Not Affected | Not Affected | Not Affected | Not Affected | Not Affected | Not Affected | Not Affected | Not Affected | Not Affected | Not Affected | Not Affected | Not Affected | Not Affected | Not Affected | Not Affected | Not Affected | Not Affected | Not Affected | Not Affected | 0 | 0 | 0 | 0 | 21 | Polygon
Critical Infrastructure | Stormwater Treatment Facilities and Pump Stations | Stormwater Ponds - NHD |  | STFPS_PG_163813 |  | Not Affected | Not Affected | Not Affected | Not Affected | Not Affected | Not Affected | Not Affected | Not Affected | Not Affected | Not Affected | Not Affected | Not Affected | Not Affected | Not Affected | Not Affected | Not Affected | Not Affected | Not Affected | Not Affected | Not Affected | Not Affected | 0 | 0 | 0 | 0 | 21 | Polygon
Critical Infrastructure | Stormwater Treatment Facilities and Pump Stations | Stormwater Ponds - NHD |  | STFPS_PG_163814 |  | Not Affected | Not Affected | Not Affected | Not Affected | Not Affected | Not Affected | Not Affected | Not Affected | Not Affected | Not Affected | Not Affected | Not Affected | Not Affected | Not Affected | Not Affected | Not Affected | Not Affected | Not Affected | Not Affected | Not Affected | Not Affected | 0 | 0 | 0 | 0 | 21 | Polygon
Critical Infrastructure | Stormwater Treatment Facilities and Pump Stations | Stormwater Ponds - NHD |  | STFPS_PG_163815 |  | Not Affected | Not Affected | Not Affected | Not Affected | Not Affected | Not Affected | Not Affected | Not Affected | Not Affected | Not Affected | Not Affected | Not Affected | Not Affected | Not Affected | Not Affected | Not Affected | Not Affected | Not Affected | Not Affected | Not Affected | Not Affected | 0 | 0 | 0 | 0 | 21 | Polygon
Critical Infrastructure | Stormwater Treatment Facilities and Pump Stations | Stormwater Ponds - NHD |  | STFPS_PG_163816 |  | Not Affected | Not Affected | Not Affected | Not Affected | Not Affected | Not Affected | Not Affected | Not Affected | Not Affected | Not Affected | Not Affected | Not Affected | Not Affected | Not Affected | Not Affected | Not Affected | Not Affected | Not Affected | Not Affected | Not Affected | Not Affected | 0 | 0 | 0 | 0 | 21 | Polygon
Critical Infrastructure | Stormwater Treatment Facilities and Pump Stations | Stormwater Ponds - NHD |  | STFPS_PG_163817 |  | Not Affected | Not Affected | Not Affected | Not Affected | Not Affected | Not Affected | Not Affected | Not Affected | Not Affected | Not Affected | Not Affected | Not Affected | Not Affected | Not Affected | Not Affected | Not Affected | Not Affected | Not Affected | Not Affected | Not Affected | Not Affected | 0 | 0 | 0 | 0 | 21 | Polygon
Critical Infrastructure | Stormwater Treatment Facilities and Pump Stations | Stormwater Ponds - NHD |  | STFPS_PG_163818 |  | Not Affected | Not Affected | Not Affected | Not Affected | Not Affected | Not Affected | Not Affected | Not Affected | Not Affected | Not Affected | Not Affected | Not Affected | Not Affected | Not Affected | Not Affected | Not Affected | Not Affected | Not Affected | Not Affected | Not Affected | Not Affected | 0 | 0 | 0 | 0 | 21 | Polygon
Critical Infrastructure | Stormwater Treatment Facilities and Pump Stations | Stormwater Ponds - NHD |  | STFPS_PG_163819 |  | Not Affected | Not Affected | Not Affected | Not Affected | Not Affected | Not Affected | Not Affected | Not Affected | Not Affected | Not Affected | Not Affected | Not Affected | Not Affected | Not Affected | Not Affected | Not Affected | Not Affected | Not Affected | Not Affected | Not Affected | Not Affected | 0 | 0 | 0 | 0 | 21 | Polygon
Critical Infrastructure | Stormwater Treatment Facilities and Pump Stations | Stormwater Ponds - NHD |  | STFPS_PG_163820 |  | Not Affected | Not Affected | Not Affected | Not Affected | Not Affected | Not Affected | Not Affected | Not Affected | Not Affected | Not Affected | Not Affected | Not Affected | Not Affected | Not Affected | Not Affected | Not Affected | Not Affected | Not Affected | Not Affected | Not Affected | Not Affected | 0 | 0 | 0 | 0 | 21 | Polygon
Critical Infrastructure | Stormwater Treatment Facilities and Pump Stations | Stormwater Ponds - NHD |  | STFPS_PG_163821 |  | Not Affected | Not Affected | Not Affected | Not Affected | Not Affected | Not Affected | Not Affected | Not Affected | Not Affected | Not Affected | Not Affected | Not Affected | Not Affected | Not Affected | Not Affected | Not Affected | Not Affected | Not Affected | Not Affected | Not Affected | Not Affected | 0 | 0 | 0 | 0 | 21 | Polygon
Critical Infrastructure | Stormwater Treatment Facilities and Pump Stations | Stormwater Ponds - NHD |  | STFPS_PG_163822 |  | Not Affected | Not Affected | Not Affected | Not Affected | Not Affected | Not Affected | Not Affected | Not Affected | Not Affected | Not Affected | Not Affected | Not Affected | Not Affected | Not Affected | Not Affected | Not Affected | Not Affected | Not Affected | Not Affected | Not Affected | Not Affected | 0 | 0 | 0 | 0 | 21 | Polygon
Critical Infrastructure | Stormwater Treatment Facilities and Pump Stations | Stormwater Ponds - NHD |  | STFPS_PG_163823 |  | Not Affected | Not Affected | Not Affected | Not Affected | Not Affected | Not Affected | Not Affected | Not Affected | Not Affected | Not Affected | Not Affected | Not Affected | Not Affected | Not Affected | Not Affected | Not Affected | Not Affected | Not Affected | Not Affected | Not Affected | Not Affected | 0 | 0 | 0 | 0 | 21 | Polygon
Critical Infrastructure | Stormwater Treatment Facilities and Pump Stations | Stormwater Ponds - NHD |  | STFPS_PG_163824 |  | Not Affected | Not Affected | Not Affected | Not Affected | Not Affected | Not Affected | Not Affected | Not Affected | Not Affected | Not Affected | Not Affected | Not Affected | Not Affected | Not Affected | Not Affected | Not Affected | Not Affected | Not Affected | Not Affected | Not Affected | Not Affected | 0 | 0 | 0 | 0 | 21 | Polygon
Critical Infrastructure | Stormwater Treatment Facilities and Pump Stations | Stormwater Ponds - NHD |  | STFPS_PG_163825 |  | Not Affected | Not Affected | Not Affected | Not Affected | Not Affected | Not Affected | Not Affected | Not Affected | Not Affected | Not Affected | Not Affected | Not Affected | Not Affected | Not Affected | Not Affected | Not Affected | Not Affected | Not Affected | Not Affected | Not Affected | Not Affected | 0 | 0 | 0 | 0 | 21 | Polygon
Critical Infrastructure | Stormwater Treatment Facilities and Pump Stations | Stormwater Ponds - NHD |  | STFPS_PG_163826 |  | Not Affected | Not Affected | Not Affected | Not Affected | Not Affected | Not Affected | Not Affected | Not Affected | Not Affected | Not Affected | Not Affected | Not Affected | Not Affected | Not Affected | Not Affected | Not Affected | Not Affected | Not Affected | Not Affected | Not Affected | Not Affected | 0 | 0 | 0 | 0 | 21 | Polygon
Critical Infrastructure | Stormwater Treatment Facilities and Pump Stations | Stormwater Ponds - NHD |  | STFPS_PG_163827 |  | Not Affected | Not Affected | Not Affected | Not Affected | Not Affected | Not Affected | Not Affected | Not Affected | Not Affected | Not Affected | Not Affected | Not Affected | Not Affected | Not Affected | Not Affected | Not Affected | Not Affected | Not Affected | Not Affected | Not Affected | Not Affected | 0 | 0 | 0 | 0 | 21 | Polygon
Critical Infrastructure | Stormwater Treatment Facilities and Pump Stations | Stormwater Ponds - NHD |  | STFPS_PG_163828 |  | Not Affected | Not Affected | Not Affected | Not Affected | Not Affected | Not Affected | Not Affected | Not Affected | Not Affected | Not Affected | Not Affected | Not Affected | Not Affected | Not Affected | Not Affected | Not Affected | Not Affected | Not Affected | Not Affected | Not Affected | Not Affected | 0 | 0 | 0 | 0 | 21 | Polygon
Critical Infrastructure | Stormwater Treatment Facilities and Pump Stations | Stormwater Ponds - NHD |  | STFPS_PG_163829 |  | Not Affected | Not Affected | Not Affected | Not Affected | Not Affected | Not Affected | Not Affected | Not Affected | Not Affected | Not Affected | Not Affected | Not Affected | Not Affected | Not Affected | Not Affected | Not Affected | Not Affected | Not Affected | Not Affected | Not Affected | Not Affected | 0 | 0 | 0 | 0 | 21 | Polygon
Critical Infrastructure | Stormwater Treatment Facilities and Pump Stations | Stormwater Ponds - NHD |  | STFPS_PG_163830 |  | Not Affected | Not Affected | Not Affected | Not Affected | Not Affected | Not Affected | Not Affected | Not Affected | Not Affected | Not Affected | Not Affected | Not Affected | Not Affected | Not Affected | Not Affected | Not Affected | Not Affected | Not Affected | Not Affected | Not Affected | Not Affected | 0 | 0 | 0 | 0 | 21 | Polygon
Critical Infrastructure | Stormwater Treatment Facilities and Pump Stations | Stormwater Ponds - NHD |  | STFPS_PG_163831 |  | Not Affected | Not Affected | Not Affected | Not Affected | Not Affected | Not Affected | Not Affected | Not Affected | Not Affected | Not Affected | Not Affected | Not Affected | Not Affected | Not Affected | Not Affected | Not Affected | Not Affected | Not Affected | Not Affected | Not Affected | Not Affected | 0 | 0 | 0 | 0 | 21 | Polygon
Critical Infrastructure | Stormwater Treatment Facilities and Pump Stations | Stormwater Ponds - NHD |  | STFPS_PG_163832 |  | Not Affected | Not Affected | Not Affected | Not Affected | Not Affected | Not Affected | Not Affected | Not Affected | Not Affected | Not Affected | Not Affected | Not Affected | Not Affected | Not Affected | Not Affected | Not Affected | Not Affected | Not Affected | Not Affected | Not Affected | Not Affected | 0 | 0 | 0 | 0 | 21 | Polygon
Critical Infrastructure | Stormwater Treatment Facilities and Pump Stations | Stormwater Ponds - NHD |  | STFPS_PG_163834 |  | Not Affected | Not Affected | Not Affected | Not Affected | Not Affected | Not Affected | Not Affected | Not Affected | Not Affected | Not Affected | Not Affected | Not Affected | Not Affected | Not Affected | Not Affected | Not Affected | Not Affected | Not Affected | Not Affected | Not Affected | Not Affected | 0 | 0 | 0 | 0 | 21 | Polygon
Critical Infrastructure | Stormwater Treatment Facilities and Pump Stations | Stormwater Ponds - NHD |  | STFPS_PG_163835 |  | Not Affected | Not Affected | Not Affected | Not Affected | Not Affected | Not Affected | Not Affected | Not Affected | Not Affected | Not Affected | Not Affected | Not Affected | Not Affected | Not Affected | Not Affected | Not Affected | Not Affected | Not Affected | Not Affected | Not Affected | Not Affected | 0 | 0 | 0 | 0 | 21 | Polygon
Critical Infrastructure | Stormwater Treatment Facilities and Pump Stations | Stormwater Ponds - NHD |  | STFPS_PG_163837 |  | Not Affected | Not Affected | Not Affected | Not Affected | Not Affected | Not Affected | Not Affected | Not Affected | Not Affected | Not Affected | Not Affected | Not Affected | Not Affected | Not Affected | Not Affected | Not Affected | Not Affected | Not Affected | Not Affected | Not Affected | Not Affected | 0 | 0 | 0 | 0 | 21 | Polygon
Critical Infrastructure | Stormwater Treatment Facilities and Pump Stations | Stormwater Ponds - NHD |  | STFPS_PG_163841 |  | Not Affected | Not Affected | Not Affected | Not Affected | Not Affected | Not Affected | Not Affected | Not Affected | Not Affected | Not Affected | Not Affected | Not Affected | Not Affected | Not Affected | Not Affected | Not Affected | Not Affected | Not Affected | Not Affected | Not Affected | Not Affected | 0 | 0 | 0 | 0 | 21 | Polygon
Critical Infrastructure | Stormwater Treatment Facilities and Pump Stations | Stormwater Ponds - NHD |  | STFPS_PG_163842 |  | Not Affected | Not Affected | Not Affected | Not Affected | Not Affected | Not Affected | Not Affected | Not Affected | Not Affected | Not Affected | Not Affected | Not Affected | Not Affected | Not Affected | Not Affected | Not Affected | Not Affected | Not Affected | Not Affected | Not Affected | Not Affected | 0 | 0 | 0 | 0 | 21 | Polygon
Critical Infrastructure | Stormwater Treatment Facilities and Pump Stations | Stormwater Ponds - NHD |  | STFPS_PG_163843 |  | Not Affected | Not Affected | Not Affected | Not Affected | Not Affected | Not Affected | Not Affected | Not Affected | Not Affected | Not Affected | Not Affected | Not Affected | Not Affected | Not Affected | Not Affected | Not Affected | Not Affected | Not Affected | Not Affected | Not Affected | Not Affected | 0 | 0 | 0 | 0 | 21 | Polygon
Critical Infrastructure | Stormwater Treatment Facilities and Pump Stations | Stormwater Ponds - NHD |  | STFPS_PG_163844 |  | Not Affected | Not Affected | Not Affected | Not Affected | Not Affected | Not Affected | Not Affected | Not Affected | Not Affected | Not Affected | Not Affected | Not Affected | Not Affected | Not Affected | Not Affected | Not Affected | Not Affected | Not Affected | Not Affected | Not Affected | Not Affected | 0 | 0 | 0 | 0 | 21 | Polygon
Critical Infrastructure | Stormwater Treatment Facilities and Pump Stations | Stormwater Ponds - NHD |  | STFPS_PG_163845 |  | Not Affected | Not Affected | Not Affected | Not Affected | Not Affected | Not Affected | Not Affected | Not Affected | Not Affected | Not Affected | Not Affected | Not Affected | Not Affected | Not Affected | Not Affected | Not Affected | Not Affected | Not Affected | Not Affected | Not Affected | Not Affected | 0 | 0 | 0 | 0 | 21 | Polygon
Critical Infrastructure | Stormwater Treatment Facilities and Pump Stations | Stormwater Ponds - NHD |  | STFPS_PG_163846 |  | Not Affected | Not Affected | Not Affected | Not Affected | Not Affected | Not Affected | Not Affected | Not Affected | Not Affected | Not Affected | Not Affected | Not Affected | Not Affected | Not Affected | Not Affected | Not Affected | Not Affected | Not Affected | Not Affected | Not Affected | Not Affected | 0 | 0 | 0 | 0 | 21 | Polygon
Critical Infrastructure | Stormwater Treatment Facilities and Pump Stations | Stormwater Ponds - NHD |  | STFPS_PG_163847 |  | Not Affected | Not Affected | Not Affected | Not Affected | Not Affected | Not Affected | Not Affected | Not Affected | Not Affected | Not Affected | Not Affected | Not Affected | Not Affected | Not Affected | Not Affected | Not Affected | Not Affected | Not Affected | Not Affected | Not Affected | Not Affected | 0 | 0 | 0 | 0 | 21 | Polygon
Critical Infrastructure | Stormwater Treatment Facilities and Pump Stations | Stormwater Ponds - NHD |  | STFPS_PG_163848 |  | Not Affected | Not Affected | Not Affected | Not Affected | Not Affected | Not Affected | Not Affected | Not Affected | Not Affected | Not Affected | Not Affected | Not Affected | Not Affected | Not Affected | Not Affected | Not Affected | Not Affected | Not Affected | Not Affected | Not Affected | Not Affected | 0 | 0 | 0 | 0 | 21 | Polygon
Critical Infrastructure | Stormwater Treatment Facilities and Pump Stations | Stormwater Ponds - NHD |  | STFPS_PG_163849 |  | Not Affected | Not Affected | Not Affected | Not Affected | Not Affected | Not Affected | Not Affected | Not Affected | Not Affected | Not Affected | Not Affected | Not Affected | Not Affected | Not Affected | Not Affected | Not Affected | Not Affected | Not Affected | Not Affected | Not Affected | Not Affected | 0 | 0 | 0 | 0 | 21 | Polygon
Critical Infrastructure | Stormwater Treatment Facilities and Pump Stations | Stormwater Ponds - NHD |  | STFPS_PG_163850 |  | Not Affected | Not Affected | Not Affected | Not Affected | Not Affected | Not Affected | Not Affected | Not Affected | Not Affected | Not Affected | Not Affected | Not Affected | Not Affected | Not Affected | Not Affected | Not Affected | Not Affected | Not Affected | Not Affected | Not Affected | Not Affected | 0 | 0 | 0 | 0 | 21 | Polygon
Critical Infrastructure | Stormwater Treatment Facilities and Pump Stations | Stormwater Ponds - NHD |  | STFPS_PG_163851 |  | Not Affected | Not Affected | Not Affected | Not Affected | Not Affected | Not Affected | Not Affected | Not Affected | Not Affected | Not Affected | Not Affected | Not Affected | Not Affected | Not Affected | Not Affected | Not Affected | Not Affected | Not Affected | Not Affected | Not Affected | Not Affected | 0 | 0 | 0 | 0 | 21 | Polygon
Critical Infrastructure | Stormwater Treatment Facilities and Pump Stations | Stormwater Ponds - NHD |  | STFPS_PG_163852 |  | Not Affected | Not Affected | Not Affected | Not Affected | Not Affected | Not Affected | Not Affected | Not Affected | Not Affected | Not Affected | Not Affected | Not Affected | Not Affected | Not Affected | Not Affected | Not Affected | Not Affected | Not Affected | Not Affected | Not Affected | Not Affected | 0 | 0 | 0 | 0 | 21 | Polygon
Critical Infrastructure | Stormwater Treatment Facilities and Pump Stations | Stormwater Ponds - NHD |  | STFPS_PG_163853 |  | Not Affected | Not Affected | Not Affected | Not Affected | Not Affected | Not Affected | Not Affected | Not Affected | Not Affected | Not Affected | Not Affected | Not Affected | Not Affected | Not Affected | Not Affected | Not Affected | Not Affected | Not Affected | Not Affected | Not Affected | Not Affected | 0 | 0 | 0 | 0 | 21 | Polygon
Critical Infrastructure | Stormwater Treatment Facilities and Pump Stations | Stormwater Ponds - NHD |  | STFPS_PG_163854 |  | Not Affected | Not Affected | Not Affected | Not Affected | Not Affected | Not Affected | Not Affected | Not Affected | Not Affected | Not Affected | Not Affected | Not Affected | Not Affected | Not Affected | Not Affected | Not Affected | Not Affected | Not Affected | Not Affected | Not Affected | Not Affected | 0 | 0 | 0 | 0 | 21 | Polygon
Critical Infrastructure | Stormwater Treatment Facilities and Pump Stations | Stormwater Ponds - NHD |  | STFPS_PG_163855 |  | Not Affected | Not Affected | Not Affected | Not Affected | Not Affected | Not Affected | Not Affected | Not Affected | Not Affected | Not Affected | Not Affected | Not Affected | Not Affected | Not Affected | Not Affected | Not Affected | Not Affected | Not Affected | Not Affected | Not Affected | Not Affected | 0 | 0 | 0 | 0 | 21 | Polygon
Critical Infrastructure | Stormwater Treatment Facilities and Pump Stations | Stormwater Ponds - NHD |  | STFPS_PG_163856 |  | Not Affected | Not Affected | Not Affected | Not Affected | Not Affected | Not Affected | Not Affected | Not Affected | Not Affected | Not Affected | Not Affected | Not Affected | Not Affected | Not Affected | Not Affected | Not Affected | Not Affected | Not Affected | Not Affected | Not Affected | Not Affected | 0 | 0 | 0 | 0 | 21 | Polygon
Critical Infrastructure | Stormwater Treatment Facilities and Pump Stations | Stormwater Ponds - NHD |  | STFPS_PG_163858 |  | Not Affected | Not Affected | Not Affected | Not Affected | Not Affected | Not Affected | Not Affected | Not Affected | Not Affected | Not Affected | Not Affected | Not Affected | Not Affected | Not Affected | Not Affected | Not Affected | Not Affected | Not Affected | Not Affected | Not Affected | Not Affected | 0 | 0 | 0 | 0 | 21 | Polygon
Critical Infrastructure | Stormwater Treatment Facilities and Pump Stations | Stormwater Ponds - NHD |  | STFPS_PG_163859 |  | Not Affected | Not Affected | Not Affected | Not Affected | Not Affected | Not Affected | Not Affected | Not Affected | Not Affected | Not Affected | Not Affected | Not Affected | Not Affected | Not Affected | Not Affected | Not Affected | Not Affected | Not Affected | Not Affected | Not Affected | Not Affected | 0 | 0 | 0 | 0 | 21 | Polygon
Critical Infrastructure | Stormwater Treatment Facilities and Pump Stations | Stormwater Ponds - NHD |  | STFPS_PG_163860 |  | Not Affected | Not Affected | Not Affected | Not Affected | Not Affected | Not Affected | Not Affected | Not Affected | Not Affected | Not Affected | Not Affected | Not Affected | Not Affected | Not Affected | Not Affected | Not Affected | Not Affected | Not Affected | Not Affected | Not Affected | Not Affected | 0 | 0 | 0 | 0 | 21 | Polygon
Critical Infrastructure | Stormwater Treatment Facilities and Pump Stations | Stormwater Ponds - NHD |  | STFPS_PG_163863 |  | Not Affected | Not Affected | Not Affected | Not Affected | Not Affected | Not Affected | Not Affected | Not Affected | Not Affected | Not Affected | Not Affected | Not Affected | Not Affected | Not Affected | Not Affected | Not Affected | Not Affected | Not Affected | Not Affected | Not Affected | Not Affected | 0 | 0 | 0 | 0 | 21 | Polygon
Critical Infrastructure | Stormwater Treatment Facilities and Pump Stations | Stormwater Ponds - NHD |  | STFPS_PG_163864 |  | Not Affected | Not Affected | Not Affected | Not Affected | Not Affected | Not Affected | Not Affected | Not Affected | Not Affected | Not Affected | Not Affected | Not Affected | Not Affected | Not Affected | Not Affected | Not Affected | Not Affected | Not Affected | Not Affected | Not Affected | Not Affected | 0 | 0 | 0 | 0 | 21 | Polygon
Critical Infrastructure | Stormwater Treatment Facilities and Pump Stations | Stormwater Ponds - NHD |  | STFPS_PG_163865 |  | Not Affected | Not Affected | Not Affected | Not Affected | Not Affected | Not Affected | Not Affected | Not Affected | Not Affected | Not Affected | Not Affected | Not Affected | Not Affected | Not Affected | Not Affected | Not Affected | Not Affected | Not Affected | Not Affected | Not Affected | Not Affected | 0 | 0 | 0 | 0 | 21 | Polygon
Critical Infrastructure | Stormwater Treatment Facilities and Pump Stations | Stormwater Ponds - NHD |  | STFPS_PG_163867 |  | Not Affected | Not Affected | Not Affected | Not Affected | Not Affected | Not Affected | Not Affected | Not Affected | Not Affected | Not Affected | Not Affected | Not Affected | Not Affected | Not Affected | Not Affected | Not Affected | Not Affected | Not Affected | Not Affected | Not Affected | Not Affected | 0 | 0 | 0 | 0 | 21 | Polygon
Critical Infrastructure | Stormwater Treatment Facilities and Pump Stations | Stormwater Ponds - NHD |  | STFPS_PG_163870 |  | Not Affected | Not Affected | Not Affected | Not Affected | Not Affected | Not Affected | Not Affected | Not Affected | Not Affected | Not Affected | Not Affected | Not Affected | Not Affected | Not Affected | Not Affected | Not Affected | Not Affected | Not Affected | Not Affected | Not Affected | Not Affected | 0 | 0 | 0 | 0 | 21 | Polygon
Critical Infrastructure | Stormwater Treatment Facilities and Pump Stations | Stormwater Ponds - NHD |  | STFPS_PG_163872 |  | Not Affected | Not Affected | Not Affected | Not Affected | Not Affected | Not Affected | Not Affected | Not Affected | Not Affected | Not Affected | Not Affected | Not Affected | Not Affected | Not Affected | Not Affected | Not Affected | Not Affected | Not Affected | Not Affected | Not Affected | Not Affected | 0 | 0 | 0 | 0 | 21 | Polygon
Critical Infrastructure | Stormwater Treatment Facilities and Pump Stations | Stormwater Ponds - NHD |  | STFPS_PG_163873 |  | Not Affected | Not Affected | Not Affected | Not Affected | Not Affected | Not Affected | Not Affected | Not Affected | Not Affected | Not Affected | Not Affected | Not Affected | Not Affected | Not Affected | Not Affected | Not Affected | Not Affected | Not Affected | Not Affected | Not Affected | Not Affected | 0 | 0 | 0 | 0 | 21 | Polygon
Critical Infrastructure | Stormwater Treatment Facilities and Pump Stations | Stormwater Ponds - NHD |  | STFPS_PG_163876 |  | Not Affected | Not Affected | Not Affected | Not Affected | Not Affected | Not Affected | Not Affected | Not Affected | Not Affected | Not Affected | Not Affected | Not Affected | Not Affected | Not Affected | Not Affected | Not Affected | Not Affected | Not Affected | Not Affected | Not Affected | Not Affected | 0 | 0 | 0 | 0 | 21 | Polygon
Critical Infrastructure | Stormwater Treatment Facilities and Pump Stations | Stormwater Ponds - NHD |  | STFPS_PG_163878 |  | Not Affected | Not Affected | Not Affected | Not Affected | Not Affected | Not Affected | Not Affected | Not Affected | Not Affected | Not Affected | Not Affected | Not Affected | Not Affected | Not Affected | Not Affected | Not Affected | Not Affected | Not Affected | Not Affected | Not Affected | Not Affected | 0 | 0 | 0 | 0 | 21 | Polygon
Critical Infrastructure | Stormwater Treatment Facilities and Pump Stations | Stormwater Ponds - NHD |  | STFPS_PG_163879 |  | Not Affected | Not Affected | Not Affected | Not Affected | Not Affected | Not Affected | Not Affected | Not Affected | Not Affected | Not Affected | Not Affected | Not Affected | Not Affected | Not Affected | Not Affected | Not Affected | Not Affected | Not Affected | Not Affected | Not Affected | Not Affected | 0 | 0 | 0 | 0 | 21 | Polygon
Critical Infrastructure | Stormwater Treatment Facilities and Pump Stations | Stormwater Ponds - NHD |  | STFPS_PG_163880 |  | Not Affected | Not Affected | Not Affected | Not Affected | Not Affected | Not Affected | Not Affected | Not Affected | Not Affected | Not Affected | Not Affected | Not Affected | Not Affected | Not Affected | Not Affected | Not Affected | Not Affected | Not Affected | Not Affected | Not Affected | Not Affected | 0 | 0 | 0 | 0 | 21 | Polygon
Critical Infrastructure | Stormwater Treatment Facilities and Pump Stations | Stormwater Ponds - NHD |  | STFPS_PG_163881 |  | Not Affected | Not Affected | Not Affected | Not Affected | Not Affected | Not Affected | Not Affected | Not Affected | Not Affected | Not Affected | Not Affected | Not Affected | Not Affected | Not Affected | Not Affected | Not Affected | Not Affected | Not Affected | Not Affected | Not Affected | Not Affected | 0 | 0 | 0 | 0 | 21 | Polygon
Critical Infrastructure | Stormwater Treatment Facilities and Pump Stations | Stormwater Ponds - NHD |  | STFPS_PG_163988 |  | Not Affected | Not Affected | Not Affected | Not Affected | Not Affected | Not Affected | Not Affected | Not Affected | Not Affected | Not Affected | Not Affected | Not Affected | Not Affected | Not Affected | Not Affected | Not Affected | Not Affected | Not Affected | Not Affected | Not Affected | Not Affected | 0 | 0 | 0 | 0 | 21 | Polygon
Critical Infrastructure | Stormwater Treatment Facilities and Pump Stations | Stormwater Ponds - NHD |  | STFPS_PG_163998 |  | Not Affected | Not Affected | Not Affected | Not Affected | Not Affected | Not Affected | Not Affected | Not Affected | Not Affected | Not Affected | Not Affected | Not Affected | Not Affected | Not Affected | Not Affected | Not Affected | Not Affected | Not Affected | Not Affected | Not Affected | Not Affected | 0 | 0 | 0 | 0 | 21 | Polygon
Critical Infrastructure | Stormwater Treatment Facilities and Pump Stations | Stormwater Ponds - NHD |  | STFPS_PG_164002 |  | Not Affected | Not Affected | Not Affected | Not Affected | Not Affected | Not Affected | Not Affected | Not Affected | Not Affected | Not Affected | Not Affected | Not Affected | Not Affected | Not Affected | Not Affected | Not Affected | Not Affected | Not Affected | Not Affected | Not Affected | Not Affected | 0 | 0 | 0 | 0 | 21 | Polygon
Critical Infrastructure | Stormwater Treatment Facilities and Pump Stations | Stormwater Ponds - NHD |  | STFPS_PG_164005 |  | Not Affected | Not Affected | Not Affected | Not Affected | Not Affected | Not Affected | Not Affected | Not Affected | Not Affected | Not Affected | Not Affected | Not Affected | Not Affected | Not Affected | Not Affected | Not Affected | Not Affected | Not Affected | Not Affected | Not Affected | Not Affected | 0 | 0 | 0 | 0 | 21 | Polygon
Critical Infrastructure | Stormwater Treatment Facilities and Pump Stations | Stormwater Ponds - NHD |  | STFPS_PG_164038 |  | Not Affected | Not Affected | Not Affected | Not Affected | Not Affected | Not Affected | Not Affected | Not Affected | Not Affected | Not Affected | Not Affected | Not Affected | Not Affected | Not Affected | Not Affected | Not Affected | Not Affected | Not Affected | Not Affected | Not Affected | Not Affected | 0 | 0 | 0 | 0 | 21 | Polygon
Critical Infrastructure | Stormwater Treatment Facilities and Pump Stations | Stormwater Ponds - NHD |  | STFPS_PG_164138 |  | Not Affected | Not Affected | Not Affected | Not Affected | Not Affected | Not Affected | Not Affected | Not Affected | Not Affected | Not Affected | Not Affected | Not Affected | Not Affected | Not Affected | Not Affected | Not Affected | Not Affected | Not Affected | Not Affected | Not Affected | Not Affected | 0 | 0 | 0 | 0 | 21 | Polygon
Critical Infrastructure | Stormwater Treatment Facilities and Pump Stations | Stormwater Ponds - NHD |  | STFPS_PG_164164 |  | Not Affected | Not Affected | Not Affected | Not Affected | Not Affected | Not Affected | Not Affected | Not Affected | Not Affected | Not Affected | Not Affected | Not Affected | Not Affected | Not Affected | Not Affected | Not Affected | Not Affected | Not Affected | Not Affected | Not Affected | Not Affected | 0 | 0 | 0 | 0 | 21 | Polygon
Critical Infrastructure | Stormwater Treatment Facilities and Pump Stations | Stormwater Ponds - NHD |  | STFPS_PG_164165 |  | Not Affected | Not Affected | Not Affected | Not Affected | Not Affected | Not Affected | Not Affected | Not Affected | Not Affected | Not Affected | Not Affected | Not Affected | Not Affected | Not Affected | Not Affected | Not Affected | Not Affected | Not Affected | Not Affected | Not Affected | Not Affected | 0 | 0 | 0 | 0 | 21 | Polygon
Critical Infrastructure | Stormwater Treatment Facilities and Pump Stations | Stormwater Ponds - NHD |  | STFPS_PG_164166 |  | Not Affected | Not Affected | Not Affected | Not Affected | Not Affected | Not Affected | Not Affected | Not Affected | Not Affected | Not Affected | Not Affected | Not Affected | Not Affected | Not Affected | Not Affected | Not Affected | Not Affected | Not Affected | Not Affected | Not Affected | Not Affected | 0 | 0 | 0 | 0 | 21 | Polygon
Critical Infrastructure | Stormwater Treatment Facilities and Pump Stations | Stormwater Ponds - NHD |  | STFPS_PG_164185 |  | Not Affected | Not Affected | Not Affected | Not Affected | Not Affected | Not Affected | Not Affected | Not Affected | Not Affected | Not Affected | Not Affected | Not Affected | Not Affected | Not Affected | Not Affected | Not Affected | Not Affected | Not Affected | Not Affected | Not Affected | Not Affected | 0 | 0 | 0 | 0 | 21 | Polygon
Critical Infrastructure | Stormwater Treatment Facilities and Pump Stations | Stormwater Ponds - NHD |  | STFPS_PG_164191 |  | Not Affected | Not Affected | Not Affected | Not Affected | Not Affected | Not Affected | Not Affected | Not Affected | Not Affected | Not Affected | Not Affected | Not Affected | Not Affected | Not Affected | Not Affected | Not Affected | Not Affected | Not Affected | Not Affected | Not Affected | Not Affected | 0 | 0 | 0 | 0 | 21 | Polygon
Critical Infrastructure | Stormwater Treatment Facilities and Pump Stations | Stormwater Ponds - NHD |  | STFPS_PG_164192 |  | Not Affected | Not Affected | Not Affected | Not Affected | Not Affected | Not Affected | Not Affected | Not Affected | Not Affected | Not Affected | Not Affected | Not Affected | Not Affected | Not Affected | Not Affected | Not Affected | Not Affected | Not Affected | Not Affected | Not Affected | Not Affected | 0 | 0 | 0 | 0 | 21 | Polygon
Critical Infrastructure | Stormwater Treatment Facilities and Pump Stations | Stormwater Ponds - NHD |  | STFPS_PG_164221 |  | Not Affected | Not Affected | Not Affected | Not Affected | Not Affected | Not Affected | Not Affected | Not Affected | Not Affected | Not Affected | Not Affected | Not Affected | Not Affected | Not Affected | Not Affected | Not Affected | Not Affected | Not Affected | Not Affected | Not Affected | Not Affected | 0 | 0 | 0 | 0 | 21 | Polygon
Critical Infrastructure | Stormwater Treatment Facilities and Pump Stations | Stormwater Ponds - NHD |  | STFPS_PG_164254 |  | Not Affected | Not Affected | Not Affected | Not Affected | Not Affected | Not Affected | Not Affected | Not Affected | Not Affected | Not Affected | Not Affected | Not Affected | Not Affected | Not Affected | Not Affected | Not Affected | Not Affected | Not Affected | Not Affected | Not Affected | Not Affected | 0 | 0 | 0 | 0 | 21 | Polygon
Critical Infrastructure | Stormwater Treatment Facilities and Pump Stations | Stormwater Ponds - NHD |  | STFPS_PG_164256 |  | Not Affected | Not Affected | Not Affected | Not Affected | Not Affected | Not Affected | Not Affected | Not Affected | Not Affected | Not Affected | Not Affected | Not Affected | Not Affected | Not Affected | Not Affected | Not Affected | Not Affected | Not Affected | Not Affected | Not Affected | Not Affected | 0 | 0 | 0 | 0 | 21 | Polygon
Critical Infrastructure | Stormwater Treatment Facilities and Pump Stations | Stormwater Ponds - NHD |  | STFPS_PG_164259 |  | Not Affected | Not Affected | Not Affected | Not Affected | Not Affected | Not Affected | Not Affected | Not Affected | Not Affected | Not Affected | Not Affected | Not Affected | Not Affected | Not Affected | Not Affected | Not Affected | Not Affected | Not Affected | Not Affected | Not Affected | Not Affected | 0 | 0 | 0 | 0 | 21 | Polygon
Critical Infrastructure | Stormwater Treatment Facilities and Pump Stations | Stormwater Ponds - NHD |  | STFPS_PG_164263 |  | Not Affected | Not Affected | Not Affected | Not Affected | Not Affected | Not Affected | Not Affected | Not Affected | Not Affected | Not Affected | Not Affected | Not Affected | Not Affected | Not Affected | Not Affected | Not Affected | Not Affected | Not Affected | Not Affected | Not Affected | Not Affected | 0 | 0 | 0 | 0 | 21 | Polygon
Critical Infrastructure | Stormwater Treatment Facilities and Pump Stations | Stormwater Ponds - NHD |  | STFPS_PG_164303 |  | Not Affected | Not Affected | Not Affected | Not Affected | Not Affected | Not Affected | Not Affected | Not Affected | Not Affected | Not Affected | Not Affected | Not Affected | Not Affected | Not Affected | Not Affected | Not Affected | Not Affected | Not Affected | Not Affected | Not Affected | Not Affected | 0 | 0 | 0 | 0 | 21 | Polygon
Critical Infrastructure | Stormwater Treatment Facilities and Pump Stations | Stormwater Ponds - NHD |  | STFPS_PG_164310 |  | Not Affected | Not Affected | Not Affected | Not Affected | Not Affected | Not Affected | Not Affected | Not Affected | Not Affected | Not Affected | Not Affected | Not Affected | Not Affected | Not Affected | Not Affected | Not Affected | Not Affected | Not Affected | Not Affected | Not Affected | Not Affected | 0 | 0 | 0 | 0 | 21 | Polygon
Critical Infrastructure | Stormwater Treatment Facilities and Pump Stations | Stormwater Ponds - NHD |  | STFPS_PG_164311 |  | Not Affected | Not Affected | Not Affected | Not Affected | Not Affected | Not Affected | Not Affected | Not Affected | Not Affected | Not Affected | Not Affected | Not Affected | Not Affected | Not Affected | Not Affected | Not Affected | Not Affected | Not Affected | Not Affected | Not Affected | Not Affected | 0 | 0 | 0 | 0 | 21 | Polygon
Critical Infrastructure | Stormwater Treatment Facilities and Pump Stations | Stormwater Ponds - NHD |  | STFPS_PG_164312 |  | Not Affected | Not Affected | Not Affected | Not Affected | Not Affected | Not Affected | Not Affected | Not Affected | Not Affected | Not Affected | Not Affected | Not Affected | Not Affected | Not Affected | Not Affected | Not Affected | Not Affected | Not Affected | Not Affected | Not Affected | Not Affected | 0 | 0 | 0 | 0 | 21 | Polygon
Critical Infrastructure | Stormwater Treatment Facilities and Pump Stations | Stormwater Ponds - NHD |  | STFPS_PG_164313 |  | Not Affected | Not Affected | Not Affected | Not Affected | Not Affected | Not Affected | Not Affected | Not Affected | Not Affected | Not Affected | Not Affected | Not Affected | Not Affected | Not Affected | Not Affected | Not Affected | Not Affected | Not Affected | Not Affected | Not Affected | Not Affected | 0 | 0 | 0 | 0 | 21 | Polygon
Critical Infrastructure | Stormwater Treatment Facilities and Pump Stations | Stormwater Ponds - NHD |  | STFPS_PG_164314 |  | Not Affected | Not Affected | Not Affected | Not Affected | Not Affected | Not Affected | Not Affected | Not Affected | Not Affected | Not Affected | Not Affected | Not Affected | Not Affected | Not Affected | Not Affected | Not Affected | Not Affected | Not Affected | Not Affected | Not Affected | Not Affected | 0 | 0 | 0 | 0 | 21 | Polygon
Critical Infrastructure | Stormwater Treatment Facilities and Pump Stations | Stormwater Ponds - NHD |  | STFPS_PG_164315 |  | Not Affected | Not Affected | Not Affected | Not Affected | Not Affected | Not Affected | Not Affected | Not Affected | Not Affected | Not Affected | Not Affected | Not Affected | Not Affected | Not Affected | Not Affected | Not Affected | Not Affected | Not Affected | Not Affected | Not Affected | Not Affected | 0 | 0 | 0 | 0 | 21 | Polygon
Critical Infrastructure | Stormwater Treatment Facilities and Pump Stations | Stormwater Ponds - NHD |  | STFPS_PG_164317 |  | Not Affected | Not Affected | Not Affected | Not Affected | Not Affected | Not Affected | Not Affected | Not Affected | Not Affected | Not Affected | Not Affected | Not Affected | Not Affected | Not Affected | Not Affected | Not Affected | Not Affected | Not Affected | Not Affected | Not Affected | Not Affected | 0 | 0 | 0 | 0 | 21 | Polygon
Critical Infrastructure | Stormwater Treatment Facilities and Pump Stations | Stormwater Ponds - NHD |  | STFPS_PG_164322 |  | Not Affected | Not Affected | Not Affected | Not Affected | Not Affected | Not Affected | Not Affected | Not Affected | Not Affected | Not Affected | Not Affected | Not Affected | Not Affected | Not Affected | Not Affected | Not Affected | Not Affected | Not Affected | Not Affected | Not Affected | Not Affected | 0 | 0 | 0 | 0 | 21 | Polygon
Critical Infrastructure | Stormwater Treatment Facilities and Pump Stations | Stormwater Ponds - NHD |  | STFPS_PG_164323 |  | Not Affected | Not Affected | Not Affected | Not Affected | Not Affected | Not Affected | Not Affected | Not Affected | Not Affected | Not Affected | Not Affected | Not Affected | Not Affected | Not Affected | Not Affected | Not Affected | Not Affected | Not Affected | Not Affected | Not Affected | Not Affected | 0 | 0 | 0 | 0 | 21 | Polygon
Critical Infrastructure | Stormwater Treatment Facilities and Pump Stations | Stormwater Ponds - NHD |  | STFPS_PG_164324 |  | Not Affected | Not Affected | Not Affected | Not Affected | Not Affected | Not Affected | Not Affected | Not Affected | Not Affected | Not Affected | Not Affected | Not Affected | Not Affected | Not Affected | Not Affected | Not Affected | Not Affected | Not Affected | Not Affected | Not Affected | Not Affected | 0 | 0 | 0 | 0 | 21 | Polygon
Critical Infrastructure | Stormwater Treatment Facilities and Pump Stations | Stormwater Ponds - NHD |  | STFPS_PG_164326 |  | Not Affected | Not Affected | Not Affected | Not Affected | Not Affected | Not Affected | Not Affected | Not Affected | Not Affected | Not Affected | Not Affected | Not Affected | Not Affected | Not Affected | Not Affected | Not Affected | Not Affected | Not Affected | Not Affected | Not Affected | Not Affected | 0 | 0 | 0 | 0 | 21 | Polygon
Critical Infrastructure | Stormwater Treatment Facilities and Pump Stations | Stormwater Ponds - NHD |  | STFPS_PG_164328 |  | Not Affected | Not Affected | Not Affected | Not Affected | Not Affected | Not Affected | Not Affected | Not Affected | Not Affected | Not Affected | Not Affected | Not Affected | Not Affected | Not Affected | Not Affected | Not Affected | Not Affected | Not Affected | Not Affected | Not Affected | Not Affected | 0 | 0 | 0 | 0 | 21 | Polygon
Critical Infrastructure | Stormwater Treatment Facilities and Pump Stations | Stormwater Ponds - NHD |  | STFPS_PG_164329 |  | Not Affected | Not Affected | Not Affected | Not Affected | Not Affected | Not Affected | Not Affected | Not Affected | Not Affected | Not Affected | Not Affected | Not Affected | Not Affected | Not Affected | Not Affected | Not Affected | Not Affected | Not Affected | Not Affected | Not Affected | Not Affected | 0 | 0 | 0 | 0 | 21 | Polygon
Critical Infrastructure | Stormwater Treatment Facilities and Pump Stations | Stormwater Ponds - NHD |  | STFPS_PG_164330 |  | Not Affected | Not Affected | Not Affected | Not Affected | Not Affected | Not Affected | Not Affected | Not Affected | Not Affected | Not Affected | Not Affected | Not Affected | Not Affected | Not Affected | Not Affected | Not Affected | Not Affected | Not Affected | Not Affected | Not Affected | Not Affected | 0 | 0 | 0 | 0 | 21 | Polygon
Critical Infrastructure | Stormwater Treatment Facilities and Pump Stations | Stormwater Ponds - NHD |  | STFPS_PG_164331 |  | Not Affected | Not Affected | Not Affected | Not Affected | Not Affected | Not Affected | Not Affected | Not Affected | Not Affected | Not Affected | Not Affected | Not Affected | Not Affected | Not Affected | Not Affected | Not Affected | Not Affected | Not Affected | Not Affected | Not Affected | Not Affected | 0 | 0 | 0 | 0 | 21 | Polygon
Critical Infrastructure | Stormwater Treatment Facilities and Pump Stations | Stormwater Ponds - NHD |  | STFPS_PG_164332 |  | Not Affected | Not Affected | Not Affected | Not Affected | Not Affected | Not Affected | Not Affected | Not Affected | Not Affected | Not Affected | Not Affected | Not Affected | Not Affected | Not Affected | Not Affected | Not Affected | Not Affected | Not Affected | Not Affected | Not Affected | Not Affected | 0 | 0 | 0 | 0 | 21 | Polygon
Critical Infrastructure | Stormwater Treatment Facilities and Pump Stations | Stormwater Ponds - NHD |  | STFPS_PG_164334 |  | Not Affected | Not Affected | Not Affected | Not Affected | Not Affected | Not Affected | Not Affected | Not Affected | Not Affected | Not Affected | Not Affected | Not Affected | Not Affected | Not Affected | Not Affected | Not Affected | Not Affected | Not Affected | Not Affected | Not Affected | Not Affected | 0 | 0 | 0 | 0 | 21 | Polygon
Critical Infrastructure | Stormwater Treatment Facilities and Pump Stations | Stormwater Ponds - NHD |  | STFPS_PG_164335 |  | Not Affected | Not Affected | Not Affected | Not Affected | Not Affected | Not Affected | Not Affected | Not Affected | Not Affected | Not Affected | Not Affected | Not Affected | Not Affected | Not Affected | Not Affected | Not Affected | Not Affected | Not Affected | Not Affected | Not Affected | Not Affected | 0 | 0 | 0 | 0 | 21 | Polygon
Critical Infrastructure | Stormwater Treatment Facilities and Pump Stations | Stormwater Ponds - NHD |  | STFPS_PG_164336 |  | Not Affected | Not Affected | Not Affected | Not Affected | Not Affected | Not Affected | Not Affected | Not Affected | Not Affected | Not Affected | Not Affected | Not Affected | Not Affected | Not Affected | Not Affected | Not Affected | Not Affected | Not Affected | Not Affected | Not Affected | Not Affected | 0 | 0 | 0 | 0 | 21 | Polygon
Critical Infrastructure | Stormwater Treatment Facilities and Pump Stations | Stormwater Ponds - NHD |  | STFPS_PG_164337 |  | Not Affected | Not Affected | Not Affected | Not Affected | Not Affected | Not Affected | Not Affected | Not Affected | Not Affected | Not Affected | Not Affected | Not Affected | Not Affected | Not Affected | Not Affected | Not Affected | Not Affected | Not Affected | Not Affected | Not Affected | Not Affected | 0 | 0 | 0 | 0 | 21 | Polygon
Critical Infrastructure | Stormwater Treatment Facilities and Pump Stations | Stormwater Ponds - NHD |  | STFPS_PG_164338 |  | Not Affected | Not Affected | Not Affected | Not Affected | Not Affected | Not Affected | Not Affected | Not Affected | Not Affected | Not Affected | Not Affected | Not Affected | Not Affected | Not Affected | Not Affected | Not Affected | Not Affected | Not Affected | Not Affected | Not Affected | Not Affected | 0 | 0 | 0 | 0 | 21 | Polygon
Critical Infrastructure | Stormwater Treatment Facilities and Pump Stations | Stormwater Ponds - NHD |  | STFPS_PG_164339 |  | Not Affected | Not Affected | Not Affected | Not Affected | Not Affected | Not Affected | Not Affected | Not Affected | Not Affected | Not Affected | Not Affected | Not Affected | Not Affected | Not Affected | Not Affected | Not Affected | Not Affected | Not Affected | Not Affected | Not Affected | Not Affected | 0 | 0 | 0 | 0 | 21 | Polygon
Critical Infrastructure | Stormwater Treatment Facilities and Pump Stations | Stormwater Ponds - NHD |  | STFPS_PG_164340 |  | Not Affected | Not Affected | Not Affected | Not Affected | Not Affected | Not Affected | Not Affected | Not Affected | Not Affected | Not Affected | Not Affected | Not Affected | Not Affected | Not Affected | Not Affected | Not Affected | Not Affected | Not Affected | Not Affected | Not Affected | Not Affected | 0 | 0 | 0 | 0 | 21 | Polygon
Critical Infrastructure | Stormwater Treatment Facilities and Pump Stations | Stormwater Ponds - NHD |  | STFPS_PG_164342 |  | Not Affected | Not Affected | Not Affected | Not Affected | Not Affected | Not Affected | Not Affected | Not Affected | Not Affected | Not Affected | Not Affected | Not Affected | Not Affected | Not Affected | Not Affected | Not Affected | Not Affected | Not Affected | Not Affected | Not Affected | Not Affected | 0 | 0 | 0 | 0 | 21 | Polygon
Critical Infrastructure | Stormwater Treatment Facilities and Pump Stations | Stormwater Ponds - NHD |  | STFPS_PG_164344 |  | Not Affected | Not Affected | Not Affected | Not Affected | Not Affected | Not Affected | Not Affected | Not Affected | Not Affected | Not Affected | Not Affected | Not Affected | Not Affected | Not Affected | Not Affected | Not Affected | Not Affected | Not Affected | Not Affected | Not Affected | Not Affected | 0 | 0 | 0 | 0 | 21 | Polygon
Critical Infrastructure | Stormwater Treatment Facilities and Pump Stations | Stormwater Ponds - NHD |  | STFPS_PG_164402 |  | Not Affected | Not Affected | Not Affected | Not Affected | Not Affected | Not Affected | Not Affected | Not Affected | Not Affected | Not Affected | Not Affected | Not Affected | Not Affected | Not Affected | Not Affected | Not Affected | Not Affected | Not Affected | Not Affected | Not Affected | Not Affected | 0 | 0 | 0 | 0 | 21 | Polygon
Critical Infrastructure | Stormwater Treatment Facilities and Pump Stations | Stormwater Ponds - NHD |  | STFPS_PG_164403 |  | Not Affected | Not Affected | Not Affected | Not Affected | Not Affected | Not Affected | Not Affected | Not Affected | Not Affected | Not Affected | Not Affected | Not Affected | Not Affected | Not Affected | Not Affected | Not Affected | Not Affected | Not Affected | Not Affected | Not Affected | Not Affected | 0 | 0 | 0 | 0 | 21 | Polygon
Critical Infrastructure | Stormwater Treatment Facilities and Pump Stations | Stormwater Ponds - NHD |  | STFPS_PG_164404 |  | Not Affected | Not Affected | Not Affected | Not Affected | Not Affected | Not Affected | Not Affected | Not Affected | Not Affected | Not Affected | Not Affected | Not Affected | Not Affected | Not Affected | Not Affected | Not Affected | Not Affected | Not Affected | Not Affected | Not Affected | Not Affected | 0 | 0 | 0 | 0 | 21 | Polygon
Critical Infrastructure | Stormwater Treatment Facilities and Pump Stations | Stormwater Ponds - NHD |  | STFPS_PG_164405 |  | Not Affected | Not Affected | Not Affected | Not Affected | Not Affected | Not Affected | Not Affected | Not Affected | Not Affected | Not Affected | Not Affected | Not Affected | Not Affected | Not Affected | Not Affected | Not Affected | Not Affected | Not Affected | Not Affected | Not Affected | Not Affected | 0 | 0 | 0 | 0 | 21 | Polygon
Critical Infrastructure | Stormwater Treatment Facilities and Pump Stations | Stormwater Ponds - NHD |  | STFPS_PG_164406 |  | Not Affected | Not Affected | Not Affected | Not Affected | Not Affected | Not Affected | Not Affected | Not Affected | Not Affected | Not Affected | Not Affected | Not Affected | Not Affected | Not Affected | Not Affected | Not Affected | Not Affected | Not Affected | Not Affected | Not Affected | Not Affected | 0 | 0 | 0 | 0 | 21 | Polygon
Critical Infrastructure | Stormwater Treatment Facilities and Pump Stations | Stormwater Ponds - NHD |  | STFPS_PG_164407 |  | Not Affected | Not Affected | Not Affected | Not Affected | Not Affected | Not Affected | Not Affected | Not Affected | Not Affected | Not Affected | Not Affected | Not Affected | Not Affected | Not Affected | Not Affected | Not Affected | Not Affected | Not Affected | Not Affected | Not Affected | Not Affected | 0 | 0 | 0 | 0 | 21 | Polygon
Critical Infrastructure | Stormwater Treatment Facilities and Pump Stations | Stormwater Ponds - NHD |  | STFPS_PG_164408 |  | Not Affected | Not Affected | Not Affected | Not Affected | Not Affected | Not Affected | Not Affected | Not Affected | Not Affected | Not Affected | Not Affected | Not Affected | Not Affected | Not Affected | Not Affected | Not Affected | Not Affected | Not Affected | Not Affected | Not Affected | Not Affected | 0 | 0 | 0 | 0 | 21 | Polygon
Critical Infrastructure | Stormwater Treatment Facilities and Pump Stations | Stormwater Ponds - NHD |  | STFPS_PG_164409 |  | Not Affected | Not Affected | Not Affected | Not Affected | Not Affected | Not Affected | Not Affected | Not Affected | Not Affected | Not Affected | Not Affected | Not Affected | Not Affected | Not Affected | Not Affected | Not Affected | Not Affected | Not Affected | Not Affected | Not Affected | Not Affected | 0 | 0 | 0 | 0 | 21 | Polygon
Critical Infrastructure | Stormwater Treatment Facilities and Pump Stations | Stormwater Ponds - NHD |  | STFPS_PG_164412 |  | Not Affected | Not Affected | Not Affected | Not Affected | Not Affected | Not Affected | Not Affected | Not Affected | Not Affected | Not Affected | Not Affected | Not Affected | Not Affected | Not Affected | Not Affected | Not Affected | Not Affected | Not Affected | Not Affected | Not Affected | Not Affected | 0 | 0 | 0 | 0 | 21 | Polygon
Critical Infrastructure | Stormwater Treatment Facilities and Pump Stations | Stormwater Ponds - NHD |  | STFPS_PG_164413 |  | Not Affected | Not Affected | Not Affected | Not Affected | Not Affected | Not Affected | Not Affected | Not Affected | Not Affected | Not Affected | Not Affected | Not Affected | Not Affected | Not Affected | Not Affected | Not Affected | Not Affected | Not Affected | Not Affected | Not Affected | Not Affected | 0 | 0 | 0 | 0 | 21 | Polygon
Critical Infrastructure | Stormwater Treatment Facilities and Pump Stations | Stormwater Ponds - NHD |  | STFPS_PG_164414 |  | Not Affected | Not Affected | Not Affected | Not Affected | Not Affected | Not Affected | Not Affected | Not Affected | Not Affected | Not Affected | Not Affected | Not Affected | Not Affected | Not Affected | Not Affected | Not Affected | Not Affected | Not Affected | Not Affected | Not Affected | Not Affected | 0 | 0 | 0 | 0 | 21 | Polygon
Critical Infrastructure | Stormwater Treatment Facilities and Pump Stations | Stormwater Ponds - NHD |  | STFPS_PG_164415 |  | Not Affected | Not Affected | Not Affected | Not Affected | Not Affected | Not Affected | Not Affected | Not Affected | Not Affected | Not Affected | Not Affected | Not Affected | Not Affected | Not Affected | Not Affected | Not Affected | Not Affected | Not Affected | Not Affected | Not Affected | Not Affected | 0 | 0 | 0 | 0 | 21 | Polygon
Critical Infrastructure | Stormwater Treatment Facilities and Pump Stations | Stormwater Ponds - NHD |  | STFPS_PG_164416 |  | Not Affected | Not Affected | Not Affected | Not Affected | Not Affected | Not Affected | Not Affected | Not Affected | Not Affected | Not Affected | Not Affected | Not Affected | Not Affected | Not Affected | Not Affected | Not Affected | Not Affected | Not Affected | Not Affected | Not Affected | Not Affected | 0 | 0 | 0 | 0 | 21 | Polygon
Critical Infrastructure | Stormwater Treatment Facilities and Pump Stations | Stormwater Ponds - NHD |  | STFPS_PG_164418 |  | Not Affected | Not Affected | Not Affected | Not Affected | Not Affected | Not Affected | Not Affected | Not Affected | Not Affected | Not Affected | Not Affected | Not Affected | Not Affected | Not Affected | Not Affected | Not Affected | Not Affected | Not Affected | Not Affected | Not Affected | Not Affected | 0 | 0 | 0 | 0 | 21 | Polygon
Critical Infrastructure | Stormwater Treatment Facilities and Pump Stations | Stormwater Ponds - NHD |  | STFPS_PG_164419 |  | Not Affected | Not Affected | Not Affected | Not Affected | Not Affected | Not Affected | Not Affected | Not Affected | Not Affected | Not Affected | Not Affected | Not Affected | Not Affected | Not Affected | Not Affected | Not Affected | Not Affected | Not Affected | Not Affected | Not Affected | Not Affected | 0 | 0 | 0 | 0 | 21 | Polygon
Critical Infrastructure | Stormwater Treatment Facilities and Pump Stations | Stormwater Ponds - NHD |  | STFPS_PG_164420 |  | Not Affected | Not Affected | Not Affected | Not Affected | Not Affected | Not Affected | Not Affected | Not Affected | Not Affected | Not Affected | Not Affected | Not Affected | Not Affected | Not Affected | Not Affected | Not Affected | Not Affected | Not Affected | Not Affected | Not Affected | Not Affected | 0 | 0 | 0 | 0 | 21 | Polygon
Critical Infrastructure | Stormwater Treatment Facilities and Pump Stations | Stormwater Ponds - NHD |  | STFPS_PG_164423 |  | Not Affected | Not Affected | Not Affected | Not Affected | Not Affected | Not Affected | Not Affected | Not Affected | Not Affected | Not Affected | Not Affected | Not Affected | Not Affected | Not Affected | Not Affected | Not Affected | Not Affected | Not Affected | Not Affected | Not Affected | Not Affected | 0 | 0 | 0 | 0 | 21 | Polygon
Critical Infrastructure | Stormwater Treatment Facilities and Pump Stations | Stormwater Ponds - NHD |  | STFPS_PG_164424 |  | Not Affected | Not Affected | Not Affected | Not Affected | Not Affected | Not Affected | Not Affected | Not Affected | Not Affected | Not Affected | Not Affected | Not Affected | Not Affected | Not Affected | Not Affected | Not Affected | Not Affected | Not Affected | Not Affected | Not Affected | Not Affected | 0 | 0 | 0 | 0 | 21 | Polygon
Critical Infrastructure | Stormwater Treatment Facilities and Pump Stations | Stormwater Ponds - NHD |  | STFPS_PG_164425 |  | Not Affected | Not Affected | Not Affected | Not Affected | Not Affected | Not Affected | Not Affected | Not Affected | Not Affected | Not Affected | Not Affected | Not Affected | Not Affected | Not Affected | Not Affected | Not Affected | Not Affected | Not Affected | Not Affected | Not Affected | Not Affected | 0 | 0 | 0 | 0 | 21 | Polygon
Critical Infrastructure | Stormwater Treatment Facilities and Pump Stations | Stormwater Ponds - NHD |  | STFPS_PG_164426 |  | Not Affected | Not Affected | Not Affected | Not Affected | Not Affected | Not Affected | Not Affected | Not Affected | Not Affected | Not Affected | Not Affected | Not Affected | Not Affected | Not Affected | Not Affected | Not Affected | Not Affected | Not Affected | Not Affected | Not Affected | Not Affected | 0 | 0 | 0 | 0 | 21 | Polygon
Critical Infrastructure | Stormwater Treatment Facilities and Pump Stations | Stormwater Ponds - NHD |  | STFPS_PG_164427 |  | Not Affected | Not Affected | Not Affected | Not Affected | Not Affected | Not Affected | Not Affected | Not Affected | Not Affected | Not Affected | Not Affected | Not Affected | Not Affected | Not Affected | Not Affected | Not Affected | Not Affected | Not Affected | Not Affected | Not Affected | Not Affected | 0 | 0 | 0 | 0 | 21 | Polygon
Critical Infrastructure | Stormwater Treatment Facilities and Pump Stations | Stormwater Ponds - NHD |  | STFPS_PG_164428 |  | Not Affected | Not Affected | Not Affected | Not Affected | Not Affected | Not Affected | Not Affected | Not Affected | Not Affected | Not Affected | Not Affected | Not Affected | Not Affected | Not Affected | Not Affected | Not Affected | Not Affected | Not Affected | Not Affected | Not Affected | Not Affected | 0 | 0 | 0 | 0 | 21 | Polygon
Critical Infrastructure | Stormwater Treatment Facilities and Pump Stations | Stormwater Ponds - NHD |  | STFPS_PG_164429 |  | Not Affected | Not Affected | Not Affected | Not Affected | Not Affected | Not Affected | Not Affected | Not Affected | Not Affected | Not Affected | Not Affected | Not Affected | Not Affected | Not Affected | Not Affected | Not Affected | Not Affected | Not Affected | Not Affected | Not Affected | Not Affected | 0 | 0 | 0 | 0 | 21 | Polygon
Critical Infrastructure | Stormwater Treatment Facilities and Pump Stations | Stormwater Ponds - NHD |  | STFPS_PG_164430 |  | Not Affected | Not Affected | Not Affected | Not Affected | Not Affected | Not Affected | Not Affected | Not Affected | Not Affected | Not Affected | Not Affected | Not Affected | Not Affected | Not Affected | Not Affected | Not Affected | Not Affected | Not Affected | Not Affected | Not Affected | Not Affected | 0 | 0 | 0 | 0 | 21 | Polygon
Critical Infrastructure | Stormwater Treatment Facilities and Pump Stations | Stormwater Ponds - NHD |  | STFPS_PG_164431 |  | Not Affected | Not Affected | Not Affected | Not Affected | Not Affected | Not Affected | Not Affected | Not Affected | Not Affected | Not Affected | Not Affected | Not Affected | Not Affected | Not Affected | Not Affected | Not Affected | Not Affected | Not Affected | Not Affected | Not Affected | Not Affected | 0 | 0 | 0 | 0 | 21 | Polygon
Critical Infrastructure | Stormwater Treatment Facilities and Pump Stations | Stormwater Ponds - NHD |  | STFPS_PG_164432 |  | Not Affected | Not Affected | Not Affected | Not Affected | Not Affected | Not Affected | Not Affected | Not Affected | Not Affected | Not Affected | Not Affected | Not Affected | Not Affected | Not Affected | Not Affected | Not Affected | Not Affected | Not Affected | Not Affected | Not Affected | Not Affected | 0 | 0 | 0 | 0 | 21 | Polygon
Critical Infrastructure | Stormwater Treatment Facilities and Pump Stations | Stormwater Ponds - NHD |  | STFPS_PG_164433 |  | Not Affected | Not Affected | Not Affected | Not Affected | Not Affected | Not Affected | Not Affected | Not Affected | Not Affected | Not Affected | Not Affected | Not Affected | Not Affected | Not Affected | Not Affected | Not Affected | Not Affected | Not Affected | Not Affected | Not Affected | Not Affected | 0 | 0 | 0 | 0 | 21 | Polygon
Critical Infrastructure | Stormwater Treatment Facilities and Pump Stations | Stormwater Ponds - NHD |  | STFPS_PG_164434 |  | Not Affected | Not Affected | Not Affected | Not Affected | Not Affected | Not Affected | Not Affected | Not Affected | Not Affected | Not Affected | Not Affected | Not Affected | Not Affected | Not Affected | Not Affected | Not Affected | Not Affected | Not Affected | Not Affected | Not Affected | Not Affected | 0 | 0 | 0 | 0 | 21 | Polygon
Critical Infrastructure | Stormwater Treatment Facilities and Pump Stations | Stormwater Ponds - NHD |  | STFPS_PG_164435 |  | Not Affected | Not Affected | Not Affected | Not Affected | Not Affected | Not Affected | Not Affected | Not Affected | Not Affected | Not Affected | Not Affected | Not Affected | Not Affected | Not Affected | Not Affected | Not Affected | Not Affected | Not Affected | Not Affected | Not Affected | Not Affected | 0 | 0 | 0 | 0 | 21 | Polygon
Critical Infrastructure | Stormwater Treatment Facilities and Pump Stations | Stormwater Ponds - NHD |  | STFPS_PG_164436 |  | Not Affected | Not Affected | Not Affected | Not Affected | Not Affected | Not Affected | Not Affected | Not Affected | Not Affected | Not Affected | Not Affected | Not Affected | Not Affected | Not Affected | Not Affected | Not Affected | Not Affected | Not Affected | Not Affected | Not Affected | Not Affected | 0 | 0 | 0 | 0 | 21 | Polygon
Critical Infrastructure | Stormwater Treatment Facilities and Pump Stations | Stormwater Ponds - NHD |  | STFPS_PG_164437 |  | Not Affected | Not Affected | Not Affected | Not Affected | Not Affected | Not Affected | Not Affected | Not Affected | Not Affected | Not Affected | Not Affected | Not Affected | Not Affected | Not Affected | Not Affected | Not Affected | Not Affected | Not Affected | Not Affected | Not Affected | Not Affected | 0 | 0 | 0 | 0 | 21 | Polygon
Critical Infrastructure | Stormwater Treatment Facilities and Pump Stations | Stormwater Ponds - NHD |  | STFPS_PG_164438 |  | Not Affected | Not Affected | Not Affected | Not Affected | Not Affected | Not Affected | Not Affected | Not Affected | Not Affected | Not Affected | Not Affected | Not Affected | Not Affected | Not Affected | Not Affected | Not Affected | Not Affected | Not Affected | Not Affected | Not Affected | Not Affected | 0 | 0 | 0 | 0 | 21 | Polygon
Critical Infrastructure | Stormwater Treatment Facilities and Pump Stations | Stormwater Ponds - NHD |  | STFPS_PG_164439 |  | Not Affected | Not Affected | Not Affected | Not Affected | Not Affected | Not Affected | Not Affected | Not Affected | Not Affected | Not Affected | Not Affected | Not Affected | Not Affected | Not Affected | Not Affected | Not Affected | Not Affected | Not Affected | Not Affected | Not Affected | Not Affected | 0 | 0 | 0 | 0 | 21 | Polygon
Critical Infrastructure | Stormwater Treatment Facilities and Pump Stations | Stormwater Ponds - NHD |  | STFPS_PG_164440 |  | Not Affected | Not Affected | Not Affected | Not Affected | Not Affected | Not Affected | Not Affected | Not Affected | Not Affected | Not Affected | Not Affected | Not Affected | Not Affected | Not Affected | Not Affected | Not Affected | Not Affected | Not Affected | Not Affected | Not Affected | Not Affected | 0 | 0 | 0 | 0 | 21 | Polygon
Critical Infrastructure | Stormwater Treatment Facilities and Pump Stations | Stormwater Ponds - NHD |  | STFPS_PG_164441 |  | Not Affected | Not Affected | Not Affected | Not Affected | Not Affected | Not Affected | Not Affected | Not Affected | Not Affected | Not Affected | Not Affected | Not Affected | Not Affected | Not Affected | Not Affected | Not Affected | Not Affected | Not Affected | Not Affected | Not Affected | Not Affected | 0 | 0 | 0 | 0 | 21 | Polygon
Critical Infrastructure | Stormwater Treatment Facilities and Pump Stations | Stormwater Ponds - NHD |  | STFPS_PG_164442 |  | Not Affected | Not Affected | Not Affected | Not Affected | Not Affected | Not Affected | Not Affected | Not Affected | Not Affected | Not Affected | Not Affected | Not Affected | Not Affected | Not Affected | Not Affected | Not Affected | Not Affected | Not Affected | Not Affected | Not Affected | Not Affected | 0 | 0 | 0 | 0 | 21 | Polygon
Critical Infrastructure | Stormwater Treatment Facilities and Pump Stations | Stormwater Ponds - NHD |  | STFPS_PG_164443 |  | Not Affected | Not Affected | Not Affected | Not Affected | Not Affected | Not Affected | Not Affected | Not Affected | Not Affected | Not Affected | Not Affected | Not Affected | Not Affected | Not Affected | Not Affected | Not Affected | Not Affected | Not Affected | Not Affected | Not Affected | Not Affected | 0 | 0 | 0 | 0 | 21 | Polygon
Critical Infrastructure | Stormwater Treatment Facilities and Pump Stations | Stormwater Ponds - NHD |  | STFPS_PG_164444 |  | Not Affected | Not Affected | Not Affected | Not Affected | Not Affected | Not Affected | Not Affected | Not Affected | Not Affected | Not Affected | Not Affected | Not Affected | Not Affected | Not Affected | Not Affected | Not Affected | Not Affected | Not Affected | Not Affected | Not Affected | Not Affected | 0 | 0 | 0 | 0 | 21 | Polygon
Critical Infrastructure | Stormwater Treatment Facilities and Pump Stations | Stormwater Ponds - NHD |  | STFPS_PG_164445 |  | Not Affected | Not Affected | Not Affected | Not Affected | Not Affected | Not Affected | Not Affected | Not Affected | Not Affected | Not Affected | Not Affected | Not Affected | Not Affected | Not Affected | Not Affected | Not Affected | Not Affected | Not Affected | Not Affected | Not Affected | Not Affected | 0 | 0 | 0 | 0 | 21 | Polygon
Critical Infrastructure | Stormwater Treatment Facilities and Pump Stations | Stormwater Ponds - NHD |  | STFPS_PG_164446 |  | Not Affected | Not Affected | Not Affected | Not Affected | Not Affected | Not Affected | Not Affected | Not Affected | Not Affected | Not Affected | Not Affected | Not Affected | Not Affected | Not Affected | Not Affected | Not Affected | Not Affected | Not Affected | Not Affected | Not Affected | Not Affected | 0 | 0 | 0 | 0 | 21 | Polygon
Critical Infrastructure | Stormwater Treatment Facilities and Pump Stations | Stormwater Ponds - NHD |  | STFPS_PG_164447 |  | Not Affected | Not Affected | Not Affected | Not Affected | Not Affected | Not Affected | Not Affected | Not Affected | Not Affected | Not Affected | Not Affected | Not Affected | Not Affected | Not Affected | Not Affected | Not Affected | Not Affected | Not Affected | Not Affected | Not Affected | Not Affected | 0 | 0 | 0 | 0 | 21 | Polygon
Critical Infrastructure | Stormwater Treatment Facilities and Pump Stations | Stormwater Ponds - NHD |  | STFPS_PG_164449 |  | Not Affected | Not Affected | Not Affected | Not Affected | Not Affected | Not Affected | Not Affected | Not Affected | Not Affected | Not Affected | Not Affected | Not Affected | Not Affected | Not Affected | Not Affected | Not Affected | Not Affected | Not Affected | Not Affected | Not Affected | Not Affected | 0 | 0 | 0 | 0 | 21 | Polygon
Critical Infrastructure | Stormwater Treatment Facilities and Pump Stations | Stormwater Ponds - NHD |  | STFPS_PG_164450 |  | Not Affected | Not Affected | Not Affected | Not Affected | Not Affected | Not Affected | Not Affected | Not Affected | Not Affected | Not Affected | Not Affected | Not Affected | Not Affected | Not Affected | Not Affected | Not Affected | Not Affected | Not Affected | Not Affected | Not Affected | Not Affected | 0 | 0 | 0 | 0 | 21 | Polygon
Critical Infrastructure | Stormwater Treatment Facilities and Pump Stations | Stormwater Ponds - NHD |  | STFPS_PG_164452 |  | Not Affected | Not Affected | Not Affected | Not Affected | Not Affected | Not Affected | Not Affected | Not Affected | Not Affected | Not Affected | Not Affected | Not Affected | Not Affected | Not Affected | Not Affected | Not Affected | Not Affected | Not Affected | Not Affected | Not Affected | Not Affected | 0 | 0 | 0 | 0 | 21 | Polygon
Critical Infrastructure | Stormwater Treatment Facilities and Pump Stations | Stormwater Ponds - NHD |  | STFPS_PG_164453 |  | Not Affected | Not Affected | Not Affected | Not Affected | Not Affected | Not Affected | Not Affected | Not Affected | Not Affected | Not Affected | Not Affected | Not Affected | Not Affected | Not Affected | Not Affected | Not Affected | Not Affected | Not Affected | Not Affected | Not Affected | Not Affected | 0 | 0 | 0 | 0 | 21 | Polygon
Critical Infrastructure | Stormwater Treatment Facilities and Pump Stations | Stormwater Ponds - NHD |  | STFPS_PG_164454 |  | Not Affected | Not Affected | Not Affected | Not Affected | Not Affected | Not Affected | Not Affected | Not Affected | Not Affected | Not Affected | Not Affected | Not Affected | Not Affected | Not Affected | Not Affected | Not Affected | Not Affected | Not Affected | Not Affected | Not Affected | Not Affected | 0 | 0 | 0 | 0 | 21 | Polygon
Critical Infrastructure | Stormwater Treatment Facilities and Pump Stations | Stormwater Ponds - NHD |  | STFPS_PG_164456 |  | Not Affected | Not Affected | Not Affected | Not Affected | Not Affected | Not Affected | Not Affected | Not Affected | Not Affected | Not Affected | Not Affected | Not Affected | Not Affected | Not Affected | Not Affected | Not Affected | Not Affected | Not Affected | Not Affected | Not Affected | Not Affected | 0 | 0 | 0 | 0 | 21 | Polygon
Critical Infrastructure | Stormwater Treatment Facilities and Pump Stations | Stormwater Ponds - NHD |  | STFPS_PG_164457 |  | Not Affected | Not Affected | Not Affected | Not Affected | Not Affected | Not Affected | Not Affected | Not Affected | Not Affected | Not Affected | Not Affected | Not Affected | Not Affected | Not Affected | Not Affected | Not Affected | Not Affected | Not Affected | Not Affected | Not Affected | Not Affected | 0 | 0 | 0 | 0 | 21 | Polygon
Critical Infrastructure | Stormwater Treatment Facilities and Pump Stations | Stormwater Ponds - NHD |  | STFPS_PG_164459 |  | Not Affected | Not Affected | Not Affected | Not Affected | Not Affected | Not Affected | Not Affected | Not Affected | Not Affected | Not Affected | Not Affected | Not Affected | Not Affected | Not Affected | Not Affected | Not Affected | Not Affected | Not Affected | Not Affected | Not Affected | Not Affected | 0 | 0 | 0 | 0 | 21 | Polygon
Critical Infrastructure | Stormwater Treatment Facilities and Pump Stations | Stormwater Ponds - NHD |  | STFPS_PG_164467 |  | Not Affected | Not Affected | Not Affected | Not Affected | Not Affected | Not Affected | Not Affected | Not Affected | Not Affected | Not Affected | Not Affected | Not Affected | Not Affected | Not Affected | Not Affected | Not Affected | Not Affected | Not Affected | Not Affected | Not Affected | Not Affected | 0 | 0 | 0 | 0 | 21 | Polygon
Critical Infrastructure | Stormwater Treatment Facilities and Pump Stations | Stormwater Ponds - NHD |  | STFPS_PG_164468 |  | Not Affected | Not Affected | Not Affected | Not Affected | Not Affected | Not Affected | Not Affected | Not Affected | Not Affected | Not Affected | Not Affected | Not Affected | Not Affected | Not Affected | Not Affected | Not Affected | Not Affected | Not Affected | Not Affected | Not Affected | Not Affected | 0 | 0 | 0 | 0 | 21 | Polygon
Critical Infrastructure | Stormwater Treatment Facilities and Pump Stations | Stormwater Ponds - NHD |  | STFPS_PG_164469 |  | Not Affected | Not Affected | Not Affected | Not Affected | Not Affected | Not Affected | Not Affected | Not Affected | Not Affected | Not Affected | Not Affected | Not Affected | Not Affected | Not Affected | Not Affected | Not Affected | Not Affected | Not Affected | Not Affected | Not Affected | Not Affected | 0 | 0 | 0 | 0 | 21 | Polygon
Critical Infrastructure | Stormwater Treatment Facilities and Pump Stations | Stormwater Ponds - NHD |  | STFPS_PG_164470 |  | Not Affected | Not Affected | Not Affected | Not Affected | Not Affected | Not Affected | Not Affected | Not Affected | Not Affected | Not Affected | Not Affected | Not Affected | Not Affected | Not Affected | Not Affected | Not Affected | Not Affected | Not Affected | Not Affected | Not Affected | Not Affected | 0 | 0 | 0 | 0 | 21 | Polygon
Critical Infrastructure | Stormwater Treatment Facilities and Pump Stations | Stormwater Ponds - NHD |  | STFPS_PG_164471 |  | Not Affected | Not Affected | Not Affected | Not Affected | Not Affected | Not Affected | Not Affected | Not Affected | Not Affected | Not Affected | Not Affected | Not Affected | Not Affected | Not Affected | Not Affected | Not Affected | Not Affected | Not Affected | Not Affected | Not Affected | Not Affected | 0 | 0 | 0 | 0 | 21 | Polygon
Critical Infrastructure | Stormwater Treatment Facilities and Pump Stations | Stormwater Ponds - NHD |  | STFPS_PG_164472 |  | Not Affected | Not Affected | Not Affected | Not Affected | Not Affected | Not Affected | Not Affected | Not Affected | Not Affected | Not Affected | Not Affected | Not Affected | Not Affected | Not Affected | Not Affected | Not Affected | Not Affected | Not Affected | Not Affected | Not Affected | Not Affected | 0 | 0 | 0 | 0 | 21 | Polygon
Critical Infrastructure | Stormwater Treatment Facilities and Pump Stations | Stormwater Ponds - NHD |  | STFPS_PG_164473 |  | Not Affected | Not Affected | Not Affected | Not Affected | Not Affected | Not Affected | Not Affected | Not Affected | Not Affected | Not Affected | Not Affected | Not Affected | Not Affected | Not Affected | Not Affected | Not Affected | Not Affected | Not Affected | Not Affected | Not Affected | Not Affected | 0 | 0 | 0 | 0 | 21 | Polygon
Critical Infrastructure | Stormwater Treatment Facilities and Pump Stations | Stormwater Ponds - NHD |  | STFPS_PG_164474 |  | Not Affected | Not Affected | Not Affected | Not Affected | Not Affected | Not Affected | Not Affected | Not Affected | Not Affected | Not Affected | Not Affected | Not Affected | Not Affected | Not Affected | Not Affected | Not Affected | Not Affected | Not Affected | Not Affected | Not Affected | Not Affected | 0 | 0 | 0 | 0 | 21 | Polygon
Critical Infrastructure | Stormwater Treatment Facilities and Pump Stations | Stormwater Ponds - NHD |  | STFPS_PG_164475 |  | Not Affected | Not Affected | Not Affected | Not Affected | Not Affected | Not Affected | Not Affected | Not Affected | Not Affected | Not Affected | Not Affected | Not Affected | Not Affected | Not Affected | Not Affected | Not Affected | Not Affected | Not Affected | Not Affected | Not Affected | Not Affected | 0 | 0 | 0 | 0 | 21 | Polygon
Critical Infrastructure | Stormwater Treatment Facilities and Pump Stations | Stormwater Ponds - NHD |  | STFPS_PG_164476 |  | Not Affected | Not Affected | Not Affected | Not Affected | Not Affected | Not Affected | Not Affected | Not Affected | Not Affected | Not Affected | Not Affected | Not Affected | Not Affected | Not Affected | Not Affected | Not Affected | Not Affected | Not Affected | Not Affected | Not Affected | Not Affected | 0 | 0 | 0 | 0 | 21 | Polygon
Critical Infrastructure | Stormwater Treatment Facilities and Pump Stations | Stormwater Ponds - NHD |  | STFPS_PG_164477 |  | Not Affected | Not Affected | Not Affected | Not Affected | Not Affected | Not Affected | Not Affected | Not Affected | Not Affected | Not Affected | Not Affected | Not Affected | Not Affected | Not Affected | Not Affected | Not Affected | Not Affected | Not Affected | Not Affected | Not Affected | Not Affected | 0 | 0 | 0 | 0 | 21 | Polygon
Critical Infrastructure | Stormwater Treatment Facilities and Pump Stations | Stormwater Ponds - NHD |  | STFPS_PG_164478 |  | Not Affected | Not Affected | Not Affected | Not Affected | Not Affected | Not Affected | Not Affected | Not Affected | Not Affected | Not Affected | Not Affected | Not Affected | Not Affected | Not Affected | Not Affected | Not Affected | Not Affected | Not Affected | Not Affected | Not Affected | Not Affected | 0 | 0 | 0 | 0 | 21 | Polygon
Critical Infrastructure | Stormwater Treatment Facilities and Pump Stations | Stormwater Ponds - NHD |  | STFPS_PG_164479 |  | Not Affected | Not Affected | Not Affected | Not Affected | Not Affected | Not Affected | Not Affected | Not Affected | Not Affected | Not Affected | Not Affected | Not Affected | Not Affected | Not Affected | Not Affected | Not Affected | Not Affected | Not Affected | Not Affected | Not Affected | Not Affected | 0 | 0 | 0 | 0 | 21 | Polygon
Critical Infrastructure | Stormwater Treatment Facilities and Pump Stations | Stormwater Ponds - NHD |  | STFPS_PG_164480 |  | Not Affected | Not Affected | Not Affected | Not Affected | Not Affected | Not Affected | Not Affected | Not Affected | Not Affected | Not Affected | Not Affected | Not Affected | Not Affected | Not Affected | Not Affected | Not Affected | Not Affected | Not Affected | Not Affected | Not Affected | Not Affected | 0 | 0 | 0 | 0 | 21 | Polygon
Critical Infrastructure | Stormwater Treatment Facilities and Pump Stations | Stormwater Ponds - NHD |  | STFPS_PG_164481 |  | Not Affected | Not Affected | Not Affected | Not Affected | Not Affected | Not Affected | Not Affected | Not Affected | Not Affected | Not Affected | Not Affected | Not Affected | Not Affected | Not Affected | Not Affected | Not Affected | Not Affected | Not Affected | Not Affected | Not Affected | Not Affected | 0 | 0 | 0 | 0 | 21 | Polygon
Critical Infrastructure | Stormwater Treatment Facilities and Pump Stations | Stormwater Ponds - NHD |  | STFPS_PG_164482 |  | Not Affected | Not Affected | Not Affected | Not Affected | Not Affected | Not Affected | Not Affected | Not Affected | Not Affected | Not Affected | Not Affected | Not Affected | Not Affected | Not Affected | Not Affected | Not Affected | Not Affected | Not Affected | Not Affected | Not Affected | Not Affected | 0 | 0 | 0 | 0 | 21 | Polygon
Critical Infrastructure | Stormwater Treatment Facilities and Pump Stations | Stormwater Ponds - NHD |  | STFPS_PG_164483 |  | Not Affected | Not Affected | Not Affected | Not Affected | Not Affected | Not Affected | Not Affected | Not Affected | Not Affected | Not Affected | Not Affected | Not Affected | Not Affected | Not Affected | Not Affected | Not Affected | Not Affected | Not Affected | Not Affected | Not Affected | Not Affected | 0 | 0 | 0 | 0 | 21 | Polygon
Critical Infrastructure | Stormwater Treatment Facilities and Pump Stations | Stormwater Ponds - NHD |  | STFPS_PG_164484 |  | Not Affected | Not Affected | Not Affected | Not Affected | Not Affected | Not Affected | Not Affected | Not Affected | Not Affected | Not Affected | Not Affected | Not Affected | Not Affected | Not Affected | Not Affected | Not Affected | Not Affected | Not Affected | Not Affected | Not Affected | Not Affected | 0 | 0 | 0 | 0 | 21 | Polygon
Critical Infrastructure | Stormwater Treatment Facilities and Pump Stations | Stormwater Ponds - NHD |  | STFPS_PG_164486 |  | Not Affected | Not Affected | Not Affected | Not Affected | Not Affected | Not Affected | Not Affected | Not Affected | Not Affected | Not Affected | Not Affected | Not Affected | Not Affected | Not Affected | Not Affected | Not Affected | Not Affected | Not Affected | Not Affected | Not Affected | Not Affected | 0 | 0 | 0 | 0 | 21 | Polygon
Critical Infrastructure | Stormwater Treatment Facilities and Pump Stations | Stormwater Ponds - NHD |  | STFPS_PG_164487 |  | Not Affected | Not Affected | Not Affected | Not Affected | Not Affected | Not Affected | Not Affected | Not Affected | Not Affected | Not Affected | Not Affected | Not Affected | Not Affected | Not Affected | Not Affected | Not Affected | Not Affected | Not Affected | Not Affected | Not Affected | Not Affected | 0 | 0 | 0 | 0 | 21 | Polygon
Critical Infrastructure | Stormwater Treatment Facilities and Pump Stations | Stormwater Ponds - NHD |  | STFPS_PG_164488 |  | Not Affected | Not Affected | Not Affected | Not Affected | Not Affected | Not Affected | Not Affected | Not Affected | Not Affected | Not Affected | Not Affected | Not Affected | Not Affected | Not Affected | Not Affected | Not Affected | Not Affected | Not Affected | Not Affected | Not Affected | Not Affected | 0 | 0 | 0 | 0 | 21 | Polygon
Critical Infrastructure | Stormwater Treatment Facilities and Pump Stations | Stormwater Ponds - NHD |  | STFPS_PG_164489 |  | Not Affected | Not Affected | Not Affected | Not Affected | Not Affected | Not Affected | Not Affected | Not Affected | Not Affected | Not Affected | Not Affected | Not Affected | Not Affected | Not Affected | Not Affected | Not Affected | Not Affected | Not Affected | Not Affected | Not Affected | Not Affected | 0 | 0 | 0 | 0 | 21 | Polygon
Critical Infrastructure | Stormwater Treatment Facilities and Pump Stations | Stormwater Ponds - NHD |  | STFPS_PG_164490 |  | Not Affected | Not Affected | Not Affected | Not Affected | Not Affected | Not Affected | Not Affected | Not Affected | Not Affected | Not Affected | Not Affected | Not Affected | Not Affected | Not Affected | Not Affected | Not Affected | Not Affected | Not Affected | Not Affected | Not Affected | Not Affected | 0 | 0 | 0 | 0 | 21 | Polygon
Critical Infrastructure | Stormwater Treatment Facilities and Pump Stations | Stormwater Ponds - NHD |  | STFPS_PG_164491 |  | Not Affected | Not Affected | Not Affected | Not Affected | Not Affected | Not Affected | Not Affected | Not Affected | Not Affected | Not Affected | Not Affected | Not Affected | Not Affected | Not Affected | Not Affected | Not Affected | Not Affected | Not Affected | Not Affected | Not Affected | Not Affected | 0 | 0 | 0 | 0 | 21 | Polygon
Critical Infrastructure | Stormwater Treatment Facilities and Pump Stations | Stormwater Ponds - NHD |  | STFPS_PG_164492 |  | Not Affected | Not Affected | Not Affected | Not Affected | Not Affected | Not Affected | Not Affected | Not Affected | Not Affected | Not Affected | Not Affected | Not Affected | Not Affected | Not Affected | Not Affected | Not Affected | Not Affected | Not Affected | Not Affected | Not Affected | Not Affected | 0 | 0 | 0 | 0 | 21 | Polygon
Critical Infrastructure | Stormwater Treatment Facilities and Pump Stations | Stormwater Ponds - NHD |  | STFPS_PG_164493 |  | Not Affected | Not Affected | Not Affected | Not Affected | Not Affected | Not Affected | Not Affected | Not Affected | Not Affected | Not Affected | Not Affected | Not Affected | Not Affected | Not Affected | Not Affected | Not Affected | Not Affected | Not Affected | Not Affected | Not Affected | Not Affected | 0 | 0 | 0 | 0 | 21 | Polygon
Critical Infrastructure | Stormwater Treatment Facilities and Pump Stations | Stormwater Ponds - NHD |  | STFPS_PG_164496 |  | Not Affected | Not Affected | Not Affected | Not Affected | Not Affected | Not Affected | Not Affected | Not Affected | Not Affected | Not Affected | Not Affected | Not Affected | Not Affected | Not Affected | Not Affected | Not Affected | Not Affected | Not Affected | Not Affected | Not Affected | Not Affected | 0 | 0 | 0 | 0 | 21 | Polygon
Critical Infrastructure | Stormwater Treatment Facilities and Pump Stations | Stormwater Ponds - NHD |  | STFPS_PG_164501 |  | Not Affected | Not Affected | Not Affected | Not Affected | Not Affected | Not Affected | Not Affected | Not Affected | Not Affected | Not Affected | Not Affected | Not Affected | Not Affected | Not Affected | Not Affected | Not Affected | Not Affected | Not Affected | Not Affected | Not Affected | Not Affected | 0 | 0 | 0 | 0 | 21 | Polygon
Critical Infrastructure | Stormwater Treatment Facilities and Pump Stations | Stormwater Ponds - NHD |  | STFPS_PG_164505 |  | Not Affected | Not Affected | Not Affected | Not Affected | Not Affected | Not Affected | Not Affected | Not Affected | Not Affected | Not Affected | Not Affected | Not Affected | Not Affected | Not Affected | Not Affected | Not Affected | Not Affected | Not Affected | Not Affected | Not Affected | Not Affected | 0 | 0 | 0 | 0 | 21 | Polygon
Critical Infrastructure | Stormwater Treatment Facilities and Pump Stations | Stormwater Ponds - NHD |  | STFPS_PG_164506 |  | Not Affected | Not Affected | Not Affected | Not Affected | Not Affected | Not Affected | Not Affected | Not Affected | Not Affected | Not Affected | Not Affected | Not Affected | Not Affected | Not Affected | Not Affected | Not Affected | Not Affected | Not Affected | Not Affected | Not Affected | Not Affected | 0 | 0 | 0 | 0 | 21 | Polygon
Critical Infrastructure | Stormwater Treatment Facilities and Pump Stations | Stormwater Ponds - NHD |  | STFPS_PG_164507 |  | Not Affected | Not Affected | Not Affected | Not Affected | Not Affected | Not Affected | Not Affected | Not Affected | Not Affected | Not Affected | Not Affected | Not Affected | Not Affected | Not Affected | Not Affected | Not Affected | Not Affected | Not Affected | Not Affected | Not Affected | Not Affected | 0 | 0 | 0 | 0 | 21 | Polygon
Critical Infrastructure | Stormwater Treatment Facilities and Pump Stations | Stormwater Ponds - NHD |  | STFPS_PG_164508 |  | Not Affected | Not Affected | Not Affected | Not Affected | Not Affected | Not Affected | Not Affected | Not Affected | Not Affected | Not Affected | Not Affected | Not Affected | Not Affected | Not Affected | Not Affected | Not Affected | Not Affected | Not Affected | Not Affected | Not Affected | Not Affected | 0 | 0 | 0 | 0 | 21 | Polygon
Critical Infrastructure | Stormwater Treatment Facilities and Pump Stations | Stormwater Ponds - NHD |  | STFPS_PG_164511 |  | Not Affected | Not Affected | Not Affected | Not Affected | Not Affected | Not Affected | Not Affected | Not Affected | Not Affected | Not Affected | Not Affected | Not Affected | Not Affected | Not Affected | Not Affected | Not Affected | Not Affected | Not Affected | Not Affected | Not Affected | Not Affected | 0 | 0 | 0 | 0 | 21 | Polygon
Critical Infrastructure | Stormwater Treatment Facilities and Pump Stations | Stormwater Ponds - NHD |  | STFPS_PG_164512 |  | Not Affected | Not Affected | Not Affected | Not Affected | Not Affected | Not Affected | Not Affected | Not Affected | Not Affected | Not Affected | Not Affected | Not Affected | Not Affected | Not Affected | Not Affected | Not Affected | Not Affected | Not Affected | Not Affected | Not Affected | Not Affected | 0 | 0 | 0 | 0 | 21 | Polygon
Critical Infrastructure | Stormwater Treatment Facilities and Pump Stations | Stormwater Ponds - NHD |  | STFPS_PG_164516 |  | Not Affected | Not Affected | Not Affected | Not Affected | Not Affected | Not Affected | Not Affected | Not Affected | Not Affected | Not Affected | Not Affected | Not Affected | Not Affected | Not Affected | Not Affected | Not Affected | Not Affected | Not Affected | Not Affected | Not Affected | Not Affected | 0 | 0 | 0 | 0 | 21 | Polygon
Critical Infrastructure | Stormwater Treatment Facilities and Pump Stations | Stormwater Ponds - NHD |  | STFPS_PG_164568 |  | Not Affected | Not Affected | Not Affected | Not Affected | Not Affected | Not Affected | Not Affected | Not Affected | Not Affected | Not Affected | Not Affected | Not Affected | Not Affected | Not Affected | Not Affected | Not Affected | Not Affected | Not Affected | Not Affected | Not Affected | Not Affected | 0 | 0 | 0 | 0 | 21 | Polygon
Critical Infrastructure | Stormwater Treatment Facilities and Pump Stations | Stormwater Ponds - NHD |  | STFPS_PG_164616 |  | Not Affected | Not Affected | Not Affected | Not Affected | Not Affected | Not Affected | Not Affected | Not Affected | Not Affected | Not Affected | Not Affected | Not Affected | Not Affected | Not Affected | Not Affected | Not Affected | Not Affected | Not Affected | Not Affected | Not Affected | Not Affected | 0 | 0 | 0 | 0 | 21 | Polygon
Critical Infrastructure | Stormwater Treatment Facilities and Pump Stations | Stormwater Ponds - NHD |  | STFPS_PG_164620 |  | Not Affected | Not Affected | Not Affected | Not Affected | Not Affected | Not Affected | Not Affected | Not Affected | Not Affected | Not Affected | Not Affected | Not Affected | Not Affected | Not Affected | Not Affected | Not Affected | Not Affected | Not Affected | Not Affected | Not Affected | Not Affected | 0 | 0 | 0 | 0 | 21 | Polygon
Critical Infrastructure | Stormwater Treatment Facilities and Pump Stations | Stormwater Ponds - NHD |  | STFPS_PG_164694 |  | Not Affected | Not Affected | Not Affected | Not Affected | Not Affected | Not Affected | Not Affected | Not Affected | Not Affected | Not Affected | Not Affected | Not Affected | Not Affected | Not Affected | Not Affected | Not Affected | Not Affected | Not Affected | Not Affected | Not Affected | Not Affected | 0 | 0 | 0 | 0 | 21 | Polygon
Critical Infrastructure | Stormwater Treatment Facilities and Pump Stations | Stormwater Ponds - NHD |  | STFPS_PG_164778 |  | Not Affected | Not Affected | Not Affected | Not Affected | Not Affected | Not Affected | Not Affected | Not Affected | Not Affected | Not Affected | Not Affected | Not Affected | Not Affected | Not Affected | Not Affected | Not Affected | Not Affected | Not Affected | Not Affected | Not Affected | Not Affected | 0 | 0 | 0 | 0 | 21 | Polygon
Critical Infrastructure | Stormwater Treatment Facilities and Pump Stations | Stormwater Ponds - NHD |  | STFPS_PG_164779 |  | Not Affected | Not Affected | Not Affected | Not Affected | Not Affected | Not Affected | Not Affected | Not Affected | Not Affected | Not Affected | Not Affected | Not Affected | Not Affected | Not Affected | Not Affected | Not Affected | Not Affected | Not Affected | Not Affected | Not Affected | Not Affected | 0 | 0 | 0 | 0 | 21 | Polygon
Critical Infrastructure | Stormwater Treatment Facilities and Pump Stations | Stormwater Ponds - NHD |  | STFPS_PG_164780 |  | Not Affected | Not Affected | Not Affected | Not Affected | Not Affected | Not Affected | Not Affected | Not Affected | Not Affected | Not Affected | Not Affected | Not Affected | Not Affected | Not Affected | Not Affected | Not Affected | Not Affected | Not Affected | Not Affected | Not Affected | Not Affected | 0 | 0 | 0 | 0 | 21 | Polygon
Critical Infrastructure | Stormwater Treatment Facilities and Pump Stations | Stormwater Ponds - NHD |  | STFPS_PG_164781 |  | Not Affected | Not Affected | Not Affected | Not Affected | Not Affected | Not Affected | Not Affected | Not Affected | Not Affected | Not Affected | Not Affected | Not Affected | Not Affected | Not Affected | Not Affected | Not Affected | Not Affected | Not Affected | Not Affected | Not Affected | Not Affected | 0 | 0 | 0 | 0 | 21 | Polygon
Critical Infrastructure | Stormwater Treatment Facilities and Pump Stations | Stormwater Ponds - NHD |  | STFPS_PG_164782 |  | Not Affected | Not Affected | Not Affected | Not Affected | Not Affected | Not Affected | Not Affected | Not Affected | Not Affected | Not Affected | Not Affected | Not Affected | Not Affected | Not Affected | Not Affected | Not Affected | Not Affected | Not Affected | Not Affected | Not Affected | Not Affected | 0 | 0 | 0 | 0 | 21 | Polygon
Critical Infrastructure | Stormwater Treatment Facilities and Pump Stations | Stormwater Ponds - NHD |  | STFPS_PG_164783 |  | Not Affected | Not Affected | Not Affected | Not Affected | Not Affected | Not Affected | Not Affected | Not Affected | Not Affected | Not Affected | Not Affected | Not Affected | Not Affected | Not Affected | Not Affected | Not Affected | Not Affected | Not Affected | Not Affected | Not Affected | Not Affected | 0 | 0 | 0 | 0 | 21 | Polygon
Critical Infrastructure | Stormwater Treatment Facilities and Pump Stations | Stormwater Ponds - NHD |  | STFPS_PG_164784 |  | Not Affected | Not Affected | Not Affected | Not Affected | Not Affected | Not Affected | Not Affected | Not Affected | Not Affected | Not Affected | Not Affected | Not Affected | Not Affected | Not Affected | Not Affected | Not Affected | Not Affected | Not Affected | Not Affected | Not Affected | Not Affected | 0 | 0 | 0 | 0 | 21 | Polygon
Critical Infrastructure | Stormwater Treatment Facilities and Pump Stations | Stormwater Ponds - NHD |  | STFPS_PG_164785 |  | Not Affected | Not Affected | Not Affected | Not Affected | Not Affected | Not Affected | Not Affected | Not Affected | Not Affected | Not Affected | Not Affected | Not Affected | Not Affected | Not Affected | Not Affected | Not Affected | Not Affected | Not Affected | Not Affected | Not Affected | Not Affected | 0 | 0 | 0 | 0 | 21 | Polygon
Critical Infrastructure | Stormwater Treatment Facilities and Pump Stations | Stormwater Ponds - NHD |  | STFPS_PG_164786 |  | Not Affected | Not Affected | Not Affected | Not Affected | Not Affected | Not Affected | Not Affected | Not Affected | Not Affected | Not Affected | Not Affected | Not Affected | Not Affected | Not Affected | Not Affected | Not Affected | Not Affected | Not Affected | Not Affected | Not Affected | Not Affected | 0 | 0 | 0 | 0 | 21 | Polygon
Critical Infrastructure | Stormwater Treatment Facilities and Pump Stations | Stormwater Ponds - NHD |  | STFPS_PG_164787 |  | Not Affected | Not Affected | Not Affected | Not Affected | Not Affected | Not Affected | Not Affected | Not Affected | Not Affected | Not Affected | Not Affected | Not Affected | Not Affected | Not Affected | Not Affected | Not Affected | Not Affected | Not Affected | Not Affected | Not Affected | Not Affected | 0 | 0 | 0 | 0 | 21 | Polygon
Critical Infrastructure | Stormwater Treatment Facilities and Pump Stations | Stormwater Ponds - NHD |  | STFPS_PG_164788 |  | Not Affected | Not Affected | Not Affected | Not Affected | Not Affected | Not Affected | Not Affected | Not Affected | Not Affected | Not Affected | Not Affected | Not Affected | Not Affected | Not Affected | Not Affected | Not Affected | Not Affected | Not Affected | Not Affected | Not Affected | Not Affected | 0 | 0 | 0 | 0 | 21 | Polygon
Critical Infrastructure | Stormwater Treatment Facilities and Pump Stations | Stormwater Ponds - NHD |  | STFPS_PG_164789 |  | Not Affected | Not Affected | Not Affected | Not Affected | Not Affected | Not Affected | Not Affected | Not Affected | Not Affected | Not Affected | Not Affected | Not Affected | Not Affected | Not Affected | Not Affected | Not Affected | Not Affected | Not Affected | Not Affected | Not Affected | Not Affected | 0 | 0 | 0 | 0 | 21 | Polygon
Critical Infrastructure | Stormwater Treatment Facilities and Pump Stations | Stormwater Ponds - NHD |  | STFPS_PG_164790 |  | Not Affected | Not Affected | Not Affected | Not Affected | Not Affected | Not Affected | Not Affected | Not Affected | Not Affected | Not Affected | Not Affected | Not Affected | Not Affected | Not Affected | Not Affected | Not Affected | Not Affected | Not Affected | Not Affected | Not Affected | Not Affected | 0 | 0 | 0 | 0 | 21 | Polygon
Critical Infrastructure | Stormwater Treatment Facilities and Pump Stations | Stormwater Ponds - NHD |  | STFPS_PG_164791 |  | Not Affected | Not Affected | Not Affected | Not Affected | Not Affected | Not Affected | Not Affected | Not Affected | Not Affected | Not Affected | Not Affected | Not Affected | Not Affected | Not Affected | Not Affected | Not Affected | Not Affected | Not Affected | Not Affected | Not Affected | Not Affected | 0 | 0 | 0 | 0 | 21 | Polygon
Critical Infrastructure | Stormwater Treatment Facilities and Pump Stations | Stormwater Ponds - NHD |  | STFPS_PG_164792 |  | Not Affected | Not Affected | Not Affected | Not Affected | Not Affected | Not Affected | Not Affected | Not Affected | Not Affected | Not Affected | Not Affected | Not Affected | Not Affected | Not Affected | Not Affected | Not Affected | Not Affected | Not Affected | Not Affected | Not Affected | Not Affected | 0 | 0 | 0 | 0 | 21 | Polygon
Critical Infrastructure | Stormwater Treatment Facilities and Pump Stations | Stormwater Ponds - NHD |  | STFPS_PG_164793 |  | Not Affected | Not Affected | Not Affected | Not Affected | Not Affected | Not Affected | Not Affected | Not Affected | Not Affected | Not Affected | Not Affected | Not Affected | Not Affected | Not Affected | Not Affected | Not Affected | Not Affected | Not Affected | Not Affected | Not Affected | Not Affected | 0 | 0 | 0 | 0 | 21 | Polygon
Critical Infrastructure | Stormwater Treatment Facilities and Pump Stations | Stormwater Ponds - NHD |  | STFPS_PG_164795 |  | Not Affected | Not Affected | Not Affected | Not Affected | Not Affected | Not Affected | Not Affected | Not Affected | Not Affected | Not Affected | Not Affected | Not Affected | Not Affected | Not Affected | Not Affected | Not Affected | Not Affected | Not Affected | Not Affected | Not Affected | Not Affected | 0 | 0 | 0 | 0 | 21 | Polygon
Critical Infrastructure | Stormwater Treatment Facilities and Pump Stations | Stormwater Ponds - NHD |  | STFPS_PG_164799 |  | Not Affected | Not Affected | Not Affected | Not Affected | Not Affected | Not Affected | Not Affected | Not Affected | Not Affected | Not Affected | Not Affected | Not Affected | Not Affected | Not Affected | Not Affected | Not Affected | Not Affected | Not Affected | Not Affected | Not Affected | Not Affected | 0 | 0 | 0 | 0 | 21 | Polygon
Critical Infrastructure | Stormwater Treatment Facilities and Pump Stations | Stormwater Ponds - NHD |  | STFPS_PG_164800 |  | Not Affected | Not Affected | Not Affected | Not Affected | Not Affected | Not Affected | Not Affected | Not Affected | Not Affected | Not Affected | Not Affected | Not Affected | Not Affected | Not Affected | Not Affected | Not Affected | Not Affected | Not Affected | Not Affected | Not Affected | Not Affected | 0 | 0 | 0 | 0 | 21 | Polygon
Critical Infrastructure | Stormwater Treatment Facilities and Pump Stations | Stormwater Ponds - NHD |  | STFPS_PG_164801 |  | Not Affected | Not Affected | Not Affected | Not Affected | Not Affected | Not Affected | Not Affected | Not Affected | Not Affected | Not Affected | Not Affected | Not Affected | Not Affected | Not Affected | Not Affected | Not Affected | Not Affected | Not Affected | Not Affected | Not Affected | Not Affected | 0 | 0 | 0 | 0 | 21 | Polygon
Critical Infrastructure | Stormwater Treatment Facilities and Pump Stations | Stormwater Ponds - NHD |  | STFPS_PG_164803 |  | Not Affected | Not Affected | Not Affected | Not Affected | Not Affected | Not Affected | Not Affected | Not Affected | Not Affected | Not Affected | Not Affected | Not Affected | Not Affected | Not Affected | Not Affected | Not Affected | Not Affected | Not Affected | Not Affected | Not Affected | Not Affected | 0 | 0 | 0 | 0 | 21 | Polygon
Critical Infrastructure | Stormwater Treatment Facilities and Pump Stations | Stormwater Ponds - NHD |  | STFPS_PG_164805 |  | Not Affected | Not Affected | Not Affected | Not Affected | Not Affected | Not Affected | Not Affected | Not Affected | Not Affected | Not Affected | Not Affected | Not Affected | Not Affected | Not Affected | Not Affected | Not Affected | Not Affected | Not Affected | Not Affected | Not Affected | Not Affected | 0 | 0 | 0 | 0 | 21 | Polygon
Critical Infrastructure | Stormwater Treatment Facilities and Pump Stations | Stormwater Ponds - NHD |  | STFPS_PG_164806 |  | Not Affected | Not Affected | Not Affected | Not Affected | Not Affected | Not Affected | Not Affected | Not Affected | Not Affected | Not Affected | Not Affected | Not Affected | Not Affected | Not Affected | Not Affected | Not Affected | Not Affected | Not Affected | Not Affected | Not Affected | Not Affected | 0 | 0 | 0 | 0 | 21 | Polygon
Critical Infrastructure | Stormwater Treatment Facilities and Pump Stations | Stormwater Ponds - NHD |  | STFPS_PG_164807 |  | Not Affected | Not Affected | Not Affected | Not Affected | Not Affected | Not Affected | Not Affected | Not Affected | Not Affected | Not Affected | Not Affected | Not Affected | Not Affected | Not Affected | Not Affected | Not Affected | Not Affected | Not Affected | Not Affected | Not Affected | Not Affected | 0 | 0 | 0 | 0 | 21 | Polygon
Critical Infrastructure | Stormwater Treatment Facilities and Pump Stations | Stormwater Ponds - NHD |  | STFPS_PG_164808 |  | Not Affected | Not Affected | Not Affected | Not Affected | Not Affected | Not Affected | Not Affected | Not Affected | Not Affected | Not Affected | Not Affected | Not Affected | Not Affected | Not Affected | Not Affected | Not Affected | Not Affected | Not Affected | Not Affected | Not Affected | Not Affected | 0 | 0 | 0 | 0 | 21 | Polygon
Critical Infrastructure | Stormwater Treatment Facilities and Pump Stations | Stormwater Ponds - NHD |  | STFPS_PG_164809 |  | Not Affected | Not Affected | Not Affected | Not Affected | Not Affected | Not Affected | Not Affected | Not Affected | Not Affected | Not Affected | Not Affected | Not Affected | Not Affected | Not Affected | Not Affected | Not Affected | Not Affected | Not Affected | Not Affected | Not Affected | Not Affected | 0 | 0 | 0 | 0 | 21 | Polygon
Critical Infrastructure | Stormwater Treatment Facilities and Pump Stations | Stormwater Ponds - NHD |  | STFPS_PG_164810 |  | Not Affected | Not Affected | Not Affected | Not Affected | Not Affected | Not Affected | Not Affected | Not Affected | Not Affected | Not Affected | Not Affected | Not Affected | Not Affected | Not Affected | Not Affected | Not Affected | Not Affected | Not Affected | Not Affected | Not Affected | Not Affected | 0 | 0 | 0 | 0 | 21 | Polygon
Critical Infrastructure | Stormwater Treatment Facilities and Pump Stations | Stormwater Ponds - NHD |  | STFPS_PG_164811 |  | Not Affected | Not Affected | Not Affected | Not Affected | Not Affected | Not Affected | Not Affected | Not Affected | Not Affected | Not Affected | Not Affected | Not Affected | Not Affected | Not Affected | Not Affected | Not Affected | Not Affected | Not Affected | Not Affected | Not Affected | Not Affected | 0 | 0 | 0 | 0 | 21 | Polygon
Critical Infrastructure | Stormwater Treatment Facilities and Pump Stations | Stormwater Ponds - NHD |  | STFPS_PG_164812 |  | Not Affected | Not Affected | Not Affected | Not Affected | Not Affected | Not Affected | Not Affected | Not Affected | Not Affected | Not Affected | Not Affected | Not Affected | Not Affected | Not Affected | Not Affected | Not Affected | Not Affected | Not Affected | Not Affected | Not Affected | Not Affected | 0 | 0 | 0 | 0 | 21 | Polygon
Critical Infrastructure | Stormwater Treatment Facilities and Pump Stations | Stormwater Ponds - NHD |  | STFPS_PG_164813 |  | Not Affected | Not Affected | Not Affected | Not Affected | Not Affected | Not Affected | Not Affected | Not Affected | Not Affected | Not Affected | Not Affected | Not Affected | Not Affected | Not Affected | Not Affected | Not Affected | Not Affected | Not Affected | Not Affected | Not Affected | Not Affected | 0 | 0 | 0 | 0 | 21 | Polygon
Critical Infrastructure | Stormwater Treatment Facilities and Pump Stations | Stormwater Ponds - NHD |  | STFPS_PG_164814 |  | Not Affected | Not Affected | Not Affected | Not Affected | Not Affected | Not Affected | Not Affected | Not Affected | Not Affected | Not Affected | Not Affected | Not Affected | Not Affected | Not Affected | Not Affected | Not Affected | Not Affected | Not Affected | Not Affected | Not Affected | Not Affected | 0 | 0 | 0 | 0 | 21 | Polygon
Critical Infrastructure | Stormwater Treatment Facilities and Pump Stations | Stormwater Ponds - NHD |  | STFPS_PG_164815 |  | Not Affected | Not Affected | Not Affected | Not Affected | Not Affected | Not Affected | Not Affected | Not Affected | Not Affected | Not Affected | Not Affected | Not Affected | Not Affected | Not Affected | Not Affected | Not Affected | Not Affected | Not Affected | Not Affected | Not Affected | Not Affected | 0 | 0 | 0 | 0 | 21 | Polygon
Critical Infrastructure | Stormwater Treatment Facilities and Pump Stations | Stormwater Ponds - NHD |  | STFPS_PG_164816 |  | Not Affected | Not Affected | Not Affected | Not Affected | Not Affected | Not Affected | Not Affected | Not Affected | Not Affected | Not Affected | Not Affected | Not Affected | Not Affected | Not Affected | Not Affected | Not Affected | Not Affected | Not Affected | Not Affected | Not Affected | Not Affected | 0 | 0 | 0 | 0 | 21 | Polygon
Critical Infrastructure | Stormwater Treatment Facilities and Pump Stations | Stormwater Ponds - NHD |  | STFPS_PG_164817 |  | Not Affected | Not Affected | Not Affected | Not Affected | Not Affected | Not Affected | Not Affected | Not Affected | Not Affected | Not Affected | Not Affected | Not Affected | Not Affected | Not Affected | Not Affected | Not Affected | Not Affected | Not Affected | Not Affected | Not Affected | Not Affected | 0 | 0 | 0 | 0 | 21 | Polygon
Critical Infrastructure | Stormwater Treatment Facilities and Pump Stations | Stormwater Ponds - NHD |  | STFPS_PG_164818 |  | Not Affected | Not Affected | Not Affected | Not Affected | Not Affected | Not Affected | Not Affected | Not Affected | Not Affected | Not Affected | Not Affected | Not Affected | Not Affected | Not Affected | Not Affected | Not Affected | Not Affected | Not Affected | Not Affected | Not Affected | Not Affected | 0 | 0 | 0 | 0 | 21 | Polygon
Critical Infrastructure | Stormwater Treatment Facilities and Pump Stations | Stormwater Ponds - NHD |  | STFPS_PG_164819 |  | Not Affected | Not Affected | Not Affected | Not Affected | Not Affected | Not Affected | Not Affected | Not Affected | Not Affected | Not Affected | Not Affected | Not Affected | Not Affected | Not Affected | Not Affected | Not Affected | Not Affected | Not Affected | Not Affected | Not Affected | Not Affected | 0 | 0 | 0 | 0 | 21 | Polygon
Critical Infrastructure | Stormwater Treatment Facilities and Pump Stations | Stormwater Ponds - NHD |  | STFPS_PG_164820 |  | Not Affected | Not Affected | Not Affected | Not Affected | Not Affected | Not Affected | Not Affected | Not Affected | Not Affected | Not Affected | Not Affected | Not Affected | Not Affected | Not Affected | Not Affected | Not Affected | Not Affected | Not Affected | Not Affected | Not Affected | Not Affected | 0 | 0 | 0 | 0 | 21 | Polygon
Critical Infrastructure | Stormwater Treatment Facilities and Pump Stations | Stormwater Ponds - NHD |  | STFPS_PG_164821 |  | Not Affected | Not Affected | Not Affected | Not Affected | Not Affected | Not Affected | Not Affected | Not Affected | Not Affected | Not Affected | Not Affected | Not Affected | Not Affected | Not Affected | Not Affected | Not Affected | Not Affected | Not Affected | Not Affected | Not Affected | Not Affected | 0 | 0 | 0 | 0 | 21 | Polygon
Critical Infrastructure | Stormwater Treatment Facilities and Pump Stations | Stormwater Ponds - NHD |  | STFPS_PG_164822 |  | Not Affected | Not Affected | Not Affected | Not Affected | Not Affected | Not Affected | Not Affected | Not Affected | Not Affected | Not Affected | Not Affected | Not Affected | Not Affected | Not Affected | Not Affected | Not Affected | Not Affected | Not Affected | Not Affected | Not Affected | Not Affected | 0 | 0 | 0 | 0 | 21 | Polygon
Critical Infrastructure | Stormwater Treatment Facilities and Pump Stations | Stormwater Ponds - NHD |  | STFPS_PG_164823 |  | Not Affected | Not Affected | Not Affected | Not Affected | Not Affected | Not Affected | Not Affected | Not Affected | Not Affected | Not Affected | Not Affected | Not Affected | Not Affected | Not Affected | Not Affected | Not Affected | Not Affected | Not Affected | Not Affected | Not Affected | Not Affected | 0 | 0 | 0 | 0 | 21 | Polygon
Critical Infrastructure | Stormwater Treatment Facilities and Pump Stations | Stormwater Ponds - NHD |  | STFPS_PG_164824 |  | Not Affected | Not Affected | Not Affected | Not Affected | Not Affected | Not Affected | Not Affected | Not Affected | Not Affected | Not Affected | Not Affected | Not Affected | Not Affected | Not Affected | Not Affected | Not Affected | Not Affected | Not Affected | Not Affected | Not Affected | Not Affected | 0 | 0 | 0 | 0 | 21 | Polygon
Critical Infrastructure | Stormwater Treatment Facilities and Pump Stations | Stormwater Ponds - NHD |  | STFPS_PG_164825 |  | Not Affected | Not Affected | Not Affected | Not Affected | Not Affected | Not Affected | Not Affected | Not Affected | Not Affected | Not Affected | Not Affected | Not Affected | Not Affected | Not Affected | Not Affected | Not Affected | Not Affected | Not Affected | Not Affected | Not Affected | Not Affected | 0 | 0 | 0 | 0 | 21 | Polygon
Critical Infrastructure | Stormwater Treatment Facilities and Pump Stations | Stormwater Ponds - NHD |  | STFPS_PG_164826 |  | Not Affected | Not Affected | Not Affected | Not Affected | Not Affected | Not Affected | Not Affected | Not Affected | Not Affected | Not Affected | Not Affected | Not Affected | Not Affected | Not Affected | Not Affected | Not Affected | Not Affected | Not Affected | Not Affected | Not Affected | Not Affected | 0 | 0 | 0 | 0 | 21 | Polygon
Critical Infrastructure | Stormwater Treatment Facilities and Pump Stations | Stormwater Ponds - NHD |  | STFPS_PG_164827 |  | Not Affected | Not Affected | Not Affected | Not Affected | Not Affected | Not Affected | Not Affected | Not Affected | Not Affected | Not Affected | Not Affected | Not Affected | Not Affected | Not Affected | Not Affected | Not Affected | Not Affected | Not Affected | Not Affected | Not Affected | Not Affected | 0 | 0 | 0 | 0 | 21 | Polygon
Critical Infrastructure | Stormwater Treatment Facilities and Pump Stations | Stormwater Ponds - NHD |  | STFPS_PG_164828 |  | Not Affected | Not Affected | Not Affected | Not Affected | Not Affected | Not Affected | Not Affected | Not Affected | Not Affected | Not Affected | Not Affected | Not Affected | Not Affected | Not Affected | Not Affected | Not Affected | Not Affected | Not Affected | Not Affected | Not Affected | Not Affected | 0 | 0 | 0 | 0 | 21 | Polygon
Critical Infrastructure | Stormwater Treatment Facilities and Pump Stations | Stormwater Ponds - NHD |  | STFPS_PG_164829 |  | Not Affected | Not Affected | Not Affected | Not Affected | Not Affected | Not Affected | Not Affected | Not Affected | Not Affected | Not Affected | Not Affected | Not Affected | Not Affected | Not Affected | Not Affected | Not Affected | Not Affected | Not Affected | Not Affected | Not Affected | Not Affected | 0 | 0 | 0 | 0 | 21 | Polygon
Critical Infrastructure | Stormwater Treatment Facilities and Pump Stations | Stormwater Ponds - NHD |  | STFPS_PG_164830 |  | Not Affected | Not Affected | Not Affected | Not Affected | Not Affected | Not Affected | Not Affected | Not Affected | Not Affected | Not Affected | Not Affected | Not Affected | Not Affected | Not Affected | Not Affected | Not Affected | Not Affected | Not Affected | Not Affected | Not Affected | Not Affected | 0 | 0 | 0 | 0 | 21 | Polygon
Critical Infrastructure | Stormwater Treatment Facilities and Pump Stations | Stormwater Ponds - NHD |  | STFPS_PG_164831 |  | Not Affected | Not Affected | Not Affected | Not Affected | Not Affected | Not Affected | Not Affected | Not Affected | Not Affected | Not Affected | Not Affected | Not Affected | Not Affected | Not Affected | Not Affected | Not Affected | Not Affected | Not Affected | Not Affected | Not Affected | Not Affected | 0 | 0 | 0 | 0 | 21 | Polygon
Critical Infrastructure | Stormwater Treatment Facilities and Pump Stations | Stormwater Ponds - NHD |  | STFPS_PG_164832 |  | Not Affected | Not Affected | Not Affected | Not Affected | Not Affected | Not Affected | Not Affected | Not Affected | Not Affected | Not Affected | Not Affected | Not Affected | Not Affected | Not Affected | Not Affected | Not Affected | Not Affected | Not Affected | Not Affected | Not Affected | Not Affected | 0 | 0 | 0 | 0 | 21 | Polygon
Critical Infrastructure | Stormwater Treatment Facilities and Pump Stations | Stormwater Ponds - NHD |  | STFPS_PG_164833 |  | Not Affected | Not Affected | Not Affected | Not Affected | Not Affected | Not Affected | Not Affected | Not Affected | Not Affected | Not Affected | Not Affected | Not Affected | Not Affected | Not Affected | Not Affected | Not Affected | Not Affected | Not Affected | Not Affected | Not Affected | Not Affected | 0 | 0 | 0 | 0 | 21 | Polygon
Critical Infrastructure | Stormwater Treatment Facilities and Pump Stations | Stormwater Ponds - NHD |  | STFPS_PG_164834 |  | Not Affected | Not Affected | Not Affected | Not Affected | Not Affected | Not Affected | Not Affected | Not Affected | Not Affected | Not Affected | Not Affected | Not Affected | Not Affected | Not Affected | Not Affected | Not Affected | Not Affected | Not Affected | Not Affected | Not Affected | Not Affected | 0 | 0 | 0 | 0 | 21 | Polygon
Critical Infrastructure | Stormwater Treatment Facilities and Pump Stations | Stormwater Ponds - NHD |  | STFPS_PG_164835 |  | Not Affected | Not Affected | Not Affected | Not Affected | Not Affected | Not Affected | Not Affected | Not Affected | Not Affected | Not Affected | Not Affected | Not Affected | Not Affected | Not Affected | Not Affected | Not Affected | Not Affected | Not Affected | Not Affected | Not Affected | Not Affected | 0 | 0 | 0 | 0 | 21 | Polygon
Critical Infrastructure | Stormwater Treatment Facilities and Pump Stations | Stormwater Ponds - NHD |  | STFPS_PG_164836 |  | Not Affected | Not Affected | Not Affected | Not Affected | Not Affected | Not Affected | Not Affected | Not Affected | Not Affected | Not Affected | Not Affected | Not Affected | Not Affected | Not Affected | Not Affected | Not Affected | Not Affected | Not Affected | Not Affected | Not Affected | Not Affected | 0 | 0 | 0 | 0 | 21 | Polygon
Critical Infrastructure | Stormwater Treatment Facilities and Pump Stations | Stormwater Ponds - NHD |  | STFPS_PG_164837 |  | Not Affected | Not Affected | Not Affected | Not Affected | Not Affected | Not Affected | Not Affected | Not Affected | Not Affected | Not Affected | Not Affected | Not Affected | Not Affected | Not Affected | Not Affected | Not Affected | Not Affected | Not Affected | Not Affected | Not Affected | Not Affected | 0 | 0 | 0 | 0 | 21 | Polygon
Critical Infrastructure | Stormwater Treatment Facilities and Pump Stations | Stormwater Ponds - NHD |  | STFPS_PG_164839 |  | Not Affected | Not Affected | Not Affected | Not Affected | Not Affected | Not Affected | Not Affected | Not Affected | Not Affected | Not Affected | Not Affected | Not Affected | Not Affected | Not Affected | Not Affected | Not Affected | Not Affected | Not Affected | Not Affected | Not Affected | Not Affected | 0 | 0 | 0 | 0 | 21 | Polygon
Critical Infrastructure | Stormwater Treatment Facilities and Pump Stations | Stormwater Ponds - NHD |  | STFPS_PG_164840 |  | Not Affected | Not Affected | Not Affected | Not Affected | Not Affected | Not Affected | Not Affected | Not Affected | Not Affected | Not Affected | Not Affected | Not Affected | Not Affected | Not Affected | Not Affected | Not Affected | Not Affected | Not Affected | Not Affected | Not Affected | Not Affected | 0 | 0 | 0 | 0 | 21 | Polygon
Critical Infrastructure | Stormwater Treatment Facilities and Pump Stations | Stormwater Ponds - NHD |  | STFPS_PG_164841 |  | Not Affected | Not Affected | Not Affected | Not Affected | Not Affected | Not Affected | Not Affected | Not Affected | Not Affected | Not Affected | Not Affected | Not Affected | Not Affected | Not Affected | Not Affected | Not Affected | Not Affected | Not Affected | Not Affected | Not Affected | Not Affected | 0 | 0 | 0 | 0 | 21 | Polygon
Critical Infrastructure | Stormwater Treatment Facilities and Pump Stations | Stormwater Ponds - NHD |  | STFPS_PG_164842 |  | Not Affected | Not Affected | Not Affected | Not Affected | Not Affected | Not Affected | Not Affected | Not Affected | Not Affected | Not Affected | Not Affected | Not Affected | Not Affected | Not Affected | Not Affected | Not Affected | Not Affected | Not Affected | Not Affected | Not Affected | Not Affected | 0 | 0 | 0 | 0 | 21 | Polygon
Critical Infrastructure | Stormwater Treatment Facilities and Pump Stations | Stormwater Ponds - NHD |  | STFPS_PG_164993 |  | Not Affected | Not Affected | Not Affected | Not Affected | Not Affected | Not Affected | Not Affected | Not Affected | Not Affected | Not Affected | Not Affected | Not Affected | Not Affected | Not Affected | Not Affected | Not Affected | Not Affected | Not Affected | Not Affected | Not Affected | Not Affected | 0 | 0 | 0 | 0 | 21 | Polygon
Critical Infrastructure | Stormwater Treatment Facilities and Pump Stations | Stormwater Ponds - NHD |  | STFPS_PG_164995 |  | Not Affected | Not Affected | Not Affected | Not Affected | Not Affected | Not Affected | Not Affected | Not Affected | Not Affected | Not Affected | Not Affected | Not Affected | Not Affected | Not Affected | Not Affected | Not Affected | Not Affected | Not Affected | Not Affected | Not Affected | Not Affected | 0 | 0 | 0 | 0 | 21 | Polygon
Critical Infrastructure | Stormwater Treatment Facilities and Pump Stations | Stormwater Ponds - NHD |  | STFPS_PG_164996 |  | Not Affected | Not Affected | Not Affected | Not Affected | Not Affected | Not Affected | Not Affected | Not Affected | Not Affected | Not Affected | Not Affected | Not Affected | Not Affected | Not Affected | Not Affected | Not Affected | Not Affected | Not Affected | Not Affected | Not Affected | Not Affected | 0 | 0 | 0 | 0 | 21 | Polygon
Critical Infrastructure | Stormwater Treatment Facilities and Pump Stations | Stormwater Ponds - NHD |  | STFPS_PG_165046 |  | Not Affected | Not Affected | Not Affected | Not Affected | Not Affected | Not Affected | Not Affected | Not Affected | Not Affected | Not Affected | Not Affected | Not Affected | Not Affected | Not Affected | Not Affected | Not Affected | Not Affected | Not Affected | Not Affected | Not Affected | Not Affected | 0 | 0 | 0 | 0 | 21 | Polygon
Critical Infrastructure | Stormwater Treatment Facilities and Pump Stations | Stormwater Ponds - NHD |  | STFPS_PG_165091 |  | Not Affected | Not Affected | Not Affected | Not Affected | Not Affected | Not Affected | Not Affected | Not Affected | Not Affected | Not Affected | Not Affected | Not Affected | Not Affected | Not Affected | Not Affected | Not Affected | Not Affected | Not Affected | Not Affected | Not Affected | Not Affected | 0 | 0 | 0 | 0 | 21 | Polygon
Critical Infrastructure | Stormwater Treatment Facilities and Pump Stations | Stormwater Ponds - NHD |  | STFPS_PG_165109 |  | Not Affected | Not Affected | Not Affected | Not Affected | Not Affected | Not Affected | Not Affected | Not Affected | Not Affected | Not Affected | Not Affected | Not Affected | Not Affected | Not Affected | Not Affected | Not Affected | Not Affected | Not Affected | Not Affected | Not Affected | Not Affected | 0 | 0 | 0 | 0 | 21 | Polygon
Critical Infrastructure | Stormwater Treatment Facilities and Pump Stations | Stormwater Ponds - NHD |  | STFPS_PG_165244 |  | Not Affected | Not Affected | Not Affected | Not Affected | Not Affected | Not Affected | Not Affected | Not Affected | Not Affected | Not Affected | Not Affected | Not Affected | Not Affected | Not Affected | Not Affected | Not Affected | Not Affected | Not Affected | Not Affected | Not Affected | Not Affected | 0 | 0 | 0 | 0 | 21 | Polygon
Critical Infrastructure | Stormwater Treatment Facilities and Pump Stations | Stormwater Ponds - NHD |  | STFPS_PG_165248 |  | Not Affected | Not Affected | Not Affected | Not Affected | Not Affected | Not Affected | Not Affected | Not Affected | Not Affected | Not Affected | Not Affected | Not Affected | Not Affected | Not Affected | Not Affected | Not Affected | Not Affected | Not Affected | Not Affected | Not Affected | Not Affected | 0 | 0 | 0 | 0 | 21 | Polygon
Critical Infrastructure | Stormwater Treatment Facilities and Pump Stations | Stormwater Ponds - NHD |  | STFPS_PG_165275 |  | Not Affected | Not Affected | Not Affected | Not Affected | Not Affected | Not Affected | Not Affected | Not Affected | Not Affected | Not Affected | Not Affected | Not Affected | Not Affected | Not Affected | Not Affected | Not Affected | Not Affected | Not Affected | Not Affected | Not Affected | Not Affected | 0 | 0 | 0 | 0 | 21 | Polygon
Critical Infrastructure | Stormwater Treatment Facilities and Pump Stations | Stormwater Ponds - NHD |  | STFPS_PG_165280 |  | Not Affected | Not Affected | Not Affected | Not Affected | Not Affected | Not Affected | Not Affected | Not Affected | Not Affected | Not Affected | Not Affected | Not Affected | Not Affected | Not Affected | Not Affected | Not Affected | Not Affected | Not Affected | Not Affected | Not Affected | Not Affected | 0 | 0 | 0 | 0 | 21 | Polygon
Critical Infrastructure | Stormwater Treatment Facilities and Pump Stations | Stormwater Ponds - NHD |  | STFPS_PG_165288 |  | Not Affected | Not Affected | Not Affected | Not Affected | Not Affected | Not Affected | Not Affected | Not Affected | Not Affected | Not Affected | Not Affected | Not Affected | Not Affected | Not Affected | Not Affected | Not Affected | Not Affected | Not Affected | Not Affected | Not Affected | Not Affected | 0 | 0 | 0 | 0 | 21 | Polygon
Critical Infrastructure | Stormwater Treatment Facilities and Pump Stations | Stormwater Ponds - NHD |  | STFPS_PG_165289 |  | Not Affected | Not Affected | Not Affected | Not Affected | Not Affected | Not Affected | Not Affected | Not Affected | Not Affected | Not Affected | Not Affected | Not Affected | Not Affected | Not Affected | Not Affected | Not Affected | Not Affected | Not Affected | Not Affected | Not Affected | Not Affected | 0 | 0 | 0 | 0 | 21 | Polygon
Critical Infrastructure | Stormwater Treatment Facilities and Pump Stations | Stormwater Ponds - NHD |  | STFPS_PG_165290 |  | Not Affected | Not Affected | Not Affected | Not Affected | Not Affected | Not Affected | Not Affected | Not Affected | Not Affected | Not Affected | Not Affected | Not Affected | Not Affected | Not Affected | Not Affected | Not Affected | Not Affected | Not Affected | Not Affected | Not Affected | Not Affected | 0 | 0 | 0 | 0 | 21 | Polygon
Critical Infrastructure | Stormwater Treatment Facilities and Pump Stations | Stormwater Ponds - NHD |  | STFPS_PG_165291 |  | Not Affected | Not Affected | Not Affected | Not Affected | Not Affected | Not Affected | Not Affected | Not Affected | Not Affected | Not Affected | Not Affected | Not Affected | Not Affected | Not Affected | Not Affected | Not Affected | Not Affected | Not Affected | Not Affected | Not Affected | Not Affected | 0 | 0 | 0 | 0 | 21 | Polygon
Critical Infrastructure | Stormwater Treatment Facilities and Pump Stations | Stormwater Ponds - NHD |  | STFPS_PG_165293 |  | Not Affected | Not Affected | Not Affected | Not Affected | Not Affected | Not Affected | Not Affected | Not Affected | Not Affected | Not Affected | Not Affected | Not Affected | Not Affected | Not Affected | Not Affected | Not Affected | Not Affected | Not Affected | Not Affected | Not Affected | Not Affected | 0 | 0 | 0 | 0 | 21 | Polygon
Critical Infrastructure | Stormwater Treatment Facilities and Pump Stations | Stormwater Ponds - NHD |  | STFPS_PG_165294 |  | Not Affected | Not Affected | Not Affected | Not Affected | Not Affected | Not Affected | Not Affected | Not Affected | Not Affected | Not Affected | Not Affected | Not Affected | Not Affected | Not Affected | Not Affected | Not Affected | Not Affected | Not Affected | Not Affected | Not Affected | Not Affected | 0 | 0 | 0 | 0 | 21 | Polygon
Critical Infrastructure | Stormwater Treatment Facilities and Pump Stations | Stormwater Ponds - NHD |  | STFPS_PG_165295 |  | Not Affected | Not Affected | Not Affected | Not Affected | Not Affected | Not Affected | Not Affected | Not Affected | Not Affected | Not Affected | Not Affected | Not Affected | Not Affected | Not Affected | Not Affected | Not Affected | Not Affected | Not Affected | Not Affected | Not Affected | Not Affected | 0 | 0 | 0 | 0 | 21 | Polygon
Critical Infrastructure | Stormwater Treatment Facilities and Pump Stations | Stormwater Ponds - NHD |  | STFPS_PG_165296 |  | Not Affected | Not Affected | Not Affected | Not Affected | Not Affected | Not Affected | Not Affected | Not Affected | Not Affected | Not Affected | Not Affected | Not Affected | Not Affected | Not Affected | Not Affected | Not Affected | Not Affected | Not Affected | Not Affected | Not Affected | Not Affected | 0 | 0 | 0 | 0 | 21 | Polygon
Critical Infrastructure | Stormwater Treatment Facilities and Pump Stations | Stormwater Ponds - NHD |  | STFPS_PG_165297 |  | Not Affected | Not Affected | Not Affected | Not Affected | Not Affected | Not Affected | Not Affected | Not Affected | Not Affected | Not Affected | Not Affected | Not Affected | Not Affected | Not Affected | Not Affected | Not Affected | Not Affected | Not Affected | Not Affected | Not Affected | Not Affected | 0 | 0 | 0 | 0 | 21 | Polygon
Critical Infrastructure | Stormwater Treatment Facilities and Pump Stations | Stormwater Ponds - NHD |  | STFPS_PG_165298 |  | Not Affected | Not Affected | Not Affected | Not Affected | Not Affected | Not Affected | Not Affected | Not Affected | Not Affected | Not Affected | Not Affected | Not Affected | Not Affected | Not Affected | Not Affected | Not Affected | Not Affected | Not Affected | Not Affected | Not Affected | Not Affected | 0 | 0 | 0 | 0 | 21 | Polygon
Critical Infrastructure | Stormwater Treatment Facilities and Pump Stations | Stormwater Ponds - NHD |  | STFPS_PG_165299 |  | Not Affected | Not Affected | Not Affected | Not Affected | Not Affected | Not Affected | Not Affected | Not Affected | Not Affected | Not Affected | Not Affected | Not Affected | Not Affected | Not Affected | Not Affected | Not Affected | Not Affected | Not Affected | Not Affected | Not Affected | Not Affected | 0 | 0 | 0 | 0 | 21 | Polygon
Critical Infrastructure | Stormwater Treatment Facilities and Pump Stations | Stormwater Ponds - NHD |  | STFPS_PG_165300 |  | Not Affected | Not Affected | Not Affected | Not Affected | Not Affected | Not Affected | Not Affected | Not Affected | Not Affected | Not Affected | Not Affected | Not Affected | Not Affected | Not Affected | Not Affected | Not Affected | Not Affected | Not Affected | Not Affected | Not Affected | Not Affected | 0 | 0 | 0 | 0 | 21 | Polygon
Critical Infrastructure | Stormwater Treatment Facilities and Pump Stations | Stormwater Ponds - NHD |  | STFPS_PG_165301 |  | Not Affected | Not Affected | Not Affected | Not Affected | Not Affected | Not Affected | Not Affected | Not Affected | Not Affected | Not Affected | Not Affected | Not Affected | Not Affected | Not Affected | Not Affected | Not Affected | Not Affected | Not Affected | Not Affected | Not Affected | Not Affected | 0 | 0 | 0 | 0 | 21 | Polygon
Critical Infrastructure | Stormwater Treatment Facilities and Pump Stations | Stormwater Ponds - NHD |  | STFPS_PG_165302 |  | Not Affected | Not Affected | Not Affected | Not Affected | Not Affected | Not Affected | Not Affected | Not Affected | Not Affected | Not Affected | Not Affected | Not Affected | Not Affected | Not Affected | Not Affected | Not Affected | Not Affected | Not Affected | Not Affected | Not Affected | Not Affected | 0 | 0 | 0 | 0 | 21 | Polygon
Critical Infrastructure | Stormwater Treatment Facilities and Pump Stations | Stormwater Ponds - NHD |  | STFPS_PG_165303 |  | Not Affected | Not Affected | Not Affected | Not Affected | Not Affected | Not Affected | Not Affected | Not Affected | Not Affected | Not Affected | Not Affected | Not Affected | Not Affected | Not Affected | Not Affected | Not Affected | Not Affected | Not Affected | Not Affected | Not Affected | Not Affected | 0 | 0 | 0 | 0 | 21 | Polygon
Critical Infrastructure | Stormwater Treatment Facilities and Pump Stations | Stormwater Ponds - NHD |  | STFPS_PG_165304 |  | Not Affected | Not Affected | Not Affected | Not Affected | Not Affected | Not Affected | Not Affected | Not Affected | Not Affected | Not Affected | Not Affected | Not Affected | Not Affected | Not Affected | Not Affected | Not Affected | Not Affected | Not Affected | Not Affected | Not Affected | Not Affected | 0 | 0 | 0 | 0 | 21 | Polygon
Critical Infrastructure | Stormwater Treatment Facilities and Pump Stations | Stormwater Ponds - NHD |  | STFPS_PG_165305 |  | Not Affected | Not Affected | Not Affected | Not Affected | Not Affected | Not Affected | Not Affected | Not Affected | Not Affected | Not Affected | Not Affected | Not Affected | Not Affected | Not Affected | Not Affected | Not Affected | Not Affected | Not Affected | Not Affected | Not Affected | Not Affected | 0 | 0 | 0 | 0 | 21 | Polygon
Critical Infrastructure | Stormwater Treatment Facilities and Pump Stations | Stormwater Ponds - NHD |  | STFPS_PG_165306 |  | Not Affected | Not Affected | Not Affected | Not Affected | Not Affected | Not Affected | Not Affected | Not Affected | Not Affected | Not Affected | Not Affected | Not Affected | Not Affected | Not Affected | Not Affected | Not Affected | Not Affected | Not Affected | Not Affected | Not Affected | Not Affected | 0 | 0 | 0 | 0 | 21 | Polygon
Critical Infrastructure | Stormwater Treatment Facilities and Pump Stations | Stormwater Ponds - NHD |  | STFPS_PG_165307 |  | Not Affected | Not Affected | Not Affected | Not Affected | Not Affected | Not Affected | Not Affected | Not Affected | Not Affected | Not Affected | Not Affected | Not Affected | Not Affected | Not Affected | Not Affected | Not Affected | Not Affected | Not Affected | Not Affected | Not Affected | Not Affected | 0 | 0 | 0 | 0 | 21 | Polygon
Critical Infrastructure | Stormwater Treatment Facilities and Pump Stations | Stormwater Ponds - NHD |  | STFPS_PG_165308 |  | Not Affected | Not Affected | Not Affected | Not Affected | Not Affected | Not Affected | Not Affected | Not Affected | Not Affected | Not Affected | Not Affected | Not Affected | Not Affected | Not Affected | Not Affected | Not Affected | Not Affected | Not Affected | Not Affected | Not Affected | Not Affected | 0 | 0 | 0 | 0 | 21 | Polygon
Critical Infrastructure | Stormwater Treatment Facilities and Pump Stations | Stormwater Ponds - NHD |  | STFPS_PG_165309 |  | Not Affected | Not Affected | Not Affected | Not Affected | Not Affected | Not Affected | Not Affected | Not Affected | Not Affected | Not Affected | Not Affected | Not Affected | Not Affected | Not Affected | Not Affected | Not Affected | Not Affected | Not Affected | Not Affected | Not Affected | Not Affected | 0 | 0 | 0 | 0 | 21 | Polygon
Critical Infrastructure | Stormwater Treatment Facilities and Pump Stations | Stormwater Ponds - NHD |  | STFPS_PG_165310 |  | Not Affected | Not Affected | Not Affected | Not Affected | Not Affected | Not Affected | Not Affected | Not Affected | Not Affected | Not Affected | Not Affected | Not Affected | Not Affected | Not Affected | Not Affected | Not Affected | Not Affected | Not Affected | Not Affected | Not Affected | Not Affected | 0 | 0 | 0 | 0 | 21 | Polygon
Critical Infrastructure | Stormwater Treatment Facilities and Pump Stations | Stormwater Ponds - NHD |  | STFPS_PG_165311 |  | Not Affected | Not Affected | Not Affected | Not Affected | Not Affected | Not Affected | Not Affected | Not Affected | Not Affected | Not Affected | Not Affected | Not Affected | Not Affected | Not Affected | Not Affected | Not Affected | Not Affected | Not Affected | Not Affected | Not Affected | Not Affected | 0 | 0 | 0 | 0 | 21 | Polygon
Critical Infrastructure | Stormwater Treatment Facilities and Pump Stations | Stormwater Ponds - NHD |  | STFPS_PG_165312 |  | Not Affected | Not Affected | Not Affected | Not Affected | Not Affected | Not Affected | Not Affected | Not Affected | Not Affected | Not Affected | Not Affected | Not Affected | Not Affected | Not Affected | Not Affected | Not Affected | Not Affected | Not Affected | Not Affected | Not Affected | Not Affected | 0 | 0 | 0 | 0 | 21 | Polygon
Critical Infrastructure | Stormwater Treatment Facilities and Pump Stations | Stormwater Ponds - NHD |  | STFPS_PG_165313 |  | Not Affected | Not Affected | Not Affected | Not Affected | Not Affected | Not Affected | Not Affected | Not Affected | Not Affected | Not Affected | Not Affected | Not Affected | Not Affected | Not Affected | Not Affected | Not Affected | Not Affected | Not Affected | Not Affected | Not Affected | Not Affected | 0 | 0 | 0 | 0 | 21 | Polygon
Critical Infrastructure | Stormwater Treatment Facilities and Pump Stations | Stormwater Ponds - NHD |  | STFPS_PG_165314 |  | Not Affected | Not Affected | Not Affected | Not Affected | Not Affected | Not Affected | Not Affected | Not Affected | Not Affected | Not Affected | Not Affected | Not Affected | Not Affected | Not Affected | Not Affected | Not Affected | Not Affected | Not Affected | Not Affected | Not Affected | Not Affected | 0 | 0 | 0 | 0 | 21 | Polygon
Critical Infrastructure | Stormwater Treatment Facilities and Pump Stations | Stormwater Ponds - NHD |  | STFPS_PG_165315 |  | Not Affected | Not Affected | Not Affected | Not Affected | Not Affected | Not Affected | Not Affected | Not Affected | Not Affected | Not Affected | Not Affected | Not Affected | Not Affected | Not Affected | Not Affected | Not Affected | Not Affected | Not Affected | Not Affected | Not Affected | Not Affected | 0 | 0 | 0 | 0 | 21 | Polygon
Critical Infrastructure | Stormwater Treatment Facilities and Pump Stations | Stormwater Ponds - NHD |  | STFPS_PG_165316 |  | Not Affected | Not Affected | Not Affected | Not Affected | Not Affected | Not Affected | Not Affected | Not Affected | Not Affected | Not Affected | Not Affected | Not Affected | Not Affected | Not Affected | Not Affected | Not Affected | Not Affected | Not Affected | Not Affected | Not Affected | Not Affected | 0 | 0 | 0 | 0 | 21 | Polygon
Critical Infrastructure | Stormwater Treatment Facilities and Pump Stations | Stormwater Ponds - NHD |  | STFPS_PG_165347 |  | Not Affected | Not Affected | Not Affected | Not Affected | Not Affected | Not Affected | Not Affected | Not Affected | Not Affected | Not Affected | Not Affected | Not Affected | Not Affected | Not Affected | Not Affected | Not Affected | Not Affected | Not Affected | Not Affected | Not Affected | Not Affected | 0 | 0 | 0 | 0 | 21 | Polygon
Critical Infrastructure | Stormwater Treatment Facilities and Pump Stations | Stormwater Ponds - NHD |  | STFPS_PG_165354 |  | Not Affected | Not Affected | Not Affected | Not Affected | Not Affected | Not Affected | Not Affected | Not Affected | Not Affected | Not Affected | Not Affected | Not Affected | Not Affected | Not Affected | Not Affected | Not Affected | Not Affected | Not Affected | Not Affected | Not Affected | Not Affected | 0 | 0 | 0 | 0 | 21 | Polygon
Critical Infrastructure | Stormwater Treatment Facilities and Pump Stations | Stormwater Ponds - NHD |  | STFPS_PG_165355 |  | Not Affected | Not Affected | Not Affected | Not Affected | Not Affected | Not Affected | Not Affected | Not Affected | Not Affected | Not Affected | Not Affected | Not Affected | Not Affected | Not Affected | Not Affected | Not Affected | Not Affected | Not Affected | Not Affected | Not Affected | Not Affected | 0 | 0 | 0 | 0 | 21 | Polygon
Critical Infrastructure | Stormwater Treatment Facilities and Pump Stations | Stormwater Ponds - NHD |  | STFPS_PG_165356 |  | Not Affected | Not Affected | Not Affected | Not Affected | Not Affected | Not Affected | Not Affected | Not Affected | Not Affected | Not Affected | Not Affected | Not Affected | Not Affected | Not Affected | Not Affected | Not Affected | Not Affected | Not Affected | Not Affected | Not Affected | Not Affected | 0 | 0 | 0 | 0 | 21 | Polygon
Critical Infrastructure | Stormwater Treatment Facilities and Pump Stations | Stormwater Ponds - NHD |  | STFPS_PG_165357 |  | Not Affected | Not Affected | Not Affected | Not Affected | Not Affected | Not Affected | Not Affected | Not Affected | Not Affected | Not Affected | Not Affected | Not Affected | Not Affected | Not Affected | Not Affected | Not Affected | Not Affected | Not Affected | Not Affected | Not Affected | Not Affected | 0 | 0 | 0 | 0 | 21 | Polygon
Critical Infrastructure | Stormwater Treatment Facilities and Pump Stations | Stormwater Ponds - NHD |  | STFPS_PG_165358 |  | Not Affected | Not Affected | Not Affected | Not Affected | Not Affected | Not Affected | Not Affected | Not Affected | Not Affected | Not Affected | Not Affected | Not Affected | Not Affected | Not Affected | Not Affected | Not Affected | Not Affected | Not Affected | Not Affected | Not Affected | Not Affected | 0 | 0 | 0 | 0 | 21 | Polygon
Critical Infrastructure | Stormwater Treatment Facilities and Pump Stations | Stormwater Ponds - NHD |  | STFPS_PG_165359 |  | Not Affected | Not Affected | Not Affected | Not Affected | Not Affected | Not Affected | Not Affected | Not Affected | Not Affected | Not Affected | Not Affected | Not Affected | Not Affected | Not Affected | Not Affected | Not Affected | Not Affected | Not Affected | Not Affected | Not Affected | Not Affected | 0 | 0 | 0 | 0 | 21 | Polygon
Critical Infrastructure | Stormwater Treatment Facilities and Pump Stations | Stormwater Ponds - NHD |  | STFPS_PG_165360 |  | Not Affected | Not Affected | Not Affected | Not Affected | Not Affected | Not Affected | Not Affected | Not Affected | Not Affected | Not Affected | Not Affected | Not Affected | Not Affected | Not Affected | Not Affected | Not Affected | Not Affected | Not Affected | Not Affected | Not Affected | Not Affected | 0 | 0 | 0 | 0 | 21 | Polygon
Critical Infrastructure | Stormwater Treatment Facilities and Pump Stations | Stormwater Ponds - NHD |  | STFPS_PG_165361 |  | Not Affected | Not Affected | Not Affected | Not Affected | Not Affected | Not Affected | Not Affected | Not Affected | Not Affected | Not Affected | Not Affected | Not Affected | Not Affected | Not Affected | Not Affected | Not Affected | Not Affected | Not Affected | Not Affected | Not Affected | Not Affected | 0 | 0 | 0 | 0 | 21 | Polygon
Critical Infrastructure | Stormwater Treatment Facilities and Pump Stations | Stormwater Ponds - NHD |  | STFPS_PG_165362 |  | Not Affected | Not Affected | Not Affected | Not Affected | Not Affected | Not Affected | Not Affected | Not Affected | Not Affected | Not Affected | Not Affected | Not Affected | Not Affected | Not Affected | Not Affected | Not Affected | Not Affected | Not Affected | Not Affected | Not Affected | Not Affected | 0 | 0 | 0 | 0 | 21 | Polygon
Critical Infrastructure | Stormwater Treatment Facilities and Pump Stations | Stormwater Ponds - NHD |  | STFPS_PG_165363 |  | Not Affected | Not Affected | Not Affected | Not Affected | Not Affected | Not Affected | Not Affected | Not Affected | Not Affected | Not Affected | Not Affected | Not Affected | Not Affected | Not Affected | Not Affected | Not Affected | Not Affected | Not Affected | Not Affected | Not Affected | Not Affected | 0 | 0 | 0 | 0 | 21 | Polygon
Critical Infrastructure | Stormwater Treatment Facilities and Pump Stations | Stormwater Ponds - NHD |  | STFPS_PG_165364 |  | Not Affected | Not Affected | Not Affected | Not Affected | Not Affected | Not Affected | Not Affected | Not Affected | Not Affected | Not Affected | Not Affected | Not Affected | Not Affected | Not Affected | Not Affected | Not Affected | Not Affected | Not Affected | Not Affected | Not Affected | Not Affected | 0 | 0 | 0 | 0 | 21 | Polygon
Critical Infrastructure | Stormwater Treatment Facilities and Pump Stations | Stormwater Ponds - NHD |  | STFPS_PG_165365 |  | Not Affected | Not Affected | Not Affected | Not Affected | Not Affected | Not Affected | Not Affected | Not Affected | Not Affected | Not Affected | Not Affected | Not Affected | Not Affected | Not Affected | Not Affected | Not Affected | Not Affected | Not Affected | Not Affected | Not Affected | Not Affected | 0 | 0 | 0 | 0 | 21 | Polygon
Critical Infrastructure | Stormwater Treatment Facilities and Pump Stations | Stormwater Ponds - NHD |  | STFPS_PG_165366 |  | Not Affected | Not Affected | Not Affected | Not Affected | Not Affected | Not Affected | Not Affected | Not Affected | Not Affected | Not Affected | Not Affected | Not Affected | Not Affected | Not Affected | Not Affected | Not Affected | Not Affected | Not Affected | Not Affected | Not Affected | Not Affected | 0 | 0 | 0 | 0 | 21 | Polygon
Critical Infrastructure | Stormwater Treatment Facilities and Pump Stations | Stormwater Ponds - NHD |  | STFPS_PG_165367 |  | Not Affected | Not Affected | Not Affected | Not Affected | Not Affected | Not Affected | Not Affected | Not Affected | Not Affected | Not Affected | Not Affected | Not Affected | Not Affected | Not Affected | Not Affected | Not Affected | Not Affected | Not Affected | Not Affected | Not Affected | Not Affected | 0 | 0 | 0 | 0 | 21 | Polygon
Critical Infrastructure | Stormwater Treatment Facilities and Pump Stations | Stormwater Ponds - NHD |  | STFPS_PG_165368 |  | Not Affected | Not Affected | Not Affected | Not Affected | Not Affected | Not Affected | Not Affected | Not Affected | Not Affected | Not Affected | Not Affected | Not Affected | Not Affected | Not Affected | Not Affected | Not Affected | Not Affected | Not Affected | Not Affected | Not Affected | Not Affected | 0 | 0 | 0 | 0 | 21 | Polygon
Critical Infrastructure | Stormwater Treatment Facilities and Pump Stations | Stormwater Ponds - NHD |  | STFPS_PG_165369 |  | Not Affected | Not Affected | Not Affected | Not Affected | Not Affected | Not Affected | Not Affected | Not Affected | Not Affected | Not Affected | Not Affected | Not Affected | Not Affected | Not Affected | Not Affected | Not Affected | Not Affected | Not Affected | Not Affected | Not Affected | Not Affected | 0 | 0 | 0 | 0 | 21 | Polygon
Critical Infrastructure | Stormwater Treatment Facilities and Pump Stations | Stormwater Ponds - NHD |  | STFPS_PG_165370 |  | Not Affected | Not Affected | Not Affected | Not Affected | Not Affected | Not Affected | Not Affected | Not Affected | Not Affected | Not Affected | Not Affected | Not Affected | Not Affected | Not Affected | Not Affected | Not Affected | Not Affected | Not Affected | Not Affected | Not Affected | Not Affected | 0 | 0 | 0 | 0 | 21 | Polygon
Critical Infrastructure | Stormwater Treatment Facilities and Pump Stations | Stormwater Ponds - NHD |  | STFPS_PG_165371 |  | Not Affected | Not Affected | Not Affected | Not Affected | Not Affected | Not Affected | Not Affected | Not Affected | Not Affected | Not Affected | Not Affected | Not Affected | Not Affected | Not Affected | Not Affected | Not Affected | Not Affected | Not Affected | Not Affected | Not Affected | Not Affected | 0 | 0 | 0 | 0 | 21 | Polygon
Critical Infrastructure | Stormwater Treatment Facilities and Pump Stations | Stormwater Ponds - NHD |  | STFPS_PG_165372 |  | Not Affected | Not Affected | Not Affected | Not Affected | Not Affected | Not Affected | Not Affected | Not Affected | Not Affected | Not Affected | Not Affected | Not Affected | Not Affected | Not Affected | Not Affected | Not Affected | Not Affected | Not Affected | Not Affected | Not Affected | Not Affected | 0 | 0 | 0 | 0 | 21 | Polygon
Critical Infrastructure | Stormwater Treatment Facilities and Pump Stations | Stormwater Ponds - NHD |  | STFPS_PG_165373 |  | Not Affected | Not Affected | Not Affected | Not Affected | Not Affected | Not Affected | Not Affected | Not Affected | Not Affected | Not Affected | Not Affected | Not Affected | Not Affected | Not Affected | Not Affected | Not Affected | Not Affected | Not Affected | Not Affected | Not Affected | Not Affected | 0 | 0 | 0 | 0 | 21 | Polygon
Critical Infrastructure | Stormwater Treatment Facilities and Pump Stations | Stormwater Ponds - NHD |  | STFPS_PG_165374 |  | Not Affected | Not Affected | Not Affected | Not Affected | Not Affected | Not Affected | Not Affected | Not Affected | Not Affected | Not Affected | Not Affected | Not Affected | Not Affected | Not Affected | Not Affected | Not Affected | Not Affected | Not Affected | Not Affected | Not Affected | Not Affected | 0 | 0 | 0 | 0 | 21 | Polygon
Critical Infrastructure | Stormwater Treatment Facilities and Pump Stations | Stormwater Ponds - NHD |  | STFPS_PG_165375 |  | Not Affected | Not Affected | Not Affected | Not Affected | Not Affected | Not Affected | Not Affected | Not Affected | Not Affected | Not Affected | Not Affected | Not Affected | Not Affected | Not Affected | Not Affected | Not Affected | Not Affected | Not Affected | Not Affected | Not Affected | Not Affected | 0 | 0 | 0 | 0 | 21 | Polygon
Critical Infrastructure | Stormwater Treatment Facilities and Pump Stations | Stormwater Ponds - NHD |  | STFPS_PG_165376 |  | Not Affected | Not Affected | Not Affected | Not Affected | Not Affected | Not Affected | Not Affected | Not Affected | Not Affected | Not Affected | Not Affected | Not Affected | Not Affected | Not Affected | Not Affected | Not Affected | Not Affected | Not Affected | Not Affected | Not Affected | Not Affected | 0 | 0 | 0 | 0 | 21 | Polygon
Critical Infrastructure | Stormwater Treatment Facilities and Pump Stations | Stormwater Ponds - NHD |  | STFPS_PG_165377 |  | Not Affected | Not Affected | Not Affected | Not Affected | Not Affected | Not Affected | Not Affected | Not Affected | Not Affected | Not Affected | Not Affected | Not Affected | Not Affected | Not Affected | Not Affected | Not Affected | Not Affected | Not Affected | Not Affected | Not Affected | Not Affected | 0 | 0 | 0 | 0 | 21 | Polygon
Critical Infrastructure | Stormwater Treatment Facilities and Pump Stations | Stormwater Ponds - NHD |  | STFPS_PG_165378 |  | Not Affected | Not Affected | Not Affected | Not Affected | Not Affected | Not Affected | Not Affected | Not Affected | Not Affected | Not Affected | Not Affected | Not Affected | Not Affected | Not Affected | Not Affected | Not Affected | Not Affected | Not Affected | Not Affected | Not Affected | Not Affected | 0 | 0 | 0 | 0 | 21 | Polygon
Critical Infrastructure | Stormwater Treatment Facilities and Pump Stations | Stormwater Ponds - NHD |  | STFPS_PG_165381 |  | Not Affected | Not Affected | Not Affected | Not Affected | Not Affected | Not Affected | Not Affected | Not Affected | Not Affected | Not Affected | Not Affected | Not Affected | Not Affected | Not Affected | Not Affected | Not Affected | Not Affected | Not Affected | Not Affected | Not Affected | Not Affected | 0 | 0 | 0 | 0 | 21 | Polygon
Critical Infrastructure | Stormwater Treatment Facilities and Pump Stations | Stormwater Ponds - NHD |  | STFPS_PG_165382 |  | Not Affected | Not Affected | Not Affected | Not Affected | Not Affected | Not Affected | Not Affected | Not Affected | Not Affected | Not Affected | Not Affected | Not Affected | Not Affected | Not Affected | Not Affected | Not Affected | Not Affected | Not Affected | Not Affected | Not Affected | Not Affected | 0 | 0 | 0 | 0 | 21 | Polygon
Critical Infrastructure | Stormwater Treatment Facilities and Pump Stations | Stormwater Ponds - NHD |  | STFPS_PG_165383 |  | Not Affected | Not Affected | Not Affected | Not Affected | Not Affected | Not Affected | Not Affected | Not Affected | Not Affected | Not Affected | Not Affected | Not Affected | Not Affected | Not Affected | Not Affected | Not Affected | Not Affected | Not Affected | Not Affected | Not Affected | Not Affected | 0 | 0 | 0 | 0 | 21 | Polygon
Critical Infrastructure | Stormwater Treatment Facilities and Pump Stations | Stormwater Ponds - NHD |  | STFPS_PG_165385 |  | Not Affected | Not Affected | Not Affected | Not Affected | Not Affected | Not Affected | Not Affected | Not Affected | Not Affected | Not Affected | Not Affected | Not Affected | Not Affected | Not Affected | Not Affected | Not Affected | Not Affected | Not Affected | Not Affected | Not Affected | Not Affected | 0 | 0 | 0 | 0 | 21 | Polygon
Critical Infrastructure | Stormwater Treatment Facilities and Pump Stations | Stormwater Ponds - NHD |  | STFPS_PG_165387 |  | Not Affected | Not Affected | Not Affected | Not Affected | Not Affected | Not Affected | Not Affected | Not Affected | Not Affected | Not Affected | Not Affected | Not Affected | Not Affected | Not Affected | Not Affected | Not Affected | Not Affected | Not Affected | Not Affected | Not Affected | Not Affected | 0 | 0 | 0 | 0 | 21 | Polygon
Critical Infrastructure | Stormwater Treatment Facilities and Pump Stations | Stormwater Ponds - NHD |  | STFPS_PG_165388 |  | Not Affected | Not Affected | Not Affected | Not Affected | Not Affected | Not Affected | Not Affected | Not Affected | Not Affected | Not Affected | Not Affected | Not Affected | Not Affected | Not Affected | Not Affected | Not Affected | Not Affected | Not Affected | Not Affected | Not Affected | Not Affected | 0 | 0 | 0 | 0 | 21 | Polygon
Critical Infrastructure | Stormwater Treatment Facilities and Pump Stations | Stormwater Ponds - NHD |  | STFPS_PG_165389 |  | Not Affected | Not Affected | Not Affected | Not Affected | Not Affected | Not Affected | Not Affected | Not Affected | Not Affected | Not Affected | Not Affected | Not Affected | Not Affected | Not Affected | Not Affected | Not Affected | Not Affected | Not Affected | Not Affected | Not Affected | Not Affected | 0 | 0 | 0 | 0 | 21 | Polygon
Critical Infrastructure | Stormwater Treatment Facilities and Pump Stations | Stormwater Ponds - NHD |  | STFPS_PG_165395 |  | Not Affected | Not Affected | Not Affected | Not Affected | Not Affected | Not Affected | Not Affected | Not Affected | Not Affected | Not Affected | Not Affected | Not Affected | Not Affected | Not Affected | Not Affected | Not Affected | Not Affected | Not Affected | Not Affected | Not Affected | Not Affected | 0 | 0 | 0 | 0 | 21 | Polygon
Critical Infrastructure | Stormwater Treatment Facilities and Pump Stations | Stormwater Ponds - NHD |  | STFPS_PG_165396 |  | Not Affected | Not Affected | Not Affected | Not Affected | Not Affected | Not Affected | Not Affected | Not Affected | Not Affected | Not Affected | Not Affected | Not Affected | Not Affected | Not Affected | Not Affected | Not Affected | Not Affected | Not Affected | Not Affected | Not Affected | Not Affected | 0 | 0 | 0 | 0 | 21 | Polygon
Critical Infrastructure | Stormwater Treatment Facilities and Pump Stations | Stormwater Ponds - NHD |  | STFPS_PG_165397 |  | Not Affected | Not Affected | Not Affected | Not Affected | Not Affected | Not Affected | Not Affected | Not Affected | Not Affected | Not Affected | Not Affected | Not Affected | Not Affected | Not Affected | Not Affected | Not Affected | Not Affected | Not Affected | Not Affected | Not Affected | Not Affected | 0 | 0 | 0 | 0 | 21 | Polygon
Critical Infrastructure | Stormwater Treatment Facilities and Pump Stations | Stormwater Ponds - NHD |  | STFPS_PG_165398 |  | Not Affected | Not Affected | Not Affected | Not Affected | Not Affected | Not Affected | Not Affected | Not Affected | Not Affected | Not Affected | Not Affected | Not Affected | Not Affected | Not Affected | Not Affected | Not Affected | Not Affected | Not Affected | Not Affected | Not Affected | Not Affected | 0 | 0 | 0 | 0 | 21 | Polygon
Critical Infrastructure | Stormwater Treatment Facilities and Pump Stations | Stormwater Ponds - NHD |  | STFPS_PG_165399 |  | Not Affected | Not Affected | Not Affected | Not Affected | Not Affected | Not Affected | Not Affected | Not Affected | Not Affected | Not Affected | Not Affected | Not Affected | Not Affected | Not Affected | Not Affected | Not Affected | Not Affected | Not Affected | Not Affected | Not Affected | Not Affected | 0 | 0 | 0 | 0 | 21 | Polygon
Critical Infrastructure | Stormwater Treatment Facilities and Pump Stations | Stormwater Ponds - NHD |  | STFPS_PG_165400 |  | Not Affected | Not Affected | Not Affected | Not Affected | Not Affected | Not Affected | Not Affected | Not Affected | Not Affected | Not Affected | Not Affected | Not Affected | Not Affected | Not Affected | Not Affected | Not Affected | Not Affected | Not Affected | Not Affected | Not Affected | Not Affected | 0 | 0 | 0 | 0 | 21 | Polygon
Critical Infrastructure | Stormwater Treatment Facilities and Pump Stations | Stormwater Ponds - NHD |  | STFPS_PG_165401 |  | Not Affected | Not Affected | Not Affected | Not Affected | Not Affected | Not Affected | Not Affected | Not Affected | Not Affected | Not Affected | Not Affected | Not Affected | Not Affected | Not Affected | Not Affected | Not Affected | Not Affected | Not Affected | Not Affected | Not Affected | Not Affected | 0 | 0 | 0 | 0 | 21 | Polygon
Critical Infrastructure | Stormwater Treatment Facilities and Pump Stations | Stormwater Ponds - NHD |  | STFPS_PG_165402 |  | Not Affected | Not Affected | Not Affected | Not Affected | Not Affected | Not Affected | Not Affected | Not Affected | Not Affected | Not Affected | Not Affected | Not Affected | Not Affected | Not Affected | Not Affected | Not Affected | Not Affected | Not Affected | Not Affected | Not Affected | Not Affected | 0 | 0 | 0 | 0 | 21 | Polygon
Critical Infrastructure | Stormwater Treatment Facilities and Pump Stations | Stormwater Ponds - NHD |  | STFPS_PG_165403 |  | Not Affected | Not Affected | Not Affected | Not Affected | Not Affected | Not Affected | Not Affected | Not Affected | Not Affected | Not Affected | Not Affected | Not Affected | Not Affected | Not Affected | Not Affected | Not Affected | Not Affected | Not Affected | Not Affected | Not Affected | Not Affected | 0 | 0 | 0 | 0 | 21 | Polygon
Critical Infrastructure | Stormwater Treatment Facilities and Pump Stations | Stormwater Ponds - NHD |  | STFPS_PG_165404 |  | Not Affected | Not Affected | Not Affected | Not Affected | Not Affected | Not Affected | Not Affected | Not Affected | Not Affected | Not Affected | Not Affected | Not Affected | Not Affected | Not Affected | Not Affected | Not Affected | Not Affected | Not Affected | Not Affected | Not Affected | Not Affected | 0 | 0 | 0 | 0 | 21 | Polygon
Critical Infrastructure | Stormwater Treatment Facilities and Pump Stations | Stormwater Ponds - NHD |  | STFPS_PG_165405 |  | Not Affected | Not Affected | Not Affected | Not Affected | Not Affected | Not Affected | Not Affected | Not Affected | Not Affected | Not Affected | Not Affected | Not Affected | Not Affected | Not Affected | Not Affected | Not Affected | Not Affected | Not Affected | Not Affected | Not Affected | Not Affected | 0 | 0 | 0 | 0 | 21 | Polygon
Critical Infrastructure | Stormwater Treatment Facilities and Pump Stations | Stormwater Ponds - NHD |  | STFPS_PG_165406 |  | Not Affected | Not Affected | Not Affected | Not Affected | Not Affected | Not Affected | Not Affected | Not Affected | Not Affected | Not Affected | Not Affected | Not Affected | Not Affected | Not Affected | Not Affected | Not Affected | Not Affected | Not Affected | Not Affected | Not Affected | Not Affected | 0 | 0 | 0 | 0 | 21 | Polygon
Critical Infrastructure | Stormwater Treatment Facilities and Pump Stations | Stormwater Ponds - NHD |  | STFPS_PG_165407 |  | Not Affected | Not Affected | Not Affected | Not Affected | Not Affected | Not Affected | Not Affected | Not Affected | Not Affected | Not Affected | Not Affected | Not Affected | Not Affected | Not Affected | Not Affected | Not Affected | Not Affected | Not Affected | Not Affected | Not Affected | Not Affected | 0 | 0 | 0 | 0 | 21 | Polygon
Critical Infrastructure | Stormwater Treatment Facilities and Pump Stations | Stormwater Ponds - NHD |  | STFPS_PG_165408 |  | Not Affected | Not Affected | Not Affected | Not Affected | Not Affected | Not Affected | Not Affected | Not Affected | Not Affected | Not Affected | Not Affected | Not Affected | Not Affected | Not Affected | Not Affected | Not Affected | Not Affected | Not Affected | Not Affected | Not Affected | Not Affected | 0 | 0 | 0 | 0 | 21 | Polygon
Critical Infrastructure | Stormwater Treatment Facilities and Pump Stations | Stormwater Ponds - NHD |  | STFPS_PG_165409 |  | Not Affected | Not Affected | Not Affected | Not Affected | Not Affected | Not Affected | Not Affected | Not Affected | Not Affected | Not Affected | Not Affected | Not Affected | Not Affected | Not Affected | Not Affected | Not Affected | Not Affected | Not Affected | Not Affected | Not Affected | Not Affected | 0 | 0 | 0 | 0 | 21 | Polygon
Critical Infrastructure | Stormwater Treatment Facilities and Pump Stations | Stormwater Ponds - NHD |  | STFPS_PG_165410 |  | Not Affected | Not Affected | Not Affected | Not Affected | Not Affected | Not Affected | Not Affected | Not Affected | Not Affected | Not Affected | Not Affected | Not Affected | Not Affected | Not Affected | Not Affected | Not Affected | Not Affected | Not Affected | Not Affected | Not Affected | Not Affected | 0 | 0 | 0 | 0 | 21 | Polygon
Critical Infrastructure | Stormwater Treatment Facilities and Pump Stations | Stormwater Ponds - NHD |  | STFPS_PG_165411 |  | Not Affected | Not Affected | Not Affected | Not Affected | Not Affected | Not Affected | Not Affected | Not Affected | Not Affected | Not Affected | Not Affected | Not Affected | Not Affected | Not Affected | Not Affected | Not Affected | Not Affected | Not Affected | Not Affected | Not Affected | Not Affected | 0 | 0 | 0 | 0 | 21 | Polygon
Critical Infrastructure | Stormwater Treatment Facilities and Pump Stations | Stormwater Ponds - NHD |  | STFPS_PG_165412 |  | Not Affected | Not Affected | Not Affected | Not Affected | Not Affected | Not Affected | Not Affected | Not Affected | Not Affected | Not Affected | Not Affected | Not Affected | Not Affected | Not Affected | Not Affected | Not Affected | Not Affected | Not Affected | Not Affected | Not Affected | Not Affected | 0 | 0 | 0 | 0 | 21 | Polygon
Critical Infrastructure | Stormwater Treatment Facilities and Pump Stations | Stormwater Ponds - NHD |  | STFPS_PG_165413 |  | Not Affected | Not Affected | Not Affected | Not Affected | Not Affected | Not Affected | Not Affected | Not Affected | Not Affected | Not Affected | Not Affected | Not Affected | Not Affected | Not Affected | Not Affected | Not Affected | Not Affected | Not Affected | Not Affected | Not Affected | Not Affected | 0 | 0 | 0 | 0 | 21 | Polygon
Critical Infrastructure | Stormwater Treatment Facilities and Pump Stations | Stormwater Ponds - NHD |  | STFPS_PG_165414 |  | Not Affected | Not Affected | Not Affected | Not Affected | Not Affected | Not Affected | Not Affected | Not Affected | Not Affected | Not Affected | Not Affected | Not Affected | Not Affected | Not Affected | Not Affected | Not Affected | Not Affected | Not Affected | Not Affected | Not Affected | Not Affected | 0 | 0 | 0 | 0 | 21 | Polygon
Critical Infrastructure | Stormwater Treatment Facilities and Pump Stations | Stormwater Ponds - NHD |  | STFPS_PG_165415 |  | Not Affected | Not Affected | Not Affected | Not Affected | Not Affected | Not Affected | Not Affected | Not Affected | Not Affected | Not Affected | Not Affected | Not Affected | Not Affected | Not Affected | Not Affected | Not Affected | Not Affected | Not Affected | Not Affected | Not Affected | Not Affected | 0 | 0 | 0 | 0 | 21 | Polygon
Critical Infrastructure | Stormwater Treatment Facilities and Pump Stations | Stormwater Ponds - NHD |  | STFPS_PG_165416 |  | Not Affected | Not Affected | Not Affected | Not Affected | Not Affected | Not Affected | Not Affected | Not Affected | Not Affected | Not Affected | Not Affected | Not Affected | Not Affected | Not Affected | Not Affected | Not Affected | Not Affected | Not Affected | Not Affected | Not Affected | Not Affected | 0 | 0 | 0 | 0 | 21 | Polygon
Critical Infrastructure | Stormwater Treatment Facilities and Pump Stations | Stormwater Ponds - NHD |  | STFPS_PG_165417 |  | Not Affected | Not Affected | Not Affected | Not Affected | Not Affected | Not Affected | Not Affected | Not Affected | Not Affected | Not Affected | Not Affected | Not Affected | Not Affected | Not Affected | Not Affected | Not Affected | Not Affected | Not Affected | Not Affected | Not Affected | Not Affected | 0 | 0 | 0 | 0 | 21 | Polygon
Critical Infrastructure | Stormwater Treatment Facilities and Pump Stations | Stormwater Ponds - NHD |  | STFPS_PG_165418 |  | Not Affected | Not Affected | Not Affected | Not Affected | Not Affected | Not Affected | Not Affected | Not Affected | Not Affected | Not Affected | Not Affected | Not Affected | Not Affected | Not Affected | Not Affected | Not Affected | Not Affected | Not Affected | Not Affected | Not Affected | Not Affected | 0 | 0 | 0 | 0 | 21 | Polygon
Critical Infrastructure | Stormwater Treatment Facilities and Pump Stations | Stormwater Ponds - NHD |  | STFPS_PG_165419 |  | Not Affected | Not Affected | Not Affected | Not Affected | Not Affected | Not Affected | Not Affected | Not Affected | Not Affected | Not Affected | Not Affected | Not Affected | Not Affected | Not Affected | Not Affected | Not Affected | Not Affected | Not Affected | Not Affected | Not Affected | Not Affected | 0 | 0 | 0 | 0 | 21 | Polygon
Critical Infrastructure | Stormwater Treatment Facilities and Pump Stations | Stormwater Ponds - NHD |  | STFPS_PG_165420 |  | Not Affected | Not Affected | Not Affected | Not Affected | Not Affected | Not Affected | Not Affected | Not Affected | Not Affected | Not Affected | Not Affected | Not Affected | Not Affected | Not Affected | Not Affected | Not Affected | Not Affected | Not Affected | Not Affected | Not Affected | Not Affected | 0 | 0 | 0 | 0 | 21 | Polygon
Critical Infrastructure | Stormwater Treatment Facilities and Pump Stations | Stormwater Ponds - NHD |  | STFPS_PG_165421 |  | Not Affected | Not Affected | Not Affected | Not Affected | Not Affected | Not Affected | Not Affected | Not Affected | Not Affected | Not Affected | Not Affected | Not Affected | Not Affected | Not Affected | Not Affected | Not Affected | Not Affected | Not Affected | Not Affected | Not Affected | Not Affected | 0 | 0 | 0 | 0 | 21 | Polygon
Critical Infrastructure | Stormwater Treatment Facilities and Pump Stations | Stormwater Ponds - NHD |  | STFPS_PG_165422 |  | Not Affected | Not Affected | Not Affected | Not Affected | Not Affected | Not Affected | Not Affected | Not Affected | Not Affected | Not Affected | Not Affected | Not Affected | Not Affected | Not Affected | Not Affected | Not Affected | Not Affected | Not Affected | Not Affected | Not Affected | Not Affected | 0 | 0 | 0 | 0 | 21 | Polygon
Critical Infrastructure | Stormwater Treatment Facilities and Pump Stations | Stormwater Ponds - NHD |  | STFPS_PG_165423 |  | Not Affected | Not Affected | Not Affected | Not Affected | Not Affected | Not Affected | Not Affected | Not Affected | Not Affected | Not Affected | Not Affected | Not Affected | Not Affected | Not Affected | Not Affected | Not Affected | Not Affected | Not Affected | Not Affected | Not Affected | Not Affected | 0 | 0 | 0 | 0 | 21 | Polygon
Critical Infrastructure | Stormwater Treatment Facilities and Pump Stations | Stormwater Ponds - NHD |  | STFPS_PG_165431 |  | Not Affected | Not Affected | Not Affected | Not Affected | Not Affected | Not Affected | Not Affected | Not Affected | Not Affected | Not Affected | Not Affected | Not Affected | Not Affected | Not Affected | Not Affected | Not Affected | Not Affected | Not Affected | Not Affected | Not Affected | Not Affected | 0 | 0 | 0 | 0 | 21 | Polygon
Critical Infrastructure | Stormwater Treatment Facilities and Pump Stations | Stormwater Ponds - NHD |  | STFPS_PG_165432 |  | Not Affected | Not Affected | Not Affected | Not Affected | Not Affected | Not Affected | Not Affected | Not Affected | Not Affected | Not Affected | Not Affected | Not Affected | Not Affected | Not Affected | Not Affected | Not Affected | Not Affected | Not Affected | Not Affected | Not Affected | Not Affected | 0 | 0 | 0 | 0 | 21 | Polygon
Critical Infrastructure | Stormwater Treatment Facilities and Pump Stations | Stormwater Ponds - NHD |  | STFPS_PG_165433 |  | Not Affected | Not Affected | Not Affected | Not Affected | Not Affected | Not Affected | Not Affected | Not Affected | Not Affected | Not Affected | Not Affected | Not Affected | Not Affected | Not Affected | Not Affected | Not Affected | Not Affected | Not Affected | Not Affected | Not Affected | Not Affected | 0 | 0 | 0 | 0 | 21 | Polygon
Critical Infrastructure | Stormwater Treatment Facilities and Pump Stations | Stormwater Ponds - NHD |  | STFPS_PG_165434 |  | Not Affected | Not Affected | Not Affected | Not Affected | Not Affected | Not Affected | Not Affected | Not Affected | Not Affected | Not Affected | Not Affected | Not Affected | Not Affected | Not Affected | Not Affected | Not Affected | Not Affected | Not Affected | Not Affected | Not Affected | Not Affected | 0 | 0 | 0 | 0 | 21 | Polygon
Critical Infrastructure | Stormwater Treatment Facilities and Pump Stations | Stormwater Ponds - NHD |  | STFPS_PG_165435 |  | Not Affected | Not Affected | Not Affected | Not Affected | Not Affected | Not Affected | Not Affected | Not Affected | Not Affected | Not Affected | Not Affected | Not Affected | Not Affected | Not Affected | Not Affected | Not Affected | Not Affected | Not Affected | Not Affected | Not Affected | Not Affected | 0 | 0 | 0 | 0 | 21 | Polygon
Critical Infrastructure | Stormwater Treatment Facilities and Pump Stations | Stormwater Ponds - NHD |  | STFPS_PG_165436 |  | Not Affected | Not Affected | Not Affected | Not Affected | Not Affected | Not Affected | Not Affected | Not Affected | Not Affected | Not Affected | Not Affected | Not Affected | Not Affected | Not Affected | Not Affected | Not Affected | Not Affected | Not Affected | Not Affected | Not Affected | Not Affected | 0 | 0 | 0 | 0 | 21 | Polygon
Critical Infrastructure | Stormwater Treatment Facilities and Pump Stations | Stormwater Ponds - NHD |  | STFPS_PG_165437 |  | Not Affected | Not Affected | Not Affected | Not Affected | Not Affected | Not Affected | Not Affected | Not Affected | Not Affected | Not Affected | Not Affected | Not Affected | Not Affected | Not Affected | Not Affected | Not Affected | Not Affected | Not Affected | Not Affected | Not Affected | Not Affected | 0 | 0 | 0 | 0 | 21 | Polygon
Critical Infrastructure | Stormwater Treatment Facilities and Pump Stations | Stormwater Ponds - NHD |  | STFPS_PG_165438 |  | Not Affected | Not Affected | Not Affected | Not Affected | Not Affected | Not Affected | Not Affected | Not Affected | Not Affected | Not Affected | Not Affected | Not Affected | Not Affected | Not Affected | Not Affected | Not Affected | Not Affected | Not Affected | Not Affected | Not Affected | Not Affected | 0 | 0 | 0 | 0 | 21 | Polygon
Critical Infrastructure | Stormwater Treatment Facilities and Pump Stations | Stormwater Ponds - NHD |  | STFPS_PG_165443 |  | Not Affected | Not Affected | Not Affected | Not Affected | Not Affected | Not Affected | Not Affected | Not Affected | Not Affected | Not Affected | Not Affected | Not Affected | Not Affected | Not Affected | Not Affected | Not Affected | Not Affected | Not Affected | Not Affected | Not Affected | Not Affected | 0 | 0 | 0 | 0 | 21 | Polygon
Critical Infrastructure | Stormwater Treatment Facilities and Pump Stations | Stormwater Ponds - NHD |  | STFPS_PG_165471 |  | Not Affected | Not Affected | Not Affected | Not Affected | Not Affected | Not Affected | Not Affected | Not Affected | Not Affected | Not Affected | Not Affected | Not Affected | Not Affected | Not Affected | Not Affected | Not Affected | Not Affected | Not Affected | Not Affected | Not Affected | Not Affected | 0 | 0 | 0 | 0 | 21 | Polygon
Critical Infrastructure | Stormwater Treatment Facilities and Pump Stations | Stormwater Ponds - NHD |  | STFPS_PG_165472 |  | Not Affected | Not Affected | Not Affected | Not Affected | Not Affected | Not Affected | Not Affected | Not Affected | Not Affected | Not Affected | Not Affected | Not Affected | Not Affected | Not Affected | Not Affected | Not Affected | Not Affected | Not Affected | Not Affected | Not Affected | Not Affected | 0 | 0 | 0 | 0 | 21 | Polygon
Critical Infrastructure | Stormwater Treatment Facilities and Pump Stations | Stormwater Ponds - NHD |  | STFPS_PG_165473 |  | Not Affected | Not Affected | Not Affected | Not Affected | Not Affected | Not Affected | Not Affected | Not Affected | Not Affected | Not Affected | Not Affected | Not Affected | Not Affected | Not Affected | Not Affected | Not Affected | Not Affected | Not Affected | Not Affected | Not Affected | Not Affected | 0 | 0 | 0 | 0 | 21 | Polygon
Critical Infrastructure | Stormwater Treatment Facilities and Pump Stations | Stormwater Ponds - NHD |  | STFPS_PG_165506 |  | Not Affected | Not Affected | Not Affected | Not Affected | Not Affected | Not Affected | Not Affected | Not Affected | Not Affected | Not Affected | Not Affected | Not Affected | Not Affected | Not Affected | Not Affected | Not Affected | Not Affected | Not Affected | Not Affected | Not Affected | Not Affected | 0 | 0 | 0 | 0 | 21 | Polygon
Critical Infrastructure | Stormwater Treatment Facilities and Pump Stations | Stormwater Ponds - NHD |  | STFPS_PG_165509 |  | Not Affected | Not Affected | Not Affected | Not Affected | Not Affected | Not Affected | Not Affected | Not Affected | Not Affected | Not Affected | Not Affected | Not Affected | Not Affected | Not Affected | Not Affected | Not Affected | Not Affected | Not Affected | Not Affected | Not Affected | Not Affected | 0 | 0 | 0 | 0 | 21 | Polygon
Critical Infrastructure | Stormwater Treatment Facilities and Pump Stations | Stormwater Ponds - NHD |  | STFPS_PG_165517 |  | Not Affected | Not Affected | Not Affected | Not Affected | Not Affected | Not Affected | Not Affected | Not Affected | Not Affected | Not Affected | Not Affected | Not Affected | Not Affected | Not Affected | Not Affected | Not Affected | Not Affected | Not Affected | Not Affected | Not Affected | Not Affected | 0 | 0 | 0 | 0 | 21 | Polygon
Critical Infrastructure | Stormwater Treatment Facilities and Pump Stations | Stormwater Ponds - NHD |  | STFPS_PG_165519 |  | Not Affected | Not Affected | Not Affected | Not Affected | Not Affected | Not Affected | Not Affected | Not Affected | Not Affected | Not Affected | Not Affected | Not Affected | Not Affected | Not Affected | Not Affected | Not Affected | Not Affected | Not Affected | Not Affected | Not Affected | Not Affected | 0 | 0 | 0 | 0 | 21 | Polygon
Critical Infrastructure | Stormwater Treatment Facilities and Pump Stations | Stormwater Ponds - NHD |  | STFPS_PG_165520 |  | Not Affected | Not Affected | Not Affected | Not Affected | Not Affected | Not Affected | Not Affected | Not Affected | Not Affected | Not Affected | Not Affected | Not Affected | Not Affected | Not Affected | Not Affected | Not Affected | Not Affected | Not Affected | Not Affected | Not Affected | Not Affected | 0 | 0 | 0 | 0 | 21 | Polygon
Critical Infrastructure | Stormwater Treatment Facilities and Pump Stations | Stormwater Ponds - NHD |  | STFPS_PG_165522 |  | Not Affected | Not Affected | Not Affected | Not Affected | Not Affected | Not Affected | Not Affected | Not Affected | Not Affected | Not Affected | Not Affected | Not Affected | Not Affected | Not Affected | Not Affected | Not Affected | Not Affected | Not Affected | Not Affected | Not Affected | Not Affected | 0 | 0 | 0 | 0 | 21 | Polygon
Critical Infrastructure | Stormwater Treatment Facilities and Pump Stations | Stormwater Ponds - NHD |  | STFPS_PG_165523 |  | Not Affected | Not Affected | Not Affected | Not Affected | Not Affected | Not Affected | Not Affected | Not Affected | Not Affected | Not Affected | Not Affected | Not Affected | Not Affected | Not Affected | Not Affected | Not Affected | Not Affected | Not Affected | Not Affected | Not Affected | Not Affected | 0 | 0 | 0 | 0 | 21 | Polygon
Critical Infrastructure | Stormwater Treatment Facilities and Pump Stations | Stormwater Ponds - NHD |  | STFPS_PG_165525 |  | Not Affected | Not Affected | Not Affected | Not Affected | Not Affected | Not Affected | Not Affected | Not Affected | Not Affected | Not Affected | Not Affected | Not Affected | Not Affected | Not Affected | Not Affected | Not Affected | Not Affected | Not Affected | Not Affected | Not Affected | Not Affected | 0 | 0 | 0 | 0 | 21 | Polygon
Critical Infrastructure | Stormwater Treatment Facilities and Pump Stations | Stormwater Ponds - NHD |  | STFPS_PG_165545 |  | Not Affected | Not Affected | Not Affected | Not Affected | Not Affected | Not Affected | Not Affected | Not Affected | Not Affected | Not Affected | Not Affected | Not Affected | Not Affected | Not Affected | Not Affected | Not Affected | Not Affected | Not Affected | Not Affected | Not Affected | Not Affected | 0 | 0 | 0 | 0 | 21 | Polygon
Critical Infrastructure | Stormwater Treatment Facilities and Pump Stations | Stormwater Ponds - NHD |  | STFPS_PG_165635 |  | Not Affected | Not Affected | Not Affected | Not Affected | Not Affected | Not Affected | Not Affected | Not Affected | Not Affected | Not Affected | Not Affected | Not Affected | Not Affected | Not Affected | Not Affected | Not Affected | Not Affected | Not Affected | Not Affected | Not Affected | Not Affected | 0 | 0 | 0 | 0 | 21 | Polygon
Critical Infrastructure | Stormwater Treatment Facilities and Pump Stations | Stormwater Ponds - NHD |  | STFPS_PG_165641 |  | Not Affected | Not Affected | Not Affected | Not Affected | Not Affected | Not Affected | Not Affected | Not Affected | Not Affected | Not Affected | Not Affected | Not Affected | Not Affected | Not Affected | Not Affected | Not Affected | Not Affected | Not Affected | Not Affected | Not Affected | Not Affected | 0 | 0 | 0 | 0 | 21 | Polygon
Critical Infrastructure | Stormwater Treatment Facilities and Pump Stations | Stormwater Ponds - NHD |  | STFPS_PG_165645 |  | Not Affected | Not Affected | Not Affected | Not Affected | Not Affected | Not Affected | Not Affected | Not Affected | Not Affected | Not Affected | Not Affected | Not Affected | Not Affected | Not Affected | Not Affected | Not Affected | Not Affected | Not Affected | Not Affected | Not Affected | Not Affected | 0 | 0 | 0 | 0 | 21 | Polygon
Critical Infrastructure | Stormwater Treatment Facilities and Pump Stations | Stormwater Ponds - NHD |  | STFPS_PG_165651 |  | Not Affected | Not Affected | Not Affected | Not Affected | Not Affected | Not Affected | Not Affected | Not Affected | Not Affected | Not Affected | Not Affected | Not Affected | Not Affected | Not Affected | Not Affected | Not Affected | Not Affected | Not Affected | Not Affected | Not Affected | Not Affected | 0 | 0 | 0 | 0 | 21 | Polygon
Critical Infrastructure | Stormwater Treatment Facilities and Pump Stations | Stormwater Ponds - NHD |  | STFPS_PG_165654 |  | Not Affected | Not Affected | Not Affected | Not Affected | Not Affected | Not Affected | Not Affected | Not Affected | Not Affected | Not Affected | Not Affected | Not Affected | Not Affected | Not Affected | Not Affected | Not Affected | Not Affected | Not Affected | Not Affected | Not Affected | Not Affected | 0 | 0 | 0 | 0 | 21 | Polygon
Critical Infrastructure | Stormwater Treatment Facilities and Pump Stations | Stormwater Ponds - NHD |  | STFPS_PG_165655 |  | Not Affected | Not Affected | Not Affected | Not Affected | Not Affected | Not Affected | Not Affected | Not Affected | Not Affected | Not Affected | Not Affected | Not Affected | Not Affected | Not Affected | Not Affected | Not Affected | Not Affected | Not Affected | Not Affected | Not Affected | Not Affected | 0 | 0 | 0 | 0 | 21 | Polygon
Critical Infrastructure | Stormwater Treatment Facilities and Pump Stations | Stormwater Ponds - NHD |  | STFPS_PG_165657 |  | Not Affected | Not Affected | Not Affected | Not Affected | Not Affected | Not Affected | Not Affected | Not Affected | Not Affected | Not Affected | Not Affected | Not Affected | Not Affected | Not Affected | Not Affected | Not Affected | Not Affected | Not Affected | Not Affected | Not Affected | Not Affected | 0 | 0 | 0 | 0 | 21 | Polygon
Critical Infrastructure | Stormwater Treatment Facilities and Pump Stations | Stormwater Ponds - NHD |  | STFPS_PG_165658 |  | Not Affected | Not Affected | Not Affected | Not Affected | Not Affected | Not Affected | Not Affected | Not Affected | Not Affected | Not Affected | Not Affected | Not Affected | Not Affected | Not Affected | Not Affected | Not Affected | Not Affected | Not Affected | Not Affected | Not Affected | Not Affected | 0 | 0 | 0 | 0 | 21 | Polygon
Critical Infrastructure | Stormwater Treatment Facilities and Pump Stations | Stormwater Ponds - NHD |  | STFPS_PG_165660 |  | Not Affected | Not Affected | Not Affected | Not Affected | Not Affected | Not Affected | Not Affected | Not Affected | Not Affected | Not Affected | Not Affected | Not Affected | Not Affected | Not Affected | Not Affected | Not Affected | Not Affected | Not Affected | Not Affected | Not Affected | Not Affected | 0 | 0 | 0 | 0 | 21 | Polygon
Critical Infrastructure | Stormwater Treatment Facilities and Pump Stations | Stormwater Ponds - NHD |  | STFPS_PG_165710 |  | Not Affected | Not Affected | Not Affected | Not Affected | Not Affected | Not Affected | Not Affected | Not Affected | Not Affected | Not Affected | Not Affected | Not Affected | Not Affected | Not Affected | Not Affected | Not Affected | Not Affected | Not Affected | Not Affected | Not Affected | Not Affected | 0 | 0 | 0 | 0 | 21 | Polygon
Critical Infrastructure | Stormwater Treatment Facilities and Pump Stations | Stormwater Ponds - NHD |  | STFPS_PG_165714 |  | Not Affected | Not Affected | Not Affected | Not Affected | Not Affected | Not Affected | Not Affected | Not Affected | Not Affected | Not Affected | Not Affected | Not Affected | Not Affected | Not Affected | Not Affected | Not Affected | Not Affected | Not Affected | Not Affected | Not Affected | Not Affected | 0 | 0 | 0 | 0 | 21 | Polygon
Critical Infrastructure | Stormwater Treatment Facilities and Pump Stations | Stormwater Ponds - NHD |  | STFPS_PG_165716 |  | Not Affected | Not Affected | Not Affected | Not Affected | Not Affected | Not Affected | Not Affected | Not Affected | Not Affected | Not Affected | Not Affected | Not Affected | Not Affected | Not Affected | Not Affected | Not Affected | Not Affected | Not Affected | Not Affected | Not Affected | Not Affected | 0 | 0 | 0 | 0 | 21 | Polygon
Critical Infrastructure | Stormwater Treatment Facilities and Pump Stations | Stormwater Ponds - NHD |  | STFPS_PG_165736 |  | Not Affected | Not Affected | Not Affected | Not Affected | Not Affected | Not Affected | Not Affected | Not Affected | Not Affected | Not Affected | Not Affected | Not Affected | Not Affected | Not Affected | Not Affected | Not Affected | Not Affected | Not Affected | Not Affected | Not Affected | Not Affected | 0 | 0 | 0 | 0 | 21 | Polygon
Critical Infrastructure | Stormwater Treatment Facilities and Pump Stations | Stormwater Ponds - NHD |  | STFPS_PG_165744 |  | Not Affected | Not Affected | Not Affected | Not Affected | Not Affected | Not Affected | Not Affected | Not Affected | Not Affected | Not Affected | Not Affected | Not Affected | Not Affected | Not Affected | Not Affected | Not Affected | Not Affected | Not Affected | Not Affected | Not Affected | Not Affected | 0 | 0 | 0 | 0 | 21 | Polygon
Critical Infrastructure | Stormwater Treatment Facilities and Pump Stations | Stormwater Ponds - NHD |  | STFPS_PG_165751 |  | Not Affected | Not Affected | Not Affected | Not Affected | Not Affected | Not Affected | Not Affected | Not Affected | Not Affected | Not Affected | Not Affected | Not Affected | Not Affected | Not Affected | Not Affected | Not Affected | Not Affected | Not Affected | Not Affected | Not Affected | Not Affected | 0 | 0 | 0 | 0 | 21 | Polygon
Critical Infrastructure | Stormwater Treatment Facilities and Pump Stations | Stormwater Ponds - NHD |  | STFPS_PG_165758 |  | Not Affected | Not Affected | Not Affected | Not Affected | Not Affected | Not Affected | Not Affected | Not Affected | Not Affected | Not Affected | Not Affected | Not Affected | Not Affected | Not Affected | Not Affected | Not Affected | Not Affected | Not Affected | Not Affected | Not Affected | Not Affected | 0 | 0 | 0 | 0 | 21 | Polygon
Critical Infrastructure | Stormwater Treatment Facilities and Pump Stations | Stormwater Ponds - NHD |  | STFPS_PG_165759 |  | Not Affected | Not Affected | Not Affected | Not Affected | Not Affected | Not Affected | Not Affected | Not Affected | Not Affected | Not Affected | Not Affected | Not Affected | Not Affected | Not Affected | Not Affected | Not Affected | Not Affected | Not Affected | Not Affected | Not Affected | Not Affected | 0 | 0 | 0 | 0 | 21 | Polygon
Critical Infrastructure | Stormwater Treatment Facilities and Pump Stations | Stormwater Ponds - NHD |  | STFPS_PG_165760 |  | Not Affected | Not Affected | Not Affected | Not Affected | Not Affected | Not Affected | Not Affected | Not Affected | Not Affected | Not Affected | Not Affected | Not Affected | Not Affected | Not Affected | Not Affected | Not Affected | Not Affected | Not Affected | Not Affected | Not Affected | Not Affected | 0 | 0 | 0 | 0 | 21 | Polygon
Critical Infrastructure | Stormwater Treatment Facilities and Pump Stations | Stormwater Ponds - NHD |  | STFPS_PG_165761 |  | Not Affected | Not Affected | Not Affected | Not Affected | Not Affected | Not Affected | Not Affected | Not Affected | Not Affected | Not Affected | Not Affected | Not Affected | Not Affected | Not Affected | Not Affected | Not Affected | Not Affected | Not Affected | Not Affected | Not Affected | Not Affected | 0 | 0 | 0 | 0 | 21 | Polygon
Critical Infrastructure | Stormwater Treatment Facilities and Pump Stations | Stormwater Ponds - NHD |  | STFPS_PG_165762 |  | Not Affected | Not Affected | Not Affected | Not Affected | Not Affected | Not Affected | Not Affected | Not Affected | Not Affected | Not Affected | Not Affected | Not Affected | Not Affected | Not Affected | Not Affected | Not Affected | Not Affected | Not Affected | Not Affected | Not Affected | Not Affected | 0 | 0 | 0 | 0 | 21 | Polygon
Critical Infrastructure | Stormwater Treatment Facilities and Pump Stations | Stormwater Ponds - NHD |  | STFPS_PG_165763 |  | Not Affected | Not Affected | Not Affected | Not Affected | Not Affected | Not Affected | Not Affected | Not Affected | Not Affected | Not Affected | Not Affected | Not Affected | Not Affected | Not Affected | Not Affected | Not Affected | Not Affected | Not Affected | Not Affected | Not Affected | Not Affected | 0 | 0 | 0 | 0 | 21 | Polygon
Critical Infrastructure | Stormwater Treatment Facilities and Pump Stations | Stormwater Ponds - NHD |  | STFPS_PG_165764 |  | Not Affected | Not Affected | Not Affected | Not Affected | Not Affected | Not Affected | Not Affected | Not Affected | Not Affected | Not Affected | Not Affected | Not Affected | Not Affected | Not Affected | Not Affected | Not Affected | Not Affected | Not Affected | Not Affected | Not Affected | Not Affected | 0 | 0 | 0 | 0 | 21 | Polygon
Critical Infrastructure | Stormwater Treatment Facilities and Pump Stations | Stormwater Ponds - NHD |  | STFPS_PG_165765 |  | Not Affected | Not Affected | Not Affected | Not Affected | Not Affected | Not Affected | Not Affected | Not Affected | Not Affected | Not Affected | Not Affected | Not Affected | Not Affected | Not Affected | Not Affected | Not Affected | Not Affected | Not Affected | Not Affected | Not Affected | Not Affected | 0 | 0 | 0 | 0 | 21 | Polygon
Critical Infrastructure | Stormwater Treatment Facilities and Pump Stations | Stormwater Ponds - NHD |  | STFPS_PG_165766 |  | Not Affected | Not Affected | Not Affected | Not Affected | Not Affected | Not Affected | Not Affected | Not Affected | Not Affected | Not Affected | Not Affected | Not Affected | Not Affected | Not Affected | Not Affected | Not Affected | Not Affected | Not Affected | Not Affected | Not Affected | Not Affected | 0 | 0 | 0 | 0 | 21 | Polygon
Critical Infrastructure | Stormwater Treatment Facilities and Pump Stations | Stormwater Ponds - NHD |  | STFPS_PG_165768 |  | Not Affected | Not Affected | Not Affected | Not Affected | Not Affected | Not Affected | Not Affected | Not Affected | Not Affected | Not Affected | Not Affected | Not Affected | Not Affected | Not Affected | Not Affected | Not Affected | Not Affected | Not Affected | Not Affected | Not Affected | Not Affected | 0 | 0 | 0 | 0 | 21 | Polygon
Critical Infrastructure | Stormwater Treatment Facilities and Pump Stations | Stormwater Ponds - NHD |  | STFPS_PG_165769 |  | Not Affected | Not Affected | Not Affected | Not Affected | Not Affected | Not Affected | Not Affected | Not Affected | Not Affected | Not Affected | Not Affected | Not Affected | Not Affected | Not Affected | Not Affected | Not Affected | Not Affected | Not Affected | Not Affected | Not Affected | Not Affected | 0 | 0 | 0 | 0 | 21 | Polygon
Critical Infrastructure | Stormwater Treatment Facilities and Pump Stations | Stormwater Ponds - NHD |  | STFPS_PG_165770 |  | Not Affected | Not Affected | Not Affected | Not Affected | Not Affected | Not Affected | Not Affected | Not Affected | Not Affected | Not Affected | Not Affected | Not Affected | Not Affected | Not Affected | Not Affected | Not Affected | Not Affected | Not Affected | Not Affected | Not Affected | Not Affected | 0 | 0 | 0 | 0 | 21 | Polygon
Critical Infrastructure | Stormwater Treatment Facilities and Pump Stations | Stormwater Ponds - NHD |  | STFPS_PG_165771 |  | Not Affected | Not Affected | Not Affected | Not Affected | Not Affected | Not Affected | Not Affected | Not Affected | Not Affected | Not Affected | Not Affected | Not Affected | Not Affected | Not Affected | Not Affected | Not Affected | Not Affected | Not Affected | Not Affected | Not Affected | Not Affected | 0 | 0 | 0 | 0 | 21 | Polygon
Critical Infrastructure | Stormwater Treatment Facilities and Pump Stations | Stormwater Ponds - NHD |  | STFPS_PG_165772 |  | Not Affected | Not Affected | Not Affected | Not Affected | Not Affected | Not Affected | Not Affected | Not Affected | Not Affected | Not Affected | Not Affected | Not Affected | Not Affected | Not Affected | Not Affected | Not Affected | Not Affected | Not Affected | Not Affected | Not Affected | Not Affected | 0 | 0 | 0 | 0 | 21 | Polygon
Critical Infrastructure | Stormwater Treatment Facilities and Pump Stations | Stormwater Ponds - NHD |  | STFPS_PG_165773 |  | Not Affected | Not Affected | Not Affected | Not Affected | Not Affected | Not Affected | Not Affected | Not Affected | Not Affected | Not Affected | Not Affected | Not Affected | Not Affected | Not Affected | Not Affected | Not Affected | Not Affected | Not Affected | Not Affected | Not Affected | Not Affected | 0 | 0 | 0 | 0 | 21 | Polygon
Critical Infrastructure | Stormwater Treatment Facilities and Pump Stations | Stormwater Ponds - NHD |  | STFPS_PG_165774 |  | Not Affected | Not Affected | Not Affected | Not Affected | Not Affected | Not Affected | Not Affected | Not Affected | Not Affected | Not Affected | Not Affected | Not Affected | Not Affected | Not Affected | Not Affected | Not Affected | Not Affected | Not Affected | Not Affected | Not Affected | Not Affected | 0 | 0 | 0 | 0 | 21 | Polygon
Critical Infrastructure | Stormwater Treatment Facilities and Pump Stations | Stormwater Ponds - NHD |  | STFPS_PG_165775 |  | Not Affected | Not Affected | Not Affected | Not Affected | Not Affected | Not Affected | Not Affected | Not Affected | Not Affected | Not Affected | Not Affected | Not Affected | Not Affected | Not Affected | Not Affected | Not Affected | Not Affected | Not Affected | Not Affected | Not Affected | Not Affected | 0 | 0 | 0 | 0 | 21 | Polygon
Critical Infrastructure | Stormwater Treatment Facilities and Pump Stations | Stormwater Ponds - NHD |  | STFPS_PG_165776 |  | Not Affected | Not Affected | Not Affected | Not Affected | Not Affected | Not Affected | Not Affected | Not Affected | Not Affected | Not Affected | Not Affected | Not Affected | Not Affected | Not Affected | Not Affected | Not Affected | Not Affected | Not Affected | Not Affected | Not Affected | Not Affected | 0 | 0 | 0 | 0 | 21 | Polygon
Critical Infrastructure | Stormwater Treatment Facilities and Pump Stations | Stormwater Ponds - NHD |  | STFPS_PG_165777 |  | Not Affected | Not Affected | Not Affected | Not Affected | Not Affected | Not Affected | Not Affected | Not Affected | Not Affected | Not Affected | Not Affected | Not Affected | Not Affected | Not Affected | Not Affected | Not Affected | Not Affected | Not Affected | Not Affected | Not Affected | Not Affected | 0 | 0 | 0 | 0 | 21 | Polygon
Critical Infrastructure | Stormwater Treatment Facilities and Pump Stations | Stormwater Ponds - NHD |  | STFPS_PG_165778 |  | Not Affected | Not Affected | Not Affected | Not Affected | Not Affected | Not Affected | Not Affected | Not Affected | Not Affected | Not Affected | Not Affected | Not Affected | Not Affected | Not Affected | Not Affected | Not Affected | Not Affected | Not Affected | Not Affected | Not Affected | Not Affected | 0 | 0 | 0 | 0 | 21 | Polygon
Critical Infrastructure | Stormwater Treatment Facilities and Pump Stations | Stormwater Ponds - NHD |  | STFPS_PG_165779 |  | Not Affected | Not Affected | Not Affected | Not Affected | Not Affected | Not Affected | Not Affected | Not Affected | Not Affected | Not Affected | Not Affected | Not Affected | Not Affected | Not Affected | Not Affected | Not Affected | Not Affected | Not Affected | Not Affected | Not Affected | Not Affected | 0 | 0 | 0 | 0 | 21 | Polygon
Critical Infrastructure | Stormwater Treatment Facilities and Pump Stations | Stormwater Ponds - NHD |  | STFPS_PG_165780 |  | Not Affected | Not Affected | Not Affected | Not Affected | Not Affected | Not Affected | Not Affected | Not Affected | Not Affected | Not Affected | Not Affected | Not Affected | Not Affected | Not Affected | Not Affected | Not Affected | Not Affected | Not Affected | Not Affected | Not Affected | Not Affected | 0 | 0 | 0 | 0 | 21 | Polygon
Critical Infrastructure | Stormwater Treatment Facilities and Pump Stations | Stormwater Ponds - NHD |  | STFPS_PG_165781 |  | Not Affected | Not Affected | Not Affected | Not Affected | Not Affected | Not Affected | Not Affected | Not Affected | Not Affected | Not Affected | Not Affected | Not Affected | Not Affected | Not Affected | Not Affected | Not Affected | Not Affected | Not Affected | Not Affected | Not Affected | Not Affected | 0 | 0 | 0 | 0 | 21 | Polygon
Critical Infrastructure | Stormwater Treatment Facilities and Pump Stations | Stormwater Ponds - NHD |  | STFPS_PG_165782 |  | Not Affected | Not Affected | Not Affected | Not Affected | Not Affected | Not Affected | Not Affected | Not Affected | Not Affected | Not Affected | Not Affected | Not Affected | Not Affected | Not Affected | Not Affected | Not Affected | Not Affected | Not Affected | Not Affected | Not Affected | Not Affected | 0 | 0 | 0 | 0 | 21 | Polygon
Critical Infrastructure | Stormwater Treatment Facilities and Pump Stations | Stormwater Ponds - NHD |  | STFPS_PG_165783 |  | Not Affected | Not Affected | Not Affected | Not Affected | Not Affected | Not Affected | Not Affected | Not Affected | Not Affected | Not Affected | Not Affected | Not Affected | Not Affected | Not Affected | Not Affected | Not Affected | Not Affected | Not Affected | Not Affected | Not Affected | Not Affected | 0 | 0 | 0 | 0 | 21 | Polygon
Critical Infrastructure | Stormwater Treatment Facilities and Pump Stations | Stormwater Ponds - NHD |  | STFPS_PG_165784 |  | Not Affected | Not Affected | Not Affected | Not Affected | Not Affected | Not Affected | Not Affected | Not Affected | Not Affected | Not Affected | Not Affected | Not Affected | Not Affected | Not Affected | Not Affected | Not Affected | Not Affected | Not Affected | Not Affected | Not Affected | Not Affected | 0 | 0 | 0 | 0 | 21 | Polygon
Critical Infrastructure | Stormwater Treatment Facilities and Pump Stations | Stormwater Ponds - NHD |  | STFPS_PG_165785 |  | Not Affected | Not Affected | Not Affected | Not Affected | Not Affected | Not Affected | Not Affected | Not Affected | Not Affected | Not Affected | Not Affected | Not Affected | Not Affected | Not Affected | Not Affected | Not Affected | Not Affected | Not Affected | Not Affected | Not Affected | Not Affected | 0 | 0 | 0 | 0 | 21 | Polygon
Critical Infrastructure | Stormwater Treatment Facilities and Pump Stations | Stormwater Ponds - NHD |  | STFPS_PG_165786 |  | Not Affected | Not Affected | Not Affected | Not Affected | Not Affected | Not Affected | Not Affected | Not Affected | Not Affected | Not Affected | Not Affected | Not Affected | Not Affected | Not Affected | Not Affected | Not Affected | Not Affected | Not Affected | Not Affected | Not Affected | Not Affected | 0 | 0 | 0 | 0 | 21 | Polygon
Critical Infrastructure | Stormwater Treatment Facilities and Pump Stations | Stormwater Ponds - NHD |  | STFPS_PG_165787 |  | Not Affected | Not Affected | Not Affected | Not Affected | Not Affected | Not Affected | Not Affected | Not Affected | Not Affected | Not Affected | Not Affected | Not Affected | Not Affected | Not Affected | Not Affected | Not Affected | Not Affected | Not Affected | Not Affected | Not Affected | Not Affected | 0 | 0 | 0 | 0 | 21 | Polygon
Critical Infrastructure | Stormwater Treatment Facilities and Pump Stations | Stormwater Ponds - NHD |  | STFPS_PG_165788 |  | Not Affected | Not Affected | Not Affected | Not Affected | Not Affected | Not Affected | Not Affected | Not Affected | Not Affected | Not Affected | Not Affected | Not Affected | Not Affected | Not Affected | Not Affected | Not Affected | Not Affected | Not Affected | Not Affected | Not Affected | Not Affected | 0 | 0 | 0 | 0 | 21 | Polygon
Critical Infrastructure | Stormwater Treatment Facilities and Pump Stations | Stormwater Ponds - NHD |  | STFPS_PG_165789 |  | Not Affected | Not Affected | Not Affected | Not Affected | Not Affected | Not Affected | Not Affected | Not Affected | Not Affected | Not Affected | Not Affected | Not Affected | Not Affected | Not Affected | Not Affected | Not Affected | Not Affected | Not Affected | Not Affected | Not Affected | Not Affected | 0 | 0 | 0 | 0 | 21 | Polygon
Critical Infrastructure | Stormwater Treatment Facilities and Pump Stations | Stormwater Ponds - NHD |  | STFPS_PG_165790 |  | Not Affected | Not Affected | Not Affected | Not Affected | Not Affected | Not Affected | Not Affected | Not Affected | Not Affected | Not Affected | Not Affected | Not Affected | Not Affected | Not Affected | Not Affected | Not Affected | Not Affected | Not Affected | Not Affected | Not Affected | Not Affected | 0 | 0 | 0 | 0 | 21 | Polygon
Critical Infrastructure | Stormwater Treatment Facilities and Pump Stations | Stormwater Ponds - NHD |  | STFPS_PG_165791 |  | Not Affected | Not Affected | Not Affected | Not Affected | Not Affected | Not Affected | Not Affected | Not Affected | Not Affected | Not Affected | Not Affected | Not Affected | Not Affected | Not Affected | Not Affected | Not Affected | Not Affected | Not Affected | Not Affected | Not Affected | Not Affected | 0 | 0 | 0 | 0 | 21 | Polygon
Critical Infrastructure | Stormwater Treatment Facilities and Pump Stations | Stormwater Ponds - NHD |  | STFPS_PG_165792 |  | Not Affected | Not Affected | Not Affected | Not Affected | Not Affected | Not Affected | Not Affected | Not Affected | Not Affected | Not Affected | Not Affected | Not Affected | Not Affected | Not Affected | Not Affected | Not Affected | Not Affected | Not Affected | Not Affected | Not Affected | Not Affected | 0 | 0 | 0 | 0 | 21 | Polygon
Critical Infrastructure | Stormwater Treatment Facilities and Pump Stations | Stormwater Ponds - NHD |  | STFPS_PG_165793 |  | Not Affected | Not Affected | Not Affected | Not Affected | Not Affected | Not Affected | Not Affected | Not Affected | Not Affected | Not Affected | Not Affected | Not Affected | Not Affected | Not Affected | Not Affected | Not Affected | Not Affected | Not Affected | Not Affected | Not Affected | Not Affected | 0 | 0 | 0 | 0 | 21 | Polygon
Critical Infrastructure | Stormwater Treatment Facilities and Pump Stations | Stormwater Ponds - NHD |  | STFPS_PG_165794 |  | Not Affected | Not Affected | Not Affected | Not Affected | Not Affected | Not Affected | Not Affected | Not Affected | Not Affected | Not Affected | Not Affected | Not Affected | Not Affected | Not Affected | Not Affected | Not Affected | Not Affected | Not Affected | Not Affected | Not Affected | Not Affected | 0 | 0 | 0 | 0 | 21 | Polygon
Critical Infrastructure | Stormwater Treatment Facilities and Pump Stations | Stormwater Ponds - NHD |  | STFPS_PG_165795 |  | Not Affected | Not Affected | Not Affected | Not Affected | Not Affected | Not Affected | Not Affected | Not Affected | Not Affected | Not Affected | Not Affected | Not Affected | Not Affected | Not Affected | Not Affected | Not Affected | Not Affected | Not Affected | Not Affected | Not Affected | Not Affected | 0 | 0 | 0 | 0 | 21 | Polygon
Critical Infrastructure | Stormwater Treatment Facilities and Pump Stations | Stormwater Ponds - NHD |  | STFPS_PG_165796 |  | Not Affected | Not Affected | Not Affected | Not Affected | Not Affected | Not Affected | Not Affected | Not Affected | Not Affected | Not Affected | Not Affected | Not Affected | Not Affected | Not Affected | Not Affected | Not Affected | Not Affected | Not Affected | Not Affected | Not Affected | Not Affected | 0 | 0 | 0 | 0 | 21 | Polygon
Critical Infrastructure | Stormwater Treatment Facilities and Pump Stations | Stormwater Ponds - NHD |  | STFPS_PG_165797 |  | Not Affected | Not Affected | Not Affected | Not Affected | Not Affected | Not Affected | Not Affected | Not Affected | Not Affected | Not Affected | Not Affected | Not Affected | Not Affected | Not Affected | Not Affected | Not Affected | Not Affected | Not Affected | Not Affected | Not Affected | Not Affected | 0 | 0 | 0 | 0 | 21 | Polygon
Critical Infrastructure | Stormwater Treatment Facilities and Pump Stations | Stormwater Ponds - NHD |  | STFPS_PG_165798 |  | Not Affected | Not Affected | Not Affected | Not Affected | Not Affected | Not Affected | Not Affected | Not Affected | Not Affected | Not Affected | Not Affected | Not Affected | Not Affected | Not Affected | Not Affected | Not Affected | Not Affected | Not Affected | Not Affected | Not Affected | Not Affected | 0 | 0 | 0 | 0 | 21 | Polygon
Critical Infrastructure | Stormwater Treatment Facilities and Pump Stations | Stormwater Ponds - NHD |  | STFPS_PG_165799 |  | Not Affected | Not Affected | Not Affected | Not Affected | Not Affected | Not Affected | Not Affected | Not Affected | Not Affected | Not Affected | Not Affected | Not Affected | Not Affected | Not Affected | Not Affected | Not Affected | Not Affected | Not Affected | Not Affected | Not Affected | Not Affected | 0 | 0 | 0 | 0 | 21 | Polygon
Critical Infrastructure | Stormwater Treatment Facilities and Pump Stations | Stormwater Ponds - NHD |  | STFPS_PG_165800 |  | Not Affected | Not Affected | Not Affected | Not Affected | Not Affected | Not Affected | Not Affected | Not Affected | Not Affected | Not Affected | Not Affected | Not Affected | Not Affected | Not Affected | Not Affected | Not Affected | Not Affected | Not Affected | Not Affected | Not Affected | Not Affected | 0 | 0 | 0 | 0 | 21 | Polygon
Critical Infrastructure | Stormwater Treatment Facilities and Pump Stations | Stormwater Ponds - NHD |  | STFPS_PG_165801 |  | Not Affected | Not Affected | Not Affected | Not Affected | Not Affected | Not Affected | Not Affected | Not Affected | Not Affected | Not Affected | Not Affected | Not Affected | Not Affected | Not Affected | Not Affected | Not Affected | Not Affected | Not Affected | Not Affected | Not Affected | Not Affected | 0 | 0 | 0 | 0 | 21 | Polygon
Critical Infrastructure | Stormwater Treatment Facilities and Pump Stations | Stormwater Ponds - NHD |  | STFPS_PG_165802 |  | Not Affected | Not Affected | Not Affected | Not Affected | Not Affected | Not Affected | Not Affected | Not Affected | Not Affected | Not Affected | Not Affected | Not Affected | Not Affected | Not Affected | Not Affected | Not Affected | Not Affected | Not Affected | Not Affected | Not Affected | Not Affected | 0 | 0 | 0 | 0 | 21 | Polygon
Critical Infrastructure | Stormwater Treatment Facilities and Pump Stations | Stormwater Ponds - NHD |  | STFPS_PG_165803 |  | Not Affected | Not Affected | Not Affected | Not Affected | Not Affected | Not Affected | Not Affected | Not Affected | Not Affected | Not Affected | Not Affected | Not Affected | Not Affected | Not Affected | Not Affected | Not Affected | Not Affected | Not Affected | Not Affected | Not Affected | Not Affected | 0 | 0 | 0 | 0 | 21 | Polygon
Critical Infrastructure | Stormwater Treatment Facilities and Pump Stations | Stormwater Ponds - NHD |  | STFPS_PG_165804 |  | Not Affected | Not Affected | Not Affected | Not Affected | Not Affected | Not Affected | Not Affected | Not Affected | Not Affected | Not Affected | Not Affected | Not Affected | Not Affected | Not Affected | Not Affected | Not Affected | Not Affected | Not Affected | Not Affected | Not Affected | Not Affected | 0 | 0 | 0 | 0 | 21 | Polygon
Critical Infrastructure | Stormwater Treatment Facilities and Pump Stations | Stormwater Ponds - NHD |  | STFPS_PG_165805 |  | Not Affected | Not Affected | Not Affected | Not Affected | Not Affected | Not Affected | Not Affected | Not Affected | Not Affected | Not Affected | Not Affected | Not Affected | Not Affected | Not Affected | Not Affected | Not Affected | Not Affected | Not Affected | Not Affected | Not Affected | Not Affected | 0 | 0 | 0 | 0 | 21 | Polygon
Critical Infrastructure | Stormwater Treatment Facilities and Pump Stations | Stormwater Ponds - NHD |  | STFPS_PG_165806 |  | Not Affected | Not Affected | Not Affected | Not Affected | Not Affected | Not Affected | Not Affected | Not Affected | Not Affected | Not Affected | Not Affected | Not Affected | Not Affected | Not Affected | Not Affected | Not Affected | Not Affected | Not Affected | Not Affected | Not Affected | Not Affected | 0 | 0 | 0 | 0 | 21 | Polygon
Critical Infrastructure | Stormwater Treatment Facilities and Pump Stations | Stormwater Ponds - NHD |  | STFPS_PG_165807 |  | Not Affected | Not Affected | Not Affected | Not Affected | Not Affected | Not Affected | Not Affected | Not Affected | Not Affected | Not Affected | Not Affected | Not Affected | Not Affected | Not Affected | Not Affected | Not Affected | Not Affected | Not Affected | Not Affected | Not Affected | Not Affected | 0 | 0 | 0 | 0 | 21 | Polygon
Critical Infrastructure | Stormwater Treatment Facilities and Pump Stations | Stormwater Ponds - NHD |  | STFPS_PG_165808 |  | Not Affected | Not Affected | Not Affected | Not Affected | Not Affected | Not Affected | Not Affected | Not Affected | Not Affected | Not Affected | Not Affected | Not Affected | Not Affected | Not Affected | Not Affected | Not Affected | Not Affected | Not Affected | Not Affected | Not Affected | Not Affected | 0 | 0 | 0 | 0 | 21 | Polygon
Critical Infrastructure | Stormwater Treatment Facilities and Pump Stations | Stormwater Ponds - NHD |  | STFPS_PG_165809 |  | Not Affected | Not Affected | Not Affected | Not Affected | Not Affected | Not Affected | Not Affected | Not Affected | Not Affected | Not Affected | Not Affected | Not Affected | Not Affected | Not Affected | Not Affected | Not Affected | Not Affected | Not Affected | Not Affected | Not Affected | Not Affected | 0 | 0 | 0 | 0 | 21 | Polygon
Critical Infrastructure | Stormwater Treatment Facilities and Pump Stations | Stormwater Ponds - NHD |  | STFPS_PG_165810 |  | Not Affected | Not Affected | Not Affected | Not Affected | Not Affected | Not Affected | Not Affected | Not Affected | Not Affected | Not Affected | Not Affected | Not Affected | Not Affected | Not Affected | Not Affected | Not Affected | Not Affected | Not Affected | Not Affected | Not Affected | Not Affected | 0 | 0 | 0 | 0 | 21 | Polygon
Critical Infrastructure | Stormwater Treatment Facilities and Pump Stations | Stormwater Ponds - NHD |  | STFPS_PG_165811 |  | Not Affected | Not Affected | Not Affected | Not Affected | Not Affected | Not Affected | Not Affected | Not Affected | Not Affected | Not Affected | Not Affected | Not Affected | Not Affected | Not Affected | Not Affected | Not Affected | Not Affected | Not Affected | Not Affected | Not Affected | Not Affected | 0 | 0 | 0 | 0 | 21 | Polygon
Critical Infrastructure | Stormwater Treatment Facilities and Pump Stations | Stormwater Ponds - NHD |  | STFPS_PG_165812 |  | Not Affected | Not Affected | Not Affected | Not Affected | Not Affected | Not Affected | Not Affected | Not Affected | Not Affected | Not Affected | Not Affected | Not Affected | Not Affected | Not Affected | Not Affected | Not Affected | Not Affected | Not Affected | Not Affected | Not Affected | Not Affected | 0 | 0 | 0 | 0 | 21 | Polygon
Critical Infrastructure | Stormwater Treatment Facilities and Pump Stations | Stormwater Ponds - NHD |  | STFPS_PG_165813 |  | Not Affected | Not Affected | Not Affected | Not Affected | Not Affected | Not Affected | Not Affected | Not Affected | Not Affected | Not Affected | Not Affected | Not Affected | Not Affected | Not Affected | Not Affected | Not Affected | Not Affected | Not Affected | Not Affected | Not Affected | Not Affected | 0 | 0 | 0 | 0 | 21 | Polygon
Critical Infrastructure | Stormwater Treatment Facilities and Pump Stations | Stormwater Ponds - NHD |  | STFPS_PG_165814 |  | Not Affected | Not Affected | Not Affected | Not Affected | Not Affected | Not Affected | Not Affected | Not Affected | Not Affected | Not Affected | Not Affected | Not Affected | Not Affected | Not Affected | Not Affected | Not Affected | Not Affected | Not Affected | Not Affected | Not Affected | Not Affected | 0 | 0 | 0 | 0 | 21 | Polygon
Critical Infrastructure | Stormwater Treatment Facilities and Pump Stations | Stormwater Ponds - NHD |  | STFPS_PG_165815 |  | Not Affected | Not Affected | Not Affected | Not Affected | Not Affected | Not Affected | Not Affected | Not Affected | Not Affected | Not Affected | Not Affected | Not Affected | Not Affected | Not Affected | Not Affected | Not Affected | Not Affected | Not Affected | Not Affected | Not Affected | Not Affected | 0 | 0 | 0 | 0 | 21 | Polygon
Critical Infrastructure | Stormwater Treatment Facilities and Pump Stations | Stormwater Ponds - NHD |  | STFPS_PG_165816 |  | Not Affected | Not Affected | Not Affected | Not Affected | Not Affected | Not Affected | Not Affected | Not Affected | Not Affected | Not Affected | Not Affected | Not Affected | Not Affected | Not Affected | Not Affected | Not Affected | Not Affected | Not Affected | Not Affected | Not Affected | Not Affected | 0 | 0 | 0 | 0 | 21 | Polygon
Critical Infrastructure | Stormwater Treatment Facilities and Pump Stations | Stormwater Ponds - NHD |  | STFPS_PG_165817 |  | Not Affected | Not Affected | Not Affected | Not Affected | Not Affected | Not Affected | Not Affected | Not Affected | Not Affected | Not Affected | Not Affected | Not Affected | Not Affected | Not Affected | Not Affected | Not Affected | Not Affected | Not Affected | Not Affected | Not Affected | Not Affected | 0 | 0 | 0 | 0 | 21 | Polygon
Critical Infrastructure | Stormwater Treatment Facilities and Pump Stations | Stormwater Ponds - NHD |  | STFPS_PG_165818 |  | Not Affected | Not Affected | Not Affected | Not Affected | Not Affected | Not Affected | Not Affected | Not Affected | Not Affected | Not Affected | Not Affected | Not Affected | Not Affected | Not Affected | Not Affected | Not Affected | Not Affected | Not Affected | Not Affected | Not Affected | Not Affected | 0 | 0 | 0 | 0 | 21 | Polygon
Critical Infrastructure | Stormwater Treatment Facilities and Pump Stations | Stormwater Ponds - NHD |  | STFPS_PG_165819 |  | Not Affected | Not Affected | Not Affected | Not Affected | Not Affected | Not Affected | Not Affected | Not Affected | Not Affected | Not Affected | Not Affected | Not Affected | Not Affected | Not Affected | Not Affected | Not Affected | Not Affected | Not Affected | Not Affected | Not Affected | Not Affected | 0 | 0 | 0 | 0 | 21 | Polygon
Critical Infrastructure | Stormwater Treatment Facilities and Pump Stations | Stormwater Ponds - NHD |  | STFPS_PG_165820 |  | Not Affected | Not Affected | Not Affected | Not Affected | Not Affected | Not Affected | Not Affected | Not Affected | Not Affected | Not Affected | Not Affected | Not Affected | Not Affected | Not Affected | Not Affected | Not Affected | Not Affected | Not Affected | Not Affected | Not Affected | Not Affected | 0 | 0 | 0 | 0 | 21 | Polygon
Critical Infrastructure | Stormwater Treatment Facilities and Pump Stations | Stormwater Ponds - NHD |  | STFPS_PG_165821 |  | Not Affected | Not Affected | Not Affected | Not Affected | Not Affected | Not Affected | Not Affected | Not Affected | Not Affected | Not Affected | Not Affected | Not Affected | Not Affected | Not Affected | Not Affected | Not Affected | Not Affected | Not Affected | Not Affected | Not Affected | Not Affected | 0 | 0 | 0 | 0 | 21 | Polygon
Critical Infrastructure | Stormwater Treatment Facilities and Pump Stations | Stormwater Ponds - NHD |  | STFPS_PG_165822 |  | Not Affected | Not Affected | Not Affected | Not Affected | Not Affected | Not Affected | Not Affected | Not Affected | Not Affected | Not Affected | Not Affected | Not Affected | Not Affected | Not Affected | Not Affected | Not Affected | Not Affected | Not Affected | Not Affected | Not Affected | Not Affected | 0 | 0 | 0 | 0 | 21 | Polygon
Critical Infrastructure | Stormwater Treatment Facilities and Pump Stations | Stormwater Ponds - NHD |  | STFPS_PG_165825 |  | Not Affected | Not Affected | Not Affected | Not Affected | Not Affected | Not Affected | Not Affected | Not Affected | Not Affected | Not Affected | Not Affected | Not Affected | Not Affected | Not Affected | Not Affected | Not Affected | Not Affected | Not Affected | Not Affected | Not Affected | Not Affected | 0 | 0 | 0 | 0 | 21 | Polygon
Critical Infrastructure | Stormwater Treatment Facilities and Pump Stations | Stormwater Ponds - NHD |  | STFPS_PG_165826 |  | Not Affected | Not Affected | Not Affected | Not Affected | Not Affected | Not Affected | Not Affected | Not Affected | Not Affected | Not Affected | Not Affected | Not Affected | Not Affected | Not Affected | Not Affected | Not Affected | Not Affected | Not Affected | Not Affected | Not Affected | Not Affected | 0 | 0 | 0 | 0 | 21 | Polygon
Critical Infrastructure | Stormwater Treatment Facilities and Pump Stations | Stormwater Ponds - NHD |  | STFPS_PG_165827 |  | Not Affected | Not Affected | Not Affected | Not Affected | Not Affected | Not Affected | Not Affected | Not Affected | Not Affected | Not Affected | Not Affected | Not Affected | Not Affected | Not Affected | Not Affected | Not Affected | Not Affected | Not Affected | Not Affected | Not Affected | Not Affected | 0 | 0 | 0 | 0 | 21 | Polygon
Critical Infrastructure | Stormwater Treatment Facilities and Pump Stations | Stormwater Ponds - NHD |  | STFPS_PG_165828 |  | Not Affected | Not Affected | Not Affected | Not Affected | Not Affected | Not Affected | Not Affected | Not Affected | Not Affected | Not Affected | Not Affected | Not Affected | Not Affected | Not Affected | Not Affected | Not Affected | Not Affected | Not Affected | Not Affected | Not Affected | Not Affected | 0 | 0 | 0 | 0 | 21 | Polygon
Critical Infrastructure | Stormwater Treatment Facilities and Pump Stations | Stormwater Ponds - NHD |  | STFPS_PG_165829 |  | Not Affected | Not Affected | Not Affected | Not Affected | Not Affected | Not Affected | Not Affected | Not Affected | Not Affected | Not Affected | Not Affected | Not Affected | Not Affected | Not Affected | Not Affected | Not Affected | Not Affected | Not Affected | Not Affected | Not Affected | Not Affected | 0 | 0 | 0 | 0 | 21 | Polygon
Critical Infrastructure | Stormwater Treatment Facilities and Pump Stations | Stormwater Ponds - NHD |  | STFPS_PG_165830 |  | Not Affected | Not Affected | Not Affected | Not Affected | Not Affected | Not Affected | Not Affected | Not Affected | Not Affected | Not Affected | Not Affected | Not Affected | Not Affected | Not Affected | Not Affected | Not Affected | Not Affected | Not Affected | Not Affected | Not Affected | Not Affected | 0 | 0 | 0 | 0 | 21 | Polygon
Critical Infrastructure | Stormwater Treatment Facilities and Pump Stations | Stormwater Ponds - NHD |  | STFPS_PG_165831 |  | Not Affected | Not Affected | Not Affected | Not Affected | Not Affected | Not Affected | Not Affected | Not Affected | Not Affected | Not Affected | Not Affected | Not Affected | Not Affected | Not Affected | Not Affected | Not Affected | Not Affected | Not Affected | Not Affected | Not Affected | Not Affected | 0 | 0 | 0 | 0 | 21 | Polygon
Critical Infrastructure | Stormwater Treatment Facilities and Pump Stations | Stormwater Ponds - NHD |  | STFPS_PG_165832 |  | Not Affected | Not Affected | Not Affected | Not Affected | Not Affected | Not Affected | Not Affected | Not Affected | Not Affected | Not Affected | Not Affected | Not Affected | Not Affected | Not Affected | Not Affected | Not Affected | Not Affected | Not Affected | Not Affected | Not Affected | Not Affected | 0 | 0 | 0 | 0 | 21 | Polygon
Critical Infrastructure | Stormwater Treatment Facilities and Pump Stations | Stormwater Ponds - NHD |  | STFPS_PG_165900 |  | Not Affected | Not Affected | Not Affected | Not Affected | Not Affected | Not Affected | Not Affected | Not Affected | Not Affected | Not Affected | Not Affected | Not Affected | Not Affected | Not Affected | Not Affected | Not Affected | Not Affected | Not Affected | Not Affected | Not Affected | Not Affected | 0 | 0 | 0 | 0 | 21 | Polygon
Critical Infrastructure | Stormwater Treatment Facilities and Pump Stations | Stormwater Ponds - NHD |  | STFPS_PG_165901 |  | Not Affected | Not Affected | Not Affected | Not Affected | Not Affected | Not Affected | Not Affected | Not Affected | Not Affected | Not Affected | Not Affected | Not Affected | Not Affected | Not Affected | Not Affected | Not Affected | Not Affected | Not Affected | Not Affected | Not Affected | Not Affected | 0 | 0 | 0 | 0 | 21 | Polygon
Critical Infrastructure | Stormwater Treatment Facilities and Pump Stations | Stormwater Ponds - NHD |  | STFPS_PG_165902 |  | Not Affected | Not Affected | Not Affected | Not Affected | Not Affected | Not Affected | Not Affected | Not Affected | Not Affected | Not Affected | Not Affected | Not Affected | Not Affected | Not Affected | Not Affected | Not Affected | Not Affected | Not Affected | Not Affected | Not Affected | Not Affected | 0 | 0 | 0 | 0 | 21 | Polygon
Critical Infrastructure | Stormwater Treatment Facilities and Pump Stations | Stormwater Ponds - NHD |  | STFPS_PG_165909 |  | Not Affected | Not Affected | Not Affected | Not Affected | Not Affected | Not Affected | Not Affected | Not Affected | Not Affected | Not Affected | Not Affected | Not Affected | Not Affected | Not Affected | Not Affected | Not Affected | Not Affected | Not Affected | Not Affected | Not Affected | Not Affected | 0 | 0 | 0 | 0 | 21 | Polygon
Critical Infrastructure | Stormwater Treatment Facilities and Pump Stations | Stormwater Ponds - NHD |  | STFPS_PG_165911 |  | Not Affected | Not Affected | Not Affected | Not Affected | Not Affected | Not Affected | Not Affected | Not Affected | Not Affected | Not Affected | Not Affected | Not Affected | Not Affected | Not Affected | Not Affected | Not Affected | Not Affected | Not Affected | Not Affected | Not Affected | Not Affected | 0 | 0 | 0 | 0 | 21 | Polygon
Critical Infrastructure | Stormwater Treatment Facilities and Pump Stations | Stormwater Ponds - NHD |  | STFPS_PG_165915 |  | Not Affected | Not Affected | Not Affected | Not Affected | Not Affected | Not Affected | Not Affected | Not Affected | Not Affected | Not Affected | Not Affected | Not Affected | Not Affected | Not Affected | Not Affected | Not Affected | Not Affected | Not Affected | Not Affected | Not Affected | Not Affected | 0 | 0 | 0 | 0 | 21 | Polygon
Critical Infrastructure | Stormwater Treatment Facilities and Pump Stations | Stormwater Ponds - NHD |  | STFPS_PG_165962 |  | Not Affected | Not Affected | Not Affected | Not Affected | Not Affected | Not Affected | Not Affected | Not Affected | Not Affected | Not Affected | Not Affected | Not Affected | Not Affected | Not Affected | Not Affected | Not Affected | Not Affected | Not Affected | Not Affected | Not Affected | Not Affected | 0 | 0 | 0 | 0 | 21 | Polygon
Critical Infrastructure | Stormwater Treatment Facilities and Pump Stations | Stormwater Ponds - NHD |  | STFPS_PG_165963 |  | Not Affected | Not Affected | Not Affected | Not Affected | Not Affected | Not Affected | Not Affected | Not Affected | Not Affected | Not Affected | Not Affected | Not Affected | Not Affected | Not Affected | Not Affected | Not Affected | Not Affected | Not Affected | Not Affected | Not Affected | Not Affected | 0 | 0 | 0 | 0 | 21 | Polygon
Critical Infrastructure | Stormwater Treatment Facilities and Pump Stations | Stormwater Ponds - NHD |  | STFPS_PG_165970 |  | Not Affected | Not Affected | Not Affected | Not Affected | Not Affected | Not Affected | Not Affected | Not Affected | Not Affected | Not Affected | Not Affected | Not Affected | Not Affected | Not Affected | Not Affected | Not Affected | Not Affected | Not Affected | Not Affected | Not Affected | Not Affected | 0 | 0 | 0 | 0 | 21 | Polygon
Critical Infrastructure | Stormwater Treatment Facilities and Pump Stations | Stormwater Ponds - NHD |  | STFPS_PG_165975 |  | Not Affected | Not Affected | Not Affected | Not Affected | Not Affected | Not Affected | Not Affected | Not Affected | Not Affected | Not Affected | Not Affected | Not Affected | Not Affected | Not Affected | Not Affected | Not Affected | Not Affected | Not Affected | Not Affected | Not Affected | Not Affected | 0 | 0 | 0 | 0 | 21 | Polygon
Critical Infrastructure | Stormwater Treatment Facilities and Pump Stations | Stormwater Ponds - NHD |  | STFPS_PG_165978 |  | Not Affected | Not Affected | Not Affected | Not Affected | Not Affected | Not Affected | Not Affected | Not Affected | Not Affected | Not Affected | Not Affected | Not Affected | Not Affected | Not Affected | Not Affected | Not Affected | Not Affected | Not Affected | Not Affected | Not Affected | Not Affected | 0 | 0 | 0 | 0 | 21 | Polygon
Critical Infrastructure | Stormwater Treatment Facilities and Pump Stations | Stormwater Ponds - NHD |  | STFPS_PG_165980 |  | Not Affected | Not Affected | Not Affected | Not Affected | Not Affected | Not Affected | Not Affected | Not Affected | Not Affected | Not Affected | Not Affected | Not Affected | Not Affected | Not Affected | Not Affected | Not Affected | Not Affected | Not Affected | Not Affected | Not Affected | Not Affected | 0 | 0 | 0 | 0 | 21 | Polygon
Critical Infrastructure | Stormwater Treatment Facilities and Pump Stations | Stormwater Ponds - NHD |  | STFPS_PG_165981 |  | Not Affected | Not Affected | Not Affected | Not Affected | Not Affected | Not Affected | Not Affected | Not Affected | Not Affected | Not Affected | Not Affected | Not Affected | Not Affected | Not Affected | Not Affected | Not Affected | Not Affected | Not Affected | Not Affected | Not Affected | Not Affected | 0 | 0 | 0 | 0 | 21 | Polygon
Critical Infrastructure | Stormwater Treatment Facilities and Pump Stations | Stormwater Ponds - NHD |  | STFPS_PG_165982 |  | Not Affected | Not Affected | Not Affected | Not Affected | Not Affected | Not Affected | Not Affected | Not Affected | Not Affected | Not Affected | Not Affected | Not Affected | Not Affected | Not Affected | Not Affected | Not Affected | Not Affected | Not Affected | Not Affected | Not Affected | Not Affected | 0 | 0 | 0 | 0 | 21 | Polygon
Critical Infrastructure | Stormwater Treatment Facilities and Pump Stations | Stormwater Ponds - NHD |  | STFPS_PG_165983 |  | Not Affected | Not Affected | Not Affected | Not Affected | Not Affected | Not Affected | Not Affected | Not Affected | Not Affected | Not Affected | Not Affected | Not Affected | Not Affected | Not Affected | Not Affected | Not Affected | Not Affected | Not Affected | Not Affected | Not Affected | Not Affected | 0 | 0 | 0 | 0 | 21 | Polygon
Critical Infrastructure | Stormwater Treatment Facilities and Pump Stations | Stormwater Ponds - NHD |  | STFPS_PG_165988 |  | Not Affected | Not Affected | Not Affected | Not Affected | Not Affected | Not Affected | Not Affected | Not Affected | Not Affected | Not Affected | Not Affected | Not Affected | Not Affected | Not Affected | Not Affected | Not Affected | Not Affected | Not Affected | Not Affected | Not Affected | Not Affected | 0 | 0 | 0 | 0 | 21 | Polygon
Critical Infrastructure | Stormwater Treatment Facilities and Pump Stations | Stormwater Ponds - NHD |  | STFPS_PG_166029 |  | Not Affected | Not Affected | Not Affected | Not Affected | Not Affected | Not Affected | Not Affected | Not Affected | Not Affected | Not Affected | Not Affected | Not Affected | Not Affected | Not Affected | Not Affected | Not Affected | Not Affected | Not Affected | Not Affected | Not Affected | Not Affected | 0 | 0 | 0 | 0 | 21 | Polygon
Critical Infrastructure | Stormwater Treatment Facilities and Pump Stations | Stormwater Ponds - NHD |  | STFPS_PG_166030 |  | Not Affected | Not Affected | Not Affected | Not Affected | Not Affected | Not Affected | Not Affected | Not Affected | Not Affected | Not Affected | Not Affected | Not Affected | Not Affected | Not Affected | Not Affected | Not Affected | Not Affected | Not Affected | Not Affected | Not Affected | Not Affected | 0 | 0 | 0 | 0 | 21 | Polygon
Critical Infrastructure | Stormwater Treatment Facilities and Pump Stations | Stormwater Ponds - NHD |  | STFPS_PG_166032 |  | Not Affected | Not Affected | Not Affected | Not Affected | Not Affected | Not Affected | Not Affected | Not Affected | Not Affected | Not Affected | Not Affected | Not Affected | Not Affected | Not Affected | Not Affected | Not Affected | Not Affected | Not Affected | Not Affected | Not Affected | Not Affected | 0 | 0 | 0 | 0 | 21 | Polygon
Critical Infrastructure | Stormwater Treatment Facilities and Pump Stations | Stormwater Ponds - NHD |  | STFPS_PG_166051 |  | Not Affected | Not Affected | Not Affected | Not Affected | Not Affected | Not Affected | Not Affected | Not Affected | Not Affected | Not Affected | Not Affected | Not Affected | Not Affected | Not Affected | Not Affected | Not Affected | Not Affected | Not Affected | Not Affected | Not Affected | Not Affected | 0 | 0 | 0 | 0 | 21 | Polygon
Critical Infrastructure | Stormwater Treatment Facilities and Pump Stations | Stormwater Ponds - NHD |  | STFPS_PG_166056 |  | Not Affected | Not Affected | Not Affected | Not Affected | Not Affected | Not Affected | Not Affected | Not Affected | Not Affected | Not Affected | Not Affected | Not Affected | Not Affected | Not Affected | Not Affected | Not Affected | Not Affected | Not Affected | Not Affected | Not Affected | Not Affected | 0 | 0 | 0 | 0 | 21 | Polygon
Critical Infrastructure | Stormwater Treatment Facilities and Pump Stations | Stormwater Ponds - NHD |  | STFPS_PG_166060 |  | Not Affected | Not Affected | Not Affected | Not Affected | Not Affected | Not Affected | Not Affected | Not Affected | Not Affected | Not Affected | Not Affected | Not Affected | Not Affected | Not Affected | Not Affected | Not Affected | Not Affected | Not Affected | Not Affected | Not Affected | Not Affected | 0 | 0 | 0 | 0 | 21 | Polygon
Critical Infrastructure | Stormwater Treatment Facilities and Pump Stations | Stormwater Ponds - NHD |  | STFPS_PG_166066 |  | Not Affected | Not Affected | Not Affected | Not Affected | Not Affected | Not Affected | Not Affected | Not Affected | Not Affected | Not Affected | Not Affected | Not Affected | Not Affected | Not Affected | Not Affected | Not Affected | Not Affected | Not Affected | Not Affected | Not Affected | Not Affected | 0 | 0 | 0 | 0 | 21 | Polygon
Critical Infrastructure | Stormwater Treatment Facilities and Pump Stations | Stormwater Ponds - NHD |  | STFPS_PG_166067 |  | Not Affected | Not Affected | Not Affected | Not Affected | Not Affected | Not Affected | Not Affected | Not Affected | Not Affected | Not Affected | Not Affected | Not Affected | Not Affected | Not Affected | Not Affected | Not Affected | Not Affected | Not Affected | Not Affected | Not Affected | Not Affected | 0 | 0 | 0 | 0 | 21 | Polygon
Critical Infrastructure | Stormwater Treatment Facilities and Pump Stations | Stormwater Ponds - NHD |  | STFPS_PG_166068 |  | Not Affected | Not Affected | Not Affected | Not Affected | Not Affected | Not Affected | Not Affected | Not Affected | Not Affected | Not Affected | Not Affected | Not Affected | Not Affected | Not Affected | Not Affected | Not Affected | Not Affected | Not Affected | Not Affected | Not Affected | Not Affected | 0 | 0 | 0 | 0 | 21 | Polygon
Critical Infrastructure | Stormwater Treatment Facilities and Pump Stations | Stormwater Ponds - NHD |  | STFPS_PG_166069 |  | Not Affected | Not Affected | Not Affected | Not Affected | Not Affected | Not Affected | Not Affected | Not Affected | Not Affected | Not Affected | Not Affected | Not Affected | Not Affected | Not Affected | Not Affected | Not Affected | Not Affected | Not Affected | Not Affected | Not Affected | Not Affected | 0 | 0 | 0 | 0 | 21 | Polygon
Critical Infrastructure | Stormwater Treatment Facilities and Pump Stations | Stormwater Ponds - NHD |  | STFPS_PG_166070 |  | Not Affected | Not Affected | Not Affected | Not Affected | Not Affected | Not Affected | Not Affected | Not Affected | Not Affected | Not Affected | Not Affected | Not Affected | Not Affected | Not Affected | Not Affected | Not Affected | Not Affected | Not Affected | Not Affected | Not Affected | Not Affected | 0 | 0 | 0 | 0 | 21 | Polygon
Critical Infrastructure | Stormwater Treatment Facilities and Pump Stations | Stormwater Ponds - NHD |  | STFPS_PG_166071 |  | Not Affected | Not Affected | Not Affected | Not Affected | Not Affected | Not Affected | Not Affected | Not Affected | Not Affected | Not Affected | Not Affected | Not Affected | Not Affected | Not Affected | Not Affected | Not Affected | Not Affected | Not Affected | Not Affected | Not Affected | Not Affected | 0 | 0 | 0 | 0 | 21 | Polygon
Critical Infrastructure | Stormwater Treatment Facilities and Pump Stations | Stormwater Ponds - NHD |  | STFPS_PG_166080 |  | Not Affected | Not Affected | Not Affected | Not Affected | Not Affected | Not Affected | Not Affected | Not Affected | Not Affected | Not Affected | Not Affected | Not Affected | Not Affected | Not Affected | Not Affected | Not Affected | Not Affected | Not Affected | Not Affected | Not Affected | Not Affected | 0 | 0 | 0 | 0 | 21 | Polygon
Critical Infrastructure | Stormwater Treatment Facilities and Pump Stations | Stormwater Ponds - NHD |  | STFPS_PG_166081 |  | Not Affected | Not Affected | Not Affected | Not Affected | Not Affected | Not Affected | Not Affected | Not Affected | Not Affected | Not Affected | Not Affected | Not Affected | Not Affected | Not Affected | Not Affected | Not Affected | Not Affected | Not Affected | Not Affected | Not Affected | Not Affected | 0 | 0 | 0 | 0 | 21 | Polygon
Critical Infrastructure | Stormwater Treatment Facilities and Pump Stations | Stormwater Ponds - NHD |  | STFPS_PG_166132 |  | Not Affected | Not Affected | Not Affected | Not Affected | Not Affected | Not Affected | Not Affected | Not Affected | Not Affected | Not Affected | Not Affected | Not Affected | Not Affected | Not Affected | Not Affected | Not Affected | Not Affected | Not Affected | Not Affected | Not Affected | Not Affected | 0 | 0 | 0 | 0 | 21 | Polygon
Critical Infrastructure | Stormwater Treatment Facilities and Pump Stations | Stormwater Ponds - NHD |  | STFPS_PG_166136 |  | Not Affected | Not Affected | Not Affected | Not Affected | Not Affected | Not Affected | Not Affected | Not Affected | Not Affected | Not Affected | Not Affected | Not Affected | Not Affected | Not Affected | Not Affected | Not Affected | Not Affected | Not Affected | Not Affected | Not Affected | Not Affected | 0 | 0 | 0 | 0 | 21 | Polygon
Critical Infrastructure | Stormwater Treatment Facilities and Pump Stations | Stormwater Ponds - NHD |  | STFPS_PG_166137 |  | Not Affected | Not Affected | Not Affected | Not Affected | Not Affected | Not Affected | Not Affected | Not Affected | Not Affected | Not Affected | Not Affected | Not Affected | Not Affected | Not Affected | Not Affected | Not Affected | Not Affected | Not Affected | Not Affected | Not Affected | Not Affected | 0 | 0 | 0 | 0 | 21 | Polygon
Critical Infrastructure | Stormwater Treatment Facilities and Pump Stations | Stormwater Ponds - NHD |  | STFPS_PG_166138 |  | Not Affected | Not Affected | Not Affected | Not Affected | Not Affected | Not Affected | Not Affected | Not Affected | Not Affected | Not Affected | Not Affected | Not Affected | Not Affected | Not Affected | Not Affected | Not Affected | Not Affected | Not Affected | Not Affected | Not Affected | Not Affected | 0 | 0 | 0 | 0 | 21 | Polygon
Critical Infrastructure | Stormwater Treatment Facilities and Pump Stations | Stormwater Ponds - NHD |  | STFPS_PG_166140 |  | Not Affected | Not Affected | Not Affected | Not Affected | Not Affected | Not Affected | Not Affected | Not Affected | Not Affected | Not Affected | Not Affected | Not Affected | Not Affected | Not Affected | Not Affected | Not Affected | Not Affected | Not Affected | Not Affected | Not Affected | Not Affected | 0 | 0 | 0 | 0 | 21 | Polygon
Critical Infrastructure | Stormwater Treatment Facilities and Pump Stations | Stormwater Ponds - NHD |  | STFPS_PG_166162 |  | Not Affected | Not Affected | Not Affected | Not Affected | Not Affected | Not Affected | Not Affected | Not Affected | Not Affected | Not Affected | Not Affected | Not Affected | Not Affected | Not Affected | Not Affected | Not Affected | Not Affected | Not Affected | Not Affected | Not Affected | Not Affected | 0 | 0 | 0 | 0 | 21 | Polygon
Critical Infrastructure | Stormwater Treatment Facilities and Pump Stations | Stormwater Ponds - NHD |  | STFPS_PG_166180 |  | Not Affected | Not Affected | Not Affected | Not Affected | Not Affected | Not Affected | Not Affected | Not Affected | Not Affected | Not Affected | Not Affected | Not Affected | Not Affected | Not Affected | Not Affected | Not Affected | Not Affected | Not Affected | Not Affected | Not Affected | Not Affected | 0 | 0 | 0 | 0 | 21 | Polygon
Critical Infrastructure | Stormwater Treatment Facilities and Pump Stations | Stormwater Ponds - NHD |  | STFPS_PG_166184 |  | Not Affected | Not Affected | Not Affected | Not Affected | Not Affected | Not Affected | Not Affected | Not Affected | Not Affected | Not Affected | Not Affected | Not Affected | Not Affected | Not Affected | Not Affected | Not Affected | Not Affected | Not Affected | Not Affected | Not Affected | Not Affected | 0 | 0 | 0 | 0 | 21 | Polygon
Critical Infrastructure | Stormwater Treatment Facilities and Pump Stations | Stormwater Ponds - NHD |  | STFPS_PG_166185 |  | Not Affected | Not Affected | Not Affected | Not Affected | Not Affected | Not Affected | Not Affected | Not Affected | Not Affected | Not Affected | Not Affected | Not Affected | Not Affected | Not Affected | Not Affected | Not Affected | Not Affected | Not Affected | Not Affected | Not Affected | Not Affected | 0 | 0 | 0 | 0 | 21 | Polygon
Critical Infrastructure | Stormwater Treatment Facilities and Pump Stations | Stormwater Ponds - NHD |  | STFPS_PG_166187 |  | Not Affected | Not Affected | Not Affected | Not Affected | Not Affected | Not Affected | Not Affected | Not Affected | Not Affected | Not Affected | Not Affected | Not Affected | Not Affected | Not Affected | Not Affected | Not Affected | Not Affected | Not Affected | Not Affected | Not Affected | Not Affected | 0 | 0 | 0 | 0 | 21 | Polygon
Critical Infrastructure | Stormwater Treatment Facilities and Pump Stations | Stormwater Ponds - NHD |  | STFPS_PG_166189 |  | Not Affected | Not Affected | Not Affected | Not Affected | Not Affected | Not Affected | Not Affected | Not Affected | Not Affected | Not Affected | Not Affected | Not Affected | Not Affected | Not Affected | Not Affected | Not Affected | Not Affected | Not Affected | Not Affected | Not Affected | Not Affected | 0 | 0 | 0 | 0 | 21 | Polygon
Critical Infrastructure | Stormwater Treatment Facilities and Pump Stations | Stormwater Ponds - NHD |  | STFPS_PG_166206 |  | Not Affected | Not Affected | Not Affected | Not Affected | Not Affected | Not Affected | Not Affected | Not Affected | Not Affected | Not Affected | Not Affected | Not Affected | Not Affected | Not Affected | Not Affected | Not Affected | Not Affected | Not Affected | Not Affected | Not Affected | Not Affected | 0 | 0 | 0 | 0 | 21 | Polygon
Critical Infrastructure | Stormwater Treatment Facilities and Pump Stations | Stormwater Ponds - NHD |  | STFPS_PG_166208 |  | Not Affected | Not Affected | Not Affected | Not Affected | Not Affected | Not Affected | Not Affected | Not Affected | Not Affected | Not Affected | Not Affected | Not Affected | Not Affected | Not Affected | Not Affected | Not Affected | Not Affected | Not Affected | Not Affected | Not Affected | Not Affected | 0 | 0 | 0 | 0 | 21 | Polygon
Critical Infrastructure | Stormwater Treatment Facilities and Pump Stations | Stormwater Ponds - NHD |  | STFPS_PG_166236 |  | Not Affected | Not Affected | Not Affected | Not Affected | Not Affected | Not Affected | Not Affected | Not Affected | Not Affected | Not Affected | Not Affected | Not Affected | Not Affected | Not Affected | Not Affected | Not Affected | Not Affected | Not Affected | Not Affected | Not Affected | Not Affected | 0 | 0 | 0 | 0 | 21 | Polygon
Critical Infrastructure | Stormwater Treatment Facilities and Pump Stations | Stormwater Ponds - NHD |  | STFPS_PG_166241 |  | Not Affected | Not Affected | Not Affected | Not Affected | Not Affected | Not Affected | Not Affected | Not Affected | Not Affected | Not Affected | Not Affected | Not Affected | Not Affected | Not Affected | Not Affected | Not Affected | Not Affected | Not Affected | Not Affected | Not Affected | Not Affected | 0 | 0 | 0 | 0 | 21 | Polygon
Critical Infrastructure | Stormwater Treatment Facilities and Pump Stations | Stormwater Ponds - NHD |  | STFPS_PG_166245 |  | Not Affected | Not Affected | Not Affected | Not Affected | Not Affected | Not Affected | Not Affected | Not Affected | Not Affected | Not Affected | Not Affected | Not Affected | Not Affected | Not Affected | Not Affected | Not Affected | Not Affected | Not Affected | Not Affected | Not Affected | Not Affected | 0 | 0 | 0 | 0 | 21 | Polygon
Critical Infrastructure | Stormwater Treatment Facilities and Pump Stations | Stormwater Ponds - NHD |  | STFPS_PG_166247 |  | Not Affected | Not Affected | Not Affected | Not Affected | Not Affected | Not Affected | Not Affected | Not Affected | Not Affected | Not Affected | Not Affected | Not Affected | Not Affected | Not Affected | Not Affected | Not Affected | Not Affected | Not Affected | Not Affected | Not Affected | Not Affected | 0 | 0 | 0 | 0 | 21 | Polygon
Critical Infrastructure | Stormwater Treatment Facilities and Pump Stations | Stormwater Ponds - NHD |  | STFPS_PG_166248 |  | Not Affected | Not Affected | Not Affected | Not Affected | Not Affected | Not Affected | Not Affected | Not Affected | Not Affected | Not Affected | Not Affected | Not Affected | Not Affected | Not Affected | Not Affected | Not Affected | Not Affected | Not Affected | Not Affected | Not Affected | Not Affected | 0 | 0 | 0 | 0 | 21 | Polygon
Critical Infrastructure | Stormwater Treatment Facilities and Pump Stations | Stormwater Ponds - NHD |  | STFPS_PG_166249 |  | Not Affected | Not Affected | Not Affected | Not Affected | Not Affected | Not Affected | Not Affected | Not Affected | Not Affected | Not Affected | Not Affected | Not Affected | Not Affected | Not Affected | Not Affected | Not Affected | Not Affected | Not Affected | Not Affected | Not Affected | Not Affected | 0 | 0 | 0 | 0 | 21 | Polygon
Critical Infrastructure | Stormwater Treatment Facilities and Pump Stations | Stormwater Ponds - NHD |  | STFPS_PG_166250 |  | Not Affected | Not Affected | Not Affected | Not Affected | Not Affected | Not Affected | Not Affected | Not Affected | Not Affected | Not Affected | Not Affected | Not Affected | Not Affected | Not Affected | Not Affected | Not Affected | Not Affected | Not Affected | Not Affected | Not Affected | Not Affected | 0 | 0 | 0 | 0 | 21 | Polygon
Critical Infrastructure | Stormwater Treatment Facilities and Pump Stations | Stormwater Ponds - NHD |  | STFPS_PG_166251 |  | Not Affected | Not Affected | Not Affected | Not Affected | Not Affected | Not Affected | Not Affected | Not Affected | Not Affected | Not Affected | Not Affected | Not Affected | Not Affected | Not Affected | Not Affected | Not Affected | Not Affected | Not Affected | Not Affected | Not Affected | Not Affected | 0 | 0 | 0 | 0 | 21 | Polygon
Critical Infrastructure | Stormwater Treatment Facilities and Pump Stations | Stormwater Ponds - NHD |  | STFPS_PG_166252 |  | Not Affected | Not Affected | Not Affected | Not Affected | Not Affected | Not Affected | Not Affected | Not Affected | Not Affected | Not Affected | Not Affected | Not Affected | Not Affected | Not Affected | Not Affected | Not Affected | Not Affected | Not Affected | Not Affected | Not Affected | Not Affected | 0 | 0 | 0 | 0 | 21 | Polygon
Critical Infrastructure | Stormwater Treatment Facilities and Pump Stations | Stormwater Ponds - NHD |  | STFPS_PG_166253 |  | Not Affected | Not Affected | Not Affected | Not Affected | Not Affected | Not Affected | Not Affected | Not Affected | Not Affected | Not Affected | Not Affected | Not Affected | Not Affected | Not Affected | Not Affected | Not Affected | Not Affected | Not Affected | Not Affected | Not Affected | Not Affected | 0 | 0 | 0 | 0 | 21 | Polygon
Critical Infrastructure | Stormwater Treatment Facilities and Pump Stations | Stormwater Ponds - NHD |  | STFPS_PG_166254 |  | Not Affected | Not Affected | Not Affected | Not Affected | Not Affected | Not Affected | Not Affected | Not Affected | Not Affected | Not Affected | Not Affected | Not Affected | Not Affected | Not Affected | Not Affected | Not Affected | Not Affected | Not Affected | Not Affected | Not Affected | Not Affected | 0 | 0 | 0 | 0 | 21 | Polygon
Critical Infrastructure | Stormwater Treatment Facilities and Pump Stations | Stormwater Ponds - NHD |  | STFPS_PG_166255 |  | Not Affected | Not Affected | Not Affected | Not Affected | Not Affected | Not Affected | Not Affected | Not Affected | Not Affected | Not Affected | Not Affected | Not Affected | Not Affected | Not Affected | Not Affected | Not Affected | Not Affected | Not Affected | Not Affected | Not Affected | Not Affected | 0 | 0 | 0 | 0 | 21 | Polygon
Critical Infrastructure | Stormwater Treatment Facilities and Pump Stations | Stormwater Ponds - NHD |  | STFPS_PG_166256 |  | Not Affected | Not Affected | Not Affected | Not Affected | Not Affected | Not Affected | Not Affected | Not Affected | Not Affected | Not Affected | Not Affected | Not Affected | Not Affected | Not Affected | Not Affected | Not Affected | Not Affected | Not Affected | Not Affected | Not Affected | Not Affected | 0 | 0 | 0 | 0 | 21 | Polygon
Critical Infrastructure | Stormwater Treatment Facilities and Pump Stations | Stormwater Ponds - NHD |  | STFPS_PG_166257 |  | Not Affected | Not Affected | Not Affected | Not Affected | Not Affected | Not Affected | Not Affected | Not Affected | Not Affected | Not Affected | Not Affected | Not Affected | Not Affected | Not Affected | Not Affected | Not Affected | Not Affected | Not Affected | Not Affected | Not Affected | Not Affected | 0 | 0 | 0 | 0 | 21 | Polygon
Critical Infrastructure | Stormwater Treatment Facilities and Pump Stations | Stormwater Ponds - NHD |  | STFPS_PG_166258 |  | Not Affected | Not Affected | Not Affected | Not Affected | Not Affected | Not Affected | Not Affected | Not Affected | Not Affected | Not Affected | Not Affected | Not Affected | Not Affected | Not Affected | Not Affected | Not Affected | Not Affected | Not Affected | Not Affected | Not Affected | Not Affected | 0 | 0 | 0 | 0 | 21 | Polygon
Critical Infrastructure | Stormwater Treatment Facilities and Pump Stations | Stormwater Ponds - NHD |  | STFPS_PG_166259 |  | Not Affected | Not Affected | Not Affected | Not Affected | Not Affected | Not Affected | Not Affected | Not Affected | Not Affected | Not Affected | Not Affected | Not Affected | Not Affected | Not Affected | Not Affected | Not Affected | Not Affected | Not Affected | Not Affected | Not Affected | Not Affected | 0 | 0 | 0 | 0 | 21 | Polygon
Critical Infrastructure | Stormwater Treatment Facilities and Pump Stations | Stormwater Ponds - NHD |  | STFPS_PG_166260 |  | Not Affected | Not Affected | Not Affected | Not Affected | Not Affected | Not Affected | Not Affected | Not Affected | Not Affected | Not Affected | Not Affected | Not Affected | Not Affected | Not Affected | Not Affected | Not Affected | Not Affected | Not Affected | Not Affected | Not Affected | Not Affected | 0 | 0 | 0 | 0 | 21 | Polygon
Critical Infrastructure | Stormwater Treatment Facilities and Pump Stations | Stormwater Ponds - NHD |  | STFPS_PG_166261 |  | Not Affected | Not Affected | Not Affected | Not Affected | Not Affected | Not Affected | Not Affected | Not Affected | Not Affected | Not Affected | Not Affected | Not Affected | Not Affected | Not Affected | Not Affected | Not Affected | Not Affected | Not Affected | Not Affected | Not Affected | Not Affected | 0 | 0 | 0 | 0 | 21 | Polygon
Critical Infrastructure | Stormwater Treatment Facilities and Pump Stations | Stormwater Ponds - NHD |  | STFPS_PG_166262 |  | Not Affected | Not Affected | Not Affected | Not Affected | Not Affected | Not Affected | Not Affected | Not Affected | Not Affected | Not Affected | Not Affected | Not Affected | Not Affected | Not Affected | Not Affected | Not Affected | Not Affected | Not Affected | Not Affected | Not Affected | Not Affected | 0 | 0 | 0 | 0 | 21 | Polygon
Critical Infrastructure | Stormwater Treatment Facilities and Pump Stations | Stormwater Ponds - NHD |  | STFPS_PG_166263 |  | Not Affected | Not Affected | Not Affected | Not Affected | Not Affected | Not Affected | Not Affected | Not Affected | Not Affected | Not Affected | Not Affected | Not Affected | Not Affected | Not Affected | Not Affected | Not Affected | Not Affected | Not Affected | Not Affected | Not Affected | Not Affected | 0 | 0 | 0 | 0 | 21 | Polygon
Critical Infrastructure | Stormwater Treatment Facilities and Pump Stations | Stormwater Ponds - NHD |  | STFPS_PG_166264 |  | Not Affected | Not Affected | Not Affected | Not Affected | Not Affected | Not Affected | Not Affected | Not Affected | Not Affected | Not Affected | Not Affected | Not Affected | Not Affected | Not Affected | Not Affected | Not Affected | Not Affected | Not Affected | Not Affected | Not Affected | Not Affected | 0 | 0 | 0 | 0 | 21 | Polygon
Critical Infrastructure | Stormwater Treatment Facilities and Pump Stations | Stormwater Ponds - NHD |  | STFPS_PG_166265 |  | Not Affected | Not Affected | Not Affected | Not Affected | Not Affected | Not Affected | Not Affected | Not Affected | Not Affected | Not Affected | Not Affected | Not Affected | Not Affected | Not Affected | Not Affected | Not Affected | Not Affected | Not Affected | Not Affected | Not Affected | Not Affected | 0 | 0 | 0 | 0 | 21 | Polygon
Critical Infrastructure | Stormwater Treatment Facilities and Pump Stations | Stormwater Ponds - NHD |  | STFPS_PG_166266 |  | Not Affected | Not Affected | Not Affected | Not Affected | Not Affected | Not Affected | Not Affected | Not Affected | Not Affected | Not Affected | Not Affected | Not Affected | Not Affected | Not Affected | Not Affected | Not Affected | Not Affected | Not Affected | Not Affected | Not Affected | Not Affected | 0 | 0 | 0 | 0 | 21 | Polygon
Critical Infrastructure | Stormwater Treatment Facilities and Pump Stations | Stormwater Ponds - NHD |  | STFPS_PG_166267 |  | Not Affected | Not Affected | Not Affected | Not Affected | Not Affected | Not Affected | Not Affected | Not Affected | Not Affected | Not Affected | Not Affected | Not Affected | Not Affected | Not Affected | Not Affected | Not Affected | Not Affected | Not Affected | Not Affected | Not Affected | Not Affected | 0 | 0 | 0 | 0 | 21 | Polygon
Critical Infrastructure | Stormwater Treatment Facilities and Pump Stations | Stormwater Ponds - NHD |  | STFPS_PG_166268 |  | Not Affected | Not Affected | Not Affected | Not Affected | Not Affected | Not Affected | Not Affected | Not Affected | Not Affected | Not Affected | Not Affected | Not Affected | Not Affected | Not Affected | Not Affected | Not Affected | Not Affected | Not Affected | Not Affected | Not Affected | Not Affected | 0 | 0 | 0 | 0 | 21 | Polygon
Critical Infrastructure | Stormwater Treatment Facilities and Pump Stations | Stormwater Ponds - NHD |  | STFPS_PG_166269 |  | Not Affected | Not Affected | Not Affected | Not Affected | Not Affected | Not Affected | Not Affected | Not Affected | Not Affected | Not Affected | Not Affected | Not Affected | Not Affected | Not Affected | Not Affected | Not Affected | Not Affected | Not Affected | Not Affected | Not Affected | Not Affected | 0 | 0 | 0 | 0 | 21 | Polygon
Critical Infrastructure | Stormwater Treatment Facilities and Pump Stations | Stormwater Ponds - NHD |  | STFPS_PG_166270 |  | Not Affected | Not Affected | Not Affected | Not Affected | Not Affected | Not Affected | Not Affected | Not Affected | Not Affected | Not Affected | Not Affected | Not Affected | Not Affected | Not Affected | Not Affected | Not Affected | Not Affected | Not Affected | Not Affected | Not Affected | Not Affected | 0 | 0 | 0 | 0 | 21 | Polygon
Critical Infrastructure | Stormwater Treatment Facilities and Pump Stations | Stormwater Ponds - NHD |  | STFPS_PG_166271 |  | Not Affected | Not Affected | Not Affected | Not Affected | Not Affected | Not Affected | Not Affected | Not Affected | Not Affected | Not Affected | Not Affected | Not Affected | Not Affected | Not Affected | Not Affected | Not Affected | Not Affected | Not Affected | Not Affected | Not Affected | Not Affected | 0 | 0 | 0 | 0 | 21 | Polygon
Critical Infrastructure | Stormwater Treatment Facilities and Pump Stations | Stormwater Ponds - NHD |  | STFPS_PG_166272 |  | Not Affected | Not Affected | Not Affected | Not Affected | Not Affected | Not Affected | Not Affected | Not Affected | Not Affected | Not Affected | Not Affected | Not Affected | Not Affected | Not Affected | Not Affected | Not Affected | Not Affected | Not Affected | Not Affected | Not Affected | Not Affected | 0 | 0 | 0 | 0 | 21 | Polygon
Critical Infrastructure | Stormwater Treatment Facilities and Pump Stations | Stormwater Ponds - NHD |  | STFPS_PG_166273 |  | Not Affected | Not Affected | Not Affected | Not Affected | Not Affected | Not Affected | Not Affected | Not Affected | Not Affected | Not Affected | Not Affected | Not Affected | Not Affected | Not Affected | Not Affected | Not Affected | Not Affected | Not Affected | Not Affected | Not Affected | Not Affected | 0 | 0 | 0 | 0 | 21 | Polygon
Critical Infrastructure | Stormwater Treatment Facilities and Pump Stations | Stormwater Ponds - NHD |  | STFPS_PG_166274 |  | Not Affected | Not Affected | Not Affected | Not Affected | Not Affected | Not Affected | Not Affected | Not Affected | Not Affected | Not Affected | Not Affected | Not Affected | Not Affected | Not Affected | Not Affected | Not Affected | Not Affected | Not Affected | Not Affected | Not Affected | Not Affected | 0 | 0 | 0 | 0 | 21 | Polygon
Critical Infrastructure | Stormwater Treatment Facilities and Pump Stations | Stormwater Ponds - NHD |  | STFPS_PG_166275 |  | Not Affected | Not Affected | Not Affected | Not Affected | Not Affected | Not Affected | Not Affected | Not Affected | Not Affected | Not Affected | Not Affected | Not Affected | Not Affected | Not Affected | Not Affected | Not Affected | Not Affected | Not Affected | Not Affected | Not Affected | Not Affected | 0 | 0 | 0 | 0 | 21 | Polygon
Critical Infrastructure | Stormwater Treatment Facilities and Pump Stations | Stormwater Ponds - NHD |  | STFPS_PG_166276 |  | Not Affected | Not Affected | Not Affected | Not Affected | Not Affected | Not Affected | Not Affected | Not Affected | Not Affected | Not Affected | Not Affected | Not Affected | Not Affected | Not Affected | Not Affected | Not Affected | Not Affected | Not Affected | Not Affected | Not Affected | Not Affected | 0 | 0 | 0 | 0 | 21 | Polygon
Critical Infrastructure | Stormwater Treatment Facilities and Pump Stations | Stormwater Ponds - NHD |  | STFPS_PG_166277 |  | Not Affected | Not Affected | Not Affected | Not Affected | Not Affected | Not Affected | Not Affected | Not Affected | Not Affected | Not Affected | Not Affected | Not Affected | Not Affected | Not Affected | Not Affected | Not Affected | Not Affected | Not Affected | Not Affected | Not Affected | Not Affected | 0 | 0 | 0 | 0 | 21 | Polygon
Critical Infrastructure | Stormwater Treatment Facilities and Pump Stations | Stormwater Ponds - NHD |  | STFPS_PG_166298 |  | Not Affected | Not Affected | Not Affected | Not Affected | Not Affected | Not Affected | Not Affected | Not Affected | Not Affected | Not Affected | Not Affected | Not Affected | Not Affected | Not Affected | Not Affected | Not Affected | Not Affected | Not Affected | Not Affected | Not Affected | Not Affected | 0 | 0 | 0 | 0 | 21 | Polygon
Critical Infrastructure | Stormwater Treatment Facilities and Pump Stations | Stormwater Ponds - NHD |  | STFPS_PG_166313 |  | Not Affected | Not Affected | Not Affected | Not Affected | Not Affected | Not Affected | Not Affected | Not Affected | Not Affected | Not Affected | Not Affected | Not Affected | Not Affected | Not Affected | Not Affected | Not Affected | Not Affected | Not Affected | Not Affected | Not Affected | Not Affected | 0 | 0 | 0 | 0 | 21 | Polygon
Critical Infrastructure | Stormwater Treatment Facilities and Pump Stations | Stormwater Ponds - NHD |  | STFPS_PG_166322 |  | Not Affected | Not Affected | Not Affected | Not Affected | Not Affected | Not Affected | Not Affected | Not Affected | Not Affected | Not Affected | Not Affected | Not Affected | Not Affected | Not Affected | Not Affected | Not Affected | Not Affected | Not Affected | Not Affected | Not Affected | Not Affected | 0 | 0 | 0 | 0 | 21 | Polygon
Critical Infrastructure | Stormwater Treatment Facilities and Pump Stations | Stormwater Ponds - NHD |  | STFPS_PG_166323 |  | Not Affected | Not Affected | Not Affected | Not Affected | Not Affected | Not Affected | Not Affected | Not Affected | Not Affected | Not Affected | Not Affected | Not Affected | Not Affected | Not Affected | Not Affected | Not Affected | Not Affected | Not Affected | Not Affected | Not Affected | Not Affected | 0 | 0 | 0 | 0 | 21 | Polygon
Critical Infrastructure | Stormwater Treatment Facilities and Pump Stations | Stormwater Ponds - NHD |  | STFPS_PG_166326 |  | Not Affected | Not Affected | Not Affected | Not Affected | Not Affected | Not Affected | Not Affected | Not Affected | Not Affected | Not Affected | Not Affected | Not Affected | Not Affected | Not Affected | Not Affected | Not Affected | Not Affected | Not Affected | Not Affected | Not Affected | Not Affected | 0 | 0 | 0 | 0 | 21 | Polygon
Critical Infrastructure | Stormwater Treatment Facilities and Pump Stations | Stormwater Ponds - NHD |  | STFPS_PG_166328 |  | Not Affected | Not Affected | Not Affected | Not Affected | Not Affected | Not Affected | Not Affected | Not Affected | Not Affected | Not Affected | Not Affected | Not Affected | Not Affected | Not Affected | Not Affected | Not Affected | Not Affected | Not Affected | Not Affected | Not Affected | Not Affected | 0 | 0 | 0 | 0 | 21 | Polygon
Critical Infrastructure | Stormwater Treatment Facilities and Pump Stations | Stormwater Ponds - NHD |  | STFPS_PG_166329 |  | Not Affected | Not Affected | Not Affected | Not Affected | Not Affected | Not Affected | Not Affected | Not Affected | Not Affected | Not Affected | Not Affected | Not Affected | Not Affected | Not Affected | Not Affected | Not Affected | Not Affected | Not Affected | Not Affected | Not Affected | Not Affected | 0 | 0 | 0 | 0 | 21 | Polygon
Critical Infrastructure | Stormwater Treatment Facilities and Pump Stations | Stormwater Ponds - NHD |  | STFPS_PG_166333 |  | Not Affected | Not Affected | Not Affected | Not Affected | Not Affected | Not Affected | Not Affected | Not Affected | Not Affected | Not Affected | Not Affected | Not Affected | Not Affected | Not Affected | Not Affected | Not Affected | Not Affected | Not Affected | Not Affected | Not Affected | Not Affected | 0 | 0 | 0 | 0 | 21 | Polygon
Critical Infrastructure | Stormwater Treatment Facilities and Pump Stations | Stormwater Ponds - NHD |  | STFPS_PG_166334 |  | Not Affected | Not Affected | Not Affected | Not Affected | Not Affected | Not Affected | Not Affected | Not Affected | Not Affected | Not Affected | Not Affected | Not Affected | Not Affected | Not Affected | Not Affected | Not Affected | Not Affected | Not Affected | Not Affected | Not Affected | Not Affected | 0 | 0 | 0 | 0 | 21 | Polygon
Critical Infrastructure | Stormwater Treatment Facilities and Pump Stations | Stormwater Ponds - NHD |  | STFPS_PG_166342 |  | Not Affected | Not Affected | Not Affected | Not Affected | Not Affected | Not Affected | Not Affected | Not Affected | Not Affected | Not Affected | Not Affected | Not Affected | Not Affected | Not Affected | Not Affected | Not Affected | Not Affected | Not Affected | Not Affected | Not Affected | Not Affected | 0 | 0 | 0 | 0 | 21 | Polygon
Critical Infrastructure | Stormwater Treatment Facilities and Pump Stations | Stormwater Ponds - NHD |  | STFPS_PG_166343 |  | Not Affected | Not Affected | Not Affected | Not Affected | Not Affected | Not Affected | Not Affected | Not Affected | Not Affected | Not Affected | Not Affected | Not Affected | Not Affected | Not Affected | Not Affected | Not Affected | Not Affected | Not Affected | Not Affected | Not Affected | Not Affected | 0 | 0 | 0 | 0 | 21 | Polygon
Critical Infrastructure | Stormwater Treatment Facilities and Pump Stations | Stormwater Ponds - NHD |  | STFPS_PG_166344 |  | Not Affected | Not Affected | Not Affected | Not Affected | Not Affected | Not Affected | Not Affected | Not Affected | Not Affected | Not Affected | Not Affected | Not Affected | Not Affected | Not Affected | Not Affected | Not Affected | Not Affected | Not Affected | Not Affected | Not Affected | Not Affected | 0 | 0 | 0 | 0 | 21 | Polygon
Critical Infrastructure | Stormwater Treatment Facilities and Pump Stations | Stormwater Ponds - NHD |  | STFPS_PG_166345 |  | Not Affected | Not Affected | Not Affected | Not Affected | Not Affected | Not Affected | Not Affected | Not Affected | Not Affected | Not Affected | Not Affected | Not Affected | Not Affected | Not Affected | Not Affected | Not Affected | Not Affected | Not Affected | Not Affected | Not Affected | Not Affected | 0 | 0 | 0 | 0 | 21 | Polygon
Critical Infrastructure | Stormwater Treatment Facilities and Pump Stations | Stormwater Ponds - NHD |  | STFPS_PG_166346 |  | Not Affected | Not Affected | Not Affected | Not Affected | Not Affected | Not Affected | Not Affected | Not Affected | Not Affected | Not Affected | Not Affected | Not Affected | Not Affected | Not Affected | Not Affected | Not Affected | Not Affected | Not Affected | Not Affected | Not Affected | Not Affected | 0 | 0 | 0 | 0 | 21 | Polygon
Critical Infrastructure | Stormwater Treatment Facilities and Pump Stations | Stormwater Ponds - NHD |  | STFPS_PG_166348 |  | Not Affected | Not Affected | Not Affected | Not Affected | Not Affected | Not Affected | Not Affected | Not Affected | Not Affected | Not Affected | Not Affected | Not Affected | Not Affected | Not Affected | Not Affected | Not Affected | Not Affected | Not Affected | Not Affected | Not Affected | Not Affected | 0 | 0 | 0 | 0 | 21 | Polygon
Critical Infrastructure | Stormwater Treatment Facilities and Pump Stations | Stormwater Ponds - NHD |  | STFPS_PG_166351 |  | Not Affected | Not Affected | Not Affected | Not Affected | Not Affected | Not Affected | Not Affected | Not Affected | Not Affected | Not Affected | Not Affected | Not Affected | Not Affected | Not Affected | Not Affected | Not Affected | Not Affected | Not Affected | Not Affected | Not Affected | Not Affected | 0 | 0 | 0 | 0 | 21 | Polygon
Critical Infrastructure | Stormwater Treatment Facilities and Pump Stations | Stormwater Ponds - NHD |  | STFPS_PG_166352 |  | Not Affected | Not Affected | Not Affected | Not Affected | Not Affected | Not Affected | Not Affected | Not Affected | Not Affected | Not Affected | Not Affected | Not Affected | Not Affected | Not Affected | Not Affected | Not Affected | Not Affected | Not Affected | Not Affected | Not Affected | Not Affected | 0 | 0 | 0 | 0 | 21 | Polygon
Critical Infrastructure | Stormwater Treatment Facilities and Pump Stations | Stormwater Ponds - NHD |  | STFPS_PG_166353 |  | Not Affected | Not Affected | Not Affected | Not Affected | Not Affected | Not Affected | Not Affected | Not Affected | Not Affected | Not Affected | Not Affected | Not Affected | Not Affected | Not Affected | Not Affected | Not Affected | Not Affected | Not Affected | Not Affected | Not Affected | Not Affected | 0 | 0 | 0 | 0 | 21 | Polygon
Critical Infrastructure | Stormwater Treatment Facilities and Pump Stations | Stormwater Ponds - NHD |  | STFPS_PG_166355 |  | Not Affected | Not Affected | Not Affected | Not Affected | Not Affected | Not Affected | Not Affected | Not Affected | Not Affected | Not Affected | Not Affected | Not Affected | Not Affected | Not Affected | Not Affected | Not Affected | Not Affected | Not Affected | Not Affected | Not Affected | Not Affected | 0 | 0 | 0 | 0 | 21 | Polygon
Critical Infrastructure | Stormwater Treatment Facilities and Pump Stations | Stormwater Ponds - NHD |  | STFPS_PG_166356 |  | Not Affected | Not Affected | Not Affected | Not Affected | Not Affected | Not Affected | Not Affected | Not Affected | Not Affected | Not Affected | Not Affected | Not Affected | Not Affected | Not Affected | Not Affected | Not Affected | Not Affected | Not Affected | Not Affected | Not Affected | Not Affected | 0 | 0 | 0 | 0 | 21 | Polygon
Critical Infrastructure | Stormwater Treatment Facilities and Pump Stations | Stormwater Ponds - NHD |  | STFPS_PG_166357 |  | Not Affected | Not Affected | Not Affected | Not Affected | Not Affected | Not Affected | Not Affected | Not Affected | Not Affected | Not Affected | Not Affected | Not Affected | Not Affected | Not Affected | Not Affected | Not Affected | Not Affected | Not Affected | Not Affected | Not Affected | Not Affected | 0 | 0 | 0 | 0 | 21 | Polygon
Critical Infrastructure | Stormwater Treatment Facilities and Pump Stations | Stormwater Ponds - NHD |  | STFPS_PG_166358 |  | Not Affected | Not Affected | Not Affected | Not Affected | Not Affected | Not Affected | Not Affected | Not Affected | Not Affected | Not Affected | Not Affected | Not Affected | Not Affected | Not Affected | Not Affected | Not Affected | Not Affected | Not Affected | Not Affected | Not Affected | Not Affected | 0 | 0 | 0 | 0 | 21 | Polygon
Critical Infrastructure | Stormwater Treatment Facilities and Pump Stations | Stormwater Ponds - NHD |  | STFPS_PG_166359 |  | Not Affected | Not Affected | Not Affected | Not Affected | Not Affected | Not Affected | Not Affected | Not Affected | Not Affected | Not Affected | Not Affected | Not Affected | Not Affected | Not Affected | Not Affected | Not Affected | Not Affected | Not Affected | Not Affected | Not Affected | Not Affected | 0 | 0 | 0 | 0 | 21 | Polygon
Critical Infrastructure | Stormwater Treatment Facilities and Pump Stations | Stormwater Ponds - NHD |  | STFPS_PG_166360 |  | Not Affected | Not Affected | Not Affected | Not Affected | Not Affected | Not Affected | Not Affected | Not Affected | Not Affected | Not Affected | Not Affected | Not Affected | Not Affected | Not Affected | Not Affected | Not Affected | Not Affected | Not Affected | Not Affected | Not Affected | Not Affected | 0 | 0 | 0 | 0 | 21 | Polygon
Critical Infrastructure | Stormwater Treatment Facilities and Pump Stations | Stormwater Ponds - NHD |  | STFPS_PG_166363 |  | Not Affected | Not Affected | Not Affected | Not Affected | Not Affected | Not Affected | Not Affected | Not Affected | Not Affected | Not Affected | Not Affected | Not Affected | Not Affected | Not Affected | Not Affected | Not Affected | Not Affected | Not Affected | Not Affected | Not Affected | Not Affected | 0 | 0 | 0 | 0 | 21 | Polygon
Critical Infrastructure | Stormwater Treatment Facilities and Pump Stations | Stormwater Ponds - NHD |  | STFPS_PG_166364 |  | Not Affected | Not Affected | Not Affected | Not Affected | Not Affected | Not Affected | Not Affected | Not Affected | Not Affected | Not Affected | Not Affected | Not Affected | Not Affected | Not Affected | Not Affected | Not Affected | Not Affected | Not Affected | Not Affected | Not Affected | Not Affected | 0 | 0 | 0 | 0 | 21 | Polygon
Critical Infrastructure | Stormwater Treatment Facilities and Pump Stations | Stormwater Ponds - NHD |  | STFPS_PG_166367 |  | Not Affected | Not Affected | Not Affected | Not Affected | Not Affected | Not Affected | Not Affected | Not Affected | Not Affected | Not Affected | Not Affected | Not Affected | Not Affected | Not Affected | Not Affected | Not Affected | Not Affected | Not Affected | Not Affected | Not Affected | Not Affected | 0 | 0 | 0 | 0 | 21 | Polygon
Critical Infrastructure | Stormwater Treatment Facilities and Pump Stations | Stormwater Ponds - NHD |  | STFPS_PG_166368 |  | Not Affected | Not Affected | Not Affected | Not Affected | Not Affected | Not Affected | Not Affected | Not Affected | Not Affected | Not Affected | Not Affected | Not Affected | Not Affected | Not Affected | Not Affected | Not Affected | Not Affected | Not Affected | Not Affected | Not Affected | Not Affected | 0 | 0 | 0 | 0 | 21 | Polygon
Critical Infrastructure | Stormwater Treatment Facilities and Pump Stations | Stormwater Ponds - NHD |  | STFPS_PG_166369 |  | Not Affected | Not Affected | Not Affected | Not Affected | Not Affected | Not Affected | Not Affected | Not Affected | Not Affected | Not Affected | Not Affected | Not Affected | Not Affected | Not Affected | Not Affected | Not Affected | Not Affected | Not Affected | Not Affected | Not Affected | Not Affected | 0 | 0 | 0 | 0 | 21 | Polygon
Critical Infrastructure | Stormwater Treatment Facilities and Pump Stations | Stormwater Ponds - NHD |  | STFPS_PG_166370 |  | Not Affected | Not Affected | Not Affected | Not Affected | Not Affected | Not Affected | Not Affected | Not Affected | Not Affected | Not Affected | Not Affected | Not Affected | Not Affected | Not Affected | Not Affected | Not Affected | Not Affected | Not Affected | Not Affected | Not Affected | Not Affected | 0 | 0 | 0 | 0 | 21 | Polygon
Critical Infrastructure | Stormwater Treatment Facilities and Pump Stations | Stormwater Ponds - NHD |  | STFPS_PG_166372 |  | Not Affected | Not Affected | Not Affected | Not Affected | Not Affected | Not Affected | Not Affected | Not Affected | Not Affected | Not Affected | Not Affected | Not Affected | Not Affected | Not Affected | Not Affected | Not Affected | Not Affected | Not Affected | Not Affected | Not Affected | Not Affected | 0 | 0 | 0 | 0 | 21 | Polygon
Critical Infrastructure | Stormwater Treatment Facilities and Pump Stations | Stormwater Ponds - NHD |  | STFPS_PG_166373 |  | Not Affected | Not Affected | Not Affected | Not Affected | Not Affected | Not Affected | Not Affected | Not Affected | Not Affected | Not Affected | Not Affected | Not Affected | Not Affected | Not Affected | Not Affected | Not Affected | Not Affected | Not Affected | Not Affected | Not Affected | Not Affected | 0 | 0 | 0 | 0 | 21 | Polygon
Critical Infrastructure | Stormwater Treatment Facilities and Pump Stations | Stormwater Ponds - NHD |  | STFPS_PG_166374 |  | Not Affected | Not Affected | Not Affected | Not Affected | Not Affected | Not Affected | Not Affected | Not Affected | Not Affected | Not Affected | Not Affected | Not Affected | Not Affected | Not Affected | Not Affected | Not Affected | Not Affected | Not Affected | Not Affected | Not Affected | Not Affected | 0 | 0 | 0 | 0 | 21 | Polygon
Critical Infrastructure | Stormwater Treatment Facilities and Pump Stations | Stormwater Ponds - NHD |  | STFPS_PG_166378 |  | Not Affected | Not Affected | Not Affected | Not Affected | Not Affected | Not Affected | Not Affected | Not Affected | Not Affected | Not Affected | Not Affected | Not Affected | Not Affected | Not Affected | Not Affected | Not Affected | Not Affected | Not Affected | Not Affected | Not Affected | Not Affected | 0 | 0 | 0 | 0 | 21 | Polygon
Critical Infrastructure | Stormwater Treatment Facilities and Pump Stations | Stormwater Ponds - NHD |  | STFPS_PG_166397 |  | Not Affected | Not Affected | Not Affected | Not Affected | Not Affected | Not Affected | Not Affected | Not Affected | Not Affected | Not Affected | Not Affected | Not Affected | Not Affected | Not Affected | Not Affected | Not Affected | Not Affected | Not Affected | Not Affected | Not Affected | Not Affected | 0 | 0 | 0 | 0 | 21 | Polygon
Critical Infrastructure | Stormwater Treatment Facilities and Pump Stations | Stormwater Ponds - NHD |  | STFPS_PG_166398 |  | Not Affected | Not Affected | Not Affected | Not Affected | Not Affected | Not Affected | Not Affected | Not Affected | Not Affected | Not Affected | Not Affected | Not Affected | Not Affected | Not Affected | Not Affected | Not Affected | Not Affected | Not Affected | Not Affected | Not Affected | Not Affected | 0 | 0 | 0 | 0 | 21 | Polygon
Critical Infrastructure | Stormwater Treatment Facilities and Pump Stations | Stormwater Ponds - NHD |  | STFPS_PG_166403 |  | Not Affected | Not Affected | Not Affected | Not Affected | Not Affected | Not Affected | Not Affected | Not Affected | Not Affected | Not Affected | Not Affected | Not Affected | Not Affected | Not Affected | Not Affected | Not Affected | Not Affected | Not Affected | Not Affected | Not Affected | Not Affected | 0 | 0 | 0 | 0 | 21 | Polygon
Critical Infrastructure | Stormwater Treatment Facilities and Pump Stations | Stormwater Ponds - NHD |  | STFPS_PG_166404 |  | Not Affected | Not Affected | Not Affected | Not Affected | Not Affected | Not Affected | Not Affected | Not Affected | Not Affected | Not Affected | Not Affected | Not Affected | Not Affected | Not Affected | Not Affected | Not Affected | Not Affected | Not Affected | Not Affected | Not Affected | Not Affected | 0 | 0 | 0 | 0 | 21 | Polygon
Critical Infrastructure | Stormwater Treatment Facilities and Pump Stations | Stormwater Ponds - NHD |  | STFPS_PG_166405 |  | Not Affected | Not Affected | Not Affected | Not Affected | Not Affected | Not Affected | Not Affected | Not Affected | Not Affected | Not Affected | Not Affected | Not Affected | Not Affected | Not Affected | Not Affected | Not Affected | Not Affected | Not Affected | Not Affected | Not Affected | Not Affected | 0 | 0 | 0 | 0 | 21 | Polygon
Critical Infrastructure | Stormwater Treatment Facilities and Pump Stations | Stormwater Ponds - NHD |  | STFPS_PG_166406 |  | Not Affected | Not Affected | Not Affected | Not Affected | Not Affected | Not Affected | Not Affected | Not Affected | Not Affected | Not Affected | Not Affected | Not Affected | Not Affected | Not Affected | Not Affected | Not Affected | Not Affected | Not Affected | Not Affected | Not Affected | Not Affected | 0 | 0 | 0 | 0 | 21 | Polygon
Critical Infrastructure | Stormwater Treatment Facilities and Pump Stations | Stormwater Ponds - NHD |  | STFPS_PG_166407 |  | Not Affected | Not Affected | Not Affected | Not Affected | Not Affected | Not Affected | Not Affected | Not Affected | Not Affected | Not Affected | Not Affected | Not Affected | Not Affected | Not Affected | Not Affected | Not Affected | Not Affected | Not Affected | Not Affected | Not Affected | Not Affected | 0 | 0 | 0 | 0 | 21 | Polygon
Critical Infrastructure | Stormwater Treatment Facilities and Pump Stations | Stormwater Ponds - NHD |  | STFPS_PG_166409 |  | Not Affected | Not Affected | Not Affected | Not Affected | Not Affected | Not Affected | Not Affected | Not Affected | Not Affected | Not Affected | Not Affected | Not Affected | Not Affected | Not Affected | Not Affected | Not Affected | Not Affected | Not Affected | Not Affected | Not Affected | Not Affected | 0 | 0 | 0 | 0 | 21 | Polygon
Critical Infrastructure | Stormwater Treatment Facilities and Pump Stations | Stormwater Ponds - NHD |  | STFPS_PG_166411 |  | Not Affected | Not Affected | Not Affected | Not Affected | Not Affected | Not Affected | Not Affected | Not Affected | Not Affected | Not Affected | Not Affected | Not Affected | Not Affected | Not Affected | Not Affected | Not Affected | Not Affected | Not Affected | Not Affected | Not Affected | Not Affected | 0 | 0 | 0 | 0 | 21 | Polygon
Critical Infrastructure | Stormwater Treatment Facilities and Pump Stations | Stormwater Ponds - NHD |  | STFPS_PG_166412 |  | Not Affected | Not Affected | Not Affected | Not Affected | Not Affected | Not Affected | Not Affected | Not Affected | Not Affected | Not Affected | Not Affected | Not Affected | Not Affected | Not Affected | Not Affected | Not Affected | Not Affected | Not Affected | Not Affected | Not Affected | Not Affected | 0 | 0 | 0 | 0 | 21 | Polygon
Critical Infrastructure | Stormwater Treatment Facilities and Pump Stations | Stormwater Ponds - NHD |  | STFPS_PG_166413 |  | Not Affected | Not Affected | Not Affected | Not Affected | Not Affected | Not Affected | Not Affected | Not Affected | Not Affected | Not Affected | Not Affected | Not Affected | Not Affected | Not Affected | Not Affected | Not Affected | Not Affected | Not Affected | Not Affected | Not Affected | Not Affected | 0 | 0 | 0 | 0 | 21 | Polygon
Critical Infrastructure | Stormwater Treatment Facilities and Pump Stations | Stormwater Ponds - NHD |  | STFPS_PG_166414 |  | Not Affected | Not Affected | Not Affected | Not Affected | Not Affected | Not Affected | Not Affected | Not Affected | Not Affected | Not Affected | Not Affected | Not Affected | Not Affected | Not Affected | Not Affected | Not Affected | Not Affected | Not Affected | Not Affected | Not Affected | Not Affected | 0 | 0 | 0 | 0 | 21 | Polygon
Critical Infrastructure | Stormwater Treatment Facilities and Pump Stations | Stormwater Ponds - NHD |  | STFPS_PG_166415 |  | Not Affected | Not Affected | Not Affected | Not Affected | Not Affected | Not Affected | Not Affected | Not Affected | Not Affected | Not Affected | Not Affected | Not Affected | Not Affected | Not Affected | Not Affected | Not Affected | Not Affected | Not Affected | Not Affected | Not Affected | Not Affected | 0 | 0 | 0 | 0 | 21 | Polygon
Critical Infrastructure | Stormwater Treatment Facilities and Pump Stations | Stormwater Ponds - NHD |  | STFPS_PG_166416 |  | Not Affected | Not Affected | Not Affected | Not Affected | Not Affected | Not Affected | Not Affected | Not Affected | Not Affected | Not Affected | Not Affected | Not Affected | Not Affected | Not Affected | Not Affected | Not Affected | Not Affected | Not Affected | Not Affected | Not Affected | Not Affected | 0 | 0 | 0 | 0 | 21 | Polygon
Critical Infrastructure | Stormwater Treatment Facilities and Pump Stations | Stormwater Ponds - NHD |  | STFPS_PG_166417 |  | Not Affected | Not Affected | Not Affected | Not Affected | Not Affected | Not Affected | Not Affected | Not Affected | Not Affected | Not Affected | Not Affected | Not Affected | Not Affected | Not Affected | Not Affected | Not Affected | Not Affected | Not Affected | Not Affected | Not Affected | Not Affected | 0 | 0 | 0 | 0 | 21 | Polygon
Critical Infrastructure | Stormwater Treatment Facilities and Pump Stations | Stormwater Ponds - NHD |  | STFPS_PG_166418 |  | Not Affected | Not Affected | Not Affected | Not Affected | Not Affected | Not Affected | Not Affected | Not Affected | Not Affected | Not Affected | Not Affected | Not Affected | Not Affected | Not Affected | Not Affected | Not Affected | Not Affected | Not Affected | Not Affected | Not Affected | Not Affected | 0 | 0 | 0 | 0 | 21 | Polygon
Critical Infrastructure | Stormwater Treatment Facilities and Pump Stations | Stormwater Ponds - NHD |  | STFPS_PG_166420 |  | Not Affected | Not Affected | Not Affected | Not Affected | Not Affected | Not Affected | Not Affected | Not Affected | Not Affected | Not Affected | Not Affected | Not Affected | Not Affected | Not Affected | Not Affected | Not Affected | Not Affected | Not Affected | Not Affected | Not Affected | Not Affected | 0 | 0 | 0 | 0 | 21 | Polygon
Critical Infrastructure | Stormwater Treatment Facilities and Pump Stations | Stormwater Ponds - NHD |  | STFPS_PG_166421 |  | Not Affected | Not Affected | Not Affected | Not Affected | Not Affected | Not Affected | Not Affected | Not Affected | Not Affected | Not Affected | Not Affected | Not Affected | Not Affected | Not Affected | Not Affected | Not Affected | Not Affected | Not Affected | Not Affected | Not Affected | Not Affected | 0 | 0 | 0 | 0 | 21 | Polygon
Critical Infrastructure | Stormwater Treatment Facilities and Pump Stations | Stormwater Ponds - NHD |  | STFPS_PG_166423 |  | Not Affected | Not Affected | Not Affected | Not Affected | Not Affected | Not Affected | Not Affected | Not Affected | Not Affected | Not Affected | Not Affected | Not Affected | Not Affected | Not Affected | Not Affected | Not Affected | Not Affected | Not Affected | Not Affected | Not Affected | Not Affected | 0 | 0 | 0 | 0 | 21 | Polygon
Critical Infrastructure | Stormwater Treatment Facilities and Pump Stations | Stormwater Ponds - NHD |  | STFPS_PG_166425 |  | Not Affected | Not Affected | Not Affected | Not Affected | Not Affected | Not Affected | Not Affected | Not Affected | Not Affected | Not Affected | Not Affected | Not Affected | Not Affected | Not Affected | Not Affected | Not Affected | Not Affected | Not Affected | Not Affected | Not Affected | Not Affected | 0 | 0 | 0 | 0 | 21 | Polygon
Critical Infrastructure | Stormwater Treatment Facilities and Pump Stations | Stormwater Ponds - NHD |  | STFPS_PG_166427 |  | Not Affected | Not Affected | Not Affected | Not Affected | Not Affected | Not Affected | Not Affected | Not Affected | Not Affected | Not Affected | Not Affected | Not Affected | Not Affected | Not Affected | Not Affected | Not Affected | Not Affected | Not Affected | Not Affected | Not Affected | Not Affected | 0 | 0 | 0 | 0 | 21 | Polygon
Critical Infrastructure | Stormwater Treatment Facilities and Pump Stations | Stormwater Ponds - NHD |  | STFPS_PG_166428 |  | Not Affected | Not Affected | Not Affected | Not Affected | Not Affected | Not Affected | Not Affected | Not Affected | Not Affected | Not Affected | Not Affected | Not Affected | Not Affected | Not Affected | Not Affected | Not Affected | Not Affected | Not Affected | Not Affected | Not Affected | Not Affected | 0 | 0 | 0 | 0 | 21 | Polygon
Critical Infrastructure | Stormwater Treatment Facilities and Pump Stations | Stormwater Ponds - NHD |  | STFPS_PG_166429 |  | Not Affected | Not Affected | Not Affected | Not Affected | Not Affected | Not Affected | Not Affected | Not Affected | Not Affected | Not Affected | Not Affected | Not Affected | Not Affected | Not Affected | Not Affected | Not Affected | Not Affected | Not Affected | Not Affected | Not Affected | Not Affected | 0 | 0 | 0 | 0 | 21 | Polygon
Critical Infrastructure | Stormwater Treatment Facilities and Pump Stations | Stormwater Ponds - NHD |  | STFPS_PG_166430 |  | Not Affected | Not Affected | Not Affected | Not Affected | Not Affected | Not Affected | Not Affected | Not Affected | Not Affected | Not Affected | Not Affected | Not Affected | Not Affected | Not Affected | Not Affected | Not Affected | Not Affected | Not Affected | Not Affected | Not Affected | Not Affected | 0 | 0 | 0 | 0 | 21 | Polygon
Critical Infrastructure | Stormwater Treatment Facilities and Pump Stations | Stormwater Ponds - NHD |  | STFPS_PG_166431 |  | Not Affected | Not Affected | Not Affected | Not Affected | Not Affected | Not Affected | Not Affected | Not Affected | Not Affected | Not Affected | Not Affected | Not Affected | Not Affected | Not Affected | Not Affected | Not Affected | Not Affected | Not Affected | Not Affected | Not Affected | Not Affected | 0 | 0 | 0 | 0 | 21 | Polygon
Critical Infrastructure | Stormwater Treatment Facilities and Pump Stations | Stormwater Ponds - NHD |  | STFPS_PG_166432 |  | Not Affected | Not Affected | Not Affected | Not Affected | Not Affected | Not Affected | Not Affected | Not Affected | Not Affected | Not Affected | Not Affected | Not Affected | Not Affected | Not Affected | Not Affected | Not Affected | Not Affected | Not Affected | Not Affected | Not Affected | Not Affected | 0 | 0 | 0 | 0 | 21 | Polygon
Critical Infrastructure | Stormwater Treatment Facilities and Pump Stations | Stormwater Ponds - NHD |  | STFPS_PG_166433 |  | Not Affected | Not Affected | Not Affected | Not Affected | Not Affected | Not Affected | Not Affected | Not Affected | Not Affected | Not Affected | Not Affected | Not Affected | Not Affected | Not Affected | Not Affected | Not Affected | Not Affected | Not Affected | Not Affected | Not Affected | Not Affected | 0 | 0 | 0 | 0 | 21 | Polygon
Critical Infrastructure | Stormwater Treatment Facilities and Pump Stations | Stormwater Ponds - NHD |  | STFPS_PG_166434 |  | Not Affected | Not Affected | Not Affected | Not Affected | Not Affected | Not Affected | Not Affected | Not Affected | Not Affected | Not Affected | Not Affected | Not Affected | Not Affected | Not Affected | Not Affected | Not Affected | Not Affected | Not Affected | Not Affected | Not Affected | Not Affected | 0 | 0 | 0 | 0 | 21 | Polygon
Critical Infrastructure | Stormwater Treatment Facilities and Pump Stations | Stormwater Ponds - NHD |  | STFPS_PG_166435 |  | Not Affected | Not Affected | Not Affected | Not Affected | Not Affected | Not Affected | Not Affected | Not Affected | Not Affected | Not Affected | Not Affected | Not Affected | Not Affected | Not Affected | Not Affected | Not Affected | Not Affected | Not Affected | Not Affected | Not Affected | Not Affected | 0 | 0 | 0 | 0 | 21 | Polygon
Critical Infrastructure | Stormwater Treatment Facilities and Pump Stations | Stormwater Ponds - NHD |  | STFPS_PG_166436 |  | Not Affected | Not Affected | Not Affected | Not Affected | Not Affected | Not Affected | Not Affected | Not Affected | Not Affected | Not Affected | Not Affected | Not Affected | Not Affected | Not Affected | Not Affected | Not Affected | Not Affected | Not Affected | Not Affected | Not Affected | Not Affected | 0 | 0 | 0 | 0 | 21 | Polygon
Critical Infrastructure | Stormwater Treatment Facilities and Pump Stations | Stormwater Ponds - NHD |  | STFPS_PG_166437 |  | Not Affected | Not Affected | Not Affected | Not Affected | Not Affected | Not Affected | Not Affected | Not Affected | Not Affected | Not Affected | Not Affected | Not Affected | Not Affected | Not Affected | Not Affected | Not Affected | Not Affected | Not Affected | Not Affected | Not Affected | Not Affected | 0 | 0 | 0 | 0 | 21 | Polygon
Critical Infrastructure | Stormwater Treatment Facilities and Pump Stations | Stormwater Ponds - NHD |  | STFPS_PG_166438 |  | Not Affected | Not Affected | Not Affected | Not Affected | Not Affected | Not Affected | Not Affected | Not Affected | Not Affected | Not Affected | Not Affected | Not Affected | Not Affected | Not Affected | Not Affected | Not Affected | Not Affected | Not Affected | Not Affected | Not Affected | Not Affected | 0 | 0 | 0 | 0 | 21 | Polygon
Critical Infrastructure | Stormwater Treatment Facilities and Pump Stations | Stormwater Ponds - NHD |  | STFPS_PG_166439 |  | Not Affected | Not Affected | Not Affected | Not Affected | Not Affected | Not Affected | Not Affected | Not Affected | Not Affected | Not Affected | Not Affected | Not Affected | Not Affected | Not Affected | Not Affected | Not Affected | Not Affected | Not Affected | Not Affected | Not Affected | Not Affected | 0 | 0 | 0 | 0 | 21 | Polygon
Critical Infrastructure | Stormwater Treatment Facilities and Pump Stations | Stormwater Ponds - NHD |  | STFPS_PG_166440 |  | Not Affected | Not Affected | Not Affected | Not Affected | Not Affected | Not Affected | Not Affected | Not Affected | Not Affected | Not Affected | Not Affected | Not Affected | Not Affected | Not Affected | Not Affected | Not Affected | Not Affected | Not Affected | Not Affected | Not Affected | Not Affected | 0 | 0 | 0 | 0 | 21 | Polygon
Critical Infrastructure | Stormwater Treatment Facilities and Pump Stations | Stormwater Ponds - NHD |  | STFPS_PG_166441 |  | Not Affected | Not Affected | Not Affected | Not Affected | Not Affected | Not Affected | Not Affected | Not Affected | Not Affected | Not Affected | Not Affected | Not Affected | Not Affected | Not Affected | Not Affected | Not Affected | Not Affected | Not Affected | Not Affected | Not Affected | Not Affected | 0 | 0 | 0 | 0 | 21 | Polygon
Critical Infrastructure | Stormwater Treatment Facilities and Pump Stations | Stormwater Ponds - NHD |  | STFPS_PG_166442 |  | Not Affected | Not Affected | Not Affected | Not Affected | Not Affected | Not Affected | Not Affected | Not Affected | Not Affected | Not Affected | Not Affected | Not Affected | Not Affected | Not Affected | Not Affected | Not Affected | Not Affected | Not Affected | Not Affected | Not Affected | Not Affected | 0 | 0 | 0 | 0 | 21 | Polygon
Critical Infrastructure | Stormwater Treatment Facilities and Pump Stations | Stormwater Ponds - NHD |  | STFPS_PG_166446 |  | Not Affected | Not Affected | Not Affected | Not Affected | Not Affected | Not Affected | Not Affected | Not Affected | Not Affected | Not Affected | Not Affected | Not Affected | Not Affected | Not Affected | Not Affected | Not Affected | Not Affected | Not Affected | Not Affected | Not Affected | Not Affected | 0 | 0 | 0 | 0 | 21 | Polygon
Critical Infrastructure | Stormwater Treatment Facilities and Pump Stations | Stormwater Ponds - NHD |  | STFPS_PG_166449 |  | Not Affected | Not Affected | Not Affected | Not Affected | Not Affected | Not Affected | Not Affected | Not Affected | Not Affected | Not Affected | Not Affected | Not Affected | Not Affected | Not Affected | Not Affected | Not Affected | Not Affected | Not Affected | Not Affected | Not Affected | Not Affected | 0 | 0 | 0 | 0 | 21 | Polygon
Critical Infrastructure | Stormwater Treatment Facilities and Pump Stations | Stormwater Ponds - NHD |  | STFPS_PG_166450 |  | Not Affected | Not Affected | Not Affected | Not Affected | Not Affected | Not Affected | Not Affected | Not Affected | Not Affected | Not Affected | Not Affected | Not Affected | Not Affected | Not Affected | Not Affected | Not Affected | Not Affected | Not Affected | Not Affected | Not Affected | Not Affected | 0 | 0 | 0 | 0 | 21 | Polygon
Critical Infrastructure | Stormwater Treatment Facilities and Pump Stations | Stormwater Ponds - NHD |  | STFPS_PG_166452 |  | Not Affected | Not Affected | Not Affected | Not Affected | Not Affected | Not Affected | Not Affected | Not Affected | Not Affected | Not Affected | Not Affected | Not Affected | Not Affected | Not Affected | Not Affected | Not Affected | Not Affected | Not Affected | Not Affected | Not Affected | Not Affected | 0 | 0 | 0 | 0 | 21 | Polygon
Critical Infrastructure | Stormwater Treatment Facilities and Pump Stations | Stormwater Ponds - NHD |  | STFPS_PG_166454 |  | Not Affected | Not Affected | Not Affected | Not Affected | Not Affected | Not Affected | Not Affected | Not Affected | Not Affected | Not Affected | Not Affected | Not Affected | Not Affected | Not Affected | Not Affected | Not Affected | Not Affected | Not Affected | Not Affected | Not Affected | Not Affected | 0 | 0 | 0 | 0 | 21 | Polygon
Critical Infrastructure | Stormwater Treatment Facilities and Pump Stations | Stormwater Ponds - NHD |  | STFPS_PG_166459 |  | Not Affected | Not Affected | Not Affected | Not Affected | Not Affected | Not Affected | Not Affected | Not Affected | Not Affected | Not Affected | Not Affected | Not Affected | Not Affected | Not Affected | Not Affected | Not Affected | Not Affected | Not Affected | Not Affected | Not Affected | Not Affected | 0 | 0 | 0 | 0 | 21 | Polygon
Critical Infrastructure | Stormwater Treatment Facilities and Pump Stations | Stormwater Ponds - NHD |  | STFPS_PG_166460 |  | Not Affected | Not Affected | Not Affected | Not Affected | Not Affected | Not Affected | Not Affected | Not Affected | Not Affected | Not Affected | Not Affected | Not Affected | Not Affected | Not Affected | Not Affected | Not Affected | Not Affected | Not Affected | Not Affected | Not Affected | Not Affected | 0 | 0 | 0 | 0 | 21 | Polygon
Critical Infrastructure | Stormwater Treatment Facilities and Pump Stations | Stormwater Ponds - NHD |  | STFPS_PG_166462 |  | Not Affected | Not Affected | Not Affected | Not Affected | Not Affected | Not Affected | Not Affected | Not Affected | Not Affected | Not Affected | Not Affected | Not Affected | Not Affected | Not Affected | Not Affected | Not Affected | Not Affected | Not Affected | Not Affected | Not Affected | Not Affected | 0 | 0 | 0 | 0 | 21 | Polygon
Critical Infrastructure | Stormwater Treatment Facilities and Pump Stations | Stormwater Ponds - NHD |  | STFPS_PG_166463 |  | Not Affected | Not Affected | Not Affected | Not Affected | Not Affected | Not Affected | Not Affected | Not Affected | Not Affected | Not Affected | Not Affected | Not Affected | Not Affected | Not Affected | Not Affected | Not Affected | Not Affected | Not Affected | Not Affected | Not Affected | Not Affected | 0 | 0 | 0 | 0 | 21 | Polygon
Critical Infrastructure | Stormwater Treatment Facilities and Pump Stations | Stormwater Ponds - NHD |  | STFPS_PG_166464 |  | Not Affected | Not Affected | Not Affected | Not Affected | Not Affected | Not Affected | Not Affected | Not Affected | Not Affected | Not Affected | Not Affected | Not Affected | Not Affected | Not Affected | Not Affected | Not Affected | Not Affected | Not Affected | Not Affected | Not Affected | Not Affected | 0 | 0 | 0 | 0 | 21 | Polygon
Critical Infrastructure | Stormwater Treatment Facilities and Pump Stations | Stormwater Ponds - NHD |  | STFPS_PG_166483 |  | Not Affected | Not Affected | Not Affected | Not Affected | Not Affected | Not Affected | Not Affected | Not Affected | Not Affected | Not Affected | Not Affected | Not Affected | Not Affected | Not Affected | Not Affected | Not Affected | Not Affected | Not Affected | Not Affected | Not Affected | Not Affected | 0 | 0 | 0 | 0 | 21 | Polygon
Critical Infrastructure | Stormwater Treatment Facilities and Pump Stations | Stormwater Ponds - NHD |  | STFPS_PG_166491 |  | Not Affected | Not Affected | Not Affected | Not Affected | Not Affected | Not Affected | Not Affected | Not Affected | Not Affected | Not Affected | Not Affected | Not Affected | Not Affected | Not Affected | Not Affected | Not Affected | Not Affected | Not Affected | Not Affected | Not Affected | Not Affected | 0 | 0 | 0 | 0 | 21 | Polygon
Critical Infrastructure | Stormwater Treatment Facilities and Pump Stations | Stormwater Ponds - NHD |  | STFPS_PG_166492 |  | Not Affected | Not Affected | Not Affected | Not Affected | Not Affected | Not Affected | Not Affected | Not Affected | Not Affected | Not Affected | Not Affected | Not Affected | Not Affected | Not Affected | Not Affected | Not Affected | Not Affected | Not Affected | Not Affected | Not Affected | Not Affected | 0 | 0 | 0 | 0 | 21 | Polygon
Critical Infrastructure | Stormwater Treatment Facilities and Pump Stations | Stormwater Ponds - NHD |  | STFPS_PG_166494 |  | Not Affected | Not Affected | Not Affected | Not Affected | Not Affected | Not Affected | Not Affected | Not Affected | Not Affected | Not Affected | Not Affected | Not Affected | Not Affected | Not Affected | Not Affected | Not Affected | Not Affected | Not Affected | Not Affected | Not Affected | Not Affected | 0 | 0 | 0 | 0 | 21 | Polygon
Critical Infrastructure | Stormwater Treatment Facilities and Pump Stations | Stormwater Ponds - NHD |  | STFPS_PG_166497 |  | Not Affected | Not Affected | Not Affected | Not Affected | Not Affected | Not Affected | Not Affected | Not Affected | Not Affected | Not Affected | Not Affected | Not Affected | Not Affected | Not Affected | Not Affected | Not Affected | Not Affected | Not Affected | Not Affected | Not Affected | Not Affected | 0 | 0 | 0 | 0 | 21 | Polygon
Critical Infrastructure | Stormwater Treatment Facilities and Pump Stations | Stormwater Ponds - NHD |  | STFPS_PG_166503 |  | Not Affected | Not Affected | Not Affected | Not Affected | Not Affected | Not Affected | Not Affected | Not Affected | Not Affected | Not Affected | Not Affected | Not Affected | Not Affected | Not Affected | Not Affected | Not Affected | Not Affected | Not Affected | Not Affected | Not Affected | Not Affected | 0 | 0 | 0 | 0 | 21 | Polygon
Critical Infrastructure | Stormwater Treatment Facilities and Pump Stations | Stormwater Ponds - NHD |  | STFPS_PG_166508 |  | Not Affected | Not Affected | Not Affected | Not Affected | Not Affected | Not Affected | Not Affected | Not Affected | Not Affected | Not Affected | Not Affected | Not Affected | Not Affected | Not Affected | Not Affected | Not Affected | Not Affected | Not Affected | Not Affected | Not Affected | Not Affected | 0 | 0 | 0 | 0 | 21 | Polygon
Critical Infrastructure | Stormwater Treatment Facilities and Pump Stations | Stormwater Ponds - NHD |  | STFPS_PG_166510 |  | Not Affected | Not Affected | Not Affected | Not Affected | Not Affected | Not Affected | Not Affected | Not Affected | Not Affected | Not Affected | Not Affected | Not Affected | Not Affected | Not Affected | Not Affected | Not Affected | Not Affected | Not Affected | Not Affected | Not Affected | Not Affected | 0 | 0 | 0 | 0 | 21 | Polygon
Critical Infrastructure | Stormwater Treatment Facilities and Pump Stations | Stormwater Ponds - NHD |  | STFPS_PG_166513 |  | Not Affected | Not Affected | Not Affected | Not Affected | Not Affected | Not Affected | Not Affected | Not Affected | Not Affected | Not Affected | Not Affected | Not Affected | Not Affected | Not Affected | Not Affected | Not Affected | Not Affected | Not Affected | Not Affected | Not Affected | Not Affected | 0 | 0 | 0 | 0 | 21 | Polygon
Critical Infrastructure | Stormwater Treatment Facilities and Pump Stations | Stormwater Ponds - NHD |  | STFPS_PG_166522 |  | Not Affected | Not Affected | Not Affected | Not Affected | Not Affected | Not Affected | Not Affected | Not Affected | Not Affected | Not Affected | Not Affected | Not Affected | Not Affected | Not Affected | Not Affected | Not Affected | Not Affected | Not Affected | Not Affected | Not Affected | Not Affected | 0 | 0 | 0 | 0 | 21 | Polygon
Critical Infrastructure | Stormwater Treatment Facilities and Pump Stations | Stormwater Ponds - NHD |  | STFPS_PG_166523 |  | Not Affected | Not Affected | Not Affected | Not Affected | Not Affected | Not Affected | Not Affected | Not Affected | Not Affected | Not Affected | Not Affected | Not Affected | Not Affected | Not Affected | Not Affected | Not Affected | Not Affected | Not Affected | Not Affected | Not Affected | Not Affected | 0 | 0 | 0 | 0 | 21 | Polygon
Critical Infrastructure | Stormwater Treatment Facilities and Pump Stations | Stormwater Ponds - NHD |  | STFPS_PG_166524 |  | Not Affected | Not Affected | Not Affected | Not Affected | Not Affected | Not Affected | Not Affected | Not Affected | Not Affected | Not Affected | Not Affected | Not Affected | Not Affected | Not Affected | Not Affected | Not Affected | Not Affected | Not Affected | Not Affected | Not Affected | Not Affected | 0 | 0 | 0 | 0 | 21 | Polygon
Critical Infrastructure | Stormwater Treatment Facilities and Pump Stations | Stormwater Ponds - NHD |  | STFPS_PG_166525 |  | Not Affected | Not Affected | Not Affected | Not Affected | Not Affected | Not Affected | Not Affected | Not Affected | Not Affected | Not Affected | Not Affected | Not Affected | Not Affected | Not Affected | Not Affected | Not Affected | Not Affected | Not Affected | Not Affected | Not Affected | Not Affected | 0 | 0 | 0 | 0 | 21 | Polygon
Critical Infrastructure | Stormwater Treatment Facilities and Pump Stations | Stormwater Ponds - NHD |  | STFPS_PG_166528 |  | Not Affected | Not Affected | Not Affected | Not Affected | Not Affected | Not Affected | Not Affected | Not Affected | Not Affected | Not Affected | Not Affected | Not Affected | Not Affected | Not Affected | Not Affected | Not Affected | Not Affected | Not Affected | Not Affected | Not Affected | Not Affected | 0 | 0 | 0 | 0 | 21 | Polygon
Critical Infrastructure | Stormwater Treatment Facilities and Pump Stations | Stormwater Ponds - NHD |  | STFPS_PG_166529 |  | Not Affected | Not Affected | Not Affected | Not Affected | Not Affected | Not Affected | Not Affected | Not Affected | Not Affected | Not Affected | Not Affected | Not Affected | Not Affected | Not Affected | Not Affected | Not Affected | Not Affected | Not Affected | Not Affected | Not Affected | Not Affected | 0 | 0 | 0 | 0 | 21 | Polygon
Critical Infrastructure | Stormwater Treatment Facilities and Pump Stations | Stormwater Ponds - NHD |  | STFPS_PG_166530 |  | Not Affected | Not Affected | Not Affected | Not Affected | Not Affected | Not Affected | Not Affected | Not Affected | Not Affected | Not Affected | Not Affected | Not Affected | Not Affected | Not Affected | Not Affected | Not Affected | Not Affected | Not Affected | Not Affected | Not Affected | Not Affected | 0 | 0 | 0 | 0 | 21 | Polygon
Critical Infrastructure | Stormwater Treatment Facilities and Pump Stations | Stormwater Ponds - NHD |  | STFPS_PG_166532 |  | Not Affected | Not Affected | Not Affected | Not Affected | Not Affected | Not Affected | Not Affected | Not Affected | Not Affected | Not Affected | Not Affected | Not Affected | Not Affected | Not Affected | Not Affected | Not Affected | Not Affected | Not Affected | Not Affected | Not Affected | Not Affected | 0 | 0 | 0 | 0 | 21 | Polygon
Critical Infrastructure | Stormwater Treatment Facilities and Pump Stations | Stormwater Ponds - NHD |  | STFPS_PG_166611 |  | Not Affected | Not Affected | Not Affected | Not Affected | Not Affected | Not Affected | Not Affected | Not Affected | Not Affected | Not Affected | Not Affected | Not Affected | Not Affected | Not Affected | Not Affected | Not Affected | Not Affected | Not Affected | Not Affected | Not Affected | Not Affected | 0 | 0 | 0 | 0 | 21 | Polygon
Critical Infrastructure | Stormwater Treatment Facilities and Pump Stations | Stormwater Ponds - NHD |  | STFPS_PG_166613 |  | Not Affected | Not Affected | Not Affected | Not Affected | Not Affected | Not Affected | Not Affected | Not Affected | Not Affected | Not Affected | Not Affected | Not Affected | Not Affected | Not Affected | Not Affected | Not Affected | Not Affected | Not Affected | Not Affected | Not Affected | Not Affected | 0 | 0 | 0 | 0 | 21 | Polygon
Critical Infrastructure | Stormwater Treatment Facilities and Pump Stations | Stormwater Ponds - NHD |  | STFPS_PG_166729 |  | Not Affected | Not Affected | Not Affected | Not Affected | Not Affected | Not Affected | Not Affected | Not Affected | Not Affected | Not Affected | Not Affected | Not Affected | Not Affected | Not Affected | Not Affected | Not Affected | Not Affected | Not Affected | Not Affected | Not Affected | Not Affected | 0 | 0 | 0 | 0 | 21 | Polygon
Critical Infrastructure | Stormwater Treatment Facilities and Pump Stations | Stormwater Ponds - NHD |  | STFPS_PG_166779 |  | Not Affected | Not Affected | Not Affected | Not Affected | Not Affected | Not Affected | Not Affected | Not Affected | Not Affected | Not Affected | Not Affected | Not Affected | Not Affected | Not Affected | Not Affected | Not Affected | Not Affected | Not Affected | Not Affected | Not Affected | Not Affected | 0 | 0 | 0 | 0 | 21 | Polygon
Critical Infrastructure | Stormwater Treatment Facilities and Pump Stations | Stormwater Ponds - NHD |  | STFPS_PG_166783 |  | Not Affected | Not Affected | Not Affected | Not Affected | Not Affected | Not Affected | Not Affected | Not Affected | Not Affected | Not Affected | Not Affected | Not Affected | Not Affected | Not Affected | Not Affected | Not Affected | Not Affected | Not Affected | Not Affected | Not Affected | Not Affected | 0 | 0 | 0 | 0 | 21 | Polygon
Critical Infrastructure | Stormwater Treatment Facilities and Pump Stations | Stormwater Ponds - NHD |  | STFPS_PG_166784 |  | Not Affected | Not Affected | Not Affected | Not Affected | Not Affected | Not Affected | Not Affected | Not Affected | Not Affected | Not Affected | Not Affected | Not Affected | Not Affected | Not Affected | Not Affected | Not Affected | Not Affected | Not Affected | Not Affected | Not Affected | Not Affected | 0 | 0 | 0 | 0 | 21 | Polygon
Critical Infrastructure | Stormwater Treatment Facilities and Pump Stations | Stormwater Ponds - NHD |  | STFPS_PG_166785 |  | Not Affected | Not Affected | Not Affected | Not Affected | Not Affected | Not Affected | Not Affected | Not Affected | Not Affected | Not Affected | Not Affected | Not Affected | Not Affected | Not Affected | Not Affected | Not Affected | Not Affected | Not Affected | Not Affected | Not Affected | Not Affected | 0 | 0 | 0 | 0 | 21 | Polygon
Critical Infrastructure | Stormwater Treatment Facilities and Pump Stations | Stormwater Ponds - NHD |  | STFPS_PG_166786 |  | Not Affected | Not Affected | Not Affected | Not Affected | Not Affected | Not Affected | Not Affected | Not Affected | Not Affected | Not Affected | Not Affected | Not Affected | Not Affected | Not Affected | Not Affected | Not Affected | Not Affected | Not Affected | Not Affected | Not Affected | Not Affected | 0 | 0 | 0 | 0 | 21 | Polygon
Critical Infrastructure | Stormwater Treatment Facilities and Pump Stations | Stormwater Ponds - NHD |  | STFPS_PG_166787 |  | Not Affected | Not Affected | Not Affected | Not Affected | Not Affected | Not Affected | Not Affected | Not Affected | Not Affected | Not Affected | Not Affected | Not Affected | Not Affected | Not Affected | Not Affected | Not Affected | Not Affected | Not Affected | Not Affected | Not Affected | Not Affected | 0 | 0 | 0 | 0 | 21 | Polygon
Critical Infrastructure | Stormwater Treatment Facilities and Pump Stations | Stormwater Ponds - NHD |  | STFPS_PG_166788 |  | Not Affected | Not Affected | Not Affected | Not Affected | Not Affected | Not Affected | Not Affected | Not Affected | Not Affected | Not Affected | Not Affected | Not Affected | Not Affected | Not Affected | Not Affected | Not Affected | Not Affected | Not Affected | Not Affected | Not Affected | Not Affected | 0 | 0 | 0 | 0 | 21 | Polygon
Critical Infrastructure | Stormwater Treatment Facilities and Pump Stations | Stormwater Ponds - NHD |  | STFPS_PG_166789 |  | Not Affected | Not Affected | Not Affected | Not Affected | Not Affected | Not Affected | Not Affected | Not Affected | Not Affected | Not Affected | Not Affected | Not Affected | Not Affected | Not Affected | Not Affected | Not Affected | Not Affected | Not Affected | Not Affected | Not Affected | Not Affected | 0 | 0 | 0 | 0 | 21 | Polygon
Critical Infrastructure | Stormwater Treatment Facilities and Pump Stations | Stormwater Ponds - NHD |  | STFPS_PG_166790 |  | Not Affected | Not Affected | Not Affected | Not Affected | Not Affected | Not Affected | Not Affected | Not Affected | Not Affected | Not Affected | Not Affected | Not Affected | Not Affected | Not Affected | Not Affected | Not Affected | Not Affected | Not Affected | Not Affected | Not Affected | Not Affected | 0 | 0 | 0 | 0 | 21 | Polygon
Critical Infrastructure | Stormwater Treatment Facilities and Pump Stations | Stormwater Ponds - NHD |  | STFPS_PG_166791 |  | Not Affected | Not Affected | Not Affected | Not Affected | Not Affected | Not Affected | Not Affected | Not Affected | Not Affected | Not Affected | Not Affected | Not Affected | Not Affected | Not Affected | Not Affected | Not Affected | Not Affected | Not Affected | Not Affected | Not Affected | Not Affected | 0 | 0 | 0 | 0 | 21 | Polygon
Critical Infrastructure | Stormwater Treatment Facilities and Pump Stations | Stormwater Ponds - NHD |  | STFPS_PG_166792 |  | Not Affected | Not Affected | Not Affected | Not Affected | Not Affected | Not Affected | Not Affected | Not Affected | Not Affected | Not Affected | Not Affected | Not Affected | Not Affected | Not Affected | Not Affected | Not Affected | Not Affected | Not Affected | Not Affected | Not Affected | Not Affected | 0 | 0 | 0 | 0 | 21 | Polygon
Critical Infrastructure | Stormwater Treatment Facilities and Pump Stations | Stormwater Ponds - NHD |  | STFPS_PG_166793 |  | Not Affected | Not Affected | Not Affected | Not Affected | Not Affected | Not Affected | Not Affected | Not Affected | Not Affected | Not Affected | Not Affected | Not Affected | Not Affected | Not Affected | Not Affected | Not Affected | Not Affected | Not Affected | Not Affected | Not Affected | Not Affected | 0 | 0 | 0 | 0 | 21 | Polygon
Critical Infrastructure | Stormwater Treatment Facilities and Pump Stations | Stormwater Ponds - NHD |  | STFPS_PG_166794 |  | Not Affected | Not Affected | Not Affected | Not Affected | Not Affected | Not Affected | Not Affected | Not Affected | Not Affected | Not Affected | Not Affected | Not Affected | Not Affected | Not Affected | Not Affected | Not Affected | Not Affected | Not Affected | Not Affected | Not Affected | Not Affected | 0 | 0 | 0 | 0 | 21 | Polygon
Critical Infrastructure | Stormwater Treatment Facilities and Pump Stations | Stormwater Ponds - NHD |  | STFPS_PG_166795 |  | Not Affected | Not Affected | Not Affected | Not Affected | Not Affected | Not Affected | Not Affected | Not Affected | Not Affected | Not Affected | Not Affected | Not Affected | Not Affected | Not Affected | Not Affected | Not Affected | Not Affected | Not Affected | Not Affected | Not Affected | Not Affected | 0 | 0 | 0 | 0 | 21 | Polygon
Critical Infrastructure | Stormwater Treatment Facilities and Pump Stations | Stormwater Ponds - NHD |  | STFPS_PG_166796 |  | Not Affected | Not Affected | Not Affected | Not Affected | Not Affected | Not Affected | Not Affected | Not Affected | Not Affected | Not Affected | Not Affected | Not Affected | Not Affected | Not Affected | Not Affected | Not Affected | Not Affected | Not Affected | Not Affected | Not Affected | Not Affected | 0 | 0 | 0 | 0 | 21 | Polygon
Critical Infrastructure | Stormwater Treatment Facilities and Pump Stations | Stormwater Ponds - NHD |  | STFPS_PG_166797 |  | Not Affected | Not Affected | Not Affected | Not Affected | Not Affected | Not Affected | Not Affected | Not Affected | Not Affected | Not Affected | Not Affected | Not Affected | Not Affected | Not Affected | Not Affected | Not Affected | Not Affected | Not Affected | Not Affected | Not Affected | Not Affected | 0 | 0 | 0 | 0 | 21 | Polygon
Critical Infrastructure | Stormwater Treatment Facilities and Pump Stations | Stormwater Ponds - NHD |  | STFPS_PG_166798 |  | Not Affected | Not Affected | Not Affected | Not Affected | Not Affected | Not Affected | Not Affected | Not Affected | Not Affected | Not Affected | Not Affected | Not Affected | Not Affected | Not Affected | Not Affected | Not Affected | Not Affected | Not Affected | Not Affected | Not Affected | Not Affected | 0 | 0 | 0 | 0 | 21 | Polygon
Critical Infrastructure | Stormwater Treatment Facilities and Pump Stations | Stormwater Ponds - NHD |  | STFPS_PG_166799 |  | Not Affected | Not Affected | Not Affected | Not Affected | Not Affected | Not Affected | Not Affected | Not Affected | Not Affected | Not Affected | Not Affected | Not Affected | Not Affected | Not Affected | Not Affected | Not Affected | Not Affected | Not Affected | Not Affected | Not Affected | Not Affected | 0 | 0 | 0 | 0 | 21 | Polygon
Critical Infrastructure | Stormwater Treatment Facilities and Pump Stations | Stormwater Ponds - NHD |  | STFPS_PG_166800 |  | Not Affected | Not Affected | Not Affected | Not Affected | Not Affected | Not Affected | Not Affected | Not Affected | Not Affected | Not Affected | Not Affected | Not Affected | Not Affected | Not Affected | Not Affected | Not Affected | Not Affected | Not Affected | Not Affected | Not Affected | Not Affected | 0 | 0 | 0 | 0 | 21 | Polygon
Critical Infrastructure | Stormwater Treatment Facilities and Pump Stations | Stormwater Ponds - NHD |  | STFPS_PG_166801 |  | Not Affected | Not Affected | Not Affected | Not Affected | Not Affected | Not Affected | Not Affected | Not Affected | Not Affected | Not Affected | Not Affected | Not Affected | Not Affected | Not Affected | Not Affected | Not Affected | Not Affected | Not Affected | Not Affected | Not Affected | Not Affected | 0 | 0 | 0 | 0 | 21 | Polygon
Critical Infrastructure | Stormwater Treatment Facilities and Pump Stations | Stormwater Ponds - NHD |  | STFPS_PG_166802 |  | Not Affected | Not Affected | Not Affected | Not Affected | Not Affected | Not Affected | Not Affected | Not Affected | Not Affected | Not Affected | Not Affected | Not Affected | Not Affected | Not Affected | Not Affected | Not Affected | Not Affected | Not Affected | Not Affected | Not Affected | Not Affected | 0 | 0 | 0 | 0 | 21 | Polygon
Critical Infrastructure | Stormwater Treatment Facilities and Pump Stations | Stormwater Ponds - NHD |  | STFPS_PG_166804 |  | Not Affected | Not Affected | Not Affected | Not Affected | Not Affected | Not Affected | Not Affected | Not Affected | Not Affected | Not Affected | Not Affected | Not Affected | Not Affected | Not Affected | Not Affected | Not Affected | Not Affected | Not Affected | Not Affected | Not Affected | Not Affected | 0 | 0 | 0 | 0 | 21 | Polygon
Critical Infrastructure | Stormwater Treatment Facilities and Pump Stations | Stormwater Ponds - NHD |  | STFPS_PG_166805 |  | Not Affected | Not Affected | Not Affected | Not Affected | Not Affected | Not Affected | Not Affected | Not Affected | Not Affected | Not Affected | Not Affected | Not Affected | Not Affected | Not Affected | Not Affected | Not Affected | Not Affected | Not Affected | Not Affected | Not Affected | Not Affected | 0 | 0 | 0 | 0 | 21 | Polygon
Critical Infrastructure | Stormwater Treatment Facilities and Pump Stations | Stormwater Ponds - NHD |  | STFPS_PG_166806 |  | Not Affected | Not Affected | Not Affected | Not Affected | Not Affected | Not Affected | Not Affected | Not Affected | Not Affected | Not Affected | Not Affected | Not Affected | Not Affected | Not Affected | Not Affected | Not Affected | Not Affected | Not Affected | Not Affected | Not Affected | Not Affected | 0 | 0 | 0 | 0 | 21 | Polygon
Critical Infrastructure | Stormwater Treatment Facilities and Pump Stations | Stormwater Ponds - NHD |  | STFPS_PG_166807 |  | Not Affected | Not Affected | Not Affected | Not Affected | Not Affected | Not Affected | Not Affected | Not Affected | Not Affected | Not Affected | Not Affected | Not Affected | Not Affected | Not Affected | Not Affected | Not Affected | Not Affected | Not Affected | Not Affected | Not Affected | Not Affected | 0 | 0 | 0 | 0 | 21 | Polygon
Critical Infrastructure | Stormwater Treatment Facilities and Pump Stations | Stormwater Ponds - NHD |  | STFPS_PG_166808 |  | Not Affected | Not Affected | Not Affected | Not Affected | Not Affected | Not Affected | Not Affected | Not Affected | Not Affected | Not Affected | Not Affected | Not Affected | Not Affected | Not Affected | Not Affected | Not Affected | Not Affected | Not Affected | Not Affected | Not Affected | Not Affected | 0 | 0 | 0 | 0 | 21 | Polygon
Critical Infrastructure | Stormwater Treatment Facilities and Pump Stations | Stormwater Ponds - NHD |  | STFPS_PG_166809 |  | Not Affected | Not Affected | Not Affected | Not Affected | Not Affected | Not Affected | Not Affected | Not Affected | Not Affected | Not Affected | Not Affected | Not Affected | Not Affected | Not Affected | Not Affected | Not Affected | Not Affected | Not Affected | Not Affected | Not Affected | Not Affected | 0 | 0 | 0 | 0 | 21 | Polygon
Critical Infrastructure | Stormwater Treatment Facilities and Pump Stations | Stormwater Ponds - NHD |  | STFPS_PG_166810 |  | Not Affected | Not Affected | Not Affected | Not Affected | Not Affected | Not Affected | Not Affected | Not Affected | Not Affected | Not Affected | Not Affected | Not Affected | Not Affected | Not Affected | Not Affected | Not Affected | Not Affected | Not Affected | Not Affected | Not Affected | Not Affected | 0 | 0 | 0 | 0 | 21 | Polygon
Critical Infrastructure | Stormwater Treatment Facilities and Pump Stations | Stormwater Ponds - NHD |  | STFPS_PG_166815 |  | Not Affected | Not Affected | Not Affected | Not Affected | Not Affected | Not Affected | Not Affected | Not Affected | Not Affected | Not Affected | Not Affected | Not Affected | Not Affected | Not Affected | Not Affected | Not Affected | Not Affected | Not Affected | Not Affected | Not Affected | Not Affected | 0 | 0 | 0 | 0 | 21 | Polygon
Critical Infrastructure | Stormwater Treatment Facilities and Pump Stations | Stormwater Ponds - NHD |  | STFPS_PG_166819 |  | Not Affected | Not Affected | Not Affected | Not Affected | Not Affected | Not Affected | Not Affected | Not Affected | Not Affected | Not Affected | Not Affected | Not Affected | Not Affected | Not Affected | Not Affected | Not Affected | Not Affected | Not Affected | Not Affected | Not Affected | Not Affected | 0 | 0 | 0 | 0 | 21 | Polygon
Critical Infrastructure | Stormwater Treatment Facilities and Pump Stations | Stormwater Ponds - NHD |  | STFPS_PG_166820 |  | Not Affected | Not Affected | Not Affected | Not Affected | Not Affected | Not Affected | Not Affected | Not Affected | Not Affected | Not Affected | Not Affected | Not Affected | Not Affected | Not Affected | Not Affected | Not Affected | Not Affected | Not Affected | Not Affected | Not Affected | Not Affected | 0 | 0 | 0 | 0 | 21 | Polygon
Critical Infrastructure | Stormwater Treatment Facilities and Pump Stations | Stormwater Ponds - NHD |  | STFPS_PG_166821 |  | Not Affected | Not Affected | Not Affected | Not Affected | Not Affected | Not Affected | Not Affected | Not Affected | Not Affected | Not Affected | Not Affected | Not Affected | Not Affected | Not Affected | Not Affected | Not Affected | Not Affected | Not Affected | Not Affected | Not Affected | Not Affected | 0 | 0 | 0 | 0 | 21 | Polygon
Critical Infrastructure | Stormwater Treatment Facilities and Pump Stations | Stormwater Ponds - NHD |  | STFPS_PG_166822 |  | Not Affected | Not Affected | Not Affected | Not Affected | Not Affected | Not Affected | Not Affected | Not Affected | Not Affected | Not Affected | Not Affected | Not Affected | Not Affected | Not Affected | Not Affected | Not Affected | Not Affected | Not Affected | Not Affected | Not Affected | Not Affected | 0 | 0 | 0 | 0 | 21 | Polygon
Critical Infrastructure | Stormwater Treatment Facilities and Pump Stations | Stormwater Ponds - NHD |  | STFPS_PG_166823 |  | Not Affected | Not Affected | Not Affected | Not Affected | Not Affected | Not Affected | Not Affected | Not Affected | Not Affected | Not Affected | Not Affected | Not Affected | Not Affected | Not Affected | Not Affected | Not Affected | Not Affected | Not Affected | Not Affected | Not Affected | Not Affected | 0 | 0 | 0 | 0 | 21 | Polygon
Critical Infrastructure | Stormwater Treatment Facilities and Pump Stations | Stormwater Ponds - NHD |  | STFPS_PG_166824 |  | Not Affected | Not Affected | Not Affected | Not Affected | Not Affected | Not Affected | Not Affected | Not Affected | Not Affected | Not Affected | Not Affected | Not Affected | Not Affected | Not Affected | Not Affected | Not Affected | Not Affected | Not Affected | Not Affected | Not Affected | Not Affected | 0 | 0 | 0 | 0 | 21 | Polygon
Critical Infrastructure | Stormwater Treatment Facilities and Pump Stations | Stormwater Ponds - NHD |  | STFPS_PG_166825 |  | Not Affected | Not Affected | Not Affected | Not Affected | Not Affected | Not Affected | Not Affected | Not Affected | Not Affected | Not Affected | Not Affected | Not Affected | Not Affected | Not Affected | Not Affected | Not Affected | Not Affected | Not Affected | Not Affected | Not Affected | Not Affected | 0 | 0 | 0 | 0 | 21 | Polygon
Critical Infrastructure | Stormwater Treatment Facilities and Pump Stations | Stormwater Ponds - NHD |  | STFPS_PG_166826 |  | Not Affected | Not Affected | Not Affected | Not Affected | Not Affected | Not Affected | Not Affected | Not Affected | Not Affected | Not Affected | Not Affected | Not Affected | Not Affected | Not Affected | Not Affected | Not Affected | Not Affected | Not Affected | Not Affected | Not Affected | Not Affected | 0 | 0 | 0 | 0 | 21 | Polygon
Critical Infrastructure | Stormwater Treatment Facilities and Pump Stations | Stormwater Ponds - NHD |  | STFPS_PG_166827 |  | Not Affected | Not Affected | Not Affected | Not Affected | Not Affected | Not Affected | Not Affected | Not Affected | Not Affected | Not Affected | Not Affected | Not Affected | Not Affected | Not Affected | Not Affected | Not Affected | Not Affected | Not Affected | Not Affected | Not Affected | Not Affected | 0 | 0 | 0 | 0 | 21 | Polygon
Critical Infrastructure | Stormwater Treatment Facilities and Pump Stations | Stormwater Ponds - NHD |  | STFPS_PG_166828 |  | Not Affected | Not Affected | Not Affected | Not Affected | Not Affected | Not Affected | Not Affected | Not Affected | Not Affected | Not Affected | Not Affected | Not Affected | Not Affected | Not Affected | Not Affected | Not Affected | Not Affected | Not Affected | Not Affected | Not Affected | Not Affected | 0 | 0 | 0 | 0 | 21 | Polygon
Critical Infrastructure | Stormwater Treatment Facilities and Pump Stations | Stormwater Ponds - NHD |  | STFPS_PG_166829 |  | Not Affected | Not Affected | Not Affected | Not Affected | Not Affected | Not Affected | Not Affected | Not Affected | Not Affected | Not Affected | Not Affected | Not Affected | Not Affected | Not Affected | Not Affected | Not Affected | Not Affected | Not Affected | Not Affected | Not Affected | Not Affected | 0 | 0 | 0 | 0 | 21 | Polygon
Critical Infrastructure | Stormwater Treatment Facilities and Pump Stations | Stormwater Ponds - NHD |  | STFPS_PG_166830 |  | Not Affected | Not Affected | Not Affected | Not Affected | Not Affected | Not Affected | Not Affected | Not Affected | Not Affected | Not Affected | Not Affected | Not Affected | Not Affected | Not Affected | Not Affected | Not Affected | Not Affected | Not Affected | Not Affected | Not Affected | Not Affected | 0 | 0 | 0 | 0 | 21 | Polygon
Critical Infrastructure | Stormwater Treatment Facilities and Pump Stations | Stormwater Ponds - NHD |  | STFPS_PG_166831 |  | Not Affected | Not Affected | Not Affected | Not Affected | Not Affected | Not Affected | Not Affected | Not Affected | Not Affected | Not Affected | Not Affected | Not Affected | Not Affected | Not Affected | Not Affected | Not Affected | Not Affected | Not Affected | Not Affected | Not Affected | Not Affected | 0 | 0 | 0 | 0 | 21 | Polygon
Critical Infrastructure | Stormwater Treatment Facilities and Pump Stations | Stormwater Ponds - NHD |  | STFPS_PG_166832 |  | Not Affected | Not Affected | Not Affected | Not Affected | Not Affected | Not Affected | Not Affected | Not Affected | Not Affected | Not Affected | Not Affected | Not Affected | Not Affected | Not Affected | Not Affected | Not Affected | Not Affected | Not Affected | Not Affected | Not Affected | Not Affected | 0 | 0 | 0 | 0 | 21 | Polygon
Critical Infrastructure | Stormwater Treatment Facilities and Pump Stations | Stormwater Ponds - NHD |  | STFPS_PG_166833 |  | Not Affected | Not Affected | Not Affected | Not Affected | Not Affected | Not Affected | Not Affected | Not Affected | Not Affected | Not Affected | Not Affected | Not Affected | Not Affected | Not Affected | Not Affected | Not Affected | Not Affected | Not Affected | Not Affected | Not Affected | Not Affected | 0 | 0 | 0 | 0 | 21 | Polygon
Critical Infrastructure | Stormwater Treatment Facilities and Pump Stations | Stormwater Ponds - NHD |  | STFPS_PG_166834 |  | Not Affected | Not Affected | Not Affected | Not Affected | Not Affected | Not Affected | Not Affected | Not Affected | Not Affected | Not Affected | Not Affected | Not Affected | Not Affected | Not Affected | Not Affected | Not Affected | Not Affected | Not Affected | Not Affected | Not Affected | Not Affected | 0 | 0 | 0 | 0 | 21 | Polygon
Critical Infrastructure | Stormwater Treatment Facilities and Pump Stations | Stormwater Ponds - NHD |  | STFPS_PG_166835 |  | Not Affected | Not Affected | Not Affected | Not Affected | Not Affected | Not Affected | Not Affected | Not Affected | Not Affected | Not Affected | Not Affected | Not Affected | Not Affected | Not Affected | Not Affected | Not Affected | Not Affected | Not Affected | Not Affected | Not Affected | Not Affected | 0 | 0 | 0 | 0 | 21 | Polygon
Critical Infrastructure | Stormwater Treatment Facilities and Pump Stations | Stormwater Ponds - NHD |  | STFPS_PG_166836 |  | Not Affected | Not Affected | Not Affected | Not Affected | Not Affected | Not Affected | Not Affected | Not Affected | Not Affected | Not Affected | Not Affected | Not Affected | Not Affected | Not Affected | Not Affected | Not Affected | Not Affected | Not Affected | Not Affected | Not Affected | Not Affected | 0 | 0 | 0 | 0 | 21 | Polygon
Critical Infrastructure | Stormwater Treatment Facilities and Pump Stations | Stormwater Ponds - NHD |  | STFPS_PG_166837 |  | Not Affected | Not Affected | Not Affected | Not Affected | Not Affected | Not Affected | Not Affected | Not Affected | Not Affected | Not Affected | Not Affected | Not Affected | Not Affected | Not Affected | Not Affected | Not Affected | Not Affected | Not Affected | Not Affected | Not Affected | Not Affected | 0 | 0 | 0 | 0 | 21 | Polygon
Critical Infrastructure | Stormwater Treatment Facilities and Pump Stations | Stormwater Ponds - NHD |  | STFPS_PG_166838 |  | Not Affected | Not Affected | Not Affected | Not Affected | Not Affected | Not Affected | Not Affected | Not Affected | Not Affected | Not Affected | Not Affected | Not Affected | Not Affected | Not Affected | Not Affected | Not Affected | Not Affected | Not Affected | Not Affected | Not Affected | Not Affected | 0 | 0 | 0 | 0 | 21 | Polygon
Critical Infrastructure | Stormwater Treatment Facilities and Pump Stations | Stormwater Ponds - NHD |  | STFPS_PG_166839 |  | Not Affected | Not Affected | Not Affected | Not Affected | Not Affected | Not Affected | Not Affected | Not Affected | Not Affected | Not Affected | Not Affected | Not Affected | Not Affected | Not Affected | Not Affected | Not Affected | Not Affected | Not Affected | Not Affected | Not Affected | Not Affected | 0 | 0 | 0 | 0 | 21 | Polygon
Critical Infrastructure | Stormwater Treatment Facilities and Pump Stations | Stormwater Ponds - NHD |  | STFPS_PG_166840 |  | Not Affected | Not Affected | Not Affected | Not Affected | Not Affected | Not Affected | Not Affected | Not Affected | Not Affected | Not Affected | Not Affected | Not Affected | Not Affected | Not Affected | Not Affected | Not Affected | Not Affected | Not Affected | Not Affected | Not Affected | Not Affected | 0 | 0 | 0 | 0 | 21 | Polygon
Critical Infrastructure | Stormwater Treatment Facilities and Pump Stations | Stormwater Ponds - NHD |  | STFPS_PG_166841 |  | Not Affected | Not Affected | Not Affected | Not Affected | Not Affected | Not Affected | Not Affected | Not Affected | Not Affected | Not Affected | Not Affected | Not Affected | Not Affected | Not Affected | Not Affected | Not Affected | Not Affected | Not Affected | Not Affected | Not Affected | Not Affected | 0 | 0 | 0 | 0 | 21 | Polygon
Critical Infrastructure | Stormwater Treatment Facilities and Pump Stations | Stormwater Ponds - NHD |  | STFPS_PG_166844 |  | Not Affected | Not Affected | Not Affected | Not Affected | Not Affected | Not Affected | Not Affected | Not Affected | Not Affected | Not Affected | Not Affected | Not Affected | Not Affected | Not Affected | Not Affected | Not Affected | Not Affected | Not Affected | Not Affected | Not Affected | Not Affected | 0 | 0 | 0 | 0 | 21 | Polygon
Critical Infrastructure | Stormwater Treatment Facilities and Pump Stations | Stormwater Ponds - NHD |  | STFPS_PG_166845 |  | Not Affected | Not Affected | Not Affected | Not Affected | Not Affected | Not Affected | Not Affected | Not Affected | Not Affected | Not Affected | Not Affected | Not Affected | Not Affected | Not Affected | Not Affected | Not Affected | Not Affected | Not Affected | Not Affected | Not Affected | Not Affected | 0 | 0 | 0 | 0 | 21 | Polygon
Critical Infrastructure | Stormwater Treatment Facilities and Pump Stations | Stormwater Ponds - NHD |  | STFPS_PG_166846 |  | Not Affected | Not Affected | Not Affected | Not Affected | Not Affected | Not Affected | Not Affected | Not Affected | Not Affected | Not Affected | Not Affected | Not Affected | Not Affected | Not Affected | Not Affected | Not Affected | Not Affected | Not Affected | Not Affected | Not Affected | Not Affected | 0 | 0 | 0 | 0 | 21 | Polygon
Critical Infrastructure | Stormwater Treatment Facilities and Pump Stations | Stormwater Ponds - NHD |  | STFPS_PG_166847 |  | Not Affected | Not Affected | Not Affected | Not Affected | Not Affected | Not Affected | Not Affected | Not Affected | Not Affected | Not Affected | Not Affected | Not Affected | Not Affected | Not Affected | Not Affected | Not Affected | Not Affected | Not Affected | Not Affected | Not Affected | Not Affected | 0 | 0 | 0 | 0 | 21 | Polygon
Critical Infrastructure | Stormwater Treatment Facilities and Pump Stations | Stormwater Ponds - NHD |  | STFPS_PG_166848 |  | Not Affected | Not Affected | Not Affected | Not Affected | Not Affected | Not Affected | Not Affected | Not Affected | Not Affected | Not Affected | Not Affected | Not Affected | Not Affected | Not Affected | Not Affected | Not Affected | Not Affected | Not Affected | Not Affected | Not Affected | Not Affected | 0 | 0 | 0 | 0 | 21 | Polygon
Critical Infrastructure | Stormwater Treatment Facilities and Pump Stations | Stormwater Ponds - NHD |  | STFPS_PG_166849 |  | Not Affected | Not Affected | Not Affected | Not Affected | Not Affected | Not Affected | Not Affected | Not Affected | Not Affected | Not Affected | Not Affected | Not Affected | Not Affected | Not Affected | Not Affected | Not Affected | Not Affected | Not Affected | Not Affected | Not Affected | Not Affected | 0 | 0 | 0 | 0 | 21 | Polygon
Critical Infrastructure | Stormwater Treatment Facilities and Pump Stations | Stormwater Ponds - NHD |  | STFPS_PG_166851 |  | Not Affected | Not Affected | Not Affected | Not Affected | Not Affected | Not Affected | Not Affected | Not Affected | Not Affected | Not Affected | Not Affected | Not Affected | Not Affected | Not Affected | Not Affected | Not Affected | Not Affected | Not Affected | Not Affected | Not Affected | Not Affected | 0 | 0 | 0 | 0 | 21 | Polygon
Critical Infrastructure | Stormwater Treatment Facilities and Pump Stations | Stormwater Ponds - NHD |  | STFPS_PG_166853 |  | Not Affected | Not Affected | Not Affected | Not Affected | Not Affected | Not Affected | Not Affected | Not Affected | Not Affected | Not Affected | Not Affected | Not Affected | Not Affected | Not Affected | Not Affected | Not Affected | Not Affected | Not Affected | Not Affected | Not Affected | Not Affected | 0 | 0 | 0 | 0 | 21 | Polygon
Critical Infrastructure | Stormwater Treatment Facilities and Pump Stations | Stormwater Ponds - NHD |  | STFPS_PG_166854 |  | Not Affected | Not Affected | Not Affected | Not Affected | Not Affected | Not Affected | Not Affected | Not Affected | Not Affected | Not Affected | Not Affected | Not Affected | Not Affected | Not Affected | Not Affected | Not Affected | Not Affected | Not Affected | Not Affected | Not Affected | Not Affected | 0 | 0 | 0 | 0 | 21 | Polygon
Critical Infrastructure | Stormwater Treatment Facilities and Pump Stations | Stormwater Ponds - NHD |  | STFPS_PG_166952 |  | Not Affected | Not Affected | Not Affected | Not Affected | Not Affected | Not Affected | Not Affected | Not Affected | Not Affected | Not Affected | Not Affected | Not Affected | Not Affected | Not Affected | Not Affected | Not Affected | Not Affected | Not Affected | Not Affected | Not Affected | Not Affected | 0 | 0 | 0 | 0 | 21 | Polygon
Critical Infrastructure | Stormwater Treatment Facilities and Pump Stations | Stormwater Ponds - NHD |  | STFPS_PG_167006 |  | Not Affected | Not Affected | Not Affected | Not Affected | Not Affected | Not Affected | Not Affected | Not Affected | Not Affected | Not Affected | Not Affected | Not Affected | Not Affected | Not Affected | Not Affected | Not Affected | Not Affected | Not Affected | Not Affected | Not Affected | Not Affected | 0 | 0 | 0 | 0 | 21 | Polygon
Critical Infrastructure | Stormwater Treatment Facilities and Pump Stations | Stormwater Ponds - NHD |  | STFPS_PG_167007 |  | Not Affected | Not Affected | Not Affected | Not Affected | Not Affected | Not Affected | Not Affected | Not Affected | Not Affected | Not Affected | Not Affected | Not Affected | Not Affected | Not Affected | Not Affected | Not Affected | Not Affected | Not Affected | Not Affected | Not Affected | Not Affected | 0 | 0 | 0 | 0 | 21 | Polygon
Critical Infrastructure | Stormwater Treatment Facilities and Pump Stations | Stormwater Ponds - NHD |  | STFPS_PG_167019 |  | Not Affected | Not Affected | Not Affected | Not Affected | Not Affected | Not Affected | Not Affected | Not Affected | Not Affected | Not Affected | Not Affected | Not Affected | Not Affected | Not Affected | Not Affected | Not Affected | Not Affected | Not Affected | Not Affected | Not Affected | Not Affected | 0 | 0 | 0 | 0 | 21 | Polygon
Critical Infrastructure | Stormwater Treatment Facilities and Pump Stations | Stormwater Ponds - NHD |  | STFPS_PG_167022 |  | Not Affected | Not Affected | Not Affected | Not Affected | Not Affected | Not Affected | Not Affected | Not Affected | Not Affected | Not Affected | Not Affected | Not Affected | Not Affected | Not Affected | Not Affected | Not Affected | Not Affected | Not Affected | Not Affected | Not Affected | Not Affected | 0 | 0 | 0 | 0 | 21 | Polygon
Critical Infrastructure | Stormwater Treatment Facilities and Pump Stations | Stormwater Ponds - NHD |  | STFPS_PG_167026 |  | Not Affected | Not Affected | Not Affected | Not Affected | Not Affected | Not Affected | Not Affected | Not Affected | Not Affected | Not Affected | Not Affected | Not Affected | Not Affected | Not Affected | Not Affected | Not Affected | Not Affected | Not Affected | Not Affected | Not Affected | Not Affected | 0 | 0 | 0 | 0 | 21 | Polygon
Critical Infrastructure | Stormwater Treatment Facilities and Pump Stations | Stormwater Ponds - NHD |  | STFPS_PG_167027 |  | Not Affected | Not Affected | Not Affected | Not Affected | Not Affected | Not Affected | Not Affected | Not Affected | Not Affected | Not Affected | Not Affected | Not Affected | Not Affected | Not Affected | Not Affected | Not Affected | Not Affected | Not Affected | Not Affected | Not Affected | Not Affected | 0 | 0 | 0 | 0 | 21 | Polygon
Critical Infrastructure | Stormwater Treatment Facilities and Pump Stations | Stormwater Ponds - NHD |  | STFPS_PG_167028 |  | Not Affected | Not Affected | Not Affected | Not Affected | Not Affected | Not Affected | Not Affected | Not Affected | Not Affected | Not Affected | Not Affected | Not Affected | Not Affected | Not Affected | Not Affected | Not Affected | Not Affected | Not Affected | Not Affected | Not Affected | Not Affected | 0 | 0 | 0 | 0 | 21 | Polygon
Critical Infrastructure | Stormwater Treatment Facilities and Pump Stations | Stormwater Ponds - NHD |  | STFPS_PG_167031 |  | Not Affected | Not Affected | Not Affected | Not Affected | Not Affected | Not Affected | Not Affected | Not Affected | Not Affected | Not Affected | Not Affected | Not Affected | Not Affected | Not Affected | Not Affected | Not Affected | Not Affected | Not Affected | Not Affected | Not Affected | Not Affected | 0 | 0 | 0 | 0 | 21 | Polygon
Critical Infrastructure | Stormwater Treatment Facilities and Pump Stations | Stormwater Ponds - NHD |  | STFPS_PG_167032 |  | Not Affected | Not Affected | Not Affected | Not Affected | Not Affected | Not Affected | Not Affected | Not Affected | Not Affected | Not Affected | Not Affected | Not Affected | Not Affected | Not Affected | Not Affected | Not Affected | Not Affected | Not Affected | Not Affected | Not Affected | Not Affected | 0 | 0 | 0 | 0 | 21 | Polygon
Critical Infrastructure | Stormwater Treatment Facilities and Pump Stations | Stormwater Ponds - NHD |  | STFPS_PG_167033 |  | Not Affected | Not Affected | Not Affected | Not Affected | Not Affected | Not Affected | Not Affected | Not Affected | Not Affected | Not Affected | Not Affected | Not Affected | Not Affected | Not Affected | Not Affected | Not Affected | Not Affected | Not Affected | Not Affected | Not Affected | Not Affected | 0 | 0 | 0 | 0 | 21 | Polygon
Critical Infrastructure | Stormwater Treatment Facilities and Pump Stations | Stormwater Ponds - NHD |  | STFPS_PG_167034 |  | Not Affected | Not Affected | Not Affected | Not Affected | Not Affected | Not Affected | Not Affected | Not Affected | Not Affected | Not Affected | Not Affected | Not Affected | Not Affected | Not Affected | Not Affected | Not Affected | Not Affected | Not Affected | Not Affected | Not Affected | Not Affected | 0 | 0 | 0 | 0 | 21 | Polygon
Critical Infrastructure | Stormwater Treatment Facilities and Pump Stations | Stormwater Ponds - NHD |  | STFPS_PG_167041 |  | Not Affected | Not Affected | Not Affected | Not Affected | Not Affected | Not Affected | Not Affected | Not Affected | Not Affected | Not Affected | Not Affected | Not Affected | Not Affected | Not Affected | Not Affected | Not Affected | Not Affected | Not Affected | Not Affected | Not Affected | Not Affected | 0 | 0 | 0 | 0 | 21 | Polygon
Critical Infrastructure | Stormwater Treatment Facilities and Pump Stations | Stormwater Ponds - NHD |  | STFPS_PG_167064 |  | Not Affected | Not Affected | Not Affected | Not Affected | Not Affected | Not Affected | Not Affected | Not Affected | Not Affected | Not Affected | Not Affected | Not Affected | Not Affected | Not Affected | Not Affected | Not Affected | Not Affected | Not Affected | Not Affected | Not Affected | Not Affected | 0 | 0 | 0 | 0 | 21 | Polygon
Critical Infrastructure | Stormwater Treatment Facilities and Pump Stations | Stormwater Ponds - NHD |  | STFPS_PG_167075 |  | Not Affected | Not Affected | Not Affected | Not Affected | Not Affected | Not Affected | Not Affected | Not Affected | Not Affected | Not Affected | Not Affected | Not Affected | Not Affected | Not Affected | Not Affected | Not Affected | Not Affected | Not Affected | Not Affected | Not Affected | Not Affected | 0 | 0 | 0 | 0 | 21 | Polygon
Critical Infrastructure | Stormwater Treatment Facilities and Pump Stations | Stormwater Ponds - NHD |  | STFPS_PG_167083 |  | Not Affected | Not Affected | Not Affected | Not Affected | Not Affected | Not Affected | Not Affected | Not Affected | Not Affected | Not Affected | Not Affected | Not Affected | Not Affected | Not Affected | Not Affected | Not Affected | Not Affected | Not Affected | Not Affected | Not Affected | Not Affected | 0 | 0 | 0 | 0 | 21 | Polygon
Critical Infrastructure | Stormwater Treatment Facilities and Pump Stations | Stormwater Ponds - NHD |  | STFPS_PG_167091 |  | Not Affected | Not Affected | Not Affected | Not Affected | Not Affected | Not Affected | Not Affected | Not Affected | Not Affected | Not Affected | Not Affected | Not Affected | Not Affected | Not Affected | Not Affected | Not Affected | Not Affected | Not Affected | Not Affected | Not Affected | Not Affected | 0 | 0 | 0 | 0 | 21 | Polygon
Critical Infrastructure | Stormwater Treatment Facilities and Pump Stations | Stormwater Ponds - NHD |  | STFPS_PG_167098 |  | Not Affected | Not Affected | Not Affected | Not Affected | Not Affected | Not Affected | Not Affected | Not Affected | Not Affected | Not Affected | Not Affected | Not Affected | Not Affected | Not Affected | Not Affected | Not Affected | Not Affected | Not Affected | Not Affected | Not Affected | Not Affected | 0 | 0 | 0 | 0 | 21 | Polygon
Critical Infrastructure | Stormwater Treatment Facilities and Pump Stations | Stormwater Ponds - NHD |  | STFPS_PG_167099 |  | Not Affected | Not Affected | Not Affected | Not Affected | Not Affected | Not Affected | Not Affected | Not Affected | Not Affected | Not Affected | Not Affected | Not Affected | Not Affected | Not Affected | Not Affected | Not Affected | Not Affected | Not Affected | Not Affected | Not Affected | Not Affected | 0 | 0 | 0 | 0 | 21 | Polygon
Critical Infrastructure | Stormwater Treatment Facilities and Pump Stations | Stormwater Ponds - NHD |  | STFPS_PG_167100 |  | Not Affected | Not Affected | Not Affected | Not Affected | Not Affected | Not Affected | Not Affected | Not Affected | Not Affected | Not Affected | Not Affected | Not Affected | Not Affected | Not Affected | Not Affected | Not Affected | Not Affected | Not Affected | Not Affected | Not Affected | Not Affected | 0 | 0 | 0 | 0 | 21 | Polygon
Critical Infrastructure | Stormwater Treatment Facilities and Pump Stations | Stormwater Ponds - NHD |  | STFPS_PG_167101 |  | Not Affected | Not Affected | Not Affected | Not Affected | Not Affected | Not Affected | Not Affected | Not Affected | Not Affected | Not Affected | Not Affected | Not Affected | Not Affected | Not Affected | Not Affected | Not Affected | Not Affected | Not Affected | Not Affected | Not Affected | Not Affected | 0 | 0 | 0 | 0 | 21 | Polygon
Critical Infrastructure | Stormwater Treatment Facilities and Pump Stations | Stormwater Ponds - NHD |  | STFPS_PG_167154 |  | Not Affected | Not Affected | Not Affected | Not Affected | Not Affected | Not Affected | Not Affected | Not Affected | Not Affected | Not Affected | Not Affected | Not Affected | Not Affected | Not Affected | Not Affected | Not Affected | Not Affected | Not Affected | Not Affected | Not Affected | Not Affected | 0 | 0 | 0 | 0 | 21 | Polygon
Critical Infrastructure | Stormwater Treatment Facilities and Pump Stations | Stormwater Ponds - NHD |  | STFPS_PG_167176 |  | Not Affected | Not Affected | Not Affected | Not Affected | Not Affected | Not Affected | Not Affected | Not Affected | Not Affected | Not Affected | Not Affected | Not Affected | Not Affected | Not Affected | Not Affected | Not Affected | Not Affected | Not Affected | Not Affected | Not Affected | Not Affected | 0 | 0 | 0 | 0 | 21 | Polygon
Critical Infrastructure | Stormwater Treatment Facilities and Pump Stations | Stormwater Ponds - NHD |  | STFPS_PG_167178 |  | Not Affected | Not Affected | Not Affected | Not Affected | Not Affected | Not Affected | Not Affected | Not Affected | Not Affected | Not Affected | Not Affected | Not Affected | Not Affected | Not Affected | Not Affected | Not Affected | Not Affected | Not Affected | Not Affected | Not Affected | Not Affected | 0 | 0 | 0 | 0 | 21 | Polygon
Critical Infrastructure | Stormwater Treatment Facilities and Pump Stations | Stormwater Ponds - NHD |  | STFPS_PG_167179 |  | Not Affected | Not Affected | Not Affected | Not Affected | Not Affected | Not Affected | Not Affected | Not Affected | Not Affected | Not Affected | Not Affected | Not Affected | Not Affected | Not Affected | Not Affected | Not Affected | Not Affected | Not Affected | Not Affected | Not Affected | Not Affected | 0 | 0 | 0 | 0 | 21 | Polygon
Critical Infrastructure | Stormwater Treatment Facilities and Pump Stations | Stormwater Ponds - NHD |  | STFPS_PG_167181 |  | Not Affected | Not Affected | Not Affected | Not Affected | Not Affected | Not Affected | Not Affected | Not Affected | Not Affected | Not Affected | Not Affected | Not Affected | Not Affected | Not Affected | Not Affected | Not Affected | Not Affected | Not Affected | Not Affected | Not Affected | Not Affected | 0 | 0 | 0 | 0 | 21 | Polygon
Critical Infrastructure | Stormwater Treatment Facilities and Pump Stations | Stormwater Ponds - NHD |  | STFPS_PG_167183 |  | Not Affected | Not Affected | Not Affected | Not Affected | Not Affected | Not Affected | Not Affected | Not Affected | Not Affected | Not Affected | Not Affected | Not Affected | Not Affected | Not Affected | Not Affected | Not Affected | Not Affected | Not Affected | Not Affected | Not Affected | Not Affected | 0 | 0 | 0 | 0 | 21 | Polygon
Critical Infrastructure | Stormwater Treatment Facilities and Pump Stations | Stormwater Ponds - NHD |  | STFPS_PG_167185 |  | Not Affected | Not Affected | Not Affected | Not Affected | Not Affected | Not Affected | Not Affected | Not Affected | Not Affected | Not Affected | Not Affected | Not Affected | Not Affected | Not Affected | Not Affected | Not Affected | Not Affected | Not Affected | Not Affected | Not Affected | Not Affected | 0 | 0 | 0 | 0 | 21 | Polygon
Critical Infrastructure | Stormwater Treatment Facilities and Pump Stations | Stormwater Ponds - NHD |  | STFPS_PG_167187 |  | Not Affected | Not Affected | Not Affected | Not Affected | Not Affected | Not Affected | Not Affected | Not Affected | Not Affected | Not Affected | Not Affected | Not Affected | Not Affected | Not Affected | Not Affected | Not Affected | Not Affected | Not Affected | Not Affected | Not Affected | Not Affected | 0 | 0 | 0 | 0 | 21 | Polygon
Critical Infrastructure | Stormwater Treatment Facilities and Pump Stations | Stormwater Ponds - NHD |  | STFPS_PG_167194 |  | Not Affected | Not Affected | Not Affected | Not Affected | Not Affected | Not Affected | Not Affected | Not Affected | Not Affected | Not Affected | Not Affected | Not Affected | Not Affected | Not Affected | Not Affected | Not Affected | Not Affected | Not Affected | Not Affected | Not Affected | Not Affected | 0 | 0 | 0 | 0 | 21 | Polygon
Critical Infrastructure | Stormwater Treatment Facilities and Pump Stations | Stormwater Ponds - NHD |  | STFPS_PG_167195 |  | Not Affected | Not Affected | Not Affected | Not Affected | Not Affected | Not Affected | Not Affected | Not Affected | Not Affected | Not Affected | Not Affected | Not Affected | Not Affected | Not Affected | Not Affected | Not Affected | Not Affected | Not Affected | Not Affected | Not Affected | Not Affected | 0 | 0 | 0 | 0 | 21 | Polygon
Critical Infrastructure | Stormwater Treatment Facilities and Pump Stations | Stormwater Ponds - NHD |  | STFPS_PG_167199 |  | Not Affected | Not Affected | Not Affected | Not Affected | Not Affected | Not Affected | Not Affected | Not Affected | Not Affected | Not Affected | Not Affected | Not Affected | Not Affected | Not Affected | Not Affected | Not Affected | Not Affected | Not Affected | Not Affected | Not Affected | Not Affected | 0 | 0 | 0 | 0 | 21 | Polygon
Critical Infrastructure | Stormwater Treatment Facilities and Pump Stations | Stormwater Ponds - NHD |  | STFPS_PG_167205 |  | Not Affected | Not Affected | Not Affected | Not Affected | Not Affected | Not Affected | Not Affected | Not Affected | Not Affected | Not Affected | Not Affected | Not Affected | Not Affected | Not Affected | Not Affected | Not Affected | Not Affected | Not Affected | Not Affected | Not Affected | Not Affected | 0 | 0 | 0 | 0 | 21 | Polygon
Critical Infrastructure | Stormwater Treatment Facilities and Pump Stations | Stormwater Ponds - NHD |  | STFPS_PG_167207 |  | Not Affected | Not Affected | Not Affected | Not Affected | Not Affected | Not Affected | Not Affected | Not Affected | Not Affected | Not Affected | Not Affected | Not Affected | Not Affected | Not Affected | Not Affected | Not Affected | Not Affected | Not Affected | Not Affected | Not Affected | Not Affected | 0 | 0 | 0 | 0 | 21 | Polygon
Critical Infrastructure | Stormwater Treatment Facilities and Pump Stations | Stormwater Ponds - NHD |  | STFPS_PG_167218 |  | Not Affected | Not Affected | Not Affected | Not Affected | Not Affected | Not Affected | Not Affected | Not Affected | Not Affected | Not Affected | Not Affected | Not Affected | Not Affected | Not Affected | Not Affected | Not Affected | Not Affected | Not Affected | Not Affected | Not Affected | Not Affected | 0 | 0 | 0 | 0 | 21 | Polygon
Critical Infrastructure | Stormwater Treatment Facilities and Pump Stations | Stormwater Ponds - NHD |  | STFPS_PG_167219 |  | Not Affected | Not Affected | Not Affected | Not Affected | Not Affected | Not Affected | Not Affected | Not Affected | Not Affected | Not Affected | Not Affected | Not Affected | Not Affected | Not Affected | Not Affected | Not Affected | Not Affected | Not Affected | Not Affected | Not Affected | Not Affected | 0 | 0 | 0 | 0 | 21 | Polygon
Critical Infrastructure | Stormwater Treatment Facilities and Pump Stations | Stormwater Ponds - NHD |  | STFPS_PG_167221 |  | Not Affected | Not Affected | Not Affected | Not Affected | Not Affected | Not Affected | Not Affected | Not Affected | Not Affected | Not Affected | Not Affected | Not Affected | Not Affected | Not Affected | Not Affected | Not Affected | Not Affected | Not Affected | Not Affected | Not Affected | Not Affected | 0 | 0 | 0 | 0 | 21 | Polygon
Critical Infrastructure | Stormwater Treatment Facilities and Pump Stations | Stormwater Ponds - NHD |  | STFPS_PG_167225 |  | Not Affected | Not Affected | Not Affected | Not Affected | Not Affected | Not Affected | Not Affected | Not Affected | Not Affected | Not Affected | Not Affected | Not Affected | Not Affected | Not Affected | Not Affected | Not Affected | Not Affected | Not Affected | Not Affected | Not Affected | Not Affected | 0 | 0 | 0 | 0 | 21 | Polygon
Critical Infrastructure | Stormwater Treatment Facilities and Pump Stations | Stormwater Ponds - NHD |  | STFPS_PG_167226 |  | Not Affected | Not Affected | Not Affected | Not Affected | Not Affected | Not Affected | Not Affected | Not Affected | Not Affected | Not Affected | Not Affected | Not Affected | Not Affected | Not Affected | Not Affected | Not Affected | Not Affected | Not Affected | Not Affected | Not Affected | Not Affected | 0 | 0 | 0 | 0 | 21 | Polygon
Critical Infrastructure | Stormwater Treatment Facilities and Pump Stations | Stormwater Ponds - NHD |  | STFPS_PG_167234 |  | Not Affected | Not Affected | Not Affected | Not Affected | Not Affected | Not Affected | Not Affected | Not Affected | Not Affected | Not Affected | Not Affected | Not Affected | Not Affected | Not Affected | Not Affected | Not Affected | Not Affected | Not Affected | Not Affected | Not Affected | Not Affected | 0 | 0 | 0 | 0 | 21 | Polygon
Critical Infrastructure | Stormwater Treatment Facilities and Pump Stations | Stormwater Ponds - NHD |  | STFPS_PG_167249 |  | Not Affected | Not Affected | Not Affected | Not Affected | Not Affected | Not Affected | Not Affected | Not Affected | Not Affected | Not Affected | Not Affected | Not Affected | Not Affected | Not Affected | Not Affected | Not Affected | Not Affected | Not Affected | Not Affected | Not Affected | Not Affected | 0 | 0 | 0 | 0 | 21 | Polygon
Critical Infrastructure | Stormwater Treatment Facilities and Pump Stations | Stormwater Ponds - NHD |  | STFPS_PG_167262 |  | Not Affected | Not Affected | Not Affected | Not Affected | Not Affected | Not Affected | Not Affected | Not Affected | Not Affected | Not Affected | Not Affected | Not Affected | Not Affected | Not Affected | Not Affected | Not Affected | Not Affected | Not Affected | Not Affected | Not Affected | Not Affected | 0 | 0 | 0 | 0 | 21 | Polygon
Critical Infrastructure | Stormwater Treatment Facilities and Pump Stations | Stormwater Ponds - NHD |  | STFPS_PG_167263 |  | Not Affected | Not Affected | Not Affected | Not Affected | Not Affected | Not Affected | Not Affected | Not Affected | Not Affected | Not Affected | Not Affected | Not Affected | Not Affected | Not Affected | Not Affected | Not Affected | Not Affected | Not Affected | Not Affected | Not Affected | Not Affected | 0 | 0 | 0 | 0 | 21 | Polygon
Critical Infrastructure | Stormwater Treatment Facilities and Pump Stations | Stormwater Ponds - NHD |  | STFPS_PG_167264 |  | Not Affected | Not Affected | Not Affected | Not Affected | Not Affected | Not Affected | Not Affected | Not Affected | Not Affected | Not Affected | Not Affected | Not Affected | Not Affected | Not Affected | Not Affected | Not Affected | Not Affected | Not Affected | Not Affected | Not Affected | Not Affected | 0 | 0 | 0 | 0 | 21 | Polygon
Critical Infrastructure | Stormwater Treatment Facilities and Pump Stations | Stormwater Ponds - NHD |  | STFPS_PG_167311 |  | Not Affected | Not Affected | Not Affected | Not Affected | Not Affected | Not Affected | Not Affected | Not Affected | Not Affected | Not Affected | Not Affected | Not Affected | Not Affected | Not Affected | Not Affected | Not Affected | Not Affected | Not Affected | Not Affected | Not Affected | Not Affected | 0 | 0 | 0 | 0 | 21 | Polygon
Critical Infrastructure | Stormwater Treatment Facilities and Pump Stations | Stormwater Ponds - NHD |  | STFPS_PG_167337 |  | Not Affected | Not Affected | Not Affected | Not Affected | Not Affected | Not Affected | Not Affected | Not Affected | Not Affected | Not Affected | Not Affected | Not Affected | Not Affected | Not Affected | Not Affected | Not Affected | Not Affected | Not Affected | Not Affected | Not Affected | Not Affected | 0 | 0 | 0 | 0 | 21 | Polygon
Critical Infrastructure | Stormwater Treatment Facilities and Pump Stations | Stormwater Ponds - NHD |  | STFPS_PG_167342 |  | Not Affected | Not Affected | Not Affected | Not Affected | Not Affected | Not Affected | Not Affected | Not Affected | Not Affected | Not Affected | Not Affected | Not Affected | Not Affected | Not Affected | Not Affected | Not Affected | Not Affected | Not Affected | Not Affected | Not Affected | Not Affected | 0 | 0 | 0 | 0 | 21 | Polygon
Critical Infrastructure | Stormwater Treatment Facilities and Pump Stations | Stormwater Ponds - NHD |  | STFPS_PG_167372 |  | Not Affected | Not Affected | Not Affected | Not Affected | Not Affected | Not Affected | Not Affected | Not Affected | Not Affected | Not Affected | Not Affected | Not Affected | Not Affected | Not Affected | Not Affected | Not Affected | Not Affected | Not Affected | Not Affected | Not Affected | Not Affected | 0 | 0 | 0 | 0 | 21 | Polygon
Critical Infrastructure | Stormwater Treatment Facilities and Pump Stations | Stormwater Ponds - NHD |  | STFPS_PG_167387 |  | Not Affected | Not Affected | Not Affected | Not Affected | Not Affected | Not Affected | Not Affected | Not Affected | Not Affected | Not Affected | Not Affected | Not Affected | Not Affected | Not Affected | Not Affected | Not Affected | Not Affected | Not Affected | Not Affected | Not Affected | Not Affected | 0 | 0 | 0 | 0 | 21 | Polygon
Critical Infrastructure | Stormwater Treatment Facilities and Pump Stations | Stormwater Ponds - NHD |  | STFPS_PG_167393 |  | Not Affected | Not Affected | Not Affected | Not Affected | Not Affected | Not Affected | Not Affected | Not Affected | Not Affected | Not Affected | Not Affected | Not Affected | Not Affected | Not Affected | Not Affected | Not Affected | Not Affected | Not Affected | Not Affected | Not Affected | Not Affected | 0 | 0 | 0 | 0 | 21 | Polygon
Critical Infrastructure | Stormwater Treatment Facilities and Pump Stations | Stormwater Ponds - NHD |  | STFPS_PG_167406 |  | Not Affected | Not Affected | Not Affected | Not Affected | Not Affected | Not Affected | Not Affected | Not Affected | Not Affected | Not Affected | Not Affected | Not Affected | Not Affected | Not Affected | Not Affected | Not Affected | Not Affected | Not Affected | Not Affected | Not Affected | Not Affected | 0 | 0 | 0 | 0 | 21 | Polygon
Critical Infrastructure | Stormwater Treatment Facilities and Pump Stations | Stormwater Ponds - NHD |  | STFPS_PG_167407 |  | Not Affected | Not Affected | Not Affected | Not Affected | Not Affected | Not Affected | Not Affected | Not Affected | Not Affected | Not Affected | Not Affected | Not Affected | Not Affected | Not Affected | Not Affected | Not Affected | Not Affected | Not Affected | Not Affected | Not Affected | Not Affected | 0 | 0 | 0 | 0 | 21 | Polygon
Critical Infrastructure | Stormwater Treatment Facilities and Pump Stations | Stormwater Ponds - NHD |  | STFPS_PG_167408 |  | Not Affected | Not Affected | Not Affected | Not Affected | Not Affected | Not Affected | Not Affected | Not Affected | Not Affected | Not Affected | Not Affected | Not Affected | Not Affected | Not Affected | Not Affected | Not Affected | Not Affected | Not Affected | Not Affected | Not Affected | Not Affected | 0 | 0 | 0 | 0 | 21 | Polygon
Critical Infrastructure | Stormwater Treatment Facilities and Pump Stations | Stormwater Ponds - NHD |  | STFPS_PG_167409 |  | Not Affected | Not Affected | Not Affected | Not Affected | Not Affected | Not Affected | Not Affected | Not Affected | Not Affected | Not Affected | Not Affected | Not Affected | Not Affected | Not Affected | Not Affected | Not Affected | Not Affected | Not Affected | Not Affected | Not Affected | Not Affected | 0 | 0 | 0 | 0 | 21 | Polygon
Critical Infrastructure | Stormwater Treatment Facilities and Pump Stations | Stormwater Ponds - NHD |  | STFPS_PG_167410 |  | Not Affected | Not Affected | Not Affected | Not Affected | Not Affected | Not Affected | Not Affected | Not Affected | Not Affected | Not Affected | Not Affected | Not Affected | Not Affected | Not Affected | Not Affected | Not Affected | Not Affected | Not Affected | Not Affected | Not Affected | Not Affected | 0 | 0 | 0 | 0 | 21 | Polygon
Critical Infrastructure | Stormwater Treatment Facilities and Pump Stations | Stormwater Ponds - NHD |  | STFPS_PG_167411 |  | Not Affected | Not Affected | Not Affected | Not Affected | Not Affected | Not Affected | Not Affected | Not Affected | Not Affected | Not Affected | Not Affected | Not Affected | Not Affected | Not Affected | Not Affected | Not Affected | Not Affected | Not Affected | Not Affected | Not Affected | Not Affected | 0 | 0 | 0 | 0 | 21 | Polygon
Critical Infrastructure | Stormwater Treatment Facilities and Pump Stations | Stormwater Ponds - NHD |  | STFPS_PG_167412 |  | Not Affected | Not Affected | Not Affected | Not Affected | Not Affected | Not Affected | Not Affected | Not Affected | Not Affected | Not Affected | Not Affected | Not Affected | Not Affected | Not Affected | Not Affected | Not Affected | Not Affected | Not Affected | Not Affected | Not Affected | Not Affected | 0 | 0 | 0 | 0 | 21 | Polygon
Critical Infrastructure | Stormwater Treatment Facilities and Pump Stations | Stormwater Ponds - NHD |  | STFPS_PG_167413 |  | Not Affected | Not Affected | Not Affected | Not Affected | Not Affected | Not Affected | Not Affected | Not Affected | Not Affected | Not Affected | Not Affected | Not Affected | Not Affected | Not Affected | Not Affected | Not Affected | Not Affected | Not Affected | Not Affected | Not Affected | Not Affected | 0 | 0 | 0 | 0 | 21 | Polygon
Critical Infrastructure | Stormwater Treatment Facilities and Pump Stations | Stormwater Ponds - NHD |  | STFPS_PG_167414 |  | Not Affected | Not Affected | Not Affected | Not Affected | Not Affected | Not Affected | Not Affected | Not Affected | Not Affected | Not Affected | Not Affected | Not Affected | Not Affected | Not Affected | Not Affected | Not Affected | Not Affected | Not Affected | Not Affected | Not Affected | Not Affected | 0 | 0 | 0 | 0 | 21 | Polygon
Critical Infrastructure | Stormwater Treatment Facilities and Pump Stations | Stormwater Ponds - NHD |  | STFPS_PG_167415 |  | Not Affected | Not Affected | Not Affected | Not Affected | Not Affected | Not Affected | Not Affected | Not Affected | Not Affected | Not Affected | Not Affected | Not Affected | Not Affected | Not Affected | Not Affected | Not Affected | Not Affected | Not Affected | Not Affected | Not Affected | Not Affected | 0 | 0 | 0 | 0 | 21 | Polygon
Critical Infrastructure | Stormwater Treatment Facilities and Pump Stations | Stormwater Ponds - NHD |  | STFPS_PG_167416 |  | Not Affected | Not Affected | Not Affected | Not Affected | Not Affected | Not Affected | Not Affected | Not Affected | Not Affected | Not Affected | Not Affected | Not Affected | Not Affected | Not Affected | Not Affected | Not Affected | Not Affected | Not Affected | Not Affected | Not Affected | Not Affected | 0 | 0 | 0 | 0 | 21 | Polygon
Critical Infrastructure | Stormwater Treatment Facilities and Pump Stations | Stormwater Ponds - NHD |  | STFPS_PG_167417 |  | Not Affected | Not Affected | Not Affected | Not Affected | Not Affected | Not Affected | Not Affected | Not Affected | Not Affected | Not Affected | Not Affected | Not Affected | Not Affected | Not Affected | Not Affected | Not Affected | Not Affected | Not Affected | Not Affected | Not Affected | Not Affected | 0 | 0 | 0 | 0 | 21 | Polygon
Critical Infrastructure | Stormwater Treatment Facilities and Pump Stations | Stormwater Ponds - NHD |  | STFPS_PG_167418 |  | Not Affected | Not Affected | Not Affected | Not Affected | Not Affected | Not Affected | Not Affected | Not Affected | Not Affected | Not Affected | Not Affected | Not Affected | Not Affected | Not Affected | Not Affected | Not Affected | Not Affected | Not Affected | Not Affected | Not Affected | Not Affected | 0 | 0 | 0 | 0 | 21 | Polygon
Critical Infrastructure | Stormwater Treatment Facilities and Pump Stations | Stormwater Ponds - NHD |  | STFPS_PG_167419 |  | Not Affected | Not Affected | Not Affected | Not Affected | Not Affected | Not Affected | Not Affected | Not Affected | Not Affected | Not Affected | Not Affected | Not Affected | Not Affected | Not Affected | Not Affected | Not Affected | Not Affected | Not Affected | Not Affected | Not Affected | Not Affected | 0 | 0 | 0 | 0 | 21 | Polygon
Critical Infrastructure | Stormwater Treatment Facilities and Pump Stations | Stormwater Ponds - NHD |  | STFPS_PG_167420 |  | Not Affected | Not Affected | Not Affected | Not Affected | Not Affected | Not Affected | Not Affected | Not Affected | Not Affected | Not Affected | Not Affected | Not Affected | Not Affected | Not Affected | Not Affected | Not Affected | Not Affected | Not Affected | Not Affected | Not Affected | Not Affected | 0 | 0 | 0 | 0 | 21 | Polygon
Critical Infrastructure | Stormwater Treatment Facilities and Pump Stations | Stormwater Ponds - NHD |  | STFPS_PG_167422 |  | Not Affected | Not Affected | Not Affected | Not Affected | Not Affected | Not Affected | Not Affected | Not Affected | Not Affected | Not Affected | Not Affected | Not Affected | Not Affected | Not Affected | Not Affected | Not Affected | Not Affected | Not Affected | Not Affected | Not Affected | Not Affected | 0 | 0 | 0 | 0 | 21 | Polygon
Critical Infrastructure | Stormwater Treatment Facilities and Pump Stations | Stormwater Ponds - NHD |  | STFPS_PG_167423 |  | Not Affected | Not Affected | Not Affected | Not Affected | Not Affected | Not Affected | Not Affected | Not Affected | Not Affected | Not Affected | Not Affected | Not Affected | Not Affected | Not Affected | Not Affected | Not Affected | Not Affected | Not Affected | Not Affected | Not Affected | Not Affected | 0 | 0 | 0 | 0 | 21 | Polygon
Critical Infrastructure | Stormwater Treatment Facilities and Pump Stations | Stormwater Ponds - NHD |  | STFPS_PG_167424 |  | Not Affected | Not Affected | Not Affected | Not Affected | Not Affected | Not Affected | Not Affected | Not Affected | Not Affected | Not Affected | Not Affected | Not Affected | Not Affected | Not Affected | Not Affected | Not Affected | Not Affected | Not Affected | Not Affected | Not Affected | Not Affected | 0 | 0 | 0 | 0 | 21 | Polygon
Critical Infrastructure | Stormwater Treatment Facilities and Pump Stations | Stormwater Ponds - NHD |  | STFPS_PG_167425 |  | Not Affected | Not Affected | Not Affected | Not Affected | Not Affected | Not Affected | Not Affected | Not Affected | Not Affected | Not Affected | Not Affected | Not Affected | Not Affected | Not Affected | Not Affected | Not Affected | Not Affected | Not Affected | Not Affected | Not Affected | Not Affected | 0 | 0 | 0 | 0 | 21 | Polygon
Critical Infrastructure | Stormwater Treatment Facilities and Pump Stations | Stormwater Ponds - NHD |  | STFPS_PG_167426 |  | Not Affected | Not Affected | Not Affected | Not Affected | Not Affected | Not Affected | Not Affected | Not Affected | Not Affected | Not Affected | Not Affected | Not Affected | Not Affected | Not Affected | Not Affected | Not Affected | Not Affected | Not Affected | Not Affected | Not Affected | Not Affected | 0 | 0 | 0 | 0 | 21 | Polygon
Critical Infrastructure | Stormwater Treatment Facilities and Pump Stations | Stormwater Ponds - NHD |  | STFPS_PG_167429 |  | Not Affected | Not Affected | Not Affected | Not Affected | Not Affected | Not Affected | Not Affected | Not Affected | Not Affected | Not Affected | Not Affected | Not Affected | Not Affected | Not Affected | Not Affected | Not Affected | Not Affected | Not Affected | Not Affected | Not Affected | Not Affected | 0 | 0 | 0 | 0 | 21 | Polygon
Critical Infrastructure | Stormwater Treatment Facilities and Pump Stations | Stormwater Ponds - NHD |  | STFPS_PG_167430 |  | Not Affected | Not Affected | Not Affected | Not Affected | Not Affected | Not Affected | Not Affected | Not Affected | Not Affected | Not Affected | Not Affected | Not Affected | Not Affected | Not Affected | Not Affected | Not Affected | Not Affected | Not Affected | Not Affected | Not Affected | Not Affected | 0 | 0 | 0 | 0 | 21 | Polygon
Critical Infrastructure | Stormwater Treatment Facilities and Pump Stations | Stormwater Ponds - NHD |  | STFPS_PG_167431 |  | Not Affected | Not Affected | Not Affected | Not Affected | Not Affected | Not Affected | Not Affected | Not Affected | Not Affected | Not Affected | Not Affected | Not Affected | Not Affected | Not Affected | Not Affected | Not Affected | Not Affected | Not Affected | Not Affected | Not Affected | Not Affected | 0 | 0 | 0 | 0 | 21 | Polygon
Critical Infrastructure | Stormwater Treatment Facilities and Pump Stations | Stormwater Ponds - NHD |  | STFPS_PG_167432 |  | Not Affected | Not Affected | Not Affected | Not Affected | Not Affected | Not Affected | Not Affected | Not Affected | Not Affected | Not Affected | Not Affected | Not Affected | Not Affected | Not Affected | Not Affected | Not Affected | Not Affected | Not Affected | Not Affected | Not Affected | Not Affected | 0 | 0 | 0 | 0 | 21 | Polygon
Critical Infrastructure | Stormwater Treatment Facilities and Pump Stations | Stormwater Ponds - NHD |  | STFPS_PG_167434 |  | Not Affected | Not Affected | Not Affected | Not Affected | Not Affected | Not Affected | Not Affected | Not Affected | Not Affected | Not Affected | Not Affected | Not Affected | Not Affected | Not Affected | Not Affected | Not Affected | Not Affected | Not Affected | Not Affected | Not Affected | Not Affected | 0 | 0 | 0 | 0 | 21 | Polygon
Critical Infrastructure | Stormwater Treatment Facilities and Pump Stations | Stormwater Ponds - NHD |  | STFPS_PG_167435 |  | Not Affected | Not Affected | Not Affected | Not Affected | Not Affected | Not Affected | Not Affected | Not Affected | Not Affected | Not Affected | Not Affected | Not Affected | Not Affected | Not Affected | Not Affected | Not Affected | Not Affected | Not Affected | Not Affected | Not Affected | Not Affected | 0 | 0 | 0 | 0 | 21 | Polygon
Critical Infrastructure | Stormwater Treatment Facilities and Pump Stations | Stormwater Ponds - NHD |  | STFPS_PG_167436 |  | Not Affected | Not Affected | Not Affected | Not Affected | Not Affected | Not Affected | Not Affected | Not Affected | Not Affected | Not Affected | Not Affected | Not Affected | Not Affected | Not Affected | Not Affected | Not Affected | Not Affected | Not Affected | Not Affected | Not Affected | Not Affected | 0 | 0 | 0 | 0 | 21 | Polygon
Critical Infrastructure | Stormwater Treatment Facilities and Pump Stations | Stormwater Ponds - NHD |  | STFPS_PG_167437 |  | Not Affected | Not Affected | Not Affected | Not Affected | Not Affected | Not Affected | Not Affected | Not Affected | Not Affected | Not Affected | Not Affected | Not Affected | Not Affected | Not Affected | Not Affected | Not Affected | Not Affected | Not Affected | Not Affected | Not Affected | Not Affected | 0 | 0 | 0 | 0 | 21 | Polygon
Critical Infrastructure | Stormwater Treatment Facilities and Pump Stations | Stormwater Ponds - NHD |  | STFPS_PG_167438 |  | Not Affected | Not Affected | Not Affected | Not Affected | Not Affected | Not Affected | Not Affected | Not Affected | Not Affected | Not Affected | Not Affected | Not Affected | Not Affected | Not Affected | Not Affected | Not Affected | Not Affected | Not Affected | Not Affected | Not Affected | Not Affected | 0 | 0 | 0 | 0 | 21 | Polygon
Critical Infrastructure | Stormwater Treatment Facilities and Pump Stations | Stormwater Ponds - NHD |  | STFPS_PG_167439 |  | Not Affected | Not Affected | Not Affected | Not Affected | Not Affected | Not Affected | Not Affected | Not Affected | Not Affected | Not Affected | Not Affected | Not Affected | Not Affected | Not Affected | Not Affected | Not Affected | Not Affected | Not Affected | Not Affected | Not Affected | Not Affected | 0 | 0 | 0 | 0 | 21 | Polygon
Critical Infrastructure | Stormwater Treatment Facilities and Pump Stations | Stormwater Ponds - NHD |  | STFPS_PG_167440 |  | Not Affected | Not Affected | Not Affected | Not Affected | Not Affected | Not Affected | Not Affected | Not Affected | Not Affected | Not Affected | Not Affected | Not Affected | Not Affected | Not Affected | Not Affected | Not Affected | Not Affected | Not Affected | Not Affected | Not Affected | Not Affected | 0 | 0 | 0 | 0 | 21 | Polygon
Critical Infrastructure | Stormwater Treatment Facilities and Pump Stations | Stormwater Ponds - NHD |  | STFPS_PG_167441 |  | Not Affected | Not Affected | Not Affected | Not Affected | Not Affected | Not Affected | Not Affected | Not Affected | Not Affected | Not Affected | Not Affected | Not Affected | Not Affected | Not Affected | Not Affected | Not Affected | Not Affected | Not Affected | Not Affected | Not Affected | Not Affected | 0 | 0 | 0 | 0 | 21 | Polygon
Critical Infrastructure | Stormwater Treatment Facilities and Pump Stations | Stormwater Ponds - NHD |  | STFPS_PG_167442 |  | Not Affected | Not Affected | Not Affected | Not Affected | Not Affected | Not Affected | Not Affected | Not Affected | Not Affected | Not Affected | Not Affected | Not Affected | Not Affected | Not Affected | Not Affected | Not Affected | Not Affected | Not Affected | Not Affected | Not Affected | Not Affected | 0 | 0 | 0 | 0 | 21 | Polygon
Critical Infrastructure | Stormwater Treatment Facilities and Pump Stations | Stormwater Ponds - NHD |  | STFPS_PG_167443 |  | Not Affected | Not Affected | Not Affected | Not Affected | Not Affected | Not Affected | Not Affected | Not Affected | Not Affected | Not Affected | Not Affected | Not Affected | Not Affected | Not Affected | Not Affected | Not Affected | Not Affected | Not Affected | Not Affected | Not Affected | Not Affected | 0 | 0 | 0 | 0 | 21 | Polygon
Critical Infrastructure | Stormwater Treatment Facilities and Pump Stations | Stormwater Ponds - NHD |  | STFPS_PG_167444 |  | Not Affected | Not Affected | Not Affected | Not Affected | Not Affected | Not Affected | Not Affected | Not Affected | Not Affected | Not Affected | Not Affected | Not Affected | Not Affected | Not Affected | Not Affected | Not Affected | Not Affected | Not Affected | Not Affected | Not Affected | Not Affected | 0 | 0 | 0 | 0 | 21 | Polygon
Critical Infrastructure | Stormwater Treatment Facilities and Pump Stations | Stormwater Ponds - NHD |  | STFPS_PG_167445 |  | Not Affected | Not Affected | Not Affected | Not Affected | Not Affected | Not Affected | Not Affected | Not Affected | Not Affected | Not Affected | Not Affected | Not Affected | Not Affected | Not Affected | Not Affected | Not Affected | Not Affected | Not Affected | Not Affected | Not Affected | Not Affected | 0 | 0 | 0 | 0 | 21 | Polygon
Critical Infrastructure | Stormwater Treatment Facilities and Pump Stations | Stormwater Ponds - NHD |  | STFPS_PG_167477 |  | Not Affected | Not Affected | Not Affected | Not Affected | Not Affected | Not Affected | Not Affected | Not Affected | Not Affected | Not Affected | Not Affected | Not Affected | Not Affected | Not Affected | Not Affected | Not Affected | Not Affected | Not Affected | Not Affected | Not Affected | Not Affected | 0 | 0 | 0 | 0 | 21 | Polygon
Critical Infrastructure | Stormwater Treatment Facilities and Pump Stations | Stormwater Ponds - NHD |  | STFPS_PG_167489 |  | Not Affected | Not Affected | Not Affected | Not Affected | Not Affected | Not Affected | Not Affected | Not Affected | Not Affected | Not Affected | Not Affected | Not Affected | Not Affected | Not Affected | Not Affected | Not Affected | Not Affected | Not Affected | Not Affected | Not Affected | Not Affected | 0 | 0 | 0 | 0 | 21 | Polygon
Critical Infrastructure | Stormwater Treatment Facilities and Pump Stations | Stormwater Ponds - NHD |  | STFPS_PG_167490 |  | Not Affected | Not Affected | Not Affected | Not Affected | Not Affected | Not Affected | Not Affected | Not Affected | Not Affected | Not Affected | Not Affected | Not Affected | Not Affected | Not Affected | Not Affected | Not Affected | Not Affected | Not Affected | Not Affected | Not Affected | Not Affected | 0 | 0 | 0 | 0 | 21 | Polygon
Critical Infrastructure | Stormwater Treatment Facilities and Pump Stations | Stormwater Ponds - NHD |  | STFPS_PG_167491 |  | Not Affected | Not Affected | Not Affected | Not Affected | Not Affected | Not Affected | Not Affected | Not Affected | Not Affected | Not Affected | Not Affected | Not Affected | Not Affected | Not Affected | Not Affected | Not Affected | Not Affected | Not Affected | Not Affected | Not Affected | Not Affected | 0 | 0 | 0 | 0 | 21 | Polygon
Critical Infrastructure | Stormwater Treatment Facilities and Pump Stations | Stormwater Ponds - NHD |  | STFPS_PG_167492 |  | Not Affected | Not Affected | Not Affected | Not Affected | Not Affected | Not Affected | Not Affected | Not Affected | Not Affected | Not Affected | Not Affected | Not Affected | Not Affected | Not Affected | Not Affected | Not Affected | Not Affected | Not Affected | Not Affected | Not Affected | Not Affected | 0 | 0 | 0 | 0 | 21 | Polygon
Critical Infrastructure | Stormwater Treatment Facilities and Pump Stations | Stormwater Ponds - NHD |  | STFPS_PG_167493 |  | Not Affected | Not Affected | Not Affected | Not Affected | Not Affected | Not Affected | Not Affected | Not Affected | Not Affected | Not Affected | Not Affected | Not Affected | Not Affected | Not Affected | Not Affected | Not Affected | Not Affected | Not Affected | Not Affected | Not Affected | Not Affected | 0 | 0 | 0 | 0 | 21 | Polygon
Critical Infrastructure | Stormwater Treatment Facilities and Pump Stations | Stormwater Ponds - NHD |  | STFPS_PG_167494 |  | Not Affected | Not Affected | Not Affected | Not Affected | Not Affected | Not Affected | Not Affected | Not Affected | Not Affected | Not Affected | Not Affected | Not Affected | Not Affected | Not Affected | Not Affected | Not Affected | Not Affected | Not Affected | Not Affected | Not Affected | Not Affected | 0 | 0 | 0 | 0 | 21 | Polygon
Critical Infrastructure | Stormwater Treatment Facilities and Pump Stations | Stormwater Ponds - NHD |  | STFPS_PG_167495 |  | Not Affected | Not Affected | Not Affected | Not Affected | Not Affected | Not Affected | Not Affected | Not Affected | Not Affected | Not Affected | Not Affected | Not Affected | Not Affected | Not Affected | Not Affected | Not Affected | Not Affected | Not Affected | Not Affected | Not Affected | Not Affected | 0 | 0 | 0 | 0 | 21 | Polygon
Critical Infrastructure | Stormwater Treatment Facilities and Pump Stations | Stormwater Ponds - NHD |  | STFPS_PG_167496 |  | Not Affected | Not Affected | Not Affected | Not Affected | Not Affected | Not Affected | Not Affected | Not Affected | Not Affected | Not Affected | Not Affected | Not Affected | Not Affected | Not Affected | Not Affected | Not Affected | Not Affected | Not Affected | Not Affected | Not Affected | Not Affected | 0 | 0 | 0 | 0 | 21 | Polygon
Critical Infrastructure | Stormwater Treatment Facilities and Pump Stations | Stormwater Ponds - NHD |  | STFPS_PG_167497 |  | Not Affected | Not Affected | Not Affected | Not Affected | Not Affected | Not Affected | Not Affected | Not Affected | Not Affected | Not Affected | Not Affected | Not Affected | Not Affected | Not Affected | Not Affected | Not Affected | Not Affected | Not Affected | Not Affected | Not Affected | Not Affected | 0 | 0 | 0 | 0 | 21 | Polygon
Critical Infrastructure | Stormwater Treatment Facilities and Pump Stations | Stormwater Ponds - NHD |  | STFPS_PG_167499 |  | Not Affected | Not Affected | Not Affected | Not Affected | Not Affected | Not Affected | Not Affected | Not Affected | Not Affected | Not Affected | Not Affected | Not Affected | Not Affected | Not Affected | Not Affected | Not Affected | Not Affected | Not Affected | Not Affected | Not Affected | Not Affected | 0 | 0 | 0 | 0 | 21 | Polygon
Critical Infrastructure | Stormwater Treatment Facilities and Pump Stations | Stormwater Ponds - NHD |  | STFPS_PG_167500 |  | Not Affected | Not Affected | Not Affected | Not Affected | Not Affected | Not Affected | Not Affected | Not Affected | Not Affected | Not Affected | Not Affected | Not Affected | Not Affected | Not Affected | Not Affected | Not Affected | Not Affected | Not Affected | Not Affected | Not Affected | Not Affected | 0 | 0 | 0 | 0 | 21 | Polygon
Critical Infrastructure | Stormwater Treatment Facilities and Pump Stations | Stormwater Ponds - NHD |  | STFPS_PG_167501 |  | Not Affected | Not Affected | Not Affected | Not Affected | Not Affected | Not Affected | Not Affected | Not Affected | Not Affected | Not Affected | Not Affected | Not Affected | Not Affected | Not Affected | Not Affected | Not Affected | Not Affected | Not Affected | Not Affected | Not Affected | Not Affected | 0 | 0 | 0 | 0 | 21 | Polygon
Critical Infrastructure | Stormwater Treatment Facilities and Pump Stations | Stormwater Ponds - NHD |  | STFPS_PG_167502 |  | Not Affected | Not Affected | Not Affected | Not Affected | Not Affected | Not Affected | Not Affected | Not Affected | Not Affected | Not Affected | Not Affected | Not Affected | Not Affected | Not Affected | Not Affected | Not Affected | Not Affected | Not Affected | Not Affected | Not Affected | Not Affected | 0 | 0 | 0 | 0 | 21 | Polygon
Critical Infrastructure | Stormwater Treatment Facilities and Pump Stations | Stormwater Ponds - NHD |  | STFPS_PG_167503 |  | Not Affected | Not Affected | Not Affected | Not Affected | Not Affected | Not Affected | Not Affected | Not Affected | Not Affected | Not Affected | Not Affected | Not Affected | Not Affected | Not Affected | Not Affected | Not Affected | Not Affected | Not Affected | Not Affected | Not Affected | Not Affected | 0 | 0 | 0 | 0 | 21 | Polygon
Critical Infrastructure | Stormwater Treatment Facilities and Pump Stations | Stormwater Ponds - NHD |  | STFPS_PG_167504 |  | Not Affected | Not Affected | Not Affected | Not Affected | Not Affected | Not Affected | Not Affected | Not Affected | Not Affected | Not Affected | Not Affected | Not Affected | Not Affected | Not Affected | Not Affected | Not Affected | Not Affected | Not Affected | Not Affected | Not Affected | Not Affected | 0 | 0 | 0 | 0 | 21 | Polygon
Critical Infrastructure | Stormwater Treatment Facilities and Pump Stations | Stormwater Ponds - NHD |  | STFPS_PG_167505 |  | Not Affected | Not Affected | Not Affected | Not Affected | Not Affected | Not Affected | Not Affected | Not Affected | Not Affected | Not Affected | Not Affected | Not Affected | Not Affected | Not Affected | Not Affected | Not Affected | Not Affected | Not Affected | Not Affected | Not Affected | Not Affected | 0 | 0 | 0 | 0 | 21 | Polygon
Critical Infrastructure | Stormwater Treatment Facilities and Pump Stations | Stormwater Ponds - NHD |  | STFPS_PG_167506 |  | Not Affected | Not Affected | Not Affected | Not Affected | Not Affected | Not Affected | Not Affected | Not Affected | Not Affected | Not Affected | Not Affected | Not Affected | Not Affected | Not Affected | Not Affected | Not Affected | Not Affected | Not Affected | Not Affected | Not Affected | Not Affected | 0 | 0 | 0 | 0 | 21 | Polygon
Critical Infrastructure | Stormwater Treatment Facilities and Pump Stations | Stormwater Ponds - NHD |  | STFPS_PG_167507 |  | Not Affected | Not Affected | Not Affected | Not Affected | Not Affected | Not Affected | Not Affected | Not Affected | Not Affected | Not Affected | Not Affected | Not Affected | Not Affected | Not Affected | Not Affected | Not Affected | Not Affected | Not Affected | Not Affected | Not Affected | Not Affected | 0 | 0 | 0 | 0 | 21 | Polygon
Critical Infrastructure | Stormwater Treatment Facilities and Pump Stations | Stormwater Ponds - NHD |  | STFPS_PG_167509 |  | Not Affected | Not Affected | Not Affected | Not Affected | Not Affected | Not Affected | Not Affected | Not Affected | Not Affected | Not Affected | Not Affected | Not Affected | Not Affected | Not Affected | Not Affected | Not Affected | Not Affected | Not Affected | Not Affected | Not Affected | Not Affected | 0 | 0 | 0 | 0 | 21 | Polygon
Critical Infrastructure | Stormwater Treatment Facilities and Pump Stations | Stormwater Ponds - NHD |  | STFPS_PG_167510 |  | Not Affected | Not Affected | Not Affected | Not Affected | Not Affected | Not Affected | Not Affected | Not Affected | Not Affected | Not Affected | Not Affected | Not Affected | Not Affected | Not Affected | Not Affected | Not Affected | Not Affected | Not Affected | Not Affected | Not Affected | Not Affected | 0 | 0 | 0 | 0 | 21 | Polygon
Critical Infrastructure | Stormwater Treatment Facilities and Pump Stations | Stormwater Ponds - NHD |  | STFPS_PG_167511 |  | Not Affected | Not Affected | Not Affected | Not Affected | Not Affected | Not Affected | Not Affected | Not Affected | Not Affected | Not Affected | Not Affected | Not Affected | Not Affected | Not Affected | Not Affected | Not Affected | Not Affected | Not Affected | Not Affected | Not Affected | Not Affected | 0 | 0 | 0 | 0 | 21 | Polygon
Critical Infrastructure | Stormwater Treatment Facilities and Pump Stations | Stormwater Ponds - NHD |  | STFPS_PG_167512 |  | Not Affected | Not Affected | Not Affected | Not Affected | Not Affected | Not Affected | Not Affected | Not Affected | Not Affected | Not Affected | Not Affected | Not Affected | Not Affected | Not Affected | Not Affected | Not Affected | Not Affected | Not Affected | Not Affected | Not Affected | Not Affected | 0 | 0 | 0 | 0 | 21 | Polygon
Critical Infrastructure | Stormwater Treatment Facilities and Pump Stations | Stormwater Ponds - NHD |  | STFPS_PG_167513 |  | Not Affected | Not Affected | Not Affected | Not Affected | Not Affected | Not Affected | Not Affected | Not Affected | Not Affected | Not Affected | Not Affected | Not Affected | Not Affected | Not Affected | Not Affected | Not Affected | Not Affected | Not Affected | Not Affected | Not Affected | Not Affected | 0 | 0 | 0 | 0 | 21 | Polygon
Critical Infrastructure | Stormwater Treatment Facilities and Pump Stations | Stormwater Ponds - NHD |  | STFPS_PG_167514 |  | Not Affected | Not Affected | Not Affected | Not Affected | Not Affected | Not Affected | Not Affected | Not Affected | Not Affected | Not Affected | Not Affected | Not Affected | Not Affected | Not Affected | Not Affected | Not Affected | Not Affected | Not Affected | Not Affected | Not Affected | Not Affected | 0 | 0 | 0 | 0 | 21 | Polygon
Critical Infrastructure | Stormwater Treatment Facilities and Pump Stations | Stormwater Ponds - NHD |  | STFPS_PG_167515 |  | Not Affected | Not Affected | Not Affected | Not Affected | Not Affected | Not Affected | Not Affected | Not Affected | Not Affected | Not Affected | Not Affected | Not Affected | Not Affected | Not Affected | Not Affected | Not Affected | Not Affected | Not Affected | Not Affected | Not Affected | Not Affected | 0 | 0 | 0 | 0 | 21 | Polygon
Critical Infrastructure | Stormwater Treatment Facilities and Pump Stations | Stormwater Ponds - NHD |  | STFPS_PG_167516 |  | Not Affected | Not Affected | Not Affected | Not Affected | Not Affected | Not Affected | Not Affected | Not Affected | Not Affected | Not Affected | Not Affected | Not Affected | Not Affected | Not Affected | Not Affected | Not Affected | Not Affected | Not Affected | Not Affected | Not Affected | Not Affected | 0 | 0 | 0 | 0 | 21 | Polygon
Critical Infrastructure | Stormwater Treatment Facilities and Pump Stations | Stormwater Ponds - NHD |  | STFPS_PG_167517 |  | Not Affected | Not Affected | Not Affected | Not Affected | Not Affected | Not Affected | Not Affected | Not Affected | Not Affected | Not Affected | Not Affected | Not Affected | Not Affected | Not Affected | Not Affected | Not Affected | Not Affected | Not Affected | Not Affected | Not Affected | Not Affected | 0 | 0 | 0 | 0 | 21 | Polygon
Critical Infrastructure | Stormwater Treatment Facilities and Pump Stations | Stormwater Ponds - NHD |  | STFPS_PG_167519 |  | Not Affected | Not Affected | Not Affected | Not Affected | Not Affected | Not Affected | Not Affected | Not Affected | Not Affected | Not Affected | Not Affected | Not Affected | Not Affected | Not Affected | Not Affected | Not Affected | Not Affected | Not Affected | Not Affected | Not Affected | Not Affected | 0 | 0 | 0 | 0 | 21 | Polygon
Critical Infrastructure | Stormwater Treatment Facilities and Pump Stations | Stormwater Ponds - NHD |  | STFPS_PG_167521 |  | Not Affected | Not Affected | Not Affected | Not Affected | Not Affected | Not Affected | Not Affected | Not Affected | Not Affected | Not Affected | Not Affected | Not Affected | Not Affected | Not Affected | Not Affected | Not Affected | Not Affected | Not Affected | Not Affected | Not Affected | Not Affected | 0 | 0 | 0 | 0 | 21 | Polygon
Critical Infrastructure | Stormwater Treatment Facilities and Pump Stations | Stormwater Ponds - NHD |  | STFPS_PG_167522 |  | Not Affected | Not Affected | Not Affected | Not Affected | Not Affected | Not Affected | Not Affected | Not Affected | Not Affected | Not Affected | Not Affected | Not Affected | Not Affected | Not Affected | Not Affected | Not Affected | Not Affected | Not Affected | Not Affected | Not Affected | Not Affected | 0 | 0 | 0 | 0 | 21 | Polygon
Critical Infrastructure | Stormwater Treatment Facilities and Pump Stations | Stormwater Ponds - NHD |  | STFPS_PG_167523 |  | Not Affected | Not Affected | Not Affected | Not Affected | Not Affected | Not Affected | Not Affected | Not Affected | Not Affected | Not Affected | Not Affected | Not Affected | Not Affected | Not Affected | Not Affected | Not Affected | Not Affected | Not Affected | Not Affected | Not Affected | Not Affected | 0 | 0 | 0 | 0 | 21 | Polygon
Critical Infrastructure | Stormwater Treatment Facilities and Pump Stations | Stormwater Ponds - NHD |  | STFPS_PG_167529 |  | Not Affected | Not Affected | Not Affected | Not Affected | Not Affected | Not Affected | Not Affected | Not Affected | Not Affected | Not Affected | Not Affected | Not Affected | Not Affected | Not Affected | Not Affected | Not Affected | Not Affected | Not Affected | Not Affected | Not Affected | Not Affected | 0 | 0 | 0 | 0 | 21 | Polygon
Critical Infrastructure | Stormwater Treatment Facilities and Pump Stations | Stormwater Ponds - NHD |  | STFPS_PG_167530 |  | Not Affected | Not Affected | Not Affected | Not Affected | Not Affected | Not Affected | Not Affected | Not Affected | Not Affected | Not Affected | Not Affected | Not Affected | Not Affected | Not Affected | Not Affected | Not Affected | Not Affected | Not Affected | Not Affected | Not Affected | Not Affected | 0 | 0 | 0 | 0 | 21 | Polygon
Critical Infrastructure | Stormwater Treatment Facilities and Pump Stations | Stormwater Ponds - NHD |  | STFPS_PG_167533 |  | Not Affected | Not Affected | Not Affected | Not Affected | Not Affected | Not Affected | Not Affected | Not Affected | Not Affected | Not Affected | Not Affected | Not Affected | Not Affected | Not Affected | Not Affected | Not Affected | Not Affected | Not Affected | Not Affected | Not Affected | Not Affected | 0 | 0 | 0 | 0 | 21 | Polygon
Critical Infrastructure | Stormwater Treatment Facilities and Pump Stations | Stormwater Ponds - NHD |  | STFPS_PG_167534 |  | Not Affected | Not Affected | Not Affected | Not Affected | Not Affected | Not Affected | Not Affected | Not Affected | Not Affected | Not Affected | Not Affected | Not Affected | Not Affected | Not Affected | Not Affected | Not Affected | Not Affected | Not Affected | Not Affected | Not Affected | Not Affected | 0 | 0 | 0 | 0 | 21 | Polygon
Critical Infrastructure | Stormwater Treatment Facilities and Pump Stations | Stormwater Ponds - NHD |  | STFPS_PG_167537 |  | Not Affected | Not Affected | Not Affected | Not Affected | Not Affected | Not Affected | Not Affected | Not Affected | Not Affected | Not Affected | Not Affected | Not Affected | Not Affected | Not Affected | Not Affected | Not Affected | Not Affected | Not Affected | Not Affected | Not Affected | Not Affected | 0 | 0 | 0 | 0 | 21 | Polygon
Critical Infrastructure | Stormwater Treatment Facilities and Pump Stations | Stormwater Ponds - NHD |  | STFPS_PG_167538 |  | Not Affected | Not Affected | Not Affected | Not Affected | Not Affected | Not Affected | Not Affected | Not Affected | Not Affected | Not Affected | Not Affected | Not Affected | Not Affected | Not Affected | Not Affected | Not Affected | Not Affected | Not Affected | Not Affected | Not Affected | Not Affected | 0 | 0 | 0 | 0 | 21 | Polygon
Critical Infrastructure | Stormwater Treatment Facilities and Pump Stations | Stormwater Ponds - NHD |  | STFPS_PG_167541 |  | Not Affected | Not Affected | Not Affected | Not Affected | Not Affected | Not Affected | Not Affected | Not Affected | Not Affected | Not Affected | Not Affected | Not Affected | Not Affected | Not Affected | Not Affected | Not Affected | Not Affected | Not Affected | Not Affected | Not Affected | Not Affected | 0 | 0 | 0 | 0 | 21 | Polygon
Critical Infrastructure | Stormwater Treatment Facilities and Pump Stations | Stormwater Ponds - NHD |  | STFPS_PG_167544 |  | Not Affected | Not Affected | Not Affected | Not Affected | Not Affected | Not Affected | Not Affected | Not Affected | Not Affected | Not Affected | Not Affected | Not Affected | Not Affected | Not Affected | Not Affected | Not Affected | Not Affected | Not Affected | Not Affected | Not Affected | Not Affected | 0 | 0 | 0 | 0 | 21 | Polygon
Critical Infrastructure | Stormwater Treatment Facilities and Pump Stations | Stormwater Ponds - NHD |  | STFPS_PG_167546 |  | Not Affected | Not Affected | Not Affected | Not Affected | Not Affected | Not Affected | Not Affected | Not Affected | Not Affected | Not Affected | Not Affected | Not Affected | Not Affected | Not Affected | Not Affected | Not Affected | Not Affected | Not Affected | Not Affected | Not Affected | Not Affected | 0 | 0 | 0 | 0 | 21 | Polygon
Critical Infrastructure | Stormwater Treatment Facilities and Pump Stations | Stormwater Ponds - NHD |  | STFPS_PG_167547 |  | Not Affected | Not Affected | Not Affected | Not Affected | Not Affected | Not Affected | Not Affected | Not Affected | Not Affected | Not Affected | Not Affected | Not Affected | Not Affected | Not Affected | Not Affected | Not Affected | Not Affected | Not Affected | Not Affected | Not Affected | Not Affected | 0 | 0 | 0 | 0 | 21 | Polygon
Critical Infrastructure | Stormwater Treatment Facilities and Pump Stations | Stormwater Ponds - NHD |  | STFPS_PG_167548 |  | Not Affected | Not Affected | Not Affected | Not Affected | Not Affected | Not Affected | Not Affected | Not Affected | Not Affected | Not Affected | Not Affected | Not Affected | Not Affected | Not Affected | Not Affected | Not Affected | Not Affected | Not Affected | Not Affected | Not Affected | Not Affected | 0 | 0 | 0 | 0 | 21 | Polygon
Critical Infrastructure | Stormwater Treatment Facilities and Pump Stations | Stormwater Ponds - NHD |  | STFPS_PG_167549 |  | Not Affected | Not Affected | Not Affected | Not Affected | Not Affected | Not Affected | Not Affected | Not Affected | Not Affected | Not Affected | Not Affected | Not Affected | Not Affected | Not Affected | Not Affected | Not Affected | Not Affected | Not Affected | Not Affected | Not Affected | Not Affected | 0 | 0 | 0 | 0 | 21 | Polygon
Critical Infrastructure | Stormwater Treatment Facilities and Pump Stations | Stormwater Ponds - NHD |  | STFPS_PG_167550 |  | Not Affected | Not Affected | Not Affected | Not Affected | Not Affected | Not Affected | Not Affected | Not Affected | Not Affected | Not Affected | Not Affected | Not Affected | Not Affected | Not Affected | Not Affected | Not Affected | Not Affected | Not Affected | Not Affected | Not Affected | Not Affected | 0 | 0 | 0 | 0 | 21 | Polygon
Critical Infrastructure | Stormwater Treatment Facilities and Pump Stations | Stormwater Ponds - NHD |  | STFPS_PG_167551 |  | Not Affected | Not Affected | Not Affected | Not Affected | Not Affected | Not Affected | Not Affected | Not Affected | Not Affected | Not Affected | Not Affected | Not Affected | Not Affected | Not Affected | Not Affected | Not Affected | Not Affected | Not Affected | Not Affected | Not Affected | Not Affected | 0 | 0 | 0 | 0 | 21 | Polygon
Critical Infrastructure | Stormwater Treatment Facilities and Pump Stations | Stormwater Ponds - NHD |  | STFPS_PG_167552 |  | Not Affected | Not Affected | Not Affected | Not Affected | Not Affected | Not Affected | Not Affected | Not Affected | Not Affected | Not Affected | Not Affected | Not Affected | Not Affected | Not Affected | Not Affected | Not Affected | Not Affected | Not Affected | Not Affected | Not Affected | Not Affected | 0 | 0 | 0 | 0 | 21 | Polygon
Critical Infrastructure | Stormwater Treatment Facilities and Pump Stations | Stormwater Ponds - NHD |  | STFPS_PG_167553 |  | Not Affected | Not Affected | Not Affected | Not Affected | Not Affected | Not Affected | Not Affected | Not Affected | Not Affected | Not Affected | Not Affected | Not Affected | Not Affected | Not Affected | Not Affected | Not Affected | Not Affected | Not Affected | Not Affected | Not Affected | Not Affected | 0 | 0 | 0 | 0 | 21 | Polygon
Critical Infrastructure | Stormwater Treatment Facilities and Pump Stations | Stormwater Ponds - NHD |  | STFPS_PG_167554 |  | Not Affected | Not Affected | Not Affected | Not Affected | Not Affected | Not Affected | Not Affected | Not Affected | Not Affected | Not Affected | Not Affected | Not Affected | Not Affected | Not Affected | Not Affected | Not Affected | Not Affected | Not Affected | Not Affected | Not Affected | Not Affected | 0 | 0 | 0 | 0 | 21 | Polygon
Critical Infrastructure | Stormwater Treatment Facilities and Pump Stations | Stormwater Ponds - NHD |  | STFPS_PG_167555 |  | Not Affected | Not Affected | Not Affected | Not Affected | Not Affected | Not Affected | Not Affected | Not Affected | Not Affected | Not Affected | Not Affected | Not Affected | Not Affected | Not Affected | Not Affected | Not Affected | Not Affected | Not Affected | Not Affected | Not Affected | Not Affected | 0 | 0 | 0 | 0 | 21 | Polygon
Critical Infrastructure | Stormwater Treatment Facilities and Pump Stations | Stormwater Ponds - NHD |  | STFPS_PG_167556 |  | Not Affected | Not Affected | Not Affected | Not Affected | Not Affected | Not Affected | Not Affected | Not Affected | Not Affected | Not Affected | Not Affected | Not Affected | Not Affected | Not Affected | Not Affected | Not Affected | Not Affected | Not Affected | Not Affected | Not Affected | Not Affected | 0 | 0 | 0 | 0 | 21 | Polygon
Critical Infrastructure | Stormwater Treatment Facilities and Pump Stations | Stormwater Ponds - NHD |  | STFPS_PG_167557 |  | Not Affected | Not Affected | Not Affected | Not Affected | Not Affected | Not Affected | Not Affected | Not Affected | Not Affected | Not Affected | Not Affected | Not Affected | Not Affected | Not Affected | Not Affected | Not Affected | Not Affected | Not Affected | Not Affected | Not Affected | Not Affected | 0 | 0 | 0 | 0 | 21 | Polygon
Critical Infrastructure | Stormwater Treatment Facilities and Pump Stations | Stormwater Ponds - NHD |  | STFPS_PG_167558 |  | Not Affected | Not Affected | Not Affected | Not Affected | Not Affected | Not Affected | Not Affected | Not Affected | Not Affected | Not Affected | Not Affected | Not Affected | Not Affected | Not Affected | Not Affected | Not Affected | Not Affected | Not Affected | Not Affected | Not Affected | Not Affected | 0 | 0 | 0 | 0 | 21 | Polygon
Critical Infrastructure | Stormwater Treatment Facilities and Pump Stations | Stormwater Ponds - NHD |  | STFPS_PG_167559 |  | Not Affected | Not Affected | Not Affected | Not Affected | Not Affected | Not Affected | Not Affected | Not Affected | Not Affected | Not Affected | Not Affected | Not Affected | Not Affected | Not Affected | Not Affected | Not Affected | Not Affected | Not Affected | Not Affected | Not Affected | Not Affected | 0 | 0 | 0 | 0 | 21 | Polygon
Critical Infrastructure | Stormwater Treatment Facilities and Pump Stations | Stormwater Ponds - NHD |  | STFPS_PG_167560 |  | Not Affected | Not Affected | Not Affected | Not Affected | Not Affected | Not Affected | Not Affected | Not Affected | Not Affected | Not Affected | Not Affected | Not Affected | Not Affected | Not Affected | Not Affected | Not Affected | Not Affected | Not Affected | Not Affected | Not Affected | Not Affected | 0 | 0 | 0 | 0 | 21 | Polygon
Critical Infrastructure | Stormwater Treatment Facilities and Pump Stations | Stormwater Ponds - NHD |  | STFPS_PG_167561 |  | Not Affected | Not Affected | Not Affected | Not Affected | Not Affected | Not Affected | Not Affected | Not Affected | Not Affected | Not Affected | Not Affected | Not Affected | Not Affected | Not Affected | Not Affected | Not Affected | Not Affected | Not Affected | Not Affected | Not Affected | Not Affected | 0 | 0 | 0 | 0 | 21 | Polygon
Critical Infrastructure | Stormwater Treatment Facilities and Pump Stations | Stormwater Ponds - NHD |  | STFPS_PG_167562 |  | Not Affected | Not Affected | Not Affected | Not Affected | Not Affected | Not Affected | Not Affected | Not Affected | Not Affected | Not Affected | Not Affected | Not Affected | Not Affected | Not Affected | Not Affected | Not Affected | Not Affected | Not Affected | Not Affected | Not Affected | Not Affected | 0 | 0 | 0 | 0 | 21 | Polygon
Critical Infrastructure | Stormwater Treatment Facilities and Pump Stations | Stormwater Ponds - NHD |  | STFPS_PG_167563 |  | Not Affected | Not Affected | Not Affected | Not Affected | Not Affected | Not Affected | Not Affected | Not Affected | Not Affected | Not Affected | Not Affected | Not Affected | Not Affected | Not Affected | Not Affected | Not Affected | Not Affected | Not Affected | Not Affected | Not Affected | Not Affected | 0 | 0 | 0 | 0 | 21 | Polygon
Critical Infrastructure | Stormwater Treatment Facilities and Pump Stations | Stormwater Ponds - NHD |  | STFPS_PG_167564 |  | Not Affected | Not Affected | Not Affected | Not Affected | Not Affected | Not Affected | Not Affected | Not Affected | Not Affected | Not Affected | Not Affected | Not Affected | Not Affected | Not Affected | Not Affected | Not Affected | Not Affected | Not Affected | Not Affected | Not Affected | Not Affected | 0 | 0 | 0 | 0 | 21 | Polygon
Critical Infrastructure | Stormwater Treatment Facilities and Pump Stations | Stormwater Ponds - NHD |  | STFPS_PG_167565 |  | Not Affected | Not Affected | Not Affected | Not Affected | Not Affected | Not Affected | Not Affected | Not Affected | Not Affected | Not Affected | Not Affected | Not Affected | Not Affected | Not Affected | Not Affected | Not Affected | Not Affected | Not Affected | Not Affected | Not Affected | Not Affected | 0 | 0 | 0 | 0 | 21 | Polygon
Critical Infrastructure | Stormwater Treatment Facilities and Pump Stations | Stormwater Ponds - NHD |  | STFPS_PG_167566 |  | Not Affected | Not Affected | Not Affected | Not Affected | Not Affected | Not Affected | Not Affected | Not Affected | Not Affected | Not Affected | Not Affected | Not Affected | Not Affected | Not Affected | Not Affected | Not Affected | Not Affected | Not Affected | Not Affected | Not Affected | Not Affected | 0 | 0 | 0 | 0 | 21 | Polygon
Critical Infrastructure | Stormwater Treatment Facilities and Pump Stations | Stormwater Ponds - NHD |  | STFPS_PG_167567 |  | Not Affected | Not Affected | Not Affected | Not Affected | Not Affected | Not Affected | Not Affected | Not Affected | Not Affected | Not Affected | Not Affected | Not Affected | Not Affected | Not Affected | Not Affected | Not Affected | Not Affected | Not Affected | Not Affected | Not Affected | Not Affected | 0 | 0 | 0 | 0 | 21 | Polygon
Critical Infrastructure | Stormwater Treatment Facilities and Pump Stations | Stormwater Ponds - NHD |  | STFPS_PG_167568 |  | Not Affected | Not Affected | Not Affected | Not Affected | Not Affected | Not Affected | Not Affected | Not Affected | Not Affected | Not Affected | Not Affected | Not Affected | Not Affected | Not Affected | Not Affected | Not Affected | Not Affected | Not Affected | Not Affected | Not Affected | Not Affected | 0 | 0 | 0 | 0 | 21 | Polygon
Critical Infrastructure | Stormwater Treatment Facilities and Pump Stations | Stormwater Ponds - NHD |  | STFPS_PG_167569 |  | Not Affected | Not Affected | Not Affected | Not Affected | Not Affected | Not Affected | Not Affected | Not Affected | Not Affected | Not Affected | Not Affected | Not Affected | Not Affected | Not Affected | Not Affected | Not Affected | Not Affected | Not Affected | Not Affected | Not Affected | Not Affected | 0 | 0 | 0 | 0 | 21 | Polygon
Critical Infrastructure | Stormwater Treatment Facilities and Pump Stations | Stormwater Ponds - NHD |  | STFPS_PG_167570 |  | Not Affected | Not Affected | Not Affected | Not Affected | Not Affected | Not Affected | Not Affected | Not Affected | Not Affected | Not Affected | Not Affected | Not Affected | Not Affected | Not Affected | Not Affected | Not Affected | Not Affected | Not Affected | Not Affected | Not Affected | Not Affected | 0 | 0 | 0 | 0 | 21 | Polygon
Critical Infrastructure | Stormwater Treatment Facilities and Pump Stations | Stormwater Ponds - NHD |  | STFPS_PG_167571 |  | Not Affected | Not Affected | Not Affected | Not Affected | Not Affected | Not Affected | Not Affected | Not Affected | Not Affected | Not Affected | Not Affected | Not Affected | Not Affected | Not Affected | Not Affected | Not Affected | Not Affected | Not Affected | Not Affected | Not Affected | Not Affected | 0 | 0 | 0 | 0 | 21 | Polygon
Critical Infrastructure | Stormwater Treatment Facilities and Pump Stations | Stormwater Ponds - NHD |  | STFPS_PG_167572 |  | Not Affected | Not Affected | Not Affected | Not Affected | Not Affected | Not Affected | Not Affected | Not Affected | Not Affected | Not Affected | Not Affected | Not Affected | Not Affected | Not Affected | Not Affected | Not Affected | Not Affected | Not Affected | Not Affected | Not Affected | Not Affected | 0 | 0 | 0 | 0 | 21 | Polygon
Critical Infrastructure | Stormwater Treatment Facilities and Pump Stations | Stormwater Ponds - NHD |  | STFPS_PG_167573 |  | Not Affected | Not Affected | Not Affected | Not Affected | Not Affected | Not Affected | Not Affected | Not Affected | Not Affected | Not Affected | Not Affected | Not Affected | Not Affected | Not Affected | Not Affected | Not Affected | Not Affected | Not Affected | Not Affected | Not Affected | Not Affected | 0 | 0 | 0 | 0 | 21 | Polygon
Critical Infrastructure | Stormwater Treatment Facilities and Pump Stations | Stormwater Ponds - NHD |  | STFPS_PG_167574 |  | Not Affected | Not Affected | Not Affected | Not Affected | Not Affected | Not Affected | Not Affected | Not Affected | Not Affected | Not Affected | Not Affected | Not Affected | Not Affected | Not Affected | Not Affected | Not Affected | Not Affected | Not Affected | Not Affected | Not Affected | Not Affected | 0 | 0 | 0 | 0 | 21 | Polygon
Critical Infrastructure | Stormwater Treatment Facilities and Pump Stations | Stormwater Ponds - NHD |  | STFPS_PG_167575 |  | Not Affected | Not Affected | Not Affected | Not Affected | Not Affected | Not Affected | Not Affected | Not Affected | Not Affected | Not Affected | Not Affected | Not Affected | Not Affected | Not Affected | Not Affected | Not Affected | Not Affected | Not Affected | Not Affected | Not Affected | Not Affected | 0 | 0 | 0 | 0 | 21 | Polygon
Critical Infrastructure | Stormwater Treatment Facilities and Pump Stations | Stormwater Ponds - NHD |  | STFPS_PG_167588 |  | Not Affected | Not Affected | Not Affected | Not Affected | Not Affected | Not Affected | Not Affected | Not Affected | Not Affected | Not Affected | Not Affected | Not Affected | Not Affected | Not Affected | Not Affected | Not Affected | Not Affected | Not Affected | Not Affected | Not Affected | Not Affected | 0 | 0 | 0 | 0 | 21 | Polygon
Critical Infrastructure | Stormwater Treatment Facilities and Pump Stations | Stormwater Ponds - NHD |  | STFPS_PG_167591 |  | Not Affected | Not Affected | Not Affected | Not Affected | Not Affected | Not Affected | Not Affected | Not Affected | Not Affected | Not Affected | Not Affected | Not Affected | Not Affected | Not Affected | Not Affected | Not Affected | Not Affected | Not Affected | Not Affected | Not Affected | Not Affected | 0 | 0 | 0 | 0 | 21 | Polygon
Critical Infrastructure | Stormwater Treatment Facilities and Pump Stations | Stormwater Ponds - NHD |  | STFPS_PG_167592 |  | Not Affected | Not Affected | Not Affected | Not Affected | Not Affected | Not Affected | Not Affected | Not Affected | Not Affected | Not Affected | Not Affected | Not Affected | Not Affected | Not Affected | Not Affected | Not Affected | Not Affected | Not Affected | Not Affected | Not Affected | Not Affected | 0 | 0 | 0 | 0 | 21 | Polygon
Critical Infrastructure | Stormwater Treatment Facilities and Pump Stations | Stormwater Ponds - NHD |  | STFPS_PG_167593 |  | Not Affected | Not Affected | Not Affected | Not Affected | Not Affected | Not Affected | Not Affected | Not Affected | Not Affected | Not Affected | Not Affected | Not Affected | Not Affected | Not Affected | Not Affected | Not Affected | Not Affected | Not Affected | Not Affected | Not Affected | Not Affected | 0 | 0 | 0 | 0 | 21 | Polygon
Critical Infrastructure | Stormwater Treatment Facilities and Pump Stations | Stormwater Ponds - NHD |  | STFPS_PG_167594 |  | Not Affected | Not Affected | Not Affected | Not Affected | Not Affected | Not Affected | Not Affected | Not Affected | Not Affected | Not Affected | Not Affected | Not Affected | Not Affected | Not Affected | Not Affected | Not Affected | Not Affected | Not Affected | Not Affected | Not Affected | Not Affected | 0 | 0 | 0 | 0 | 21 | Polygon
Critical Infrastructure | Stormwater Treatment Facilities and Pump Stations | Stormwater Ponds - NHD |  | STFPS_PG_167595 |  | Not Affected | Not Affected | Not Affected | Not Affected | Not Affected | Not Affected | Not Affected | Not Affected | Not Affected | Not Affected | Not Affected | Not Affected | Not Affected | Not Affected | Not Affected | Not Affected | Not Affected | Not Affected | Not Affected | Not Affected | Not Affected | 0 | 0 | 0 | 0 | 21 | Polygon
Critical Infrastructure | Stormwater Treatment Facilities and Pump Stations | Stormwater Ponds - NHD |  | STFPS_PG_167597 |  | Not Affected | Not Affected | Not Affected | Not Affected | Not Affected | Not Affected | Not Affected | Not Affected | Not Affected | Not Affected | Not Affected | Not Affected | Not Affected | Not Affected | Not Affected | Not Affected | Not Affected | Not Affected | Not Affected | Not Affected | Not Affected | 0 | 0 | 0 | 0 | 21 | Polygon
Critical Infrastructure | Stormwater Treatment Facilities and Pump Stations | Stormwater Ponds - NHD |  | STFPS_PG_167618 |  | Not Affected | Not Affected | Not Affected | Not Affected | Not Affected | Not Affected | Not Affected | Not Affected | Not Affected | Not Affected | Not Affected | Not Affected | Not Affected | Not Affected | Not Affected | Not Affected | Not Affected | Not Affected | Not Affected | Not Affected | Not Affected | 0 | 0 | 0 | 0 | 21 | Polygon
Critical Infrastructure | Stormwater Treatment Facilities and Pump Stations | Stormwater Ponds - NHD |  | STFPS_PG_167638 |  | Not Affected | Not Affected | Not Affected | Not Affected | Not Affected | Not Affected | Not Affected | Not Affected | Not Affected | Not Affected | Not Affected | Not Affected | Not Affected | Not Affected | Not Affected | Not Affected | Not Affected | Not Affected | Not Affected | Not Affected | Not Affected | 0 | 0 | 0 | 0 | 21 | Polygon
Critical Infrastructure | Stormwater Treatment Facilities and Pump Stations | Stormwater Ponds - NHD |  | STFPS_PG_167647 |  | Not Affected | Not Affected | Not Affected | Not Affected | Not Affected | Not Affected | Not Affected | Not Affected | Not Affected | Not Affected | Not Affected | Not Affected | Not Affected | Not Affected | Not Affected | Not Affected | Not Affected | Not Affected | Not Affected | Not Affected | Not Affected | 0 | 0 | 0 | 0 | 21 | Polygon
Critical Infrastructure | Stormwater Treatment Facilities and Pump Stations | Stormwater Ponds - NHD |  | STFPS_PG_167649 |  | Not Affected | Not Affected | Not Affected | Not Affected | Not Affected | Not Affected | Not Affected | Not Affected | Not Affected | Not Affected | Not Affected | Not Affected | Not Affected | Not Affected | Not Affected | Not Affected | Not Affected | Not Affected | Not Affected | Not Affected | Not Affected | 0 | 0 | 0 | 0 | 21 | Polygon
Critical Infrastructure | Stormwater Treatment Facilities and Pump Stations | Stormwater Ponds - NHD |  | STFPS_PG_167654 |  | Not Affected | Not Affected | Not Affected | Not Affected | Not Affected | Not Affected | Not Affected | Not Affected | Not Affected | Not Affected | Not Affected | Not Affected | Not Affected | Not Affected | Not Affected | Not Affected | Not Affected | Not Affected | Not Affected | Not Affected | Not Affected | 0 | 0 | 0 | 0 | 21 | Polygon
Critical Infrastructure | Stormwater Treatment Facilities and Pump Stations | Stormwater Ponds - NHD |  | STFPS_PG_167658 |  | Not Affected | Not Affected | Not Affected | Not Affected | Not Affected | Not Affected | Not Affected | Not Affected | Not Affected | Not Affected | Not Affected | Not Affected | Not Affected | Not Affected | Not Affected | Not Affected | Not Affected | Not Affected | Not Affected | Not Affected | Not Affected | 0 | 0 | 0 | 0 | 21 | Polygon
Critical Infrastructure | Stormwater Treatment Facilities and Pump Stations | Stormwater Ponds - NHD |  | STFPS_PG_167659 |  | Not Affected | Not Affected | Not Affected | Not Affected | Not Affected | Not Affected | Not Affected | Not Affected | Not Affected | Not Affected | Not Affected | Not Affected | Not Affected | Not Affected | Not Affected | Not Affected | Not Affected | Not Affected | Not Affected | Not Affected | Not Affected | 0 | 0 | 0 | 0 | 21 | Polygon
Critical Infrastructure | Stormwater Treatment Facilities and Pump Stations | Stormwater Ponds - NHD |  | STFPS_PG_167675 |  | Not Affected | Not Affected | Not Affected | Not Affected | Not Affected | Not Affected | Not Affected | Not Affected | Not Affected | Not Affected | Not Affected | Not Affected | Not Affected | Not Affected | Not Affected | Not Affected | Not Affected | Not Affected | Not Affected | Not Affected | Not Affected | 0 | 0 | 0 | 0 | 21 | Polygon
Critical Infrastructure | Stormwater Treatment Facilities and Pump Stations | Stormwater Ponds - NHD |  | STFPS_PG_167679 |  | Not Affected | Not Affected | Not Affected | Not Affected | Not Affected | Not Affected | Not Affected | Not Affected | Not Affected | Not Affected | Not Affected | Not Affected | Not Affected | Not Affected | Not Affected | Not Affected | Not Affected | Not Affected | Not Affected | Not Affected | Not Affected | 0 | 0 | 0 | 0 | 21 | Polygon
Critical Infrastructure | Stormwater Treatment Facilities and Pump Stations | Stormwater Ponds - NHD |  | STFPS_PG_167680 |  | Not Affected | Not Affected | Not Affected | Not Affected | Not Affected | Not Affected | Not Affected | Not Affected | Not Affected | Not Affected | Not Affected | Not Affected | Not Affected | Not Affected | Not Affected | Not Affected | Not Affected | Not Affected | Not Affected | Not Affected | Not Affected | 0 | 0 | 0 | 0 | 21 | Polygon
Critical Infrastructure | Stormwater Treatment Facilities and Pump Stations | Stormwater Ponds - NHD |  | STFPS_PG_167681 |  | Not Affected | Not Affected | Not Affected | Not Affected | Not Affected | Not Affected | Not Affected | Not Affected | Not Affected | Not Affected | Not Affected | Not Affected | Not Affected | Not Affected | Not Affected | Not Affected | Not Affected | Not Affected | Not Affected | Not Affected | Not Affected | 0 | 0 | 0 | 0 | 21 | Polygon
Critical Infrastructure | Stormwater Treatment Facilities and Pump Stations | Stormwater Ponds - NHD |  | STFPS_PG_167682 |  | Not Affected | Not Affected | Not Affected | Not Affected | Not Affected | Not Affected | Not Affected | Not Affected | Not Affected | Not Affected | Not Affected | Not Affected | Not Affected | Not Affected | Not Affected | Not Affected | Not Affected | Not Affected | Not Affected | Not Affected | Not Affected | 0 | 0 | 0 | 0 | 21 | Polygon
Critical Infrastructure | Stormwater Treatment Facilities and Pump Stations | Stormwater Ponds - NHD |  | STFPS_PG_167683 |  | Not Affected | Not Affected | Not Affected | Not Affected | Not Affected | Not Affected | Not Affected | Not Affected | Not Affected | Not Affected | Not Affected | Not Affected | Not Affected | Not Affected | Not Affected | Not Affected | Not Affected | Not Affected | Not Affected | Not Affected | Not Affected | 0 | 0 | 0 | 0 | 21 | Polygon
Critical Infrastructure | Stormwater Treatment Facilities and Pump Stations | Stormwater Ponds - NHD |  | STFPS_PG_167684 |  | Not Affected | Not Affected | Not Affected | Not Affected | Not Affected | Not Affected | Not Affected | Not Affected | Not Affected | Not Affected | Not Affected | Not Affected | Not Affected | Not Affected | Not Affected | Not Affected | Not Affected | Not Affected | Not Affected | Not Affected | Not Affected | 0 | 0 | 0 | 0 | 21 | Polygon
Critical Infrastructure | Stormwater Treatment Facilities and Pump Stations | Stormwater Ponds - NHD |  | STFPS_PG_167686 |  | Not Affected | Not Affected | Not Affected | Not Affected | Not Affected | Not Affected | Not Affected | Not Affected | Not Affected | Not Affected | Not Affected | Not Affected | Not Affected | Not Affected | Not Affected | Not Affected | Not Affected | Not Affected | Not Affected | Not Affected | Not Affected | 0 | 0 | 0 | 0 | 21 | Polygon
Critical Infrastructure | Stormwater Treatment Facilities and Pump Stations | Stormwater Ponds - NHD |  | STFPS_PG_167717 |  | Not Affected | Not Affected | Not Affected | Not Affected | Not Affected | Not Affected | Not Affected | Not Affected | Not Affected | Not Affected | Not Affected | Not Affected | Not Affected | Not Affected | Not Affected | Not Affected | Not Affected | Not Affected | Not Affected | Not Affected | Not Affected | 0 | 0 | 0 | 0 | 21 | Polygon
Critical Infrastructure | Stormwater Treatment Facilities and Pump Stations | Stormwater Ponds - NHD |  | STFPS_PG_167722 |  | Not Affected | Not Affected | Not Affected | Not Affected | Not Affected | Not Affected | Not Affected | Not Affected | Not Affected | Not Affected | Not Affected | Not Affected | Not Affected | Not Affected | Not Affected | Not Affected | Not Affected | Not Affected | Not Affected | Not Affected | Not Affected | 0 | 0 | 0 | 0 | 21 | Polygon
Critical Infrastructure | Stormwater Treatment Facilities and Pump Stations | Stormwater Ponds - NHD |  | STFPS_PG_167756 |  | Not Affected | Not Affected | Not Affected | Not Affected | Not Affected | Not Affected | Not Affected | Not Affected | Not Affected | Not Affected | Not Affected | Not Affected | Not Affected | Not Affected | Not Affected | Not Affected | Not Affected | Not Affected | Not Affected | Not Affected | Not Affected | 0 | 0 | 0 | 0 | 21 | Polygon
Critical Infrastructure | Stormwater Treatment Facilities and Pump Stations | Stormwater Ponds - NHD |  | STFPS_PG_167758 |  | Not Affected | Not Affected | Not Affected | Not Affected | Not Affected | Not Affected | Not Affected | Not Affected | Not Affected | Not Affected | Not Affected | Not Affected | Not Affected | Not Affected | Not Affected | Not Affected | Not Affected | Not Affected | Not Affected | Not Affected | Not Affected | 0 | 0 | 0 | 0 | 21 | Polygon
Critical Infrastructure | Stormwater Treatment Facilities and Pump Stations | Stormwater Ponds - NHD |  | STFPS_PG_167875 |  | Not Affected | Not Affected | Not Affected | Not Affected | Not Affected | Not Affected | Not Affected | Not Affected | Not Affected | Not Affected | Not Affected | Not Affected | Not Affected | Not Affected | Not Affected | Not Affected | Not Affected | Not Affected | Not Affected | Not Affected | Not Affected | 0 | 0 | 0 | 0 | 21 | Polygon
Critical Infrastructure | Stormwater Treatment Facilities and Pump Stations | Stormwater Ponds - NHD |  | STFPS_PG_167922 |  | Not Affected | Not Affected | Not Affected | Not Affected | Not Affected | Not Affected | Not Affected | Not Affected | Not Affected | Not Affected | Not Affected | Not Affected | Not Affected | Not Affected | Not Affected | Not Affected | Not Affected | Not Affected | Not Affected | Not Affected | Not Affected | 0 | 0 | 0 | 0 | 21 | Polygon
Critical Infrastructure | Stormwater Treatment Facilities and Pump Stations | Stormwater Ponds - NHD |  | STFPS_PG_167924 |  | Not Affected | Not Affected | Not Affected | Not Affected | Not Affected | Not Affected | Not Affected | Not Affected | Not Affected | Not Affected | Not Affected | Not Affected | Not Affected | Not Affected | Not Affected | Not Affected | Not Affected | Not Affected | Not Affected | Not Affected | Not Affected | 0 | 0 | 0 | 0 | 21 | Polygon
Critical Infrastructure | Stormwater Treatment Facilities and Pump Stations | Stormwater Ponds - NHD |  | STFPS_PG_167928 |  | Not Affected | Not Affected | Not Affected | Not Affected | Not Affected | Not Affected | Not Affected | Not Affected | Not Affected | Not Affected | Not Affected | Not Affected | Not Affected | Not Affected | Not Affected | Not Affected | Not Affected | Not Affected | Not Affected | Not Affected | Not Affected | 0 | 0 | 0 | 0 | 21 | Polygon
Critical Infrastructure | Stormwater Treatment Facilities and Pump Stations | Stormwater Ponds - NHD |  | STFPS_PG_167930 |  | Not Affected | Not Affected | Not Affected | Not Affected | Not Affected | Not Affected | Not Affected | Not Affected | Not Affected | Not Affected | Not Affected | Not Affected | Not Affected | Not Affected | Not Affected | Not Affected | Not Affected | Not Affected | Not Affected | Not Affected | Not Affected | 0 | 0 | 0 | 0 | 21 | Polygon
Critical Infrastructure | Stormwater Treatment Facilities and Pump Stations | Stormwater Ponds - NHD |  | STFPS_PG_167931 |  | Not Affected | Not Affected | Not Affected | Not Affected | Not Affected | Not Affected | Not Affected | Not Affected | Not Affected | Not Affected | Not Affected | Not Affected | Not Affected | Not Affected | Not Affected | Not Affected | Not Affected | Not Affected | Not Affected | Not Affected | Not Affected | 0 | 0 | 0 | 0 | 21 | Polygon
Critical Infrastructure | Stormwater Treatment Facilities and Pump Stations | Stormwater Ponds - NHD |  | STFPS_PG_167933 |  | Not Affected | Not Affected | Not Affected | Not Affected | Not Affected | Not Affected | Not Affected | Not Affected | Not Affected | Not Affected | Not Affected | Not Affected | Not Affected | Not Affected | Not Affected | Not Affected | Not Affected | Not Affected | Not Affected | Not Affected | Not Affected | 0 | 0 | 0 | 0 | 21 | Polygon
Critical Infrastructure | Stormwater Treatment Facilities and Pump Stations | Stormwater Ponds - NHD |  | STFPS_PG_167934 |  | Not Affected | Not Affected | Not Affected | Not Affected | Not Affected | Not Affected | Not Affected | Not Affected | Not Affected | Not Affected | Not Affected | Not Affected | Not Affected | Not Affected | Not Affected | Not Affected | Not Affected | Not Affected | Not Affected | Not Affected | Not Affected | 0 | 0 | 0 | 0 | 21 | Polygon
Critical Infrastructure | Stormwater Treatment Facilities and Pump Stations | Stormwater Ponds - NHD |  | STFPS_PG_167935 |  | Not Affected | Not Affected | Not Affected | Not Affected | Not Affected | Not Affected | Not Affected | Not Affected | Not Affected | Not Affected | Not Affected | Not Affected | Not Affected | Not Affected | Not Affected | Not Affected | Not Affected | Not Affected | Not Affected | Not Affected | Not Affected | 0 | 0 | 0 | 0 | 21 | Polygon
Critical Infrastructure | Stormwater Treatment Facilities and Pump Stations | Stormwater Ponds - NHD |  | STFPS_PG_167936 |  | Not Affected | Not Affected | Not Affected | Not Affected | Not Affected | Not Affected | Not Affected | Not Affected | Not Affected | Not Affected | Not Affected | Not Affected | Not Affected | Not Affected | Not Affected | Not Affected | Not Affected | Not Affected | Not Affected | Not Affected | Not Affected | 0 | 0 | 0 | 0 | 21 | Polygon
Critical Infrastructure | Stormwater Treatment Facilities and Pump Stations | Stormwater Ponds - NHD |  | STFPS_PG_167937 |  | Not Affected | Not Affected | Not Affected | Not Affected | Not Affected | Not Affected | Not Affected | Not Affected | Not Affected | Not Affected | Not Affected | Not Affected | Not Affected | Not Affected | Not Affected | Not Affected | Not Affected | Not Affected | Not Affected | Not Affected | Not Affected | 0 | 0 | 0 | 0 | 21 | Polygon
Critical Infrastructure | Stormwater Treatment Facilities and Pump Stations | Stormwater Ponds - NHD |  | STFPS_PG_167938 |  | Not Affected | Not Affected | Not Affected | Not Affected | Not Affected | Not Affected | Not Affected | Not Affected | Not Affected | Not Affected | Not Affected | Not Affected | Not Affected | Not Affected | Not Affected | Not Affected | Not Affected | Not Affected | Not Affected | Not Affected | Not Affected | 0 | 0 | 0 | 0 | 21 | Polygon
Critical Infrastructure | Stormwater Treatment Facilities and Pump Stations | Stormwater Ponds - NHD |  | STFPS_PG_167939 |  | Not Affected | Not Affected | Not Affected | Not Affected | Not Affected | Not Affected | Not Affected | Not Affected | Not Affected | Not Affected | Not Affected | Not Affected | Not Affected | Not Affected | Not Affected | Not Affected | Not Affected | Not Affected | Not Affected | Not Affected | Not Affected | 0 | 0 | 0 | 0 | 21 | Polygon
Critical Infrastructure | Stormwater Treatment Facilities and Pump Stations | Stormwater Ponds - NHD |  | STFPS_PG_167940 |  | Not Affected | Not Affected | Not Affected | Not Affected | Not Affected | Not Affected | Not Affected | Not Affected | Not Affected | Not Affected | Not Affected | Not Affected | Not Affected | Not Affected | Not Affected | Not Affected | Not Affected | Not Affected | Not Affected | Not Affected | Not Affected | 0 | 0 | 0 | 0 | 21 | Polygon
Critical Infrastructure | Stormwater Treatment Facilities and Pump Stations | Stormwater Ponds - NHD |  | STFPS_PG_167942 |  | Not Affected | Not Affected | Not Affected | Not Affected | Not Affected | Not Affected | Not Affected | Not Affected | Not Affected | Not Affected | Not Affected | Not Affected | Not Affected | Not Affected | Not Affected | Not Affected | Not Affected | Not Affected | Not Affected | Not Affected | Not Affected | 0 | 0 | 0 | 0 | 21 | Polygon
Critical Infrastructure | Stormwater Treatment Facilities and Pump Stations | Stormwater Ponds - NHD |  | STFPS_PG_167944 |  | Not Affected | Not Affected | Not Affected | Not Affected | Not Affected | Not Affected | Not Affected | Not Affected | Not Affected | Not Affected | Not Affected | Not Affected | Not Affected | Not Affected | Not Affected | Not Affected | Not Affected | Not Affected | Not Affected | Not Affected | Not Affected | 0 | 0 | 0 | 0 | 21 | Polygon
Critical Infrastructure | Stormwater Treatment Facilities and Pump Stations | Stormwater Ponds - NHD |  | STFPS_PG_167945 |  | Not Affected | Not Affected | Not Affected | Not Affected | Not Affected | Not Affected | Not Affected | Not Affected | Not Affected | Not Affected | Not Affected | Not Affected | Not Affected | Not Affected | Not Affected | Not Affected | Not Affected | Not Affected | Not Affected | Not Affected | Not Affected | 0 | 0 | 0 | 0 | 21 | Polygon
Critical Infrastructure | Stormwater Treatment Facilities and Pump Stations | Stormwater Ponds - NHD |  | STFPS_PG_167946 |  | Not Affected | Not Affected | Not Affected | Not Affected | Not Affected | Not Affected | Not Affected | Not Affected | Not Affected | Not Affected | Not Affected | Not Affected | Not Affected | Not Affected | Not Affected | Not Affected | Not Affected | Not Affected | Not Affected | Not Affected | Not Affected | 0 | 0 | 0 | 0 | 21 | Polygon
Critical Infrastructure | Stormwater Treatment Facilities and Pump Stations | Stormwater Ponds - NHD |  | STFPS_PG_167947 |  | Not Affected | Not Affected | Not Affected | Not Affected | Not Affected | Not Affected | Not Affected | Not Affected | Not Affected | Not Affected | Not Affected | Not Affected | Not Affected | Not Affected | Not Affected | Not Affected | Not Affected | Not Affected | Not Affected | Not Affected | Not Affected | 0 | 0 | 0 | 0 | 21 | Polygon
Critical Infrastructure | Stormwater Treatment Facilities and Pump Stations | Stormwater Ponds - NHD |  | STFPS_PG_167948 |  | Not Affected | Not Affected | Not Affected | Not Affected | Not Affected | Not Affected | Not Affected | Not Affected | Not Affected | Not Affected | Not Affected | Not Affected | Not Affected | Not Affected | Not Affected | Not Affected | Not Affected | Not Affected | Not Affected | Not Affected | Not Affected | 0 | 0 | 0 | 0 | 21 | Polygon
Critical Infrastructure | Stormwater Treatment Facilities and Pump Stations | Stormwater Ponds - NHD |  | STFPS_PG_167949 |  | Not Affected | Not Affected | Not Affected | Not Affected | Not Affected | Not Affected | Not Affected | Not Affected | Not Affected | Not Affected | Not Affected | Not Affected | Not Affected | Not Affected | Not Affected | Not Affected | Not Affected | Not Affected | Not Affected | Not Affected | Not Affected | 0 | 0 | 0 | 0 | 21 | Polygon
Critical Infrastructure | Stormwater Treatment Facilities and Pump Stations | Stormwater Ponds - NHD |  | STFPS_PG_167950 |  | Not Affected | Not Affected | Not Affected | Not Affected | Not Affected | Not Affected | Not Affected | Not Affected | Not Affected | Not Affected | Not Affected | Not Affected | Not Affected | Not Affected | Not Affected | Not Affected | Not Affected | Not Affected | Not Affected | Not Affected | Not Affected | 0 | 0 | 0 | 0 | 21 | Polygon
Critical Infrastructure | Stormwater Treatment Facilities and Pump Stations | Stormwater Ponds - NHD |  | STFPS_PG_167951 |  | Not Affected | Not Affected | Not Affected | Not Affected | Not Affected | Not Affected | Not Affected | Not Affected | Not Affected | Not Affected | Not Affected | Not Affected | Not Affected | Not Affected | Not Affected | Not Affected | Not Affected | Not Affected | Not Affected | Not Affected | Not Affected | 0 | 0 | 0 | 0 | 21 | Polygon
Critical Infrastructure | Stormwater Treatment Facilities and Pump Stations | Stormwater Ponds - NHD |  | STFPS_PG_167953 |  | Not Affected | Not Affected | Not Affected | Not Affected | Not Affected | Not Affected | Not Affected | Not Affected | Not Affected | Not Affected | Not Affected | Not Affected | Not Affected | Not Affected | Not Affected | Not Affected | Not Affected | Not Affected | Not Affected | Not Affected | Not Affected | 0 | 0 | 0 | 0 | 21 | Polygon
Critical Infrastructure | Stormwater Treatment Facilities and Pump Stations | Stormwater Ponds - NHD |  | STFPS_PG_167954 |  | Not Affected | Not Affected | Not Affected | Not Affected | Not Affected | Not Affected | Not Affected | Not Affected | Not Affected | Not Affected | Not Affected | Not Affected | Not Affected | Not Affected | Not Affected | Not Affected | Not Affected | Not Affected | Not Affected | Not Affected | Not Affected | 0 | 0 | 0 | 0 | 21 | Polygon
Critical Infrastructure | Stormwater Treatment Facilities and Pump Stations | Stormwater Ponds - NHD |  | STFPS_PG_167955 |  | Not Affected | Not Affected | Not Affected | Not Affected | Not Affected | Not Affected | Not Affected | Not Affected | Not Affected | Not Affected | Not Affected | Not Affected | Not Affected | Not Affected | Not Affected | Not Affected | Not Affected | Not Affected | Not Affected | Not Affected | Not Affected | 0 | 0 | 0 | 0 | 21 | Polygon
Critical Infrastructure | Stormwater Treatment Facilities and Pump Stations | Stormwater Ponds - NHD |  | STFPS_PG_167956 |  | Not Affected | Not Affected | Not Affected | Not Affected | Not Affected | Not Affected | Not Affected | Not Affected | Not Affected | Not Affected | Not Affected | Not Affected | Not Affected | Not Affected | Not Affected | Not Affected | Not Affected | Not Affected | Not Affected | Not Affected | Not Affected | 0 | 0 | 0 | 0 | 21 | Polygon
Critical Infrastructure | Stormwater Treatment Facilities and Pump Stations | Stormwater Ponds - NHD |  | STFPS_PG_167957 |  | Not Affected | Not Affected | Not Affected | Not Affected | Not Affected | Not Affected | Not Affected | Not Affected | Not Affected | Not Affected | Not Affected | Not Affected | Not Affected | Not Affected | Not Affected | Not Affected | Not Affected | Not Affected | Not Affected | Not Affected | Not Affected | 0 | 0 | 0 | 0 | 21 | Polygon
Critical Infrastructure | Stormwater Treatment Facilities and Pump Stations | Stormwater Ponds - NHD |  | STFPS_PG_167958 |  | Not Affected | Not Affected | Not Affected | Not Affected | Not Affected | Not Affected | Not Affected | Not Affected | Not Affected | Not Affected | Not Affected | Not Affected | Not Affected | Not Affected | Not Affected | Not Affected | Not Affected | Not Affected | Not Affected | Not Affected | Not Affected | 0 | 0 | 0 | 0 | 21 | Polygon
Critical Infrastructure | Stormwater Treatment Facilities and Pump Stations | Stormwater Ponds - NHD |  | STFPS_PG_167959 |  | Not Affected | Not Affected | Not Affected | Not Affected | Not Affected | Not Affected | Not Affected | Not Affected | Not Affected | Not Affected | Not Affected | Not Affected | Not Affected | Not Affected | Not Affected | Not Affected | Not Affected | Not Affected | Not Affected | Not Affected | Not Affected | 0 | 0 | 0 | 0 | 21 | Polygon
Critical Infrastructure | Stormwater Treatment Facilities and Pump Stations | Stormwater Ponds - NHD |  | STFPS_PG_167960 |  | Not Affected | Not Affected | Not Affected | Not Affected | Not Affected | Not Affected | Not Affected | Not Affected | Not Affected | Not Affected | Not Affected | Not Affected | Not Affected | Not Affected | Not Affected | Not Affected | Not Affected | Not Affected | Not Affected | Not Affected | Not Affected | 0 | 0 | 0 | 0 | 21 | Polygon
Critical Infrastructure | Stormwater Treatment Facilities and Pump Stations | Stormwater Ponds - NHD |  | STFPS_PG_167961 |  | Not Affected | Not Affected | Not Affected | Not Affected | Not Affected | Not Affected | Not Affected | Not Affected | Not Affected | Not Affected | Not Affected | Not Affected | Not Affected | Not Affected | Not Affected | Not Affected | Not Affected | Not Affected | Not Affected | Not Affected | Not Affected | 0 | 0 | 0 | 0 | 21 | Polygon
Critical Infrastructure | Stormwater Treatment Facilities and Pump Stations | Stormwater Ponds - NHD |  | STFPS_PG_167962 |  | Not Affected | Not Affected | Not Affected | Not Affected | Not Affected | Not Affected | Not Affected | Not Affected | Not Affected | Not Affected | Not Affected | Not Affected | Not Affected | Not Affected | Not Affected | Not Affected | Not Affected | Not Affected | Not Affected | Not Affected | Not Affected | 0 | 0 | 0 | 0 | 21 | Polygon
Critical Infrastructure | Stormwater Treatment Facilities and Pump Stations | Stormwater Ponds - NHD |  | STFPS_PG_167963 |  | Not Affected | Not Affected | Not Affected | Not Affected | Not Affected | Not Affected | Not Affected | Not Affected | Not Affected | Not Affected | Not Affected | Not Affected | Not Affected | Not Affected | Not Affected | Not Affected | Not Affected | Not Affected | Not Affected | Not Affected | Not Affected | 0 | 0 | 0 | 0 | 21 | Polygon
Critical Infrastructure | Stormwater Treatment Facilities and Pump Stations | Stormwater Ponds - NHD |  | STFPS_PG_167964 |  | Not Affected | Not Affected | Not Affected | Not Affected | Not Affected | Not Affected | Not Affected | Not Affected | Not Affected | Not Affected | Not Affected | Not Affected | Not Affected | Not Affected | Not Affected | Not Affected | Not Affected | Not Affected | Not Affected | Not Affected | Not Affected | 0 | 0 | 0 | 0 | 21 | Polygon
Critical Infrastructure | Stormwater Treatment Facilities and Pump Stations | Stormwater Ponds - NHD |  | STFPS_PG_167965 |  | Not Affected | Not Affected | Not Affected | Not Affected | Not Affected | Not Affected | Not Affected | Not Affected | Not Affected | Not Affected | Not Affected | Not Affected | Not Affected | Not Affected | Not Affected | Not Affected | Not Affected | Not Affected | Not Affected | Not Affected | Not Affected | 0 | 0 | 0 | 0 | 21 | Polygon
Critical Infrastructure | Stormwater Treatment Facilities and Pump Stations | Stormwater Ponds - NHD |  | STFPS_PG_167966 |  | Not Affected | Not Affected | Not Affected | Not Affected | Not Affected | Not Affected | Not Affected | Not Affected | Not Affected | Not Affected | Not Affected | Not Affected | Not Affected | Not Affected | Not Affected | Not Affected | Not Affected | Not Affected | Not Affected | Not Affected | Not Affected | 0 | 0 | 0 | 0 | 21 | Polygon
Critical Infrastructure | Stormwater Treatment Facilities and Pump Stations | Stormwater Ponds - NHD |  | STFPS_PG_167967 |  | Not Affected | Not Affected | Not Affected | Not Affected | Not Affected | Not Affected | Not Affected | Not Affected | Not Affected | Not Affected | Not Affected | Not Affected | Not Affected | Not Affected | Not Affected | Not Affected | Not Affected | Not Affected | Not Affected | Not Affected | Not Affected | 0 | 0 | 0 | 0 | 21 | Polygon
Critical Infrastructure | Stormwater Treatment Facilities and Pump Stations | Stormwater Ponds - NHD |  | STFPS_PG_167968 |  | Not Affected | Not Affected | Not Affected | Not Affected | Not Affected | Not Affected | Not Affected | Not Affected | Not Affected | Not Affected | Not Affected | Not Affected | Not Affected | Not Affected | Not Affected | Not Affected | Not Affected | Not Affected | Not Affected | Not Affected | Not Affected | 0 | 0 | 0 | 0 | 21 | Polygon
Critical Infrastructure | Stormwater Treatment Facilities and Pump Stations | Stormwater Ponds - NHD |  | STFPS_PG_167969 |  | Not Affected | Not Affected | Not Affected | Not Affected | Not Affected | Not Affected | Not Affected | Not Affected | Not Affected | Not Affected | Not Affected | Not Affected | Not Affected | Not Affected | Not Affected | Not Affected | Not Affected | Not Affected | Not Affected | Not Affected | Not Affected | 0 | 0 | 0 | 0 | 21 | Polygon
Critical Infrastructure | Stormwater Treatment Facilities and Pump Stations | Stormwater Ponds - NHD |  | STFPS_PG_167970 |  | Not Affected | Not Affected | Not Affected | Not Affected | Not Affected | Not Affected | Not Affected | Not Affected | Not Affected | Not Affected | Not Affected | Not Affected | Not Affected | Not Affected | Not Affected | Not Affected | Not Affected | Not Affected | Not Affected | Not Affected | Not Affected | 0 | 0 | 0 | 0 | 21 | Polygon
Critical Infrastructure | Stormwater Treatment Facilities and Pump Stations | Stormwater Ponds - NHD |  | STFPS_PG_167971 |  | Not Affected | Not Affected | Not Affected | Not Affected | Not Affected | Not Affected | Not Affected | Not Affected | Not Affected | Not Affected | Not Affected | Not Affected | Not Affected | Not Affected | Not Affected | Not Affected | Not Affected | Not Affected | Not Affected | Not Affected | Not Affected | 0 | 0 | 0 | 0 | 21 | Polygon
Critical Infrastructure | Stormwater Treatment Facilities and Pump Stations | Stormwater Ponds - NHD |  | STFPS_PG_167972 |  | Not Affected | Not Affected | Not Affected | Not Affected | Not Affected | Not Affected | Not Affected | Not Affected | Not Affected | Not Affected | Not Affected | Not Affected | Not Affected | Not Affected | Not Affected | Not Affected | Not Affected | Not Affected | Not Affected | Not Affected | Not Affected | 0 | 0 | 0 | 0 | 21 | Polygon
Critical Infrastructure | Stormwater Treatment Facilities and Pump Stations | Stormwater Ponds - NHD |  | STFPS_PG_167973 |  | Not Affected | Not Affected | Not Affected | Not Affected | Not Affected | Not Affected | Not Affected | Not Affected | Not Affected | Not Affected | Not Affected | Not Affected | Not Affected | Not Affected | Not Affected | Not Affected | Not Affected | Not Affected | Not Affected | Not Affected | Not Affected | 0 | 0 | 0 | 0 | 21 | Polygon
Critical Infrastructure | Stormwater Treatment Facilities and Pump Stations | Stormwater Ponds - NHD |  | STFPS_PG_167974 |  | Not Affected | Not Affected | Not Affected | Not Affected | Not Affected | Not Affected | Not Affected | Not Affected | Not Affected | Not Affected | Not Affected | Not Affected | Not Affected | Not Affected | Not Affected | Not Affected | Not Affected | Not Affected | Not Affected | Not Affected | Not Affected | 0 | 0 | 0 | 0 | 21 | Polygon
Critical Infrastructure | Stormwater Treatment Facilities and Pump Stations | Stormwater Ponds - NHD |  | STFPS_PG_167975 |  | Not Affected | Not Affected | Not Affected | Not Affected | Not Affected | Not Affected | Not Affected | Not Affected | Not Affected | Not Affected | Not Affected | Not Affected | Not Affected | Not Affected | Not Affected | Not Affected | Not Affected | Not Affected | Not Affected | Not Affected | Not Affected | 0 | 0 | 0 | 0 | 21 | Polygon
Critical Infrastructure | Stormwater Treatment Facilities and Pump Stations | Stormwater Ponds - NHD |  | STFPS_PG_167976 |  | Not Affected | Not Affected | Not Affected | Not Affected | Not Affected | Not Affected | Not Affected | Not Affected | Not Affected | Not Affected | Not Affected | Not Affected | Not Affected | Not Affected | Not Affected | Not Affected | Not Affected | Not Affected | Not Affected | Not Affected | Not Affected | 0 | 0 | 0 | 0 | 21 | Polygon
Critical Infrastructure | Stormwater Treatment Facilities and Pump Stations | Stormwater Ponds - NHD |  | STFPS_PG_167977 |  | Not Affected | Not Affected | Not Affected | Not Affected | Not Affected | Not Affected | Not Affected | Not Affected | Not Affected | Not Affected | Not Affected | Not Affected | Not Affected | Not Affected | Not Affected | Not Affected | Not Affected | Not Affected | Not Affected | Not Affected | Not Affected | 0 | 0 | 0 | 0 | 21 | Polygon
Critical Infrastructure | Stormwater Treatment Facilities and Pump Stations | Stormwater Ponds - NHD |  | STFPS_PG_167978 |  | Not Affected | Not Affected | Not Affected | Not Affected | Not Affected | Not Affected | Not Affected | Not Affected | Not Affected | Not Affected | Not Affected | Not Affected | Not Affected | Not Affected | Not Affected | Not Affected | Not Affected | Not Affected | Not Affected | Not Affected | Not Affected | 0 | 0 | 0 | 0 | 21 | Polygon
Critical Infrastructure | Stormwater Treatment Facilities and Pump Stations | Stormwater Ponds - NHD |  | STFPS_PG_167979 |  | Not Affected | Not Affected | Not Affected | Not Affected | Not Affected | Not Affected | Not Affected | Not Affected | Not Affected | Not Affected | Not Affected | Not Affected | Not Affected | Not Affected | Not Affected | Not Affected | Not Affected | Not Affected | Not Affected | Not Affected | Not Affected | 0 | 0 | 0 | 0 | 21 | Polygon
Critical Infrastructure | Stormwater Treatment Facilities and Pump Stations | Stormwater Ponds - NHD |  | STFPS_PG_167980 |  | Not Affected | Not Affected | Not Affected | Not Affected | Not Affected | Not Affected | Not Affected | Not Affected | Not Affected | Not Affected | Not Affected | Not Affected | Not Affected | Not Affected | Not Affected | Not Affected | Not Affected | Not Affected | Not Affected | Not Affected | Not Affected | 0 | 0 | 0 | 0 | 21 | Polygon
Critical Infrastructure | Stormwater Treatment Facilities and Pump Stations | Stormwater Ponds - NHD |  | STFPS_PG_167981 |  | Not Affected | Not Affected | Not Affected | Not Affected | Not Affected | Not Affected | Not Affected | Not Affected | Not Affected | Not Affected | Not Affected | Not Affected | Not Affected | Not Affected | Not Affected | Not Affected | Not Affected | Not Affected | Not Affected | Not Affected | Not Affected | 0 | 0 | 0 | 0 | 21 | Polygon
Critical Infrastructure | Stormwater Treatment Facilities and Pump Stations | Stormwater Ponds - NHD |  | STFPS_PG_167982 |  | Not Affected | Not Affected | Not Affected | Not Affected | Not Affected | Not Affected | Not Affected | Not Affected | Not Affected | Not Affected | Not Affected | Not Affected | Not Affected | Not Affected | Not Affected | Not Affected | Not Affected | Not Affected | Not Affected | Not Affected | Not Affected | 0 | 0 | 0 | 0 | 21 | Polygon
Critical Infrastructure | Stormwater Treatment Facilities and Pump Stations | Stormwater Ponds - NHD |  | STFPS_PG_167983 |  | Not Affected | Not Affected | Not Affected | Not Affected | Not Affected | Not Affected | Not Affected | Not Affected | Not Affected | Not Affected | Not Affected | Not Affected | Not Affected | Not Affected | Not Affected | Not Affected | Not Affected | Not Affected | Not Affected | Not Affected | Not Affected | 0 | 0 | 0 | 0 | 21 | Polygon
Critical Infrastructure | Stormwater Treatment Facilities and Pump Stations | Stormwater Ponds - NHD |  | STFPS_PG_167984 |  | Not Affected | Not Affected | Not Affected | Not Affected | Not Affected | Not Affected | Not Affected | Not Affected | Not Affected | Not Affected | Not Affected | Not Affected | Not Affected | Not Affected | Not Affected | Not Affected | Not Affected | Not Affected | Not Affected | Not Affected | Not Affected | 0 | 0 | 0 | 0 | 21 | Polygon
Critical Infrastructure | Stormwater Treatment Facilities and Pump Stations | Stormwater Ponds - NHD |  | STFPS_PG_167985 |  | Not Affected | Not Affected | Not Affected | Not Affected | Not Affected | Not Affected | Not Affected | Not Affected | Not Affected | Not Affected | Not Affected | Not Affected | Not Affected | Not Affected | Not Affected | Not Affected | Not Affected | Not Affected | Not Affected | Not Affected | Not Affected | 0 | 0 | 0 | 0 | 21 | Polygon
Critical Infrastructure | Stormwater Treatment Facilities and Pump Stations | Stormwater Ponds - NHD |  | STFPS_PG_167986 |  | Not Affected | Not Affected | Not Affected | Not Affected | Not Affected | Not Affected | Not Affected | Not Affected | Not Affected | Not Affected | Not Affected | Not Affected | Not Affected | Not Affected | Not Affected | Not Affected | Not Affected | Not Affected | Not Affected | Not Affected | Not Affected | 0 | 0 | 0 | 0 | 21 | Polygon
Critical Infrastructure | Stormwater Treatment Facilities and Pump Stations | Stormwater Ponds - NHD |  | STFPS_PG_167987 |  | Not Affected | Not Affected | Not Affected | Not Affected | Not Affected | Not Affected | Not Affected | Not Affected | Not Affected | Not Affected | Not Affected | Not Affected | Not Affected | Not Affected | Not Affected | Not Affected | Not Affected | Not Affected | Not Affected | Not Affected | Not Affected | 0 | 0 | 0 | 0 | 21 | Polygon
Critical Infrastructure | Stormwater Treatment Facilities and Pump Stations | Stormwater Ponds - NHD |  | STFPS_PG_167988 |  | Not Affected | Not Affected | Not Affected | Not Affected | Not Affected | Not Affected | Not Affected | Not Affected | Not Affected | Not Affected | Not Affected | Not Affected | Not Affected | Not Affected | Not Affected | Not Affected | Not Affected | Not Affected | Not Affected | Not Affected | Not Affected | 0 | 0 | 0 | 0 | 21 | Polygon
Critical Infrastructure | Stormwater Treatment Facilities and Pump Stations | Stormwater Ponds - NHD |  | STFPS_PG_167989 |  | Not Affected | Not Affected | Not Affected | Not Affected | Not Affected | Not Affected | Not Affected | Not Affected | Not Affected | Not Affected | Not Affected | Not Affected | Not Affected | Not Affected | Not Affected | Not Affected | Not Affected | Not Affected | Not Affected | Not Affected | Not Affected | 0 | 0 | 0 | 0 | 21 | Polygon
Critical Infrastructure | Stormwater Treatment Facilities and Pump Stations | Stormwater Ponds - NHD |  | STFPS_PG_167990 |  | Not Affected | Not Affected | Not Affected | Not Affected | Not Affected | Not Affected | Not Affected | Not Affected | Not Affected | Not Affected | Not Affected | Not Affected | Not Affected | Not Affected | Not Affected | Not Affected | Not Affected | Not Affected | Not Affected | Not Affected | Not Affected | 0 | 0 | 0 | 0 | 21 | Polygon
Critical Infrastructure | Stormwater Treatment Facilities and Pump Stations | Stormwater Ponds - NHD |  | STFPS_PG_167991 |  | Not Affected | Not Affected | Not Affected | Not Affected | Not Affected | Not Affected | Not Affected | Not Affected | Not Affected | Not Affected | Not Affected | Not Affected | Not Affected | Not Affected | Not Affected | Not Affected | Not Affected | Not Affected | Not Affected | Not Affected | Not Affected | 0 | 0 | 0 | 0 | 21 | Polygon
Critical Infrastructure | Stormwater Treatment Facilities and Pump Stations | Stormwater Ponds - NHD |  | STFPS_PG_167992 |  | Not Affected | Not Affected | Not Affected | Not Affected | Not Affected | Not Affected | Not Affected | Not Affected | Not Affected | Not Affected | Not Affected | Not Affected | Not Affected | Not Affected | Not Affected | Not Affected | Not Affected | Not Affected | Not Affected | Not Affected | Not Affected | 0 | 0 | 0 | 0 | 21 | Polygon
Critical Infrastructure | Stormwater Treatment Facilities and Pump Stations | Stormwater Ponds - NHD |  | STFPS_PG_167993 |  | Not Affected | Not Affected | Not Affected | Not Affected | Not Affected | Not Affected | Not Affected | Not Affected | Not Affected | Not Affected | Not Affected | Not Affected | Not Affected | Not Affected | Not Affected | Not Affected | Not Affected | Not Affected | Not Affected | Not Affected | Not Affected | 0 | 0 | 0 | 0 | 21 | Polygon
Critical Infrastructure | Stormwater Treatment Facilities and Pump Stations | Stormwater Ponds - NHD |  | STFPS_PG_167994 |  | Not Affected | Not Affected | Not Affected | Not Affected | Not Affected | Not Affected | Not Affected | Not Affected | Not Affected | Not Affected | Not Affected | Not Affected | Not Affected | Not Affected | Not Affected | Not Affected | Not Affected | Not Affected | Not Affected | Not Affected | Not Affected | 0 | 0 | 0 | 0 | 21 | Polygon
Critical Infrastructure | Stormwater Treatment Facilities and Pump Stations | Stormwater Ponds - NHD |  | STFPS_PG_167995 |  | Not Affected | Not Affected | Not Affected | Not Affected | Not Affected | Not Affected | Not Affected | Not Affected | Not Affected | Not Affected | Not Affected | Not Affected | Not Affected | Not Affected | Not Affected | Not Affected | Not Affected | Not Affected | Not Affected | Not Affected | Not Affected | 0 | 0 | 0 | 0 | 21 | Polygon
Critical Infrastructure | Stormwater Treatment Facilities and Pump Stations | Stormwater Ponds - NHD |  | STFPS_PG_167996 |  | Not Affected | Not Affected | Not Affected | Not Affected | Not Affected | Not Affected | Not Affected | Not Affected | Not Affected | Not Affected | Not Affected | Not Affected | Not Affected | Not Affected | Not Affected | Not Affected | Not Affected | Not Affected | Not Affected | Not Affected | Not Affected | 0 | 0 | 0 | 0 | 21 | Polygon
Critical Infrastructure | Stormwater Treatment Facilities and Pump Stations | Stormwater Ponds - NHD |  | STFPS_PG_167997 |  | Not Affected | Not Affected | Not Affected | Not Affected | Not Affected | Not Affected | Not Affected | Not Affected | Not Affected | Not Affected | Not Affected | Not Affected | Not Affected | Not Affected | Not Affected | Not Affected | Not Affected | Not Affected | Not Affected | Not Affected | Not Affected | 0 | 0 | 0 | 0 | 21 | Polygon
Critical Infrastructure | Stormwater Treatment Facilities and Pump Stations | Stormwater Ponds - NHD |  | STFPS_PG_167998 |  | Not Affected | Not Affected | Not Affected | Not Affected | Not Affected | Not Affected | Not Affected | Not Affected | Not Affected | Not Affected | Not Affected | Not Affected | Not Affected | Not Affected | Not Affected | Not Affected | Not Affected | Not Affected | Not Affected | Not Affected | Not Affected | 0 | 0 | 0 | 0 | 21 | Polygon
Critical Infrastructure | Stormwater Treatment Facilities and Pump Stations | Stormwater Ponds - NHD |  | STFPS_PG_167999 |  | Not Affected | Not Affected | Not Affected | Not Affected | Not Affected | Not Affected | Not Affected | Not Affected | Not Affected | Not Affected | Not Affected | Not Affected | Not Affected | Not Affected | Not Affected | Not Affected | Not Affected | Not Affected | Not Affected | Not Affected | Not Affected | 0 | 0 | 0 | 0 | 21 | Polygon
Critical Infrastructure | Stormwater Treatment Facilities and Pump Stations | Stormwater Ponds - NHD |  | STFPS_PG_168000 |  | Not Affected | Not Affected | Not Affected | Not Affected | Not Affected | Not Affected | Not Affected | Not Affected | Not Affected | Not Affected | Not Affected | Not Affected | Not Affected | Not Affected | Not Affected | Not Affected | Not Affected | Not Affected | Not Affected | Not Affected | Not Affected | 0 | 0 | 0 | 0 | 21 | Polygon
Critical Infrastructure | Stormwater Treatment Facilities and Pump Stations | Stormwater Ponds - NHD |  | STFPS_PG_168001 |  | Not Affected | Not Affected | Not Affected | Not Affected | Not Affected | Not Affected | Not Affected | Not Affected | Not Affected | Not Affected | Not Affected | Not Affected | Not Affected | Not Affected | Not Affected | Not Affected | Not Affected | Not Affected | Not Affected | Not Affected | Not Affected | 0 | 0 | 0 | 0 | 21 | Polygon
Critical Infrastructure | Stormwater Treatment Facilities and Pump Stations | Stormwater Ponds - NHD |  | STFPS_PG_168002 |  | Not Affected | Not Affected | Not Affected | Not Affected | Not Affected | Not Affected | Not Affected | Not Affected | Not Affected | Not Affected | Not Affected | Not Affected | Not Affected | Not Affected | Not Affected | Not Affected | Not Affected | Not Affected | Not Affected | Not Affected | Not Affected | 0 | 0 | 0 | 0 | 21 | Polygon
Critical Infrastructure | Stormwater Treatment Facilities and Pump Stations | Stormwater Ponds - NHD |  | STFPS_PG_168014 |  | Not Affected | Not Affected | Not Affected | Not Affected | Not Affected | Not Affected | Not Affected | Not Affected | Not Affected | Not Affected | Not Affected | Not Affected | Not Affected | Not Affected | Not Affected | Not Affected | Not Affected | Not Affected | Not Affected | Not Affected | Not Affected | 0 | 0 | 0 | 0 | 21 | Polygon
Critical Infrastructure | Stormwater Treatment Facilities and Pump Stations | Stormwater Ponds - NHD |  | STFPS_PG_168025 |  | Not Affected | Not Affected | Not Affected | Not Affected | Not Affected | Not Affected | Not Affected | Not Affected | Not Affected | Not Affected | Not Affected | Not Affected | Not Affected | Not Affected | Not Affected | Not Affected | Not Affected | Not Affected | Not Affected | Not Affected | Not Affected | 0 | 0 | 0 | 0 | 21 | Polygon
Critical Infrastructure | Stormwater Treatment Facilities and Pump Stations | Stormwater Ponds - NHD |  | STFPS_PG_168026 |  | Not Affected | Not Affected | Not Affected | Not Affected | Not Affected | Not Affected | Not Affected | Not Affected | Not Affected | Not Affected | Not Affected | Not Affected | Not Affected | Not Affected | Not Affected | Not Affected | Not Affected | Not Affected | Not Affected | Not Affected | Not Affected | 0 | 0 | 0 | 0 | 21 | Polygon
Critical Infrastructure | Stormwater Treatment Facilities and Pump Stations | Stormwater Ponds - NHD |  | STFPS_PG_168039 |  | Not Affected | Not Affected | Not Affected | Not Affected | Not Affected | Not Affected | Not Affected | Not Affected | Not Affected | Not Affected | Not Affected | Not Affected | Not Affected | Not Affected | Not Affected | Not Affected | Not Affected | Not Affected | Not Affected | Not Affected | Not Affected | 0 | 0 | 0 | 0 | 21 | Polygon
Critical Infrastructure | Stormwater Treatment Facilities and Pump Stations | Stormwater Ponds - NHD |  | STFPS_PG_168052 |  | Not Affected | Not Affected | Not Affected | Not Affected | Not Affected | Not Affected | Not Affected | Not Affected | Not Affected | Not Affected | Not Affected | Not Affected | Not Affected | Not Affected | Not Affected | Not Affected | Not Affected | Not Affected | Not Affected | Not Affected | Not Affected | 0 | 0 | 0 | 0 | 21 | Polygon
Critical Infrastructure | Stormwater Treatment Facilities and Pump Stations | Stormwater Ponds - NHD |  | STFPS_PG_168058 |  | Not Affected | Not Affected | Not Affected | Not Affected | Not Affected | Not Affected | Not Affected | Not Affected | Not Affected | Not Affected | Not Affected | Not Affected | Not Affected | Not Affected | Not Affected | Not Affected | Not Affected | Not Affected | Not Affected | Not Affected | Not Affected | 0 | 0 | 0 | 0 | 21 | Polygon
Critical Infrastructure | Stormwater Treatment Facilities and Pump Stations | Stormwater Ponds - NHD |  | STFPS_PG_168060 |  | Not Affected | Not Affected | Not Affected | Not Affected | Not Affected | Not Affected | Not Affected | Not Affected | Not Affected | Not Affected | Not Affected | Not Affected | Not Affected | Not Affected | Not Affected | Not Affected | Not Affected | Not Affected | Not Affected | Not Affected | Not Affected | 0 | 0 | 0 | 0 | 21 | Polygon
Critical Infrastructure | Stormwater Treatment Facilities and Pump Stations | Stormwater Ponds - NHD |  | STFPS_PG_168080 |  | Not Affected | Not Affected | Not Affected | Not Affected | Not Affected | Not Affected | Not Affected | Not Affected | Not Affected | Not Affected | Not Affected | Not Affected | Not Affected | Not Affected | Not Affected | Not Affected | Not Affected | Not Affected | Not Affected | Not Affected | Not Affected | 0 | 0 | 0 | 0 | 21 | Polygon
Critical Infrastructure | Stormwater Treatment Facilities and Pump Stations | Stormwater Ponds - NHD |  | STFPS_PG_168081 |  | Not Affected | Not Affected | Not Affected | Not Affected | Not Affected | Not Affected | Not Affected | Not Affected | Not Affected | Not Affected | Not Affected | Not Affected | Not Affected | Not Affected | Not Affected | Not Affected | Not Affected | Not Affected | Not Affected | Not Affected | Not Affected | 0 | 0 | 0 | 0 | 21 | Polygon
Critical Infrastructure | Stormwater Treatment Facilities and Pump Stations | Stormwater Ponds - NHD |  | STFPS_PG_168082 |  | Not Affected | Not Affected | Not Affected | Not Affected | Not Affected | Not Affected | Not Affected | Not Affected | Not Affected | Not Affected | Not Affected | Not Affected | Not Affected | Not Affected | Not Affected | Not Affected | Not Affected | Not Affected | Not Affected | Not Affected | Not Affected | 0 | 0 | 0 | 0 | 21 | Polygon
Critical Infrastructure | Stormwater Treatment Facilities and Pump Stations | Stormwater Ponds - NHD |  | STFPS_PG_168083 |  | Not Affected | Not Affected | Not Affected | Not Affected | Not Affected | Not Affected | Not Affected | Not Affected | Not Affected | Not Affected | Not Affected | Not Affected | Not Affected | Not Affected | Not Affected | Not Affected | Not Affected | Not Affected | Not Affected | Not Affected | Not Affected | 0 | 0 | 0 | 0 | 21 | Polygon
Critical Infrastructure | Stormwater Treatment Facilities and Pump Stations | Stormwater Ponds - NHD |  | STFPS_PG_168084 |  | Not Affected | Not Affected | Not Affected | Not Affected | Not Affected | Not Affected | Not Affected | Not Affected | Not Affected | Not Affected | Not Affected | Not Affected | Not Affected | Not Affected | Not Affected | Not Affected | Not Affected | Not Affected | Not Affected | Not Affected | Not Affected | 0 | 0 | 0 | 0 | 21 | Polygon
Critical Infrastructure | Stormwater Treatment Facilities and Pump Stations | Stormwater Ponds - NHD |  | STFPS_PG_168198 |  | Not Affected | Not Affected | Not Affected | Not Affected | Not Affected | Not Affected | Not Affected | Not Affected | Not Affected | Not Affected | Not Affected | Not Affected | Not Affected | Not Affected | Not Affected | Not Affected | Not Affected | Not Affected | Not Affected | Not Affected | Not Affected | 0 | 0 | 0 | 0 | 21 | Polygon
Critical Infrastructure | Stormwater Treatment Facilities and Pump Stations | Stormwater Ponds - NHD |  | STFPS_PG_168202 |  | Not Affected | Not Affected | Not Affected | Not Affected | Not Affected | Not Affected | Not Affected | Not Affected | Not Affected | Not Affected | Not Affected | Not Affected | Not Affected | Not Affected | Not Affected | Not Affected | Not Affected | Not Affected | Not Affected | Not Affected | Not Affected | 0 | 0 | 0 | 0 | 21 | Polygon
Critical Infrastructure | Stormwater Treatment Facilities and Pump Stations | Stormwater Ponds - NHD |  | STFPS_PG_168204 |  | Not Affected | Not Affected | Not Affected | Not Affected | Not Affected | Not Affected | Not Affected | Not Affected | Not Affected | Not Affected | Not Affected | Not Affected | Not Affected | Not Affected | Not Affected | Not Affected | Not Affected | Not Affected | Not Affected | Not Affected | Not Affected | 0 | 0 | 0 | 0 | 21 | Polygon
Critical Infrastructure | Stormwater Treatment Facilities and Pump Stations | Stormwater Ponds - NHD |  | STFPS_PG_168210 |  | Not Affected | Not Affected | Not Affected | Not Affected | Not Affected | Not Affected | Not Affected | Not Affected | Not Affected | Not Affected | Not Affected | Not Affected | Not Affected | Not Affected | Not Affected | Not Affected | Not Affected | Not Affected | Not Affected | Not Affected | Not Affected | 0 | 0 | 0 | 0 | 21 | Polygon
Critical Infrastructure | Stormwater Treatment Facilities and Pump Stations | Stormwater Ponds - NHD |  | STFPS_PG_168211 |  | Not Affected | Not Affected | Not Affected | Not Affected | Not Affected | Not Affected | Not Affected | Not Affected | Not Affected | Not Affected | Not Affected | Not Affected | Not Affected | Not Affected | Not Affected | Not Affected | Not Affected | Not Affected | Not Affected | Not Affected | Not Affected | 0 | 0 | 0 | 0 | 21 | Polygon
Critical Infrastructure | Stormwater Treatment Facilities and Pump Stations | Stormwater Ponds - NHD |  | STFPS_PG_168219 |  | Not Affected | Not Affected | Not Affected | Not Affected | Not Affected | Not Affected | Not Affected | Not Affected | Not Affected | Not Affected | Not Affected | Not Affected | Not Affected | Not Affected | Not Affected | Not Affected | Not Affected | Not Affected | Not Affected | Not Affected | Not Affected | 0 | 0 | 0 | 0 | 21 | Polygon
Critical Infrastructure | Stormwater Treatment Facilities and Pump Stations | Stormwater Ponds - NHD |  | STFPS_PG_168233 |  | Not Affected | Not Affected | Not Affected | Not Affected | Not Affected | Not Affected | Not Affected | Not Affected | Not Affected | Not Affected | Not Affected | Not Affected | Not Affected | Not Affected | Not Affected | Not Affected | Not Affected | Not Affected | Not Affected | Not Affected | Not Affected | 0 | 0 | 0 | 0 | 21 | Polygon
Critical Infrastructure | Stormwater Treatment Facilities and Pump Stations | Stormwater Ponds - NHD |  | STFPS_PG_168254 |  | Not Affected | Not Affected | Not Affected | Not Affected | Not Affected | Not Affected | Not Affected | Not Affected | Not Affected | Not Affected | Not Affected | Not Affected | Not Affected | Not Affected | Not Affected | Not Affected | Not Affected | Not Affected | Not Affected | Not Affected | Not Affected | 0 | 0 | 0 | 0 | 21 | Polygon
Critical Infrastructure | Stormwater Treatment Facilities and Pump Stations | Stormwater Ponds - NHD |  | STFPS_PG_168255 |  | Not Affected | Not Affected | Not Affected | Not Affected | Not Affected | Not Affected | Not Affected | Not Affected | Not Affected | Not Affected | Not Affected | Not Affected | Not Affected | Not Affected | Not Affected | Not Affected | Not Affected | Not Affected | Not Affected | Not Affected | Not Affected | 0 | 0 | 0 | 0 | 21 | Polygon
Critical Infrastructure | Stormwater Treatment Facilities and Pump Stations | Stormwater Ponds - NHD |  | STFPS_PG_168256 |  | Not Affected | Not Affected | Not Affected | Not Affected | Not Affected | Not Affected | Not Affected | Not Affected | Not Affected | Not Affected | Not Affected | Not Affected | Not Affected | Not Affected | Not Affected | Not Affected | Not Affected | Not Affected | Not Affected | Not Affected | Not Affected | 0 | 0 | 0 | 0 | 21 | Polygon
Critical Infrastructure | Stormwater Treatment Facilities and Pump Stations | Stormwater Ponds - NHD |  | STFPS_PG_168276 |  | Not Affected | Not Affected | Not Affected | Not Affected | Not Affected | Not Affected | Not Affected | Not Affected | Not Affected | Not Affected | Not Affected | Not Affected | Not Affected | Not Affected | Not Affected | Not Affected | Not Affected | Not Affected | Not Affected | Not Affected | Not Affected | 0 | 0 | 0 | 0 | 21 | Polygon
Critical Infrastructure | Stormwater Treatment Facilities and Pump Stations | Stormwater Ponds - NHD |  | STFPS_PG_168277 |  | Not Affected | Not Affected | Not Affected | Not Affected | Not Affected | Not Affected | Not Affected | Not Affected | Not Affected | Not Affected | Not Affected | Not Affected | Not Affected | Not Affected | Not Affected | Not Affected | Not Affected | Not Affected | Not Affected | Not Affected | Not Affected | 0 | 0 | 0 | 0 | 21 | Polygon
Critical Infrastructure | Stormwater Treatment Facilities and Pump Stations | Stormwater Ponds - NHD |  | STFPS_PG_168278 |  | Not Affected | Not Affected | Not Affected | Not Affected | Not Affected | Not Affected | Not Affected | Not Affected | Not Affected | Not Affected | Not Affected | Not Affected | Not Affected | Not Affected | Not Affected | Not Affected | Not Affected | Not Affected | Not Affected | Not Affected | Not Affected | 0 | 0 | 0 | 0 | 21 | Polygon
Critical Infrastructure | Stormwater Treatment Facilities and Pump Stations | Stormwater Ponds - NHD |  | STFPS_PG_168299 |  | Not Affected | Not Affected | Not Affected | Not Affected | Not Affected | Not Affected | Not Affected | Not Affected | Not Affected | Not Affected | Not Affected | Not Affected | Not Affected | Not Affected | Not Affected | Not Affected | Not Affected | Not Affected | Not Affected | Not Affected | Not Affected | 0 | 0 | 0 | 0 | 21 | Polygon
Critical Infrastructure | Stormwater Treatment Facilities and Pump Stations | Stormwater Ponds - NHD |  | STFPS_PG_168300 |  | Not Affected | Not Affected | Not Affected | Not Affected | Not Affected | Not Affected | Not Affected | Not Affected | Not Affected | Not Affected | Not Affected | Not Affected | Not Affected | Not Affected | Not Affected | Not Affected | Not Affected | Not Affected | Not Affected | Not Affected | Not Affected | 0 | 0 | 0 | 0 | 21 | Polygon
Critical Infrastructure | Stormwater Treatment Facilities and Pump Stations | Stormwater Ponds - NHD |  | STFPS_PG_168354 |  | Not Affected | Not Affected | Not Affected | Not Affected | Not Affected | Not Affected | Not Affected | Not Affected | Not Affected | Not Affected | Not Affected | Not Affected | Not Affected | Not Affected | Not Affected | Not Affected | Not Affected | Not Affected | Not Affected | Not Affected | Not Affected | 0 | 0 | 0 | 0 | 21 | Polygon
Critical Infrastructure | Stormwater Treatment Facilities and Pump Stations | Stormwater Ponds - NHD |  | STFPS_PG_168373 |  | Not Affected | Not Affected | Not Affected | Not Affected | Not Affected | Not Affected | Not Affected | Not Affected | Not Affected | Not Affected | Not Affected | Not Affected | Not Affected | Not Affected | Not Affected | Not Affected | Not Affected | Not Affected | Not Affected | Not Affected | Not Affected | 0 | 0 | 0 | 0 | 21 | Polygon
Critical Infrastructure | Stormwater Treatment Facilities and Pump Stations | Stormwater Ponds - NHD |  | STFPS_PG_168374 |  | Not Affected | Not Affected | Not Affected | Not Affected | Not Affected | Not Affected | Not Affected | Not Affected | Not Affected | Not Affected | Not Affected | Not Affected | Not Affected | Not Affected | Not Affected | Not Affected | Not Affected | Not Affected | Not Affected | Not Affected | Not Affected | 0 | 0 | 0 | 0 | 21 | Polygon
Critical Infrastructure | Stormwater Treatment Facilities and Pump Stations | Stormwater Ponds - NHD |  | STFPS_PG_168375 |  | Not Affected | Not Affected | Not Affected | Not Affected | Not Affected | Not Affected | Not Affected | Not Affected | Not Affected | Not Affected | Not Affected | Not Affected | Not Affected | Not Affected | Not Affected | Not Affected | Not Affected | Not Affected | Not Affected | Not Affected | Not Affected | 0 | 0 | 0 | 0 | 21 | Polygon
Critical Infrastructure | Stormwater Treatment Facilities and Pump Stations | Stormwater Ponds - NHD |  | STFPS_PG_168377 |  | Not Affected | Not Affected | Not Affected | Not Affected | Not Affected | Not Affected | Not Affected | Not Affected | Not Affected | Not Affected | Not Affected | Not Affected | Not Affected | Not Affected | Not Affected | Not Affected | Not Affected | Not Affected | Not Affected | Not Affected | Not Affected | 0 | 0 | 0 | 0 | 21 | Polygon
Critical Infrastructure | Stormwater Treatment Facilities and Pump Stations | Stormwater Ponds - NHD |  | STFPS_PG_168378 |  | Not Affected | Not Affected | Not Affected | Not Affected | Not Affected | Not Affected | Not Affected | Not Affected | Not Affected | Not Affected | Not Affected | Not Affected | Not Affected | Not Affected | Not Affected | Not Affected | Not Affected | Not Affected | Not Affected | Not Affected | Not Affected | 0 | 0 | 0 | 0 | 21 | Polygon
Critical Infrastructure | Stormwater Treatment Facilities and Pump Stations | Stormwater Ponds - NHD |  | STFPS_PG_168399 |  | Not Affected | Not Affected | Not Affected | Not Affected | Not Affected | Not Affected | Not Affected | Not Affected | Not Affected | Not Affected | Not Affected | Not Affected | Not Affected | Not Affected | Not Affected | Not Affected | Not Affected | Not Affected | Not Affected | Not Affected | Not Affected | 0 | 0 | 0 | 0 | 21 | Polygon
Critical Infrastructure | Stormwater Treatment Facilities and Pump Stations | Stormwater Ponds - NHD |  | STFPS_PG_168401 |  | Not Affected | Not Affected | Not Affected | Not Affected | Not Affected | Not Affected | Not Affected | Not Affected | Not Affected | Not Affected | Not Affected | Not Affected | Not Affected | Not Affected | Not Affected | Not Affected | Not Affected | Not Affected | Not Affected | Not Affected | Not Affected | 0 | 0 | 0 | 0 | 21 | Polygon
Critical Infrastructure | Stormwater Treatment Facilities and Pump Stations | Stormwater Ponds - NHD |  | STFPS_PG_168402 |  | Not Affected | Not Affected | Not Affected | Not Affected | Not Affected | Not Affected | Not Affected | Not Affected | Not Affected | Not Affected | Not Affected | Not Affected | Not Affected | Not Affected | Not Affected | Not Affected | Not Affected | Not Affected | Not Affected | Not Affected | Not Affected | 0 | 0 | 0 | 0 | 21 | Polygon
Critical Infrastructure | Stormwater Treatment Facilities and Pump Stations | Stormwater Ponds - NHD |  | STFPS_PG_168403 |  | Not Affected | Not Affected | Not Affected | Not Affected | Not Affected | Not Affected | Not Affected | Not Affected | Not Affected | Not Affected | Not Affected | Not Affected | Not Affected | Not Affected | Not Affected | Not Affected | Not Affected | Not Affected | Not Affected | Not Affected | Not Affected | 0 | 0 | 0 | 0 | 21 | Polygon
Critical Infrastructure | Stormwater Treatment Facilities and Pump Stations | Stormwater Ponds - NHD |  | STFPS_PG_168446 |  | Not Affected | Not Affected | Not Affected | Not Affected | Not Affected | Not Affected | Not Affected | Not Affected | Not Affected | Not Affected | Not Affected | Not Affected | Not Affected | Not Affected | Not Affected | Not Affected | Not Affected | Not Affected | Not Affected | Not Affected | Not Affected | 0 | 0 | 0 | 0 | 21 | Polygon
Critical Infrastructure | Stormwater Treatment Facilities and Pump Stations | Stormwater Ponds - NHD |  | STFPS_PG_168453 |  | Not Affected | Not Affected | Not Affected | Not Affected | Not Affected | Not Affected | Not Affected | Not Affected | Not Affected | Not Affected | Not Affected | Not Affected | Not Affected | Not Affected | Not Affected | Not Affected | Not Affected | Not Affected | Not Affected | Not Affected | Not Affected | 0 | 0 | 0 | 0 | 21 | Polygon
Critical Infrastructure | Stormwater Treatment Facilities and Pump Stations | Stormwater Ponds - NHD |  | STFPS_PG_168484 |  | Not Affected | Not Affected | Not Affected | Not Affected | Not Affected | Not Affected | Not Affected | Not Affected | Not Affected | Not Affected | Not Affected | Not Affected | Not Affected | Not Affected | Not Affected | Not Affected | Not Affected | Not Affected | Not Affected | Not Affected | Not Affected | 0 | 0 | 0 | 0 | 21 | Polygon
Critical Infrastructure | Stormwater Treatment Facilities and Pump Stations | Stormwater Ponds - NHD |  | STFPS_PG_168531 |  | Not Affected | Not Affected | Not Affected | Not Affected | Not Affected | Not Affected | Not Affected | Not Affected | Not Affected | Not Affected | Not Affected | Not Affected | Not Affected | Not Affected | Not Affected | Not Affected | Not Affected | Not Affected | Not Affected | Not Affected | Not Affected | 0 | 0 | 0 | 0 | 21 | Polygon
Critical Infrastructure | Stormwater Treatment Facilities and Pump Stations | Stormwater Ponds - NHD |  | STFPS_PG_168534 |  | Not Affected | Not Affected | Not Affected | Not Affected | Not Affected | Not Affected | Not Affected | Not Affected | Not Affected | Not Affected | Not Affected | Not Affected | Not Affected | Not Affected | Not Affected | Not Affected | Not Affected | Not Affected | Not Affected | Not Affected | Not Affected | 0 | 0 | 0 | 0 | 21 | Polygon
Critical Infrastructure | Stormwater Treatment Facilities and Pump Stations | Stormwater Ponds - NHD |  | STFPS_PG_168537 |  | Not Affected | Not Affected | Not Affected | Not Affected | Not Affected | Not Affected | Not Affected | Not Affected | Not Affected | Not Affected | Not Affected | Not Affected | Not Affected | Not Affected | Not Affected | Not Affected | Not Affected | Not Affected | Not Affected | Not Affected | Not Affected | 0 | 0 | 0 | 0 | 21 | Polygon
Critical Infrastructure | Stormwater Treatment Facilities and Pump Stations | Stormwater Ponds - NHD |  | STFPS_PG_168539 |  | Not Affected | Not Affected | Not Affected | Not Affected | Not Affected | Not Affected | Not Affected | Not Affected | Not Affected | Not Affected | Not Affected | Not Affected | Not Affected | Not Affected | Not Affected | Not Affected | Not Affected | Not Affected | Not Affected | Not Affected | Not Affected | 0 | 0 | 0 | 0 | 21 | Polygon
Critical Infrastructure | Stormwater Treatment Facilities and Pump Stations | Stormwater Ponds - NHD |  | STFPS_PG_168541 |  | Not Affected | Not Affected | Not Affected | Not Affected | Not Affected | Not Affected | Not Affected | Not Affected | Not Affected | Not Affected | Not Affected | Not Affected | Not Affected | Not Affected | Not Affected | Not Affected | Not Affected | Not Affected | Not Affected | Not Affected | Not Affected | 0 | 0 | 0 | 0 | 21 | Polygon
Critical Infrastructure | Stormwater Treatment Facilities and Pump Stations | Stormwater Ponds - NHD |  | STFPS_PG_168543 |  | Not Affected | Not Affected | Not Affected | Not Affected | Not Affected | Not Affected | Not Affected | Not Affected | Not Affected | Not Affected | Not Affected | Not Affected | Not Affected | Not Affected | Not Affected | Not Affected | Not Affected | Not Affected | Not Affected | Not Affected | Not Affected | 0 | 0 | 0 | 0 | 21 | Polygon
Critical Infrastructure | Stormwater Treatment Facilities and Pump Stations | Stormwater Ponds - NHD |  | STFPS_PG_168545 |  | Not Affected | Not Affected | Not Affected | Not Affected | Not Affected | Not Affected | Not Affected | Not Affected | Not Affected | Not Affected | Not Affected | Not Affected | Not Affected | Not Affected | Not Affected | Not Affected | Not Affected | Not Affected | Not Affected | Not Affected | Not Affected | 0 | 0 | 0 | 0 | 21 | Polygon
Critical Infrastructure | Stormwater Treatment Facilities and Pump Stations | Stormwater Ponds - NHD |  | STFPS_PG_168547 |  | Not Affected | Not Affected | Not Affected | Not Affected | Not Affected | Not Affected | Not Affected | Not Affected | Not Affected | Not Affected | Not Affected | Not Affected | Not Affected | Not Affected | Not Affected | Not Affected | Not Affected | Not Affected | Not Affected | Not Affected | Not Affected | 0 | 0 | 0 | 0 | 21 | Polygon
Critical Infrastructure | Stormwater Treatment Facilities and Pump Stations | Stormwater Ponds - NHD |  | STFPS_PG_168548 |  | Not Affected | Not Affected | Not Affected | Not Affected | Not Affected | Not Affected | Not Affected | Not Affected | Not Affected | Not Affected | Not Affected | Not Affected | Not Affected | Not Affected | Not Affected | Not Affected | Not Affected | Not Affected | Not Affected | Not Affected | Not Affected | 0 | 0 | 0 | 0 | 21 | Polygon
Critical Infrastructure | Stormwater Treatment Facilities and Pump Stations | Stormwater Ponds - NHD |  | STFPS_PG_168550 |  | Not Affected | Not Affected | Not Affected | Not Affected | Not Affected | Not Affected | Not Affected | Not Affected | Not Affected | Not Affected | Not Affected | Not Affected | Not Affected | Not Affected | Not Affected | Not Affected | Not Affected | Not Affected | Not Affected | Not Affected | Not Affected | 0 | 0 | 0 | 0 | 21 | Polygon
Critical Infrastructure | Stormwater Treatment Facilities and Pump Stations | Stormwater Ponds - NHD |  | STFPS_PG_168551 |  | Not Affected | Not Affected | Not Affected | Not Affected | Not Affected | Not Affected | Not Affected | Not Affected | Not Affected | Not Affected | Not Affected | Not Affected | Not Affected | Not Affected | Not Affected | Not Affected | Not Affected | Not Affected | Not Affected | Not Affected | Not Affected | 0 | 0 | 0 | 0 | 21 | Polygon
Critical Infrastructure | Stormwater Treatment Facilities and Pump Stations | Stormwater Ponds - NHD |  | STFPS_PG_168553 |  | Not Affected | Not Affected | Not Affected | Not Affected | Not Affected | Not Affected | Not Affected | Not Affected | Not Affected | Not Affected | Not Affected | Not Affected | Not Affected | Not Affected | Not Affected | Not Affected | Not Affected | Not Affected | Not Affected | Not Affected | Not Affected | 0 | 0 | 0 | 0 | 21 | Polygon
Critical Infrastructure | Stormwater Treatment Facilities and Pump Stations | Stormwater Ponds - NHD |  | STFPS_PG_168556 |  | Not Affected | Not Affected | Not Affected | Not Affected | Not Affected | Not Affected | Not Affected | Not Affected | Not Affected | Not Affected | Not Affected | Not Affected | Not Affected | Not Affected | Not Affected | Not Affected | Not Affected | Not Affected | Not Affected | Not Affected | Not Affected | 0 | 0 | 0 | 0 | 21 | Polygon
Critical Infrastructure | Stormwater Treatment Facilities and Pump Stations | Stormwater Ponds - NHD |  | STFPS_PG_168558 |  | Not Affected | Not Affected | Not Affected | Not Affected | Not Affected | Not Affected | Not Affected | Not Affected | Not Affected | Not Affected | Not Affected | Not Affected | Not Affected | Not Affected | Not Affected | Not Affected | Not Affected | Not Affected | Not Affected | Not Affected | Not Affected | 0 | 0 | 0 | 0 | 21 | Polygon
Critical Infrastructure | Stormwater Treatment Facilities and Pump Stations | Stormwater Ponds - NHD |  | STFPS_PG_168562 |  | Not Affected | Not Affected | Not Affected | Not Affected | Not Affected | Not Affected | Not Affected | Not Affected | Not Affected | Not Affected | Not Affected | Not Affected | Not Affected | Not Affected | Not Affected | Not Affected | Not Affected | Not Affected | Not Affected | Not Affected | Not Affected | 0 | 0 | 0 | 0 | 21 | Polygon
Critical Infrastructure | Stormwater Treatment Facilities and Pump Stations | Stormwater Ponds - NHD |  | STFPS_PG_168563 |  | Not Affected | Not Affected | Not Affected | Not Affected | Not Affected | Not Affected | Not Affected | Not Affected | Not Affected | Not Affected | Not Affected | Not Affected | Not Affected | Not Affected | Not Affected | Not Affected | Not Affected | Not Affected | Not Affected | Not Affected | Not Affected | 0 | 0 | 0 | 0 | 21 | Polygon
Critical Infrastructure | Stormwater Treatment Facilities and Pump Stations | Stormwater Ponds - NHD |  | STFPS_PG_168564 |  | Not Affected | Not Affected | Not Affected | Not Affected | Not Affected | Not Affected | Not Affected | Not Affected | Not Affected | Not Affected | Not Affected | Not Affected | Not Affected | Not Affected | Not Affected | Not Affected | Not Affected | Not Affected | Not Affected | Not Affected | Not Affected | 0 | 0 | 0 | 0 | 21 | Polygon
Critical Infrastructure | Stormwater Treatment Facilities and Pump Stations | Stormwater Ponds - NHD |  | STFPS_PG_168565 |  | Not Affected | Not Affected | Not Affected | Not Affected | Not Affected | Not Affected | Not Affected | Not Affected | Not Affected | Not Affected | Not Affected | Not Affected | Not Affected | Not Affected | Not Affected | Not Affected | Not Affected | Not Affected | Not Affected | Not Affected | Not Affected | 0 | 0 | 0 | 0 | 21 | Polygon
Critical Infrastructure | Stormwater Treatment Facilities and Pump Stations | Stormwater Ponds - NHD |  | STFPS_PG_168567 |  | Not Affected | Not Affected | Not Affected | Not Affected | Not Affected | Not Affected | Not Affected | Not Affected | Not Affected | Not Affected | Not Affected | Not Affected | Not Affected | Not Affected | Not Affected | Not Affected | Not Affected | Not Affected | Not Affected | Not Affected | Not Affected | 0 | 0 | 0 | 0 | 21 | Polygon
Critical Infrastructure | Stormwater Treatment Facilities and Pump Stations | Stormwater Ponds - NHD |  | STFPS_PG_168569 |  | Not Affected | Not Affected | Not Affected | Not Affected | Not Affected | Not Affected | Not Affected | Not Affected | Not Affected | Not Affected | Not Affected | Not Affected | Not Affected | Not Affected | Not Affected | Not Affected | Not Affected | Not Affected | Not Affected | Not Affected | Not Affected | 0 | 0 | 0 | 0 | 21 | Polygon
Critical Infrastructure | Stormwater Treatment Facilities and Pump Stations | Stormwater Ponds - NHD |  | STFPS_PG_168570 |  | Not Affected | Not Affected | Not Affected | Not Affected | Not Affected | Not Affected | Not Affected | Not Affected | Not Affected | Not Affected | Not Affected | Not Affected | Not Affected | Not Affected | Not Affected | Not Affected | Not Affected | Not Affected | Not Affected | Not Affected | Not Affected | 0 | 0 | 0 | 0 | 21 | Polygon
Critical Infrastructure | Stormwater Treatment Facilities and Pump Stations | Stormwater Ponds - NHD |  | STFPS_PG_168571 |  | Not Affected | Not Affected | Not Affected | Not Affected | Not Affected | Not Affected | Not Affected | Not Affected | Not Affected | Not Affected | Not Affected | Not Affected | Not Affected | Not Affected | Not Affected | Not Affected | Not Affected | Not Affected | Not Affected | Not Affected | Not Affected | 0 | 0 | 0 | 0 | 21 | Polygon
Critical Infrastructure | Stormwater Treatment Facilities and Pump Stations | Stormwater Ponds - NHD |  | STFPS_PG_168572 |  | Not Affected | Not Affected | Not Affected | Not Affected | Not Affected | Not Affected | Not Affected | Not Affected | Not Affected | Not Affected | Not Affected | Not Affected | Not Affected | Not Affected | Not Affected | Not Affected | Not Affected | Not Affected | Not Affected | Not Affected | Not Affected | 0 | 0 | 0 | 0 | 21 | Polygon
Critical Infrastructure | Stormwater Treatment Facilities and Pump Stations | Stormwater Ponds - NHD |  | STFPS_PG_168575 |  | Not Affected | Not Affected | Not Affected | Not Affected | Not Affected | Not Affected | Not Affected | Not Affected | Not Affected | Not Affected | Not Affected | Not Affected | Not Affected | Not Affected | Not Affected | Not Affected | Not Affected | Not Affected | Not Affected | Not Affected | Not Affected | 0 | 0 | 0 | 0 | 21 | Polygon
Critical Infrastructure | Stormwater Treatment Facilities and Pump Stations | Stormwater Ponds - NHD |  | STFPS_PG_168577 |  | Not Affected | Not Affected | Not Affected | Not Affected | Not Affected | Not Affected | Not Affected | Not Affected | Not Affected | Not Affected | Not Affected | Not Affected | Not Affected | Not Affected | Not Affected | Not Affected | Not Affected | Not Affected | Not Affected | Not Affected | Not Affected | 0 | 0 | 0 | 0 | 21 | Polygon
Critical Infrastructure | Stormwater Treatment Facilities and Pump Stations | Stormwater Ponds - NHD |  | STFPS_PG_168578 |  | Not Affected | Not Affected | Not Affected | Not Affected | Not Affected | Not Affected | Not Affected | Not Affected | Not Affected | Not Affected | Not Affected | Not Affected | Not Affected | Not Affected | Not Affected | Not Affected | Not Affected | Not Affected | Not Affected | Not Affected | Not Affected | 0 | 0 | 0 | 0 | 21 | Polygon
Critical Infrastructure | Stormwater Treatment Facilities and Pump Stations | Stormwater Ponds - NHD |  | STFPS_PG_168579 |  | Not Affected | Not Affected | Not Affected | Not Affected | Not Affected | Not Affected | Not Affected | Not Affected | Not Affected | Not Affected | Not Affected | Not Affected | Not Affected | Not Affected | Not Affected | Not Affected | Not Affected | Not Affected | Not Affected | Not Affected | Not Affected | 0 | 0 | 0 | 0 | 21 | Polygon
Critical Infrastructure | Stormwater Treatment Facilities and Pump Stations | Stormwater Ponds - NHD |  | STFPS_PG_168580 |  | Not Affected | Not Affected | Not Affected | Not Affected | Not Affected | Not Affected | Not Affected | Not Affected | Not Affected | Not Affected | Not Affected | Not Affected | Not Affected | Not Affected | Not Affected | Not Affected | Not Affected | Not Affected | Not Affected | Not Affected | Not Affected | 0 | 0 | 0 | 0 | 21 | Polygon
Critical Infrastructure | Stormwater Treatment Facilities and Pump Stations | Stormwater Ponds - NHD |  | STFPS_PG_168582 |  | Not Affected | Not Affected | Not Affected | Not Affected | Not Affected | Not Affected | Not Affected | Not Affected | Not Affected | Not Affected | Not Affected | Not Affected | Not Affected | Not Affected | Not Affected | Not Affected | Not Affected | Not Affected | Not Affected | Not Affected | Not Affected | 0 | 0 | 0 | 0 | 21 | Polygon
Critical Infrastructure | Stormwater Treatment Facilities and Pump Stations | Stormwater Ponds - NHD |  | STFPS_PG_168583 |  | Not Affected | Not Affected | Not Affected | Not Affected | Not Affected | Not Affected | Not Affected | Not Affected | Not Affected | Not Affected | Not Affected | Not Affected | Not Affected | Not Affected | Not Affected | Not Affected | Not Affected | Not Affected | Not Affected | Not Affected | Not Affected | 0 | 0 | 0 | 0 | 21 | Polygon
Critical Infrastructure | Stormwater Treatment Facilities and Pump Stations | Stormwater Ponds - NHD |  | STFPS_PG_168585 |  | Not Affected | Not Affected | Not Affected | Not Affected | Not Affected | Not Affected | Not Affected | Not Affected | Not Affected | Not Affected | Not Affected | Not Affected | Not Affected | Not Affected | Not Affected | Not Affected | Not Affected | Not Affected | Not Affected | Not Affected | Not Affected | 0 | 0 | 0 | 0 | 21 | Polygon
Critical Infrastructure | Stormwater Treatment Facilities and Pump Stations | Stormwater Ponds - NHD |  | STFPS_PG_168586 |  | Not Affected | Not Affected | Not Affected | Not Affected | Not Affected | Not Affected | Not Affected | Not Affected | Not Affected | Not Affected | Not Affected | Not Affected | Not Affected | Not Affected | Not Affected | Not Affected | Not Affected | Not Affected | Not Affected | Not Affected | Not Affected | 0 | 0 | 0 | 0 | 21 | Polygon
Critical Infrastructure | Stormwater Treatment Facilities and Pump Stations | Stormwater Ponds - NHD |  | STFPS_PG_168632 |  | Not Affected | Not Affected | Not Affected | Not Affected | Not Affected | Not Affected | Not Affected | Not Affected | Not Affected | Not Affected | Not Affected | Not Affected | Not Affected | Not Affected | Not Affected | Not Affected | Not Affected | Not Affected | Not Affected | Not Affected | Not Affected | 0 | 0 | 0 | 0 | 21 | Polygon
Critical Infrastructure | Stormwater Treatment Facilities and Pump Stations | Stormwater Ponds - NHD |  | STFPS_PG_168634 |  | Not Affected | Not Affected | Not Affected | Not Affected | Not Affected | Not Affected | Not Affected | Not Affected | Not Affected | Not Affected | Not Affected | Not Affected | Not Affected | Not Affected | Not Affected | Not Affected | Not Affected | Not Affected | Not Affected | Not Affected | Not Affected | 0 | 0 | 0 | 0 | 21 | Polygon
Critical Infrastructure | Stormwater Treatment Facilities and Pump Stations | Stormwater Ponds - NHD |  | STFPS_PG_168636 |  | Not Affected | Not Affected | Not Affected | Not Affected | Not Affected | Not Affected | Not Affected | Not Affected | Not Affected | Not Affected | Not Affected | Not Affected | Not Affected | Not Affected | Not Affected | Not Affected | Not Affected | Not Affected | Not Affected | Not Affected | Not Affected | 0 | 0 | 0 | 0 | 21 | Polygon
Critical Infrastructure | Stormwater Treatment Facilities and Pump Stations | Stormwater Ponds - NHD |  | STFPS_PG_168637 |  | Not Affected | Not Affected | Not Affected | Not Affected | Not Affected | Not Affected | Not Affected | Not Affected | Not Affected | Not Affected | Not Affected | Not Affected | Not Affected | Not Affected | Not Affected | Not Affected | Not Affected | Not Affected | Not Affected | Not Affected | Not Affected | 0 | 0 | 0 | 0 | 21 | Polygon
Critical Infrastructure | Stormwater Treatment Facilities and Pump Stations | Stormwater Ponds - NHD |  | STFPS_PG_168638 |  | Not Affected | Not Affected | Not Affected | Not Affected | Not Affected | Not Affected | Not Affected | Not Affected | Not Affected | Not Affected | Not Affected | Not Affected | Not Affected | Not Affected | Not Affected | Not Affected | Not Affected | Not Affected | Not Affected | Not Affected | Not Affected | 0 | 0 | 0 | 0 | 21 | Polygon
Critical Infrastructure | Stormwater Treatment Facilities and Pump Stations | Stormwater Ponds - NHD |  | STFPS_PG_168639 |  | Not Affected | Not Affected | Not Affected | Not Affected | Not Affected | Not Affected | Not Affected | Not Affected | Not Affected | Not Affected | Not Affected | Not Affected | Not Affected | Not Affected | Not Affected | Not Affected | Not Affected | Not Affected | Not Affected | Not Affected | Not Affected | 0 | 0 | 0 | 0 | 21 | Polygon
Critical Infrastructure | Stormwater Treatment Facilities and Pump Stations | Stormwater Ponds - NHD |  | STFPS_PG_168640 |  | Not Affected | Not Affected | Not Affected | Not Affected | Not Affected | Not Affected | Not Affected | Not Affected | Not Affected | Not Affected | Not Affected | Not Affected | Not Affected | Not Affected | Not Affected | Not Affected | Not Affected | Not Affected | Not Affected | Not Affected | Not Affected | 0 | 0 | 0 | 0 | 21 | Polygon
Critical Infrastructure | Stormwater Treatment Facilities and Pump Stations | Stormwater Ponds - NHD |  | STFPS_PG_168641 |  | Not Affected | Not Affected | Not Affected | Not Affected | Not Affected | Not Affected | Not Affected | Not Affected | Not Affected | Not Affected | Not Affected | Not Affected | Not Affected | Not Affected | Not Affected | Not Affected | Not Affected | Not Affected | Not Affected | Not Affected | Not Affected | 0 | 0 | 0 | 0 | 21 | Polygon
Critical Infrastructure | Stormwater Treatment Facilities and Pump Stations | Stormwater Ponds - NHD |  | STFPS_PG_168642 |  | Not Affected | Not Affected | Not Affected | Not Affected | Not Affected | Not Affected | Not Affected | Not Affected | Not Affected | Not Affected | Not Affected | Not Affected | Not Affected | Not Affected | Not Affected | Not Affected | Not Affected | Not Affected | Not Affected | Not Affected | Not Affected | 0 | 0 | 0 | 0 | 21 | Polygon
Critical Infrastructure | Stormwater Treatment Facilities and Pump Stations | Stormwater Ponds - NHD |  | STFPS_PG_168643 |  | Not Affected | Not Affected | Not Affected | Not Affected | Not Affected | Not Affected | Not Affected | Not Affected | Not Affected | Not Affected | Not Affected | Not Affected | Not Affected | Not Affected | Not Affected | Not Affected | Not Affected | Not Affected | Not Affected | Not Affected | Not Affected | 0 | 0 | 0 | 0 | 21 | Polygon
Critical Infrastructure | Stormwater Treatment Facilities and Pump Stations | Stormwater Ponds - NHD |  | STFPS_PG_168644 |  | Not Affected | Not Affected | Not Affected | Not Affected | Not Affected | Not Affected | Not Affected | Not Affected | Not Affected | Not Affected | Not Affected | Not Affected | Not Affected | Not Affected | Not Affected | Not Affected | Not Affected | Not Affected | Not Affected | Not Affected | Not Affected | 0 | 0 | 0 | 0 | 21 | Polygon
Critical Infrastructure | Stormwater Treatment Facilities and Pump Stations | Stormwater Ponds - NHD |  | STFPS_PG_168645 |  | Not Affected | Not Affected | Not Affected | Not Affected | Not Affected | Not Affected | Not Affected | Not Affected | Not Affected | Not Affected | Not Affected | Not Affected | Not Affected | Not Affected | Not Affected | Not Affected | Not Affected | Not Affected | Not Affected | Not Affected | Not Affected | 0 | 0 | 0 | 0 | 21 | Polygon
Critical Infrastructure | Stormwater Treatment Facilities and Pump Stations | Stormwater Ponds - NHD |  | STFPS_PG_168646 |  | Not Affected | Not Affected | Not Affected | Not Affected | Not Affected | Not Affected | Not Affected | Not Affected | Not Affected | Not Affected | Not Affected | Not Affected | Not Affected | Not Affected | Not Affected | Not Affected | Not Affected | Not Affected | Not Affected | Not Affected | Not Affected | 0 | 0 | 0 | 0 | 21 | Polygon
Critical Infrastructure | Stormwater Treatment Facilities and Pump Stations | Stormwater Ponds - NHD |  | STFPS_PG_168647 |  | Not Affected | Not Affected | Not Affected | Not Affected | Not Affected | Not Affected | Not Affected | Not Affected | Not Affected | Not Affected | Not Affected | Not Affected | Not Affected | Not Affected | Not Affected | Not Affected | Not Affected | Not Affected | Not Affected | Not Affected | Not Affected | 0 | 0 | 0 | 0 | 21 | Polygon
Critical Infrastructure | Stormwater Treatment Facilities and Pump Stations | Stormwater Ponds - NHD |  | STFPS_PG_168648 |  | Not Affected | Not Affected | Not Affected | Not Affected | Not Affected | Not Affected | Not Affected | Not Affected | Not Affected | Not Affected | Not Affected | Not Affected | Not Affected | Not Affected | Not Affected | Not Affected | Not Affected | Not Affected | Not Affected | Not Affected | Not Affected | 0 | 0 | 0 | 0 | 21 | Polygon
Critical Infrastructure | Stormwater Treatment Facilities and Pump Stations | Stormwater Ponds - NHD |  | STFPS_PG_168649 |  | Not Affected | Not Affected | Not Affected | Not Affected | Not Affected | Not Affected | Not Affected | Not Affected | Not Affected | Not Affected | Not Affected | Not Affected | Not Affected | Not Affected | Not Affected | Not Affected | Not Affected | Not Affected | Not Affected | Not Affected | Not Affected | 0 | 0 | 0 | 0 | 21 | Polygon
Critical Infrastructure | Stormwater Treatment Facilities and Pump Stations | Stormwater Ponds - NHD |  | STFPS_PG_168650 |  | Not Affected | Not Affected | Not Affected | Not Affected | Not Affected | Not Affected | Not Affected | Not Affected | Not Affected | Not Affected | Not Affected | Not Affected | Not Affected | Not Affected | Not Affected | Not Affected | Not Affected | Not Affected | Not Affected | Not Affected | Not Affected | 0 | 0 | 0 | 0 | 21 | Polygon
Critical Infrastructure | Stormwater Treatment Facilities and Pump Stations | Stormwater Ponds - NHD |  | STFPS_PG_168652 |  | Not Affected | Not Affected | Not Affected | Not Affected | Not Affected | Not Affected | Not Affected | Not Affected | Not Affected | Not Affected | Not Affected | Not Affected | Not Affected | Not Affected | Not Affected | Not Affected | Not Affected | Not Affected | Not Affected | Not Affected | Not Affected | 0 | 0 | 0 | 0 | 21 | Polygon
Critical Infrastructure | Stormwater Treatment Facilities and Pump Stations | Stormwater Ponds - NHD |  | STFPS_PG_168653 |  | Not Affected | Not Affected | Not Affected | Not Affected | Not Affected | Not Affected | Not Affected | Not Affected | Not Affected | Not Affected | Not Affected | Not Affected | Not Affected | Not Affected | Not Affected | Not Affected | Not Affected | Not Affected | Not Affected | Not Affected | Not Affected | 0 | 0 | 0 | 0 | 21 | Polygon
Critical Infrastructure | Stormwater Treatment Facilities and Pump Stations | Stormwater Ponds - NHD |  | STFPS_PG_168654 |  | Not Affected | Not Affected | Not Affected | Not Affected | Not Affected | Not Affected | Not Affected | Not Affected | Not Affected | Not Affected | Not Affected | Not Affected | Not Affected | Not Affected | Not Affected | Not Affected | Not Affected | Not Affected | Not Affected | Not Affected | Not Affected | 0 | 0 | 0 | 0 | 21 | Polygon
Critical Infrastructure | Stormwater Treatment Facilities and Pump Stations | Stormwater Ponds - NHD |  | STFPS_PG_168655 |  | Not Affected | Not Affected | Not Affected | Not Affected | Not Affected | Not Affected | Not Affected | Not Affected | Not Affected | Not Affected | Not Affected | Not Affected | Not Affected | Not Affected | Not Affected | Not Affected | Not Affected | Not Affected | Not Affected | Not Affected | Not Affected | 0 | 0 | 0 | 0 | 21 | Polygon
Critical Infrastructure | Stormwater Treatment Facilities and Pump Stations | Stormwater Ponds - NHD |  | STFPS_PG_168656 |  | Not Affected | Not Affected | Not Affected | Not Affected | Not Affected | Not Affected | Not Affected | Not Affected | Not Affected | Not Affected | Not Affected | Not Affected | Not Affected | Not Affected | Not Affected | Not Affected | Not Affected | Not Affected | Not Affected | Not Affected | Not Affected | 0 | 0 | 0 | 0 | 21 | Polygon
Critical Infrastructure | Stormwater Treatment Facilities and Pump Stations | Stormwater Ponds - NHD |  | STFPS_PG_168657 |  | Not Affected | Not Affected | Not Affected | Not Affected | Not Affected | Not Affected | Not Affected | Not Affected | Not Affected | Not Affected | Not Affected | Not Affected | Not Affected | Not Affected | Not Affected | Not Affected | Not Affected | Not Affected | Not Affected | Not Affected | Not Affected | 0 | 0 | 0 | 0 | 21 | Polygon
Critical Infrastructure | Stormwater Treatment Facilities and Pump Stations | Stormwater Ponds - NHD |  | STFPS_PG_168659 |  | Not Affected | Not Affected | Not Affected | Not Affected | Not Affected | Not Affected | Not Affected | Not Affected | Not Affected | Not Affected | Not Affected | Not Affected | Not Affected | Not Affected | Not Affected | Not Affected | Not Affected | Not Affected | Not Affected | Not Affected | Not Affected | 0 | 0 | 0 | 0 | 21 | Polygon
Critical Infrastructure | Stormwater Treatment Facilities and Pump Stations | Stormwater Ponds - NHD |  | STFPS_PG_168662 |  | Not Affected | Not Affected | Not Affected | Not Affected | Not Affected | Not Affected | Not Affected | Not Affected | Not Affected | Not Affected | Not Affected | Not Affected | Not Affected | Not Affected | Not Affected | Not Affected | Not Affected | Not Affected | Not Affected | Not Affected | Not Affected | 0 | 0 | 0 | 0 | 21 | Polygon
Critical Infrastructure | Stormwater Treatment Facilities and Pump Stations | Stormwater Ponds - NHD |  | STFPS_PG_168663 |  | Not Affected | Not Affected | Not Affected | Not Affected | Not Affected | Not Affected | Not Affected | Not Affected | Not Affected | Not Affected | Not Affected | Not Affected | Not Affected | Not Affected | Not Affected | Not Affected | Not Affected | Not Affected | Not Affected | Not Affected | Not Affected | 0 | 0 | 0 | 0 | 21 | Polygon
Critical Infrastructure | Stormwater Treatment Facilities and Pump Stations | Stormwater Ponds - NHD |  | STFPS_PG_168664 |  | Not Affected | Not Affected | Not Affected | Not Affected | Not Affected | Not Affected | Not Affected | Not Affected | Not Affected | Not Affected | Not Affected | Not Affected | Not Affected | Not Affected | Not Affected | Not Affected | Not Affected | Not Affected | Not Affected | Not Affected | Not Affected | 0 | 0 | 0 | 0 | 21 | Polygon
Critical Infrastructure | Stormwater Treatment Facilities and Pump Stations | Stormwater Ponds - NHD |  | STFPS_PG_168665 |  | Not Affected | Not Affected | Not Affected | Not Affected | Not Affected | Not Affected | Not Affected | Not Affected | Not Affected | Not Affected | Not Affected | Not Affected | Not Affected | Not Affected | Not Affected | Not Affected | Not Affected | Not Affected | Not Affected | Not Affected | Not Affected | 0 | 0 | 0 | 0 | 21 | Polygon
Critical Infrastructure | Stormwater Treatment Facilities and Pump Stations | Stormwater Ponds - NHD |  | STFPS_PG_168669 |  | Not Affected | Not Affected | Not Affected | Not Affected | Not Affected | Not Affected | Not Affected | Not Affected | Not Affected | Not Affected | Not Affected | Not Affected | Not Affected | Not Affected | Not Affected | Not Affected | Not Affected | Not Affected | Not Affected | Not Affected | Not Affected | 0 | 0 | 0 | 0 | 21 | Polygon
Critical Infrastructure | Stormwater Treatment Facilities and Pump Stations | Stormwater Ponds - NHD |  | STFPS_PG_168670 |  | Not Affected | Not Affected | Not Affected | Not Affected | Not Affected | Not Affected | Not Affected | Not Affected | Not Affected | Not Affected | Not Affected | Not Affected | Not Affected | Not Affected | Not Affected | Not Affected | Not Affected | Not Affected | Not Affected | Not Affected | Not Affected | 0 | 0 | 0 | 0 | 21 | Polygon
Critical Infrastructure | Stormwater Treatment Facilities and Pump Stations | Stormwater Ponds - NHD |  | STFPS_PG_168671 |  | Not Affected | Not Affected | Not Affected | Not Affected | Not Affected | Not Affected | Not Affected | Not Affected | Not Affected | Not Affected | Not Affected | Not Affected | Not Affected | Not Affected | Not Affected | Not Affected | Not Affected | Not Affected | Not Affected | Not Affected | Not Affected | 0 | 0 | 0 | 0 | 21 | Polygon
Critical Infrastructure | Stormwater Treatment Facilities and Pump Stations | Stormwater Ponds - NHD |  | STFPS_PG_168678 |  | Not Affected | Not Affected | Not Affected | Not Affected | Not Affected | Not Affected | Not Affected | Not Affected | Not Affected | Not Affected | Not Affected | Not Affected | Not Affected | Not Affected | Not Affected | Not Affected | Not Affected | Not Affected | Not Affected | Not Affected | Not Affected | 0 | 0 | 0 | 0 | 21 | Polygon
Critical Infrastructure | Stormwater Treatment Facilities and Pump Stations | Stormwater Ponds - NHD |  | STFPS_PG_168679 |  | Not Affected | Not Affected | Not Affected | Not Affected | Not Affected | Not Affected | Not Affected | Not Affected | Not Affected | Not Affected | Not Affected | Not Affected | Not Affected | Not Affected | Not Affected | Not Affected | Not Affected | Not Affected | Not Affected | Not Affected | Not Affected | 0 | 0 | 0 | 0 | 21 | Polygon
Critical Infrastructure | Stormwater Treatment Facilities and Pump Stations | Stormwater Ponds - NHD |  | STFPS_PG_168680 |  | Not Affected | Not Affected | Not Affected | Not Affected | Not Affected | Not Affected | Not Affected | Not Affected | Not Affected | Not Affected | Not Affected | Not Affected | Not Affected | Not Affected | Not Affected | Not Affected | Not Affected | Not Affected | Not Affected | Not Affected | Not Affected | 0 | 0 | 0 | 0 | 21 | Polygon
Critical Infrastructure | Stormwater Treatment Facilities and Pump Stations | Stormwater Ponds - NHD |  | STFPS_PG_168681 |  | Not Affected | Not Affected | Not Affected | Not Affected | Not Affected | Not Affected | Not Affected | Not Affected | Not Affected | Not Affected | Not Affected | Not Affected | Not Affected | Not Affected | Not Affected | Not Affected | Not Affected | Not Affected | Not Affected | Not Affected | Not Affected | 0 | 0 | 0 | 0 | 21 | Polygon
Critical Infrastructure | Stormwater Treatment Facilities and Pump Stations | Stormwater Ponds - NHD |  | STFPS_PG_168683 |  | Not Affected | Not Affected | Not Affected | Not Affected | Not Affected | Not Affected | Not Affected | Not Affected | Not Affected | Not Affected | Not Affected | Not Affected | Not Affected | Not Affected | Not Affected | Not Affected | Not Affected | Not Affected | Not Affected | Not Affected | Not Affected | 0 | 0 | 0 | 0 | 21 | Polygon
Critical Infrastructure | Stormwater Treatment Facilities and Pump Stations | Stormwater Ponds - NHD |  | STFPS_PG_168684 |  | Not Affected | Not Affected | Not Affected | Not Affected | Not Affected | Not Affected | Not Affected | Not Affected | Not Affected | Not Affected | Not Affected | Not Affected | Not Affected | Not Affected | Not Affected | Not Affected | Not Affected | Not Affected | Not Affected | Not Affected | Not Affected | 0 | 0 | 0 | 0 | 21 | Polygon
Critical Infrastructure | Stormwater Treatment Facilities and Pump Stations | Stormwater Ponds - NHD |  | STFPS_PG_168686 |  | Not Affected | Not Affected | Not Affected | Not Affected | Not Affected | Not Affected | Not Affected | Not Affected | Not Affected | Not Affected | Not Affected | Not Affected | Not Affected | Not Affected | Not Affected | Not Affected | Not Affected | Not Affected | Not Affected | Not Affected | Not Affected | 0 | 0 | 0 | 0 | 21 | Polygon
Critical Infrastructure | Stormwater Treatment Facilities and Pump Stations | Stormwater Ponds - NHD |  | STFPS_PG_168690 |  | Not Affected | Not Affected | Not Affected | Not Affected | Not Affected | Not Affected | Not Affected | Not Affected | Not Affected | Not Affected | Not Affected | Not Affected | Not Affected | Not Affected | Not Affected | Not Affected | Not Affected | Not Affected | Not Affected | Not Affected | Not Affected | 0 | 0 | 0 | 0 | 21 | Polygon
Critical Infrastructure | Stormwater Treatment Facilities and Pump Stations | Stormwater Ponds - NHD |  | STFPS_PG_168691 |  | Not Affected | Not Affected | Not Affected | Not Affected | Not Affected | Not Affected | Not Affected | Not Affected | Not Affected | Not Affected | Not Affected | Not Affected | Not Affected | Not Affected | Not Affected | Not Affected | Not Affected | Not Affected | Not Affected | Not Affected | Not Affected | 0 | 0 | 0 | 0 | 21 | Polygon
Critical Infrastructure | Stormwater Treatment Facilities and Pump Stations | Stormwater Ponds - NHD |  | STFPS_PG_168692 |  | Not Affected | Not Affected | Not Affected | Not Affected | Not Affected | Not Affected | Not Affected | Not Affected | Not Affected | Not Affected | Not Affected | Not Affected | Not Affected | Not Affected | Not Affected | Not Affected | Not Affected | Not Affected | Not Affected | Not Affected | Not Affected | 0 | 0 | 0 | 0 | 21 | Polygon
Critical Infrastructure | Stormwater Treatment Facilities and Pump Stations | Stormwater Ponds - NHD |  | STFPS_PG_168693 |  | Not Affected | Not Affected | Not Affected | Not Affected | Not Affected | Not Affected | Not Affected | Not Affected | Not Affected | Not Affected | Not Affected | Not Affected | Not Affected | Not Affected | Not Affected | Not Affected | Not Affected | Not Affected | Not Affected | Not Affected | Not Affected | 0 | 0 | 0 | 0 | 21 | Polygon
Critical Infrastructure | Stormwater Treatment Facilities and Pump Stations | Stormwater Ponds - NHD |  | STFPS_PG_168694 |  | Not Affected | Not Affected | Not Affected | Not Affected | Not Affected | Not Affected | Not Affected | Not Affected | Not Affected | Not Affected | Not Affected | Not Affected | Not Affected | Not Affected | Not Affected | Not Affected | Not Affected | Not Affected | Not Affected | Not Affected | Not Affected | 0 | 0 | 0 | 0 | 21 | Polygon
Critical Infrastructure | Stormwater Treatment Facilities and Pump Stations | Stormwater Ponds - NHD |  | STFPS_PG_168695 |  | Not Affected | Not Affected | Not Affected | Not Affected | Not Affected | Not Affected | Not Affected | Not Affected | Not Affected | Not Affected | Not Affected | Not Affected | Not Affected | Not Affected | Not Affected | Not Affected | Not Affected | Not Affected | Not Affected | Not Affected | Not Affected | 0 | 0 | 0 | 0 | 21 | Polygon
Critical Infrastructure | Stormwater Treatment Facilities and Pump Stations | Stormwater Ponds - NHD |  | STFPS_PG_168696 |  | Not Affected | Not Affected | Not Affected | Not Affected | Not Affected | Not Affected | Not Affected | Not Affected | Not Affected | Not Affected | Not Affected | Not Affected | Not Affected | Not Affected | Not Affected | Not Affected | Not Affected | Not Affected | Not Affected | Not Affected | Not Affected | 0 | 0 | 0 | 0 | 21 | Polygon
Critical Infrastructure | Stormwater Treatment Facilities and Pump Stations | Stormwater Ponds - NHD |  | STFPS_PG_168697 |  | Not Affected | Not Affected | Not Affected | Not Affected | Not Affected | Not Affected | Not Affected | Not Affected | Not Affected | Not Affected | Not Affected | Not Affected | Not Affected | Not Affected | Not Affected | Not Affected | Not Affected | Not Affected | Not Affected | Not Affected | Not Affected | 0 | 0 | 0 | 0 | 21 | Polygon
Critical Infrastructure | Stormwater Treatment Facilities and Pump Stations | Stormwater Ponds - NHD |  | STFPS_PG_168698 |  | Not Affected | Not Affected | Not Affected | Not Affected | Not Affected | Not Affected | Not Affected | Not Affected | Not Affected | Not Affected | Not Affected | Not Affected | Not Affected | Not Affected | Not Affected | Not Affected | Not Affected | Not Affected | Not Affected | Not Affected | Not Affected | 0 | 0 | 0 | 0 | 21 | Polygon
Critical Infrastructure | Stormwater Treatment Facilities and Pump Stations | Stormwater Ponds - NHD |  | STFPS_PG_168699 |  | Not Affected | Not Affected | Not Affected | Not Affected | Not Affected | Not Affected | Not Affected | Not Affected | Not Affected | Not Affected | Not Affected | Not Affected | Not Affected | Not Affected | Not Affected | Not Affected | Not Affected | Not Affected | Not Affected | Not Affected | Not Affected | 0 | 0 | 0 | 0 | 21 | Polygon
Critical Infrastructure | Stormwater Treatment Facilities and Pump Stations | Stormwater Ponds - NHD |  | STFPS_PG_168700 |  | Not Affected | Not Affected | Not Affected | Not Affected | Not Affected | Not Affected | Not Affected | Not Affected | Not Affected | Not Affected | Not Affected | Not Affected | Not Affected | Not Affected | Not Affected | Not Affected | Not Affected | Not Affected | Not Affected | Not Affected | Not Affected | 0 | 0 | 0 | 0 | 21 | Polygon
Critical Infrastructure | Stormwater Treatment Facilities and Pump Stations | Stormwater Ponds - NHD |  | STFPS_PG_168701 |  | Not Affected | Not Affected | Not Affected | Not Affected | Not Affected | Not Affected | Not Affected | Not Affected | Not Affected | Not Affected | Not Affected | Not Affected | Not Affected | Not Affected | Not Affected | Not Affected | Not Affected | Not Affected | Not Affected | Not Affected | Not Affected | 0 | 0 | 0 | 0 | 21 | Polygon
Critical Infrastructure | Stormwater Treatment Facilities and Pump Stations | Stormwater Ponds - NHD |  | STFPS_PG_168702 |  | Not Affected | Not Affected | Not Affected | Not Affected | Not Affected | Not Affected | Not Affected | Not Affected | Not Affected | Not Affected | Not Affected | Not Affected | Not Affected | Not Affected | Not Affected | Not Affected | Not Affected | Not Affected | Not Affected | Not Affected | Not Affected | 0 | 0 | 0 | 0 | 21 | Polygon
Critical Infrastructure | Stormwater Treatment Facilities and Pump Stations | Stormwater Ponds - NHD |  | STFPS_PG_168703 |  | Not Affected | Not Affected | Not Affected | Not Affected | Not Affected | Not Affected | Not Affected | Not Affected | Not Affected | Not Affected | Not Affected | Not Affected | Not Affected | Not Affected | Not Affected | Not Affected | Not Affected | Not Affected | Not Affected | Not Affected | Not Affected | 0 | 0 | 0 | 0 | 21 | Polygon
Critical Infrastructure | Stormwater Treatment Facilities and Pump Stations | Stormwater Ponds - NHD |  | STFPS_PG_168704 |  | Not Affected | Not Affected | Not Affected | Not Affected | Not Affected | Not Affected | Not Affected | Not Affected | Not Affected | Not Affected | Not Affected | Not Affected | Not Affected | Not Affected | Not Affected | Not Affected | Not Affected | Not Affected | Not Affected | Not Affected | Not Affected | 0 | 0 | 0 | 0 | 21 | Polygon
Critical Infrastructure | Stormwater Treatment Facilities and Pump Stations | Stormwater Ponds - NHD |  | STFPS_PG_168706 |  | Not Affected | Not Affected | Not Affected | Not Affected | Not Affected | Not Affected | Not Affected | Not Affected | Not Affected | Not Affected | Not Affected | Not Affected | Not Affected | Not Affected | Not Affected | Not Affected | Not Affected | Not Affected | Not Affected | Not Affected | Not Affected | 0 | 0 | 0 | 0 | 21 | Polygon
Critical Infrastructure | Stormwater Treatment Facilities and Pump Stations | Stormwater Ponds - NHD |  | STFPS_PG_168707 |  | Not Affected | Not Affected | Not Affected | Not Affected | Not Affected | Not Affected | Not Affected | Not Affected | Not Affected | Not Affected | Not Affected | Not Affected | Not Affected | Not Affected | Not Affected | Not Affected | Not Affected | Not Affected | Not Affected | Not Affected | Not Affected | 0 | 0 | 0 | 0 | 21 | Polygon
Critical Infrastructure | Stormwater Treatment Facilities and Pump Stations | Stormwater Ponds - NHD |  | STFPS_PG_168708 |  | Not Affected | Not Affected | Not Affected | Not Affected | Not Affected | Not Affected | Not Affected | Not Affected | Not Affected | Not Affected | Not Affected | Not Affected | Not Affected | Not Affected | Not Affected | Not Affected | Not Affected | Not Affected | Not Affected | Not Affected | Not Affected | 0 | 0 | 0 | 0 | 21 | Polygon
Critical Infrastructure | Stormwater Treatment Facilities and Pump Stations | Stormwater Ponds - NHD |  | STFPS_PG_168709 |  | Not Affected | Not Affected | Not Affected | Not Affected | Not Affected | Not Affected | Not Affected | Not Affected | Not Affected | Not Affected | Not Affected | Not Affected | Not Affected | Not Affected | Not Affected | Not Affected | Not Affected | Not Affected | Not Affected | Not Affected | Not Affected | 0 | 0 | 0 | 0 | 21 | Polygon
Critical Infrastructure | Stormwater Treatment Facilities and Pump Stations | Stormwater Ponds - NHD |  | STFPS_PG_168711 |  | Not Affected | Not Affected | Not Affected | Not Affected | Not Affected | Not Affected | Not Affected | Not Affected | Not Affected | Not Affected | Not Affected | Not Affected | Not Affected | Not Affected | Not Affected | Not Affected | Not Affected | Not Affected | Not Affected | Not Affected | Not Affected | 0 | 0 | 0 | 0 | 21 | Polygon
Critical Infrastructure | Stormwater Treatment Facilities and Pump Stations | Stormwater Ponds - NHD |  | STFPS_PG_168713 |  | Not Affected | Not Affected | Not Affected | Not Affected | Not Affected | Not Affected | Not Affected | Not Affected | Not Affected | Not Affected | Not Affected | Not Affected | Not Affected | Not Affected | Not Affected | Not Affected | Not Affected | Not Affected | Not Affected | Not Affected | Not Affected | 0 | 0 | 0 | 0 | 21 | Polygon
Critical Infrastructure | Stormwater Treatment Facilities and Pump Stations | Stormwater Ponds - NHD |  | STFPS_PG_168715 |  | Not Affected | Not Affected | Not Affected | Not Affected | Not Affected | Not Affected | Not Affected | Not Affected | Not Affected | Not Affected | Not Affected | Not Affected | Not Affected | Not Affected | Not Affected | Not Affected | Not Affected | Not Affected | Not Affected | Not Affected | Not Affected | 0 | 0 | 0 | 0 | 21 | Polygon
Critical Infrastructure | Stormwater Treatment Facilities and Pump Stations | Stormwater Ponds - NHD |  | STFPS_PG_168716 |  | Not Affected | Not Affected | Not Affected | Not Affected | Not Affected | Not Affected | Not Affected | Not Affected | Not Affected | Not Affected | Not Affected | Not Affected | Not Affected | Not Affected | Not Affected | Not Affected | Not Affected | Not Affected | Not Affected | Not Affected | Not Affected | 0 | 0 | 0 | 0 | 21 | Polygon
Critical Infrastructure | Stormwater Treatment Facilities and Pump Stations | Stormwater Ponds - NHD |  | STFPS_PG_168717 |  | Not Affected | Not Affected | Not Affected | Not Affected | Not Affected | Not Affected | Not Affected | Not Affected | Not Affected | Not Affected | Not Affected | Not Affected | Not Affected | Not Affected | Not Affected | Not Affected | Not Affected | Not Affected | Not Affected | Not Affected | Not Affected | 0 | 0 | 0 | 0 | 21 | Polygon
Critical Infrastructure | Stormwater Treatment Facilities and Pump Stations | Stormwater Ponds - NHD |  | STFPS_PG_168718 |  | Not Affected | Not Affected | Not Affected | Not Affected | Not Affected | Not Affected | Not Affected | Not Affected | Not Affected | Not Affected | Not Affected | Not Affected | Not Affected | Not Affected | Not Affected | Not Affected | Not Affected | Not Affected | Not Affected | Not Affected | Not Affected | 0 | 0 | 0 | 0 | 21 | Polygon
Critical Infrastructure | Stormwater Treatment Facilities and Pump Stations | Stormwater Ponds - NHD |  | STFPS_PG_168732 |  | Not Affected | Not Affected | Not Affected | Not Affected | Not Affected | Not Affected | Not Affected | Not Affected | Not Affected | Not Affected | Not Affected | Not Affected | Not Affected | Not Affected | Not Affected | Not Affected | Not Affected | Not Affected | Not Affected | Not Affected | Not Affected | 0 | 0 | 0 | 0 | 21 | Polygon
Critical Infrastructure | Stormwater Treatment Facilities and Pump Stations | Stormwater Ponds - NHD |  | STFPS_PG_168733 |  | Not Affected | Not Affected | Not Affected | Not Affected | Not Affected | Not Affected | Not Affected | Not Affected | Not Affected | Not Affected | Not Affected | Not Affected | Not Affected | Not Affected | Not Affected | Not Affected | Not Affected | Not Affected | Not Affected | Not Affected | Not Affected | 0 | 0 | 0 | 0 | 21 | Polygon
Critical Infrastructure | Stormwater Treatment Facilities and Pump Stations | Stormwater Ponds - NHD |  | STFPS_PG_168750 |  | Not Affected | Not Affected | Not Affected | Not Affected | Not Affected | Not Affected | Not Affected | Not Affected | Not Affected | Not Affected | Not Affected | Not Affected | Not Affected | Not Affected | Not Affected | Not Affected | Not Affected | Not Affected | Not Affected | Not Affected | Not Affected | 0 | 0 | 0 | 0 | 21 | Polygon
Critical Infrastructure | Stormwater Treatment Facilities and Pump Stations | Stormwater Ponds - NHD |  | STFPS_PG_168755 |  | Not Affected | Not Affected | Not Affected | Not Affected | Not Affected | Not Affected | Not Affected | Not Affected | Not Affected | Not Affected | Not Affected | Not Affected | Not Affected | Not Affected | Not Affected | Not Affected | Not Affected | Not Affected | Not Affected | Not Affected | Not Affected | 0 | 0 | 0 | 0 | 21 | Polygon
Critical Infrastructure | Stormwater Treatment Facilities and Pump Stations | Stormwater Ponds - NHD |  | STFPS_PG_168756 |  | Not Affected | Not Affected | Not Affected | Not Affected | Not Affected | Not Affected | Not Affected | Not Affected | Not Affected | Not Affected | Not Affected | Not Affected | Not Affected | Not Affected | Not Affected | Not Affected | Not Affected | Not Affected | Not Affected | Not Affected | Not Affected | 0 | 0 | 0 | 0 | 21 | Polygon
Critical Infrastructure | Stormwater Treatment Facilities and Pump Stations | Stormwater Ponds - NHD |  | STFPS_PG_168762 |  | Not Affected | Not Affected | Not Affected | Not Affected | Not Affected | Not Affected | Not Affected | Not Affected | Not Affected | Not Affected | Not Affected | Not Affected | Not Affected | Not Affected | Not Affected | Not Affected | Not Affected | Not Affected | Not Affected | Not Affected | Not Affected | 0 | 0 | 0 | 0 | 21 | Polygon
Critical Infrastructure | Stormwater Treatment Facilities and Pump Stations | Stormwater Ponds - NHD |  | STFPS_PG_168774 |  | Not Affected | Not Affected | Not Affected | Not Affected | Not Affected | Not Affected | Not Affected | Not Affected | Not Affected | Not Affected | Not Affected | Not Affected | Not Affected | Not Affected | Not Affected | Not Affected | Not Affected | Not Affected | Not Affected | Not Affected | Not Affected | 0 | 0 | 0 | 0 | 21 | Polygon
Critical Infrastructure | Stormwater Treatment Facilities and Pump Stations | Stormwater Ponds - NHD |  | STFPS_PG_168787 |  | Not Affected | Not Affected | Not Affected | Not Affected | Not Affected | Not Affected | Not Affected | Not Affected | Not Affected | Not Affected | Not Affected | Not Affected | Not Affected | Not Affected | Not Affected | Not Affected | Not Affected | Not Affected | Not Affected | Not Affected | Not Affected | 0 | 0 | 0 | 0 | 21 | Polygon
Critical Infrastructure | Stormwater Treatment Facilities and Pump Stations | Stormwater Ponds - NHD |  | STFPS_PG_168862 |  | Not Affected | Not Affected | Not Affected | Not Affected | Not Affected | Not Affected | Not Affected | Not Affected | Not Affected | Not Affected | Not Affected | Not Affected | Not Affected | Not Affected | Not Affected | Not Affected | Not Affected | Not Affected | Not Affected | Not Affected | Not Affected | 0 | 0 | 0 | 0 | 21 | Polygon
Critical Infrastructure | Stormwater Treatment Facilities and Pump Stations | Stormwater Ponds - NHD |  | STFPS_PG_168864 |  | Not Affected | Not Affected | Not Affected | Not Affected | Not Affected | Not Affected | Not Affected | Not Affected | Not Affected | Not Affected | Not Affected | Not Affected | Not Affected | Not Affected | Not Affected | Not Affected | Not Affected | Not Affected | Not Affected | Not Affected | Not Affected | 0 | 0 | 0 | 0 | 21 | Polygon
Critical Infrastructure | Stormwater Treatment Facilities and Pump Stations | Stormwater Ponds - NHD |  | STFPS_PG_168865 |  | Not Affected | Not Affected | Not Affected | Not Affected | Not Affected | Not Affected | Not Affected | Not Affected | Not Affected | Not Affected | Not Affected | Not Affected | Not Affected | Not Affected | Not Affected | Not Affected | Not Affected | Not Affected | Not Affected | Not Affected | Not Affected | 0 | 0 | 0 | 0 | 21 | Polygon
Critical Infrastructure | Stormwater Treatment Facilities and Pump Stations | Stormwater Ponds - NHD |  | STFPS_PG_168894 |  | Not Affected | Not Affected | Not Affected | Not Affected | Not Affected | Not Affected | Not Affected | Not Affected | Not Affected | Not Affected | Not Affected | Not Affected | Not Affected | Not Affected | Not Affected | Not Affected | Not Affected | Not Affected | Not Affected | Not Affected | Not Affected | 0 | 0 | 0 | 0 | 21 | Polygon
Critical Infrastructure | Stormwater Treatment Facilities and Pump Stations | Stormwater Ponds - NHD |  | STFPS_PG_168929 |  | Not Affected | Not Affected | Not Affected | Not Affected | Not Affected | Not Affected | Not Affected | Not Affected | Not Affected | Not Affected | Not Affected | Not Affected | Not Affected | Not Affected | Not Affected | Not Affected | Not Affected | Not Affected | Not Affected | Not Affected | Not Affected | 0 | 0 | 0 | 0 | 21 | Polygon
Critical Infrastructure | Stormwater Treatment Facilities and Pump Stations | Stormwater Ponds - NHD |  | STFPS_PG_168937 |  | Not Affected | Not Affected | Not Affected | Not Affected | Not Affected | Not Affected | Not Affected | Not Affected | Not Affected | Not Affected | Not Affected | Not Affected | Not Affected | Not Affected | Not Affected | Not Affected | Not Affected | Not Affected | Not Affected | Not Affected | Not Affected | 0 | 0 | 0 | 0 | 21 | Polygon
Critical Infrastructure | Stormwater Treatment Facilities and Pump Stations | Stormwater Ponds - NHD |  | STFPS_PG_168938 |  | Not Affected | Not Affected | Not Affected | Not Affected | Not Affected | Not Affected | Not Affected | Not Affected | Not Affected | Not Affected | Not Affected | Not Affected | Not Affected | Not Affected | Not Affected | Not Affected | Not Affected | Not Affected | Not Affected | Not Affected | Not Affected | 0 | 0 | 0 | 0 | 21 | Polygon
Critical Infrastructure | Stormwater Treatment Facilities and Pump Stations | Stormwater Ponds - NHD |  | STFPS_PG_168940 |  | Not Affected | Not Affected | Not Affected | Not Affected | Not Affected | Not Affected | Not Affected | Not Affected | Not Affected | Not Affected | Not Affected | Not Affected | Not Affected | Not Affected | Not Affected | Not Affected | Not Affected | Not Affected | Not Affected | Not Affected | Not Affected | 0 | 0 | 0 | 0 | 21 | Polygon
Critical Infrastructure | Stormwater Treatment Facilities and Pump Stations | Stormwater Ponds - NHD |  | STFPS_PG_168941 |  | Not Affected | Not Affected | Not Affected | Not Affected | Not Affected | Not Affected | Not Affected | Not Affected | Not Affected | Not Affected | Not Affected | Not Affected | Not Affected | Not Affected | Not Affected | Not Affected | Not Affected | Not Affected | Not Affected | Not Affected | Not Affected | 0 | 0 | 0 | 0 | 21 | Polygon
Critical Infrastructure | Stormwater Treatment Facilities and Pump Stations | Stormwater Ponds - NHD |  | STFPS_PG_168943 |  | Not Affected | Not Affected | Not Affected | Not Affected | Not Affected | Not Affected | Not Affected | Not Affected | Not Affected | Not Affected | Not Affected | Not Affected | Not Affected | Not Affected | Not Affected | Not Affected | Not Affected | Not Affected | Not Affected | Not Affected | Not Affected | 0 | 0 | 0 | 0 | 21 | Polygon
Critical Infrastructure | Stormwater Treatment Facilities and Pump Stations | Stormwater Ponds - NHD |  | STFPS_PG_169020 |  | Not Affected | Not Affected | Not Affected | Not Affected | Not Affected | Not Affected | Not Affected | Not Affected | Not Affected | Not Affected | Not Affected | Not Affected | Not Affected | Not Affected | Not Affected | Not Affected | Not Affected | Not Affected | Not Affected | Not Affected | Not Affected | 0 | 0 | 0 | 0 | 21 | Polygon
Critical Infrastructure | Stormwater Treatment Facilities and Pump Stations | Stormwater Ponds - NHD |  | STFPS_PG_169021 |  | Not Affected | Not Affected | Not Affected | Not Affected | Not Affected | Not Affected | Not Affected | Not Affected | Not Affected | Not Affected | Not Affected | Not Affected | Not Affected | Not Affected | Not Affected | Not Affected | Not Affected | Not Affected | Not Affected | Not Affected | Not Affected | 0 | 0 | 0 | 0 | 21 | Polygon
Critical Infrastructure | Stormwater Treatment Facilities and Pump Stations | Stormwater Ponds - NHD |  | STFPS_PG_169023 |  | Not Affected | Not Affected | Not Affected | Not Affected | Not Affected | Not Affected | Not Affected | Not Affected | Not Affected | Not Affected | Not Affected | Not Affected | Not Affected | Not Affected | Not Affected | Not Affected | Not Affected | Not Affected | Not Affected | Not Affected | Not Affected | 0 | 0 | 0 | 0 | 21 | Polygon
Critical Infrastructure | Stormwater Treatment Facilities and Pump Stations | Stormwater Ponds - NHD |  | STFPS_PG_169054 |  | Not Affected | Not Affected | Not Affected | Not Affected | Not Affected | Not Affected | Not Affected | Not Affected | Not Affected | Not Affected | Not Affected | Not Affected | Not Affected | Not Affected | Not Affected | Not Affected | Not Affected | Not Affected | Not Affected | Not Affected | Not Affected | 0 | 0 | 0 | 0 | 21 | Polygon
Critical Infrastructure | Stormwater Treatment Facilities and Pump Stations | Stormwater Ponds - NHD |  | STFPS_PG_169072 |  | Not Affected | Not Affected | Not Affected | Not Affected | Not Affected | Not Affected | Not Affected | Not Affected | Not Affected | Not Affected | Not Affected | Not Affected | Not Affected | Not Affected | Not Affected | Not Affected | Not Affected | Not Affected | Not Affected | Not Affected | Not Affected | 0 | 0 | 0 | 0 | 21 | Polygon
Critical Infrastructure | Stormwater Treatment Facilities and Pump Stations | Stormwater Ponds - NHD |  | STFPS_PG_169073 |  | Not Affected | Not Affected | Not Affected | Not Affected | Not Affected | Not Affected | Not Affected | Not Affected | Not Affected | Not Affected | Not Affected | Not Affected | Not Affected | Not Affected | Not Affected | Not Affected | Not Affected | Not Affected | Not Affected | Not Affected | Not Affected | 0 | 0 | 0 | 0 | 21 | Polygon
Critical Infrastructure | Stormwater Treatment Facilities and Pump Stations | Stormwater Ponds - NHD |  | STFPS_PG_169074 |  | Not Affected | Not Affected | Not Affected | Not Affected | Not Affected | Not Affected | Not Affected | Not Affected | Not Affected | Not Affected | Not Affected | Not Affected | Not Affected | Not Affected | Not Affected | Not Affected | Not Affected | Not Affected | Not Affected | Not Affected | Not Affected | 0 | 0 | 0 | 0 | 21 | Polygon
Critical Infrastructure | Stormwater Treatment Facilities and Pump Stations | Stormwater Ponds - NHD |  | STFPS_PG_169075 |  | Not Affected | Not Affected | Not Affected | Not Affected | Not Affected | Not Affected | Not Affected | Not Affected | Not Affected | Not Affected | Not Affected | Not Affected | Not Affected | Not Affected | Not Affected | Not Affected | Not Affected | Not Affected | Not Affected | Not Affected | Not Affected | 0 | 0 | 0 | 0 | 21 | Polygon
Critical Infrastructure | Stormwater Treatment Facilities and Pump Stations | Stormwater Ponds - NHD |  | STFPS_PG_169076 |  | Not Affected | Not Affected | Not Affected | Not Affected | Not Affected | Not Affected | Not Affected | Not Affected | Not Affected | Not Affected | Not Affected | Not Affected | Not Affected | Not Affected | Not Affected | Not Affected | Not Affected | Not Affected | Not Affected | Not Affected | Not Affected | 0 | 0 | 0 | 0 | 21 | Polygon
Critical Infrastructure | Stormwater Treatment Facilities and Pump Stations | Stormwater Ponds - NHD |  | STFPS_PG_169077 |  | Not Affected | Not Affected | Not Affected | Not Affected | Not Affected | Not Affected | Not Affected | Not Affected | Not Affected | Not Affected | Not Affected | Not Affected | Not Affected | Not Affected | Not Affected | Not Affected | Not Affected | Not Affected | Not Affected | Not Affected | Not Affected | 0 | 0 | 0 | 0 | 21 | Polygon
Critical Infrastructure | Stormwater Treatment Facilities and Pump Stations | Stormwater Ponds - NHD |  | STFPS_PG_169078 |  | Not Affected | Not Affected | Not Affected | Not Affected | Not Affected | Not Affected | Not Affected | Not Affected | Not Affected | Not Affected | Not Affected | Not Affected | Not Affected | Not Affected | Not Affected | Not Affected | Not Affected | Not Affected | Not Affected | Not Affected | Not Affected | 0 | 0 | 0 | 0 | 21 | Polygon
Critical Infrastructure | Stormwater Treatment Facilities and Pump Stations | Stormwater Ponds - NHD |  | STFPS_PG_169079 |  | Not Affected | Not Affected | Not Affected | Not Affected | Not Affected | Not Affected | Not Affected | Not Affected | Not Affected | Not Affected | Not Affected | Not Affected | Not Affected | Not Affected | Not Affected | Not Affected | Not Affected | Not Affected | Not Affected | Not Affected | Not Affected | 0 | 0 | 0 | 0 | 21 | Polygon
Critical Infrastructure | Stormwater Treatment Facilities and Pump Stations | Stormwater Ponds - NHD |  | STFPS_PG_169080 |  | Not Affected | Not Affected | Not Affected | Not Affected | Not Affected | Not Affected | Not Affected | Not Affected | Not Affected | Not Affected | Not Affected | Not Affected | Not Affected | Not Affected | Not Affected | Not Affected | Not Affected | Not Affected | Not Affected | Not Affected | Not Affected | 0 | 0 | 0 | 0 | 21 | Polygon
Critical Infrastructure | Stormwater Treatment Facilities and Pump Stations | Stormwater Ponds - NHD |  | STFPS_PG_169081 |  | Not Affected | Not Affected | Not Affected | Not Affected | Not Affected | Not Affected | Not Affected | Not Affected | Not Affected | Not Affected | Not Affected | Not Affected | Not Affected | Not Affected | Not Affected | Not Affected | Not Affected | Not Affected | Not Affected | Not Affected | Not Affected | 0 | 0 | 0 | 0 | 21 | Polygon
Critical Infrastructure | Stormwater Treatment Facilities and Pump Stations | Stormwater Ponds - NHD |  | STFPS_PG_169082 |  | Not Affected | Not Affected | Not Affected | Not Affected | Not Affected | Not Affected | Not Affected | Not Affected | Not Affected | Not Affected | Not Affected | Not Affected | Not Affected | Not Affected | Not Affected | Not Affected | Not Affected | Not Affected | Not Affected | Not Affected | Not Affected | 0 | 0 | 0 | 0 | 21 | Polygon
Critical Infrastructure | Stormwater Treatment Facilities and Pump Stations | Stormwater Ponds - NHD |  | STFPS_PG_169083 |  | Not Affected | Not Affected | Not Affected | Not Affected | Not Affected | Not Affected | Not Affected | Not Affected | Not Affected | Not Affected | Not Affected | Not Affected | Not Affected | Not Affected | Not Affected | Not Affected | Not Affected | Not Affected | Not Affected | Not Affected | Not Affected | 0 | 0 | 0 | 0 | 21 | Polygon
Critical Infrastructure | Stormwater Treatment Facilities and Pump Stations | Stormwater Ponds - NHD |  | STFPS_PG_169084 |  | Not Affected | Not Affected | Not Affected | Not Affected | Not Affected | Not Affected | Not Affected | Not Affected | Not Affected | Not Affected | Not Affected | Not Affected | Not Affected | Not Affected | Not Affected | Not Affected | Not Affected | Not Affected | Not Affected | Not Affected | Not Affected | 0 | 0 | 0 | 0 | 21 | Polygon
Critical Infrastructure | Stormwater Treatment Facilities and Pump Stations | Stormwater Ponds - NHD |  | STFPS_PG_169085 |  | Not Affected | Not Affected | Not Affected | Not Affected | Not Affected | Not Affected | Not Affected | Not Affected | Not Affected | Not Affected | Not Affected | Not Affected | Not Affected | Not Affected | Not Affected | Not Affected | Not Affected | Not Affected | Not Affected | Not Affected | Not Affected | 0 | 0 | 0 | 0 | 21 | Polygon
Critical Infrastructure | Stormwater Treatment Facilities and Pump Stations | Stormwater Ponds - NHD |  | STFPS_PG_169086 |  | Not Affected | Not Affected | Not Affected | Not Affected | Not Affected | Not Affected | Not Affected | Not Affected | Not Affected | Not Affected | Not Affected | Not Affected | Not Affected | Not Affected | Not Affected | Not Affected | Not Affected | Not Affected | Not Affected | Not Affected | Not Affected | 0 | 0 | 0 | 0 | 21 | Polygon
Critical Infrastructure | Stormwater Treatment Facilities and Pump Stations | Stormwater Ponds - NHD |  | STFPS_PG_169087 |  | Not Affected | Not Affected | Not Affected | Not Affected | Not Affected | Not Affected | Not Affected | Not Affected | Not Affected | Not Affected | Not Affected | Not Affected | Not Affected | Not Affected | Not Affected | Not Affected | Not Affected | Not Affected | Not Affected | Not Affected | Not Affected | 0 | 0 | 0 | 0 | 21 | Polygon
Critical Infrastructure | Stormwater Treatment Facilities and Pump Stations | Stormwater Ponds - NHD |  | STFPS_PG_169088 |  | Not Affected | Not Affected | Not Affected | Not Affected | Not Affected | Not Affected | Not Affected | Not Affected | Not Affected | Not Affected | Not Affected | Not Affected | Not Affected | Not Affected | Not Affected | Not Affected | Not Affected | Not Affected | Not Affected | Not Affected | Not Affected | 0 | 0 | 0 | 0 | 21 | Polygon
Critical Infrastructure | Stormwater Treatment Facilities and Pump Stations | Stormwater Ponds - NHD |  | STFPS_PG_169089 |  | Not Affected | Not Affected | Not Affected | Not Affected | Not Affected | Not Affected | Not Affected | Not Affected | Not Affected | Not Affected | Not Affected | Not Affected | Not Affected | Not Affected | Not Affected | Not Affected | Not Affected | Not Affected | Not Affected | Not Affected | Not Affected | 0 | 0 | 0 | 0 | 21 | Polygon
Critical Infrastructure | Stormwater Treatment Facilities and Pump Stations | Stormwater Ponds - NHD |  | STFPS_PG_169090 |  | Not Affected | Not Affected | Not Affected | Not Affected | Not Affected | Not Affected | Not Affected | Not Affected | Not Affected | Not Affected | Not Affected | Not Affected | Not Affected | Not Affected | Not Affected | Not Affected | Not Affected | Not Affected | Not Affected | Not Affected | Not Affected | 0 | 0 | 0 | 0 | 21 | Polygon
Critical Infrastructure | Stormwater Treatment Facilities and Pump Stations | Stormwater Ponds - NHD |  | STFPS_PG_169091 |  | Not Affected | Not Affected | Not Affected | Not Affected | Not Affected | Not Affected | Not Affected | Not Affected | Not Affected | Not Affected | Not Affected | Not Affected | Not Affected | Not Affected | Not Affected | Not Affected | Not Affected | Not Affected | Not Affected | Not Affected | Not Affected | 0 | 0 | 0 | 0 | 21 | Polygon
Critical Infrastructure | Stormwater Treatment Facilities and Pump Stations | Stormwater Ponds - NHD |  | STFPS_PG_169092 |  | Not Affected | Not Affected | Not Affected | Not Affected | Not Affected | Not Affected | Not Affected | Not Affected | Not Affected | Not Affected | Not Affected | Not Affected | Not Affected | Not Affected | Not Affected | Not Affected | Not Affected | Not Affected | Not Affected | Not Affected | Not Affected | 0 | 0 | 0 | 0 | 21 | Polygon
Critical Infrastructure | Stormwater Treatment Facilities and Pump Stations | Stormwater Ponds - NHD |  | STFPS_PG_169093 |  | Not Affected | Not Affected | Not Affected | Not Affected | Not Affected | Not Affected | Not Affected | Not Affected | Not Affected | Not Affected | Not Affected | Not Affected | Not Affected | Not Affected | Not Affected | Not Affected | Not Affected | Not Affected | Not Affected | Not Affected | Not Affected | 0 | 0 | 0 | 0 | 21 | Polygon
Critical Infrastructure | Stormwater Treatment Facilities and Pump Stations | Stormwater Ponds - NHD |  | STFPS_PG_169094 |  | Not Affected | Not Affected | Not Affected | Not Affected | Not Affected | Not Affected | Not Affected | Not Affected | Not Affected | Not Affected | Not Affected | Not Affected | Not Affected | Not Affected | Not Affected | Not Affected | Not Affected | Not Affected | Not Affected | Not Affected | Not Affected | 0 | 0 | 0 | 0 | 21 | Polygon
Critical Infrastructure | Stormwater Treatment Facilities and Pump Stations | Stormwater Ponds - NHD |  | STFPS_PG_169095 |  | Not Affected | Not Affected | Not Affected | Not Affected | Not Affected | Not Affected | Not Affected | Not Affected | Not Affected | Not Affected | Not Affected | Not Affected | Not Affected | Not Affected | Not Affected | Not Affected | Not Affected | Not Affected | Not Affected | Not Affected | Not Affected | 0 | 0 | 0 | 0 | 21 | Polygon
Critical Infrastructure | Stormwater Treatment Facilities and Pump Stations | Stormwater Ponds - NHD |  | STFPS_PG_169096 |  | Not Affected | Not Affected | Not Affected | Not Affected | Not Affected | Not Affected | Not Affected | Not Affected | Not Affected | Not Affected | Not Affected | Not Affected | Not Affected | Not Affected | Not Affected | Not Affected | Not Affected | Not Affected | Not Affected | Not Affected | Not Affected | 0 | 0 | 0 | 0 | 21 | Polygon
Critical Infrastructure | Stormwater Treatment Facilities and Pump Stations | Stormwater Ponds - NHD |  | STFPS_PG_169097 |  | Not Affected | Not Affected | Not Affected | Not Affected | Not Affected | Not Affected | Not Affected | Not Affected | Not Affected | Not Affected | Not Affected | Not Affected | Not Affected | Not Affected | Not Affected | Not Affected | Not Affected | Not Affected | Not Affected | Not Affected | Not Affected | 0 | 0 | 0 | 0 | 21 | Polygon
Critical Infrastructure | Stormwater Treatment Facilities and Pump Stations | Stormwater Ponds - NHD |  | STFPS_PG_169098 |  | Not Affected | Not Affected | Not Affected | Not Affected | Not Affected | Not Affected | Not Affected | Not Affected | Not Affected | Not Affected | Not Affected | Not Affected | Not Affected | Not Affected | Not Affected | Not Affected | Not Affected | Not Affected | Not Affected | Not Affected | Not Affected | 0 | 0 | 0 | 0 | 21 | Polygon
Critical Infrastructure | Stormwater Treatment Facilities and Pump Stations | Stormwater Ponds - NHD |  | STFPS_PG_169099 |  | Not Affected | Not Affected | Not Affected | Not Affected | Not Affected | Not Affected | Not Affected | Not Affected | Not Affected | Not Affected | Not Affected | Not Affected | Not Affected | Not Affected | Not Affected | Not Affected | Not Affected | Not Affected | Not Affected | Not Affected | Not Affected | 0 | 0 | 0 | 0 | 21 | Polygon
Critical Infrastructure | Stormwater Treatment Facilities and Pump Stations | Stormwater Ponds - NHD |  | STFPS_PG_169100 |  | Not Affected | Not Affected | Not Affected | Not Affected | Not Affected | Not Affected | Not Affected | Not Affected | Not Affected | Not Affected | Not Affected | Not Affected | Not Affected | Not Affected | Not Affected | Not Affected | Not Affected | Not Affected | Not Affected | Not Affected | Not Affected | 0 | 0 | 0 | 0 | 21 | Polygon
Critical Infrastructure | Stormwater Treatment Facilities and Pump Stations | Stormwater Ponds - NHD |  | STFPS_PG_169101 |  | Not Affected | Not Affected | Not Affected | Not Affected | Not Affected | Not Affected | Not Affected | Not Affected | Not Affected | Not Affected | Not Affected | Not Affected | Not Affected | Not Affected | Not Affected | Not Affected | Not Affected | Not Affected | Not Affected | Not Affected | Not Affected | 0 | 0 | 0 | 0 | 21 | Polygon
Critical Infrastructure | Stormwater Treatment Facilities and Pump Stations | Stormwater Ponds - NHD |  | STFPS_PG_169102 |  | Not Affected | Not Affected | Not Affected | Not Affected | Not Affected | Not Affected | Not Affected | Not Affected | Not Affected | Not Affected | Not Affected | Not Affected | Not Affected | Not Affected | Not Affected | Not Affected | Not Affected | Not Affected | Not Affected | Not Affected | Not Affected | 0 | 0 | 0 | 0 | 21 | Polygon
Critical Infrastructure | Stormwater Treatment Facilities and Pump Stations | Stormwater Ponds - NHD |  | STFPS_PG_169103 |  | Not Affected | Not Affected | Not Affected | Not Affected | Not Affected | Not Affected | Not Affected | Not Affected | Not Affected | Not Affected | Not Affected | Not Affected | Not Affected | Not Affected | Not Affected | Not Affected | Not Affected | Not Affected | Not Affected | Not Affected | Not Affected | 0 | 0 | 0 | 0 | 21 | Polygon
Critical Infrastructure | Stormwater Treatment Facilities and Pump Stations | Stormwater Ponds - NHD |  | STFPS_PG_169104 |  | Not Affected | Not Affected | Not Affected | Not Affected | Not Affected | Not Affected | Not Affected | Not Affected | Not Affected | Not Affected | Not Affected | Not Affected | Not Affected | Not Affected | Not Affected | Not Affected | Not Affected | Not Affected | Not Affected | Not Affected | Not Affected | 0 | 0 | 0 | 0 | 21 | Polygon
Critical Infrastructure | Stormwater Treatment Facilities and Pump Stations | Stormwater Ponds - NHD |  | STFPS_PG_169105 |  | Not Affected | Not Affected | Not Affected | Not Affected | Not Affected | Not Affected | Not Affected | Not Affected | Not Affected | Not Affected | Not Affected | Not Affected | Not Affected | Not Affected | Not Affected | Not Affected | Not Affected | Not Affected | Not Affected | Not Affected | Not Affected | 0 | 0 | 0 | 0 | 21 | Polygon
Critical Infrastructure | Stormwater Treatment Facilities and Pump Stations | Stormwater Ponds - NHD |  | STFPS_PG_169106 |  | Not Affected | Not Affected | Not Affected | Not Affected | Not Affected | Not Affected | Not Affected | Not Affected | Not Affected | Not Affected | Not Affected | Not Affected | Not Affected | Not Affected | Not Affected | Not Affected | Not Affected | Not Affected | Not Affected | Not Affected | Not Affected | 0 | 0 | 0 | 0 | 21 | Polygon
Critical Infrastructure | Stormwater Treatment Facilities and Pump Stations | Stormwater Ponds - NHD |  | STFPS_PG_169107 |  | Not Affected | Not Affected | Not Affected | Not Affected | Not Affected | Not Affected | Not Affected | Not Affected | Not Affected | Not Affected | Not Affected | Not Affected | Not Affected | Not Affected | Not Affected | Not Affected | Not Affected | Not Affected | Not Affected | Not Affected | Not Affected | 0 | 0 | 0 | 0 | 21 | Polygon
Critical Infrastructure | Stormwater Treatment Facilities and Pump Stations | Stormwater Ponds - NHD |  | STFPS_PG_169108 |  | Not Affected | Not Affected | Not Affected | Not Affected | Not Affected | Not Affected | Not Affected | Not Affected | Not Affected | Not Affected | Not Affected | Not Affected | Not Affected | Not Affected | Not Affected | Not Affected | Not Affected | Not Affected | Not Affected | Not Affected | Not Affected | 0 | 0 | 0 | 0 | 21 | Polygon
Critical Infrastructure | Stormwater Treatment Facilities and Pump Stations | Stormwater Ponds - NHD |  | STFPS_PG_169109 |  | Not Affected | Not Affected | Not Affected | Not Affected | Not Affected | Not Affected | Not Affected | Not Affected | Not Affected | Not Affected | Not Affected | Not Affected | Not Affected | Not Affected | Not Affected | Not Affected | Not Affected | Not Affected | Not Affected | Not Affected | Not Affected | 0 | 0 | 0 | 0 | 21 | Polygon
Critical Infrastructure | Stormwater Treatment Facilities and Pump Stations | Stormwater Ponds - NHD |  | STFPS_PG_169110 |  | Not Affected | Not Affected | Not Affected | Not Affected | Not Affected | Not Affected | Not Affected | Not Affected | Not Affected | Not Affected | Not Affected | Not Affected | Not Affected | Not Affected | Not Affected | Not Affected | Not Affected | Not Affected | Not Affected | Not Affected | Not Affected | 0 | 0 | 0 | 0 | 21 | Polygon
Critical Infrastructure | Stormwater Treatment Facilities and Pump Stations | Stormwater Ponds - NHD |  | STFPS_PG_169111 |  | Not Affected | Not Affected | Not Affected | Not Affected | Not Affected | Not Affected | Not Affected | Not Affected | Not Affected | Not Affected | Not Affected | Not Affected | Not Affected | Not Affected | Not Affected | Not Affected | Not Affected | Not Affected | Not Affected | Not Affected | Not Affected | 0 | 0 | 0 | 0 | 21 | Polygon
Critical Infrastructure | Stormwater Treatment Facilities and Pump Stations | Stormwater Ponds - NHD |  | STFPS_PG_169112 |  | Not Affected | Not Affected | Not Affected | Not Affected | Not Affected | Not Affected | Not Affected | Not Affected | Not Affected | Not Affected | Not Affected | Not Affected | Not Affected | Not Affected | Not Affected | Not Affected | Not Affected | Not Affected | Not Affected | Not Affected | Not Affected | 0 | 0 | 0 | 0 | 21 | Polygon
Critical Infrastructure | Stormwater Treatment Facilities and Pump Stations | Stormwater Ponds - NHD |  | STFPS_PG_169113 |  | Not Affected | Not Affected | Not Affected | Not Affected | Not Affected | Not Affected | Not Affected | Not Affected | Not Affected | Not Affected | Not Affected | Not Affected | Not Affected | Not Affected | Not Affected | Not Affected | Not Affected | Not Affected | Not Affected | Not Affected | Not Affected | 0 | 0 | 0 | 0 | 21 | Polygon
Critical Infrastructure | Stormwater Treatment Facilities and Pump Stations | Stormwater Ponds - NHD |  | STFPS_PG_169114 |  | Not Affected | Not Affected | Not Affected | Not Affected | Not Affected | Not Affected | Not Affected | Not Affected | Not Affected | Not Affected | Not Affected | Not Affected | Not Affected | Not Affected | Not Affected | Not Affected | Not Affected | Not Affected | Not Affected | Not Affected | Not Affected | 0 | 0 | 0 | 0 | 21 | Polygon
Critical Infrastructure | Stormwater Treatment Facilities and Pump Stations | Stormwater Ponds - NHD |  | STFPS_PG_169115 |  | Not Affected | Not Affected | Not Affected | Not Affected | Not Affected | Not Affected | Not Affected | Not Affected | Not Affected | Not Affected | Not Affected | Not Affected | Not Affected | Not Affected | Not Affected | Not Affected | Not Affected | Not Affected | Not Affected | Not Affected | Not Affected | 0 | 0 | 0 | 0 | 21 | Polygon
Critical Infrastructure | Stormwater Treatment Facilities and Pump Stations | Stormwater Ponds - NHD |  | STFPS_PG_169116 |  | Not Affected | Not Affected | Not Affected | Not Affected | Not Affected | Not Affected | Not Affected | Not Affected | Not Affected | Not Affected | Not Affected | Not Affected | Not Affected | Not Affected | Not Affected | Not Affected | Not Affected | Not Affected | Not Affected | Not Affected | Not Affected | 0 | 0 | 0 | 0 | 21 | Polygon
Critical Infrastructure | Stormwater Treatment Facilities and Pump Stations | Stormwater Ponds - NHD |  | STFPS_PG_169117 |  | Not Affected | Not Affected | Not Affected | Not Affected | Not Affected | Not Affected | Not Affected | Not Affected | Not Affected | Not Affected | Not Affected | Not Affected | Not Affected | Not Affected | Not Affected | Not Affected | Not Affected | Not Affected | Not Affected | Not Affected | Not Affected | 0 | 0 | 0 | 0 | 21 | Polygon
Critical Infrastructure | Stormwater Treatment Facilities and Pump Stations | Stormwater Ponds - NHD |  | STFPS_PG_169118 |  | Not Affected | Not Affected | Not Affected | Not Affected | Not Affected | Not Affected | Not Affected | Not Affected | Not Affected | Not Affected | Not Affected | Not Affected | Not Affected | Not Affected | Not Affected | Not Affected | Not Affected | Not Affected | Not Affected | Not Affected | Not Affected | 0 | 0 | 0 | 0 | 21 | Polygon
Critical Infrastructure | Stormwater Treatment Facilities and Pump Stations | Stormwater Ponds - NHD |  | STFPS_PG_169119 |  | Not Affected | Not Affected | Not Affected | Not Affected | Not Affected | Not Affected | Not Affected | Not Affected | Not Affected | Not Affected | Not Affected | Not Affected | Not Affected | Not Affected | Not Affected | Not Affected | Not Affected | Not Affected | Not Affected | Not Affected | Not Affected | 0 | 0 | 0 | 0 | 21 | Polygon
Critical Infrastructure | Stormwater Treatment Facilities and Pump Stations | Stormwater Ponds - NHD |  | STFPS_PG_169120 |  | Not Affected | Not Affected | Not Affected | Not Affected | Not Affected | Not Affected | Not Affected | Not Affected | Not Affected | Not Affected | Not Affected | Not Affected | Not Affected | Not Affected | Not Affected | Not Affected | Not Affected | Not Affected | Not Affected | Not Affected | Not Affected | 0 | 0 | 0 | 0 | 21 | Polygon
Critical Infrastructure | Stormwater Treatment Facilities and Pump Stations | Stormwater Ponds - NHD |  | STFPS_PG_169121 |  | Not Affected | Not Affected | Not Affected | Not Affected | Not Affected | Not Affected | Not Affected | Not Affected | Not Affected | Not Affected | Not Affected | Not Affected | Not Affected | Not Affected | Not Affected | Not Affected | Not Affected | Not Affected | Not Affected | Not Affected | Not Affected | 0 | 0 | 0 | 0 | 21 | Polygon
Critical Infrastructure | Stormwater Treatment Facilities and Pump Stations | Stormwater Ponds - NHD |  | STFPS_PG_169122 |  | Not Affected | Not Affected | Not Affected | Not Affected | Not Affected | Not Affected | Not Affected | Not Affected | Not Affected | Not Affected | Not Affected | Not Affected | Not Affected | Not Affected | Not Affected | Not Affected | Not Affected | Not Affected | Not Affected | Not Affected | Not Affected | 0 | 0 | 0 | 0 | 21 | Polygon
Critical Infrastructure | Stormwater Treatment Facilities and Pump Stations | Stormwater Ponds - NHD |  | STFPS_PG_169123 |  | Not Affected | Not Affected | Not Affected | Not Affected | Not Affected | Not Affected | Not Affected | Not Affected | Not Affected | Not Affected | Not Affected | Not Affected | Not Affected | Not Affected | Not Affected | Not Affected | Not Affected | Not Affected | Not Affected | Not Affected | Not Affected | 0 | 0 | 0 | 0 | 21 | Polygon
Critical Infrastructure | Stormwater Treatment Facilities and Pump Stations | Stormwater Ponds - NHD |  | STFPS_PG_169124 |  | Not Affected | Not Affected | Not Affected | Not Affected | Not Affected | Not Affected | Not Affected | Not Affected | Not Affected | Not Affected | Not Affected | Not Affected | Not Affected | Not Affected | Not Affected | Not Affected | Not Affected | Not Affected | Not Affected | Not Affected | Not Affected | 0 | 0 | 0 | 0 | 21 | Polygon
Critical Infrastructure | Stormwater Treatment Facilities and Pump Stations | Stormwater Ponds - NHD |  | STFPS_PG_169125 |  | Not Affected | Not Affected | Not Affected | Not Affected | Not Affected | Not Affected | Not Affected | Not Affected | Not Affected | Not Affected | Not Affected | Not Affected | Not Affected | Not Affected | Not Affected | Not Affected | Not Affected | Not Affected | Not Affected | Not Affected | Not Affected | 0 | 0 | 0 | 0 | 21 | Polygon
Critical Infrastructure | Stormwater Treatment Facilities and Pump Stations | Stormwater Ponds - NHD |  | STFPS_PG_169126 |  | Not Affected | Not Affected | Not Affected | Not Affected | Not Affected | Not Affected | Not Affected | Not Affected | Not Affected | Not Affected | Not Affected | Not Affected | Not Affected | Not Affected | Not Affected | Not Affected | Not Affected | Not Affected | Not Affected | Not Affected | Not Affected | 0 | 0 | 0 | 0 | 21 | Polygon
Critical Infrastructure | Stormwater Treatment Facilities and Pump Stations | Stormwater Ponds - NHD |  | STFPS_PG_169127 |  | Not Affected | Not Affected | Not Affected | Not Affected | Not Affected | Not Affected | Not Affected | Not Affected | Not Affected | Not Affected | Not Affected | Not Affected | Not Affected | Not Affected | Not Affected | Not Affected | Not Affected | Not Affected | Not Affected | Not Affected | Not Affected | 0 | 0 | 0 | 0 | 21 | Polygon
Critical Infrastructure | Stormwater Treatment Facilities and Pump Stations | Stormwater Ponds - NHD |  | STFPS_PG_169128 |  | Not Affected | Not Affected | Not Affected | Not Affected | Not Affected | Not Affected | Not Affected | Not Affected | Not Affected | Not Affected | Not Affected | Not Affected | Not Affected | Not Affected | Not Affected | Not Affected | Not Affected | Not Affected | Not Affected | Not Affected | Not Affected | 0 | 0 | 0 | 0 | 21 | Polygon
Critical Infrastructure | Stormwater Treatment Facilities and Pump Stations | Stormwater Ponds - NHD |  | STFPS_PG_169129 |  | Not Affected | Not Affected | Not Affected | Not Affected | Not Affected | Not Affected | Not Affected | Not Affected | Not Affected | Not Affected | Not Affected | Not Affected | Not Affected | Not Affected | Not Affected | Not Affected | Not Affected | Not Affected | Not Affected | Not Affected | Not Affected | 0 | 0 | 0 | 0 | 21 | Polygon
Critical Infrastructure | Stormwater Treatment Facilities and Pump Stations | Stormwater Ponds - NHD |  | STFPS_PG_169130 |  | Not Affected | Not Affected | Not Affected | Not Affected | Not Affected | Not Affected | Not Affected | Not Affected | Not Affected | Not Affected | Not Affected | Not Affected | Not Affected | Not Affected | Not Affected | Not Affected | Not Affected | Not Affected | Not Affected | Not Affected | Not Affected | 0 | 0 | 0 | 0 | 21 | Polygon
Critical Infrastructure | Stormwater Treatment Facilities and Pump Stations | Stormwater Ponds - NHD |  | STFPS_PG_169131 |  | Not Affected | Not Affected | Not Affected | Not Affected | Not Affected | Not Affected | Not Affected | Not Affected | Not Affected | Not Affected | Not Affected | Not Affected | Not Affected | Not Affected | Not Affected | Not Affected | Not Affected | Not Affected | Not Affected | Not Affected | Not Affected | 0 | 0 | 0 | 0 | 21 | Polygon
Critical Infrastructure | Stormwater Treatment Facilities and Pump Stations | Stormwater Ponds - NHD |  | STFPS_PG_169132 |  | Not Affected | Not Affected | Not Affected | Not Affected | Not Affected | Not Affected | Not Affected | Not Affected | Not Affected | Not Affected | Not Affected | Not Affected | Not Affected | Not Affected | Not Affected | Not Affected | Not Affected | Not Affected | Not Affected | Not Affected | Not Affected | 0 | 0 | 0 | 0 | 21 | Polygon
Critical Infrastructure | Stormwater Treatment Facilities and Pump Stations | Stormwater Ponds - NHD |  | STFPS_PG_169133 |  | Not Affected | Not Affected | Not Affected | Not Affected | Not Affected | Not Affected | Not Affected | Not Affected | Not Affected | Not Affected | Not Affected | Not Affected | Not Affected | Not Affected | Not Affected | Not Affected | Not Affected | Not Affected | Not Affected | Not Affected | Not Affected | 0 | 0 | 0 | 0 | 21 | Polygon
Critical Infrastructure | Stormwater Treatment Facilities and Pump Stations | Stormwater Ponds - NHD |  | STFPS_PG_169134 |  | Not Affected | Not Affected | Not Affected | Not Affected | Not Affected | Not Affected | Not Affected | Not Affected | Not Affected | Not Affected | Not Affected | Not Affected | Not Affected | Not Affected | Not Affected | Not Affected | Not Affected | Not Affected | Not Affected | Not Affected | Not Affected | 0 | 0 | 0 | 0 | 21 | Polygon
Critical Infrastructure | Stormwater Treatment Facilities and Pump Stations | Stormwater Ponds - NHD |  | STFPS_PG_169135 |  | Not Affected | Not Affected | Not Affected | Not Affected | Not Affected | Not Affected | Not Affected | Not Affected | Not Affected | Not Affected | Not Affected | Not Affected | Not Affected | Not Affected | Not Affected | Not Affected | Not Affected | Not Affected | Not Affected | Not Affected | Not Affected | 0 | 0 | 0 | 0 | 21 | Polygon
Critical Infrastructure | Stormwater Treatment Facilities and Pump Stations | Stormwater Ponds - NHD |  | STFPS_PG_169136 |  | Not Affected | Not Affected | Not Affected | Not Affected | Not Affected | Not Affected | Not Affected | Not Affected | Not Affected | Not Affected | Not Affected | Not Affected | Not Affected | Not Affected | Not Affected | Not Affected | Not Affected | Not Affected | Not Affected | Not Affected | Not Affected | 0 | 0 | 0 | 0 | 21 | Polygon
Critical Infrastructure | Stormwater Treatment Facilities and Pump Stations | Stormwater Ponds - NHD |  | STFPS_PG_169137 |  | Not Affected | Not Affected | Not Affected | Not Affected | Not Affected | Not Affected | Not Affected | Not Affected | Not Affected | Not Affected | Not Affected | Not Affected | Not Affected | Not Affected | Not Affected | Not Affected | Not Affected | Not Affected | Not Affected | Not Affected | Not Affected | 0 | 0 | 0 | 0 | 21 | Polygon
Critical Infrastructure | Stormwater Treatment Facilities and Pump Stations | Stormwater Ponds - NHD |  | STFPS_PG_169138 |  | Not Affected | Not Affected | Not Affected | Not Affected | Not Affected | Not Affected | Not Affected | Not Affected | Not Affected | Not Affected | Not Affected | Not Affected | Not Affected | Not Affected | Not Affected | Not Affected | Not Affected | Not Affected | Not Affected | Not Affected | Not Affected | 0 | 0 | 0 | 0 | 21 | Polygon
Critical Infrastructure | Stormwater Treatment Facilities and Pump Stations | Stormwater Ponds - NHD |  | STFPS_PG_169139 |  | Not Affected | Not Affected | Not Affected | Not Affected | Not Affected | Not Affected | Not Affected | Not Affected | Not Affected | Not Affected | Not Affected | Not Affected | Not Affected | Not Affected | Not Affected | Not Affected | Not Affected | Not Affected | Not Affected | Not Affected | Not Affected | 0 | 0 | 0 | 0 | 21 | Polygon
Critical Infrastructure | Stormwater Treatment Facilities and Pump Stations | Stormwater Ponds - NHD |  | STFPS_PG_169140 |  | Not Affected | Not Affected | Not Affected | Not Affected | Not Affected | Not Affected | Not Affected | Not Affected | Not Affected | Not Affected | Not Affected | Not Affected | Not Affected | Not Affected | Not Affected | Not Affected | Not Affected | Not Affected | Not Affected | Not Affected | Not Affected | 0 | 0 | 0 | 0 | 21 | Polygon
Critical Infrastructure | Stormwater Treatment Facilities and Pump Stations | Stormwater Ponds - NHD |  | STFPS_PG_169141 |  | Not Affected | Not Affected | Not Affected | Not Affected | Not Affected | Not Affected | Not Affected | Not Affected | Not Affected | Not Affected | Not Affected | Not Affected | Not Affected | Not Affected | Not Affected | Not Affected | Not Affected | Not Affected | Not Affected | Not Affected | Not Affected | 0 | 0 | 0 | 0 | 21 | Polygon
Critical Infrastructure | Stormwater Treatment Facilities and Pump Stations | Stormwater Ponds - NHD |  | STFPS_PG_169142 |  | Not Affected | Not Affected | Not Affected | Not Affected | Not Affected | Not Affected | Not Affected | Not Affected | Not Affected | Not Affected | Not Affected | Not Affected | Not Affected | Not Affected | Not Affected | Not Affected | Not Affected | Not Affected | Not Affected | Not Affected | Not Affected | 0 | 0 | 0 | 0 | 21 | Polygon
Critical Infrastructure | Stormwater Treatment Facilities and Pump Stations | Stormwater Ponds - NHD |  | STFPS_PG_169143 |  | Not Affected | Not Affected | Not Affected | Not Affected | Not Affected | Not Affected | Not Affected | Not Affected | Not Affected | Not Affected | Not Affected | Not Affected | Not Affected | Not Affected | Not Affected | Not Affected | Not Affected | Not Affected | Not Affected | Not Affected | Not Affected | 0 | 0 | 0 | 0 | 21 | Polygon
Critical Infrastructure | Stormwater Treatment Facilities and Pump Stations | Stormwater Ponds - NHD |  | STFPS_PG_169165 |  | Not Affected | Not Affected | Not Affected | Not Affected | Not Affected | Not Affected | Not Affected | Not Affected | Not Affected | Not Affected | Not Affected | Not Affected | Not Affected | Not Affected | Not Affected | Not Affected | Not Affected | Not Affected | Not Affected | Not Affected | Not Affected | 0 | 0 | 0 | 0 | 21 | Polygon
Critical Infrastructure | Stormwater Treatment Facilities and Pump Stations | Stormwater Ponds - NHD |  | STFPS_PG_169321 |  | Not Affected | Not Affected | Not Affected | Not Affected | Not Affected | Not Affected | Not Affected | Not Affected | Not Affected | Not Affected | Not Affected | Not Affected | Not Affected | Not Affected | Not Affected | Not Affected | Not Affected | Not Affected | Not Affected | Not Affected | Not Affected | 0 | 0 | 0 | 0 | 21 | Polygon
Critical Infrastructure | Stormwater Treatment Facilities and Pump Stations | Stormwater Ponds - NHD |  | STFPS_PG_169326 |  | Not Affected | Not Affected | Not Affected | Not Affected | Not Affected | Not Affected | Not Affected | Not Affected | Not Affected | Not Affected | Not Affected | Not Affected | Not Affected | Not Affected | Not Affected | Not Affected | Not Affected | Not Affected | Not Affected | Not Affected | Not Affected | 0 | 0 | 0 | 0 | 21 | Polygon
Critical Infrastructure | Stormwater Treatment Facilities and Pump Stations | Stormwater Ponds - NHD |  | STFPS_PG_169329 |  | Not Affected | Not Affected | Not Affected | Not Affected | Not Affected | Not Affected | Not Affected | Not Affected | Not Affected | Not Affected | Not Affected | Not Affected | Not Affected | Not Affected | Not Affected | Not Affected | Not Affected | Not Affected | Not Affected | Not Affected | Not Affected | 0 | 0 | 0 | 0 | 21 | Polygon
Critical Infrastructure | Stormwater Treatment Facilities and Pump Stations | Stormwater Ponds - NHD |  | STFPS_PG_169330 |  | Not Affected | Not Affected | Not Affected | Not Affected | Not Affected | Not Affected | Not Affected | Not Affected | Not Affected | Not Affected | Not Affected | Not Affected | Not Affected | Not Affected | Not Affected | Not Affected | Not Affected | Not Affected | Not Affected | Not Affected | Not Affected | 0 | 0 | 0 | 0 | 21 | Polygon
Critical Infrastructure | Stormwater Treatment Facilities and Pump Stations | Stormwater Ponds - NHD |  | STFPS_PG_169354 |  | Not Affected | Not Affected | Not Affected | Not Affected | Not Affected | Not Affected | Not Affected | Not Affected | Not Affected | Not Affected | Not Affected | Not Affected | Not Affected | Not Affected | Not Affected | Not Affected | Not Affected | Not Affected | Not Affected | Not Affected | Not Affected | 0 | 0 | 0 | 0 | 21 | Polygon
Critical Infrastructure | Stormwater Treatment Facilities and Pump Stations | Stormwater Ponds - NHD |  | STFPS_PG_169465 |  | Not Affected | Not Affected | Not Affected | Not Affected | Not Affected | Not Affected | Not Affected | Not Affected | Not Affected | Not Affected | Not Affected | Not Affected | Not Affected | Not Affected | Not Affected | Not Affected | Not Affected | Not Affected | Not Affected | Not Affected | Not Affected | 0 | 0 | 0 | 0 | 21 | Polygon
Critical Infrastructure | Stormwater Treatment Facilities and Pump Stations | Stormwater Ponds - NHD |  | STFPS_PG_169485 |  | Not Affected | Not Affected | Not Affected | Not Affected | Not Affected | Not Affected | Not Affected | Not Affected | Not Affected | Not Affected | Not Affected | Not Affected | Not Affected | Not Affected | Not Affected | Not Affected | Not Affected | Not Affected | Not Affected | Not Affected | Not Affected | 0 | 0 | 0 | 0 | 21 | Polygon
Critical Infrastructure | Stormwater Treatment Facilities and Pump Stations | Stormwater Ponds - NHD |  | STFPS_PG_169486 |  | Not Affected | Not Affected | Not Affected | Not Affected | Not Affected | Not Affected | Not Affected | Not Affected | Not Affected | Not Affected | Not Affected | Not Affected | Not Affected | Not Affected | Not Affected | Not Affected | Not Affected | Not Affected | Not Affected | Not Affected | Not Affected | 0 | 0 | 0 | 0 | 21 | Polygon
Critical Infrastructure | Stormwater Treatment Facilities and Pump Stations | Stormwater Ponds - NHD |  | STFPS_PG_169488 |  | Not Affected | Not Affected | Not Affected | Not Affected | Not Affected | Not Affected | Not Affected | Not Affected | Not Affected | Not Affected | Not Affected | Not Affected | Not Affected | Not Affected | Not Affected | Not Affected | Not Affected | Not Affected | Not Affected | Not Affected | Not Affected | 0 | 0 | 0 | 0 | 21 | Polygon
Critical Infrastructure | Stormwater Treatment Facilities and Pump Stations | Stormwater Ponds - NHD |  | STFPS_PG_169489 |  | Not Affected | Not Affected | Not Affected | Not Affected | Not Affected | Not Affected | Not Affected | Not Affected | Not Affected | Not Affected | Not Affected | Not Affected | Not Affected | Not Affected | Not Affected | Not Affected | Not Affected | Not Affected | Not Affected | Not Affected | Not Affected | 0 | 0 | 0 | 0 | 21 | Polygon
Critical Infrastructure | Stormwater Treatment Facilities and Pump Stations | Stormwater Ponds - NHD |  | STFPS_PG_169493 |  | Not Affected | Not Affected | Not Affected | Not Affected | Not Affected | Not Affected | Not Affected | Not Affected | Not Affected | Not Affected | Not Affected | Not Affected | Not Affected | Not Affected | Not Affected | Not Affected | Not Affected | Not Affected | Not Affected | Not Affected | Not Affected | 0 | 0 | 0 | 0 | 21 | Polygon
Critical Infrastructure | Stormwater Treatment Facilities and Pump Stations | Stormwater Ponds - NHD |  | STFPS_PG_169584 |  | Not Affected | Not Affected | Not Affected | Not Affected | Not Affected | Not Affected | Not Affected | Not Affected | Not Affected | Not Affected | Not Affected | Not Affected | Not Affected | Not Affected | Not Affected | Not Affected | Not Affected | Not Affected | Not Affected | Not Affected | Not Affected | 0 | 0 | 0 | 0 | 21 | Polygon
Critical Infrastructure | Stormwater Treatment Facilities and Pump Stations | Stormwater Ponds - NHD |  | STFPS_PG_169585 |  | Not Affected | Not Affected | Not Affected | Not Affected | Not Affected | Not Affected | Not Affected | Not Affected | Not Affected | Not Affected | Not Affected | Not Affected | Not Affected | Not Affected | Not Affected | Not Affected | Not Affected | Not Affected | Not Affected | Not Affected | Not Affected | 0 | 0 | 0 | 0 | 21 | Polygon
Critical Infrastructure | Stormwater Treatment Facilities and Pump Stations | Stormwater Ponds - NHD |  | STFPS_PG_169586 |  | Not Affected | Not Affected | Not Affected | Not Affected | Not Affected | Not Affected | Not Affected | Not Affected | Not Affected | Not Affected | Not Affected | Not Affected | Not Affected | Not Affected | Not Affected | Not Affected | Not Affected | Not Affected | Not Affected | Not Affected | Not Affected | 0 | 0 | 0 | 0 | 21 | Polygon
Critical Infrastructure | Stormwater Treatment Facilities and Pump Stations | Stormwater Ponds - NHD |  | STFPS_PG_169587 |  | Not Affected | Not Affected | Not Affected | Not Affected | Not Affected | Not Affected | Not Affected | Not Affected | Not Affected | Not Affected | Not Affected | Not Affected | Not Affected | Not Affected | Not Affected | Not Affected | Not Affected | Not Affected | Not Affected | Not Affected | Not Affected | 0 | 0 | 0 | 0 | 21 | Polygon
Critical Infrastructure | Stormwater Treatment Facilities and Pump Stations | Stormwater Ponds - NHD |  | STFPS_PG_169588 |  | Not Affected | Not Affected | Not Affected | Not Affected | Not Affected | Not Affected | Not Affected | Not Affected | Not Affected | Not Affected | Not Affected | Not Affected | Not Affected | Not Affected | Not Affected | Not Affected | Not Affected | Not Affected | Not Affected | Not Affected | Not Affected | 0 | 0 | 0 | 0 | 21 | Polygon
Critical Infrastructure | Stormwater Treatment Facilities and Pump Stations | Stormwater Ponds - NHD |  | STFPS_PG_169590 |  | Not Affected | Not Affected | Not Affected | Not Affected | Not Affected | Not Affected | Not Affected | Not Affected | Not Affected | Not Affected | Not Affected | Not Affected | Not Affected | Not Affected | Not Affected | Not Affected | Not Affected | Not Affected | Not Affected | Not Affected | Not Affected | 0 | 0 | 0 | 0 | 21 | Polygon
Critical Infrastructure | Stormwater Treatment Facilities and Pump Stations | Stormwater Ponds - NHD |  | STFPS_PG_169591 |  | Not Affected | Not Affected | Not Affected | Not Affected | Not Affected | Not Affected | Not Affected | Not Affected | Not Affected | Not Affected | Not Affected | Not Affected | Not Affected | Not Affected | Not Affected | Not Affected | Not Affected | Not Affected | Not Affected | Not Affected | Not Affected | 0 | 0 | 0 | 0 | 21 | Polygon
Critical Infrastructure | Stormwater Treatment Facilities and Pump Stations | Stormwater Ponds - NHD |  | STFPS_PG_169592 |  | Not Affected | Not Affected | Not Affected | Not Affected | Not Affected | Not Affected | Not Affected | Not Affected | Not Affected | Not Affected | Not Affected | Not Affected | Not Affected | Not Affected | Not Affected | Not Affected | Not Affected | Not Affected | Not Affected | Not Affected | Not Affected | 0 | 0 | 0 | 0 | 21 | Polygon
Critical Infrastructure | Stormwater Treatment Facilities and Pump Stations | Stormwater Ponds - NHD |  | STFPS_PG_169593 |  | Not Affected | Not Affected | Not Affected | Not Affected | Not Affected | Not Affected | Not Affected | Not Affected | Not Affected | Not Affected | Not Affected | Not Affected | Not Affected | Not Affected | Not Affected | Not Affected | Not Affected | Not Affected | Not Affected | Not Affected | Not Affected | 0 | 0 | 0 | 0 | 21 | Polygon
Critical Infrastructure | Stormwater Treatment Facilities and Pump Stations | Stormwater Ponds - NHD |  | STFPS_PG_169594 |  | Not Affected | Not Affected | Not Affected | Not Affected | Not Affected | Not Affected | Not Affected | Not Affected | Not Affected | Not Affected | Not Affected | Not Affected | Not Affected | Not Affected | Not Affected | Not Affected | Not Affected | Not Affected | Not Affected | Not Affected | Not Affected | 0 | 0 | 0 | 0 | 21 | Polygon
Critical Infrastructure | Stormwater Treatment Facilities and Pump Stations | Stormwater Ponds - NHD |  | STFPS_PG_169608 |  | Not Affected | Not Affected | Not Affected | Not Affected | Not Affected | Not Affected | Not Affected | Not Affected | Not Affected | Not Affected | Not Affected | Not Affected | Not Affected | Not Affected | Not Affected | Not Affected | Not Affected | Not Affected | Not Affected | Not Affected | Not Affected | 0 | 0 | 0 | 0 | 21 | Polygon
Critical Infrastructure | Stormwater Treatment Facilities and Pump Stations | Stormwater Ponds - NHD |  | STFPS_PG_169609 |  | Not Affected | Not Affected | Not Affected | Not Affected | Not Affected | Not Affected | Not Affected | Not Affected | Not Affected | Not Affected | Not Affected | Not Affected | Not Affected | Not Affected | Not Affected | Not Affected | Not Affected | Not Affected | Not Affected | Not Affected | Not Affected | 0 | 0 | 0 | 0 | 21 | Polygon
Critical Infrastructure | Stormwater Treatment Facilities and Pump Stations | Stormwater Ponds - NHD |  | STFPS_PG_169622 |  | Not Affected | Not Affected | Not Affected | Not Affected | Not Affected | Not Affected | Not Affected | Not Affected | Not Affected | Not Affected | Not Affected | Not Affected | Not Affected | Not Affected | Not Affected | Not Affected | Not Affected | Not Affected | Not Affected | Not Affected | Not Affected | 0 | 0 | 0 | 0 | 21 | Polygon
Critical Infrastructure | Stormwater Treatment Facilities and Pump Stations | Stormwater Ponds - NHD |  | STFPS_PG_169629 |  | Not Affected | Not Affected | Not Affected | Not Affected | Not Affected | Not Affected | Not Affected | Not Affected | Not Affected | Not Affected | Not Affected | Not Affected | Not Affected | Not Affected | Not Affected | Not Affected | Not Affected | Not Affected | Not Affected | Not Affected | Not Affected | 0 | 0 | 0 | 0 | 21 | Polygon
Critical Infrastructure | Stormwater Treatment Facilities and Pump Stations | Stormwater Ponds - NHD |  | STFPS_PG_169630 |  | Not Affected | Not Affected | Not Affected | Not Affected | Not Affected | Not Affected | Not Affected | Not Affected | Not Affected | Not Affected | Not Affected | Not Affected | Not Affected | Not Affected | Not Affected | Not Affected | Not Affected | Not Affected | Not Affected | Not Affected | Not Affected | 0 | 0 | 0 | 0 | 21 | Polygon
Critical Infrastructure | Stormwater Treatment Facilities and Pump Stations | Stormwater Ponds - NHD |  | STFPS_PG_169631 |  | Not Affected | Not Affected | Not Affected | Not Affected | Not Affected | Not Affected | Not Affected | Not Affected | Not Affected | Not Affected | Not Affected | Not Affected | Not Affected | Not Affected | Not Affected | Not Affected | Not Affected | Not Affected | Not Affected | Not Affected | Not Affected | 0 | 0 | 0 | 0 | 21 | Polygon
Critical Infrastructure | Stormwater Treatment Facilities and Pump Stations | Stormwater Ponds - NHD |  | STFPS_PG_169632 |  | Not Affected | Not Affected | Not Affected | Not Affected | Not Affected | Not Affected | Not Affected | Not Affected | Not Affected | Not Affected | Not Affected | Not Affected | Not Affected | Not Affected | Not Affected | Not Affected | Not Affected | Not Affected | Not Affected | Not Affected | Not Affected | 0 | 0 | 0 | 0 | 21 | Polygon
Critical Infrastructure | Stormwater Treatment Facilities and Pump Stations | Stormwater Ponds - NHD |  | STFPS_PG_169633 |  | Not Affected | Not Affected | Not Affected | Not Affected | Not Affected | Not Affected | Not Affected | Not Affected | Not Affected | Not Affected | Not Affected | Not Affected | Not Affected | Not Affected | Not Affected | Not Affected | Not Affected | Not Affected | Not Affected | Not Affected | Not Affected | 0 | 0 | 0 | 0 | 21 | Polygon
Critical Infrastructure | Stormwater Treatment Facilities and Pump Stations | Stormwater Ponds - NHD |  | STFPS_PG_169634 |  | Not Affected | Not Affected | Not Affected | Not Affected | Not Affected | Not Affected | Not Affected | Not Affected | Not Affected | Not Affected | Not Affected | Not Affected | Not Affected | Not Affected | Not Affected | Not Affected | Not Affected | Not Affected | Not Affected | Not Affected | Not Affected | 0 | 0 | 0 | 0 | 21 | Polygon
Critical Infrastructure | Stormwater Treatment Facilities and Pump Stations | Stormwater Ponds - NHD |  | STFPS_PG_169635 |  | Not Affected | Not Affected | Not Affected | Not Affected | Not Affected | Not Affected | Not Affected | Not Affected | Not Affected | Not Affected | Not Affected | Not Affected | Not Affected | Not Affected | Not Affected | Not Affected | Not Affected | Not Affected | Not Affected | Not Affected | Not Affected | 0 | 0 | 0 | 0 | 21 | Polygon
Critical Infrastructure | Stormwater Treatment Facilities and Pump Stations | Stormwater Ponds - NHD |  | STFPS_PG_169636 |  | Not Affected | Not Affected | Not Affected | Not Affected | Not Affected | Not Affected | Not Affected | Not Affected | Not Affected | Not Affected | Not Affected | Not Affected | Not Affected | Not Affected | Not Affected | Not Affected | Not Affected | Not Affected | Not Affected | Not Affected | Not Affected | 0 | 0 | 0 | 0 | 21 | Polygon
Critical Infrastructure | Stormwater Treatment Facilities and Pump Stations | Stormwater Ponds - NHD |  | STFPS_PG_169637 |  | Not Affected | Not Affected | Not Affected | Not Affected | Not Affected | Not Affected | Not Affected | Not Affected | Not Affected | Not Affected | Not Affected | Not Affected | Not Affected | Not Affected | Not Affected | Not Affected | Not Affected | Not Affected | Not Affected | Not Affected | Not Affected | 0 | 0 | 0 | 0 | 21 | Polygon
Critical Infrastructure | Stormwater Treatment Facilities and Pump Stations | Stormwater Ponds - NHD |  | STFPS_PG_169638 |  | Not Affected | Not Affected | Not Affected | Not Affected | Not Affected | Not Affected | Not Affected | Not Affected | Not Affected | Not Affected | Not Affected | Not Affected | Not Affected | Not Affected | Not Affected | Not Affected | Not Affected | Not Affected | Not Affected | Not Affected | Not Affected | 0 | 0 | 0 | 0 | 21 | Polygon
Critical Infrastructure | Stormwater Treatment Facilities and Pump Stations | Stormwater Ponds - NHD |  | STFPS_PG_169639 |  | Not Affected | Not Affected | Not Affected | Not Affected | Not Affected | Not Affected | Not Affected | Not Affected | Not Affected | Not Affected | Not Affected | Not Affected | Not Affected | Not Affected | Not Affected | Not Affected | Not Affected | Not Affected | Not Affected | Not Affected | Not Affected | 0 | 0 | 0 | 0 | 21 | Polygon
Critical Infrastructure | Stormwater Treatment Facilities and Pump Stations | Stormwater Ponds - NHD |  | STFPS_PG_169640 |  | Not Affected | Not Affected | Not Affected | Not Affected | Not Affected | Not Affected | Not Affected | Not Affected | Not Affected | Not Affected | Not Affected | Not Affected | Not Affected | Not Affected | Not Affected | Not Affected | Not Affected | Not Affected | Not Affected | Not Affected | Not Affected | 0 | 0 | 0 | 0 | 21 | Polygon
Critical Infrastructure | Stormwater Treatment Facilities and Pump Stations | Stormwater Ponds - NHD |  | STFPS_PG_169641 |  | Not Affected | Not Affected | Not Affected | Not Affected | Not Affected | Not Affected | Not Affected | Not Affected | Not Affected | Not Affected | Not Affected | Not Affected | Not Affected | Not Affected | Not Affected | Not Affected | Not Affected | Not Affected | Not Affected | Not Affected | Not Affected | 0 | 0 | 0 | 0 | 21 | Polygon
Critical Infrastructure | Stormwater Treatment Facilities and Pump Stations | Stormwater Ponds - NHD |  | STFPS_PG_169642 |  | Not Affected | Not Affected | Not Affected | Not Affected | Not Affected | Not Affected | Not Affected | Not Affected | Not Affected | Not Affected | Not Affected | Not Affected | Not Affected | Not Affected | Not Affected | Not Affected | Not Affected | Not Affected | Not Affected | Not Affected | Not Affected | 0 | 0 | 0 | 0 | 21 | Polygon
Critical Infrastructure | Stormwater Treatment Facilities and Pump Stations | Stormwater Ponds - NHD |  | STFPS_PG_169643 |  | Not Affected | Not Affected | Not Affected | Not Affected | Not Affected | Not Affected | Not Affected | Not Affected | Not Affected | Not Affected | Not Affected | Not Affected | Not Affected | Not Affected | Not Affected | Not Affected | Not Affected | Not Affected | Not Affected | Not Affected | Not Affected | 0 | 0 | 0 | 0 | 21 | Polygon
Critical Infrastructure | Stormwater Treatment Facilities and Pump Stations | Stormwater Ponds - NHD |  | STFPS_PG_169644 |  | Not Affected | Not Affected | Not Affected | Not Affected | Not Affected | Not Affected | Not Affected | Not Affected | Not Affected | Not Affected | Not Affected | Not Affected | Not Affected | Not Affected | Not Affected | Not Affected | Not Affected | Not Affected | Not Affected | Not Affected | Not Affected | 0 | 0 | 0 | 0 | 21 | Polygon
Critical Infrastructure | Stormwater Treatment Facilities and Pump Stations | Stormwater Ponds - NHD |  | STFPS_PG_169645 |  | Not Affected | Not Affected | Not Affected | Not Affected | Not Affected | Not Affected | Not Affected | Not Affected | Not Affected | Not Affected | Not Affected | Not Affected | Not Affected | Not Affected | Not Affected | Not Affected | Not Affected | Not Affected | Not Affected | Not Affected | Not Affected | 0 | 0 | 0 | 0 | 21 | Polygon
Critical Infrastructure | Stormwater Treatment Facilities and Pump Stations | Stormwater Ponds - NHD |  | STFPS_PG_169646 |  | Not Affected | Not Affected | Not Affected | Not Affected | Not Affected | Not Affected | Not Affected | Not Affected | Not Affected | Not Affected | Not Affected | Not Affected | Not Affected | Not Affected | Not Affected | Not Affected | Not Affected | Not Affected | Not Affected | Not Affected | Not Affected | 0 | 0 | 0 | 0 | 21 | Polygon
Critical Infrastructure | Stormwater Treatment Facilities and Pump Stations | Stormwater Ponds - NHD |  | STFPS_PG_169647 |  | Not Affected | Not Affected | Not Affected | Not Affected | Not Affected | Not Affected | Not Affected | Not Affected | Not Affected | Not Affected | Not Affected | Not Affected | Not Affected | Not Affected | Not Affected | Not Affected | Not Affected | Not Affected | Not Affected | Not Affected | Not Affected | 0 | 0 | 0 | 0 | 21 | Polygon
Critical Infrastructure | Stormwater Treatment Facilities and Pump Stations | Stormwater Ponds - NHD |  | STFPS_PG_169648 |  | Not Affected | Not Affected | Not Affected | Not Affected | Not Affected | Not Affected | Not Affected | Not Affected | Not Affected | Not Affected | Not Affected | Not Affected | Not Affected | Not Affected | Not Affected | Not Affected | Not Affected | Not Affected | Not Affected | Not Affected | Not Affected | 0 | 0 | 0 | 0 | 21 | Polygon
Critical Infrastructure | Stormwater Treatment Facilities and Pump Stations | Stormwater Ponds - NHD |  | STFPS_PG_169649 |  | Not Affected | Not Affected | Not Affected | Not Affected | Not Affected | Not Affected | Not Affected | Not Affected | Not Affected | Not Affected | Not Affected | Not Affected | Not Affected | Not Affected | Not Affected | Not Affected | Not Affected | Not Affected | Not Affected | Not Affected | Not Affected | 0 | 0 | 0 | 0 | 21 | Polygon
Critical Infrastructure | Stormwater Treatment Facilities and Pump Stations | Stormwater Ponds - NHD |  | STFPS_PG_169650 |  | Not Affected | Not Affected | Not Affected | Not Affected | Not Affected | Not Affected | Not Affected | Not Affected | Not Affected | Not Affected | Not Affected | Not Affected | Not Affected | Not Affected | Not Affected | Not Affected | Not Affected | Not Affected | Not Affected | Not Affected | Not Affected | 0 | 0 | 0 | 0 | 21 | Polygon
Critical Infrastructure | Stormwater Treatment Facilities and Pump Stations | Stormwater Ponds - NHD |  | STFPS_PG_169651 |  | Not Affected | Not Affected | Not Affected | Not Affected | Not Affected | Not Affected | Not Affected | Not Affected | Not Affected | Not Affected | Not Affected | Not Affected | Not Affected | Not Affected | Not Affected | Not Affected | Not Affected | Not Affected | Not Affected | Not Affected | Not Affected | 0 | 0 | 0 | 0 | 21 | Polygon
Critical Infrastructure | Stormwater Treatment Facilities and Pump Stations | Stormwater Ponds - NHD |  | STFPS_PG_169652 |  | Not Affected | Not Affected | Not Affected | Not Affected | Not Affected | Not Affected | Not Affected | Not Affected | Not Affected | Not Affected | Not Affected | Not Affected | Not Affected | Not Affected | Not Affected | Not Affected | Not Affected | Not Affected | Not Affected | Not Affected | Not Affected | 0 | 0 | 0 | 0 | 21 | Polygon
Critical Infrastructure | Stormwater Treatment Facilities and Pump Stations | Stormwater Ponds - NHD |  | STFPS_PG_169653 |  | Not Affected | Not Affected | Not Affected | Not Affected | Not Affected | Not Affected | Not Affected | Not Affected | Not Affected | Not Affected | Not Affected | Not Affected | Not Affected | Not Affected | Not Affected | Not Affected | Not Affected | Not Affected | Not Affected | Not Affected | Not Affected | 0 | 0 | 0 | 0 | 21 | Polygon
Critical Infrastructure | Stormwater Treatment Facilities and Pump Stations | Stormwater Ponds - NHD |  | STFPS_PG_169654 |  | Not Affected | Not Affected | Not Affected | Not Affected | Not Affected | Not Affected | Not Affected | Not Affected | Not Affected | Not Affected | Not Affected | Not Affected | Not Affected | Not Affected | Not Affected | Not Affected | Not Affected | Not Affected | Not Affected | Not Affected | Not Affected | 0 | 0 | 0 | 0 | 21 | Polygon
Critical Infrastructure | Stormwater Treatment Facilities and Pump Stations | Stormwater Ponds - NHD |  | STFPS_PG_169655 |  | Not Affected | Not Affected | Not Affected | Not Affected | Not Affected | Not Affected | Not Affected | Not Affected | Not Affected | Not Affected | Not Affected | Not Affected | Not Affected | Not Affected | Not Affected | Not Affected | Not Affected | Not Affected | Not Affected | Not Affected | Not Affected | 0 | 0 | 0 | 0 | 21 | Polygon
Critical Infrastructure | Stormwater Treatment Facilities and Pump Stations | Stormwater Ponds - NHD |  | STFPS_PG_169656 |  | Not Affected | Not Affected | Not Affected | Not Affected | Not Affected | Not Affected | Not Affected | Not Affected | Not Affected | Not Affected | Not Affected | Not Affected | Not Affected | Not Affected | Not Affected | Not Affected | Not Affected | Not Affected | Not Affected | Not Affected | Not Affected | 0 | 0 | 0 | 0 | 21 | Polygon
Critical Infrastructure | Stormwater Treatment Facilities and Pump Stations | Stormwater Ponds - NHD |  | STFPS_PG_169670 |  | Not Affected | Not Affected | Not Affected | Not Affected | Not Affected | Not Affected | Not Affected | Not Affected | Not Affected | Not Affected | Not Affected | Not Affected | Not Affected | Not Affected | Not Affected | Not Affected | Not Affected | Not Affected | Not Affected | Not Affected | Not Affected | 0 | 0 | 0 | 0 | 21 | Polygon
Critical Infrastructure | Stormwater Treatment Facilities and Pump Stations | Stormwater Ponds - NHD |  | STFPS_PG_169729 |  | Not Affected | Not Affected | Not Affected | Not Affected | Not Affected | Not Affected | Not Affected | Not Affected | Not Affected | Not Affected | Not Affected | Not Affected | Not Affected | Not Affected | Not Affected | Not Affected | Not Affected | Not Affected | Not Affected | Not Affected | Not Affected | 0 | 0 | 0 | 0 | 21 | Polygon
Critical Infrastructure | Stormwater Treatment Facilities and Pump Stations | Stormwater Ponds - NHD |  | STFPS_PG_169737 |  | Not Affected | Not Affected | Not Affected | Not Affected | Not Affected | Not Affected | Not Affected | Not Affected | Not Affected | Not Affected | Not Affected | Not Affected | Not Affected | Not Affected | Not Affected | Not Affected | Not Affected | Not Affected | Not Affected | Not Affected | Not Affected | 0 | 0 | 0 | 0 | 21 | Polygon
Critical Infrastructure | Stormwater Treatment Facilities and Pump Stations | Stormwater Ponds - NHD |  | STFPS_PG_169738 |  | Not Affected | Not Affected | Not Affected | Not Affected | Not Affected | Not Affected | Not Affected | Not Affected | Not Affected | Not Affected | Not Affected | Not Affected | Not Affected | Not Affected | Not Affected | Not Affected | Not Affected | Not Affected | Not Affected | Not Affected | Not Affected | 0 | 0 | 0 | 0 | 21 | Polygon
Critical Infrastructure | Stormwater Treatment Facilities and Pump Stations | Stormwater Ponds - NHD |  | STFPS_PG_169740 |  | Not Affected | Not Affected | Not Affected | Not Affected | Not Affected | Not Affected | Not Affected | Not Affected | Not Affected | Not Affected | Not Affected | Not Affected | Not Affected | Not Affected | Not Affected | Not Affected | Not Affected | Not Affected | Not Affected | Not Affected | Not Affected | 0 | 0 | 0 | 0 | 21 | Polygon
Critical Infrastructure | Stormwater Treatment Facilities and Pump Stations | Stormwater Ponds - NHD |  | STFPS_PG_169741 |  | Not Affected | Not Affected | Not Affected | Not Affected | Not Affected | Not Affected | Not Affected | Not Affected | Not Affected | Not Affected | Not Affected | Not Affected | Not Affected | Not Affected | Not Affected | Not Affected | Not Affected | Not Affected | Not Affected | Not Affected | Not Affected | 0 | 0 | 0 | 0 | 21 | Polygon
Critical Infrastructure | Stormwater Treatment Facilities and Pump Stations | Stormwater Ponds - NHD |  | STFPS_PG_169742 |  | Not Affected | Not Affected | Not Affected | Not Affected | Not Affected | Not Affected | Not Affected | Not Affected | Not Affected | Not Affected | Not Affected | Not Affected | Not Affected | Not Affected | Not Affected | Not Affected | Not Affected | Not Affected | Not Affected | Not Affected | Not Affected | 0 | 0 | 0 | 0 | 21 | Polygon
Critical Infrastructure | Stormwater Treatment Facilities and Pump Stations | Stormwater Ponds - NHD |  | STFPS_PG_169743 |  | Not Affected | Not Affected | Not Affected | Not Affected | Not Affected | Not Affected | Not Affected | Not Affected | Not Affected | Not Affected | Not Affected | Not Affected | Not Affected | Not Affected | Not Affected | Not Affected | Not Affected | Not Affected | Not Affected | Not Affected | Not Affected | 0 | 0 | 0 | 0 | 21 | Polygon
Critical Infrastructure | Stormwater Treatment Facilities and Pump Stations | Stormwater Ponds - NHD |  | STFPS_PG_169744 |  | Not Affected | Not Affected | Not Affected | Not Affected | Not Affected | Not Affected | Not Affected | Not Affected | Not Affected | Not Affected | Not Affected | Not Affected | Not Affected | Not Affected | Not Affected | Not Affected | Not Affected | Not Affected | Not Affected | Not Affected | Not Affected | 0 | 0 | 0 | 0 | 21 | Polygon
Critical Infrastructure | Stormwater Treatment Facilities and Pump Stations | Stormwater Ponds - NHD |  | STFPS_PG_169745 |  | Not Affected | Not Affected | Not Affected | Not Affected | Not Affected | Not Affected | Not Affected | Not Affected | Not Affected | Not Affected | Not Affected | Not Affected | Not Affected | Not Affected | Not Affected | Not Affected | Not Affected | Not Affected | Not Affected | Not Affected | Not Affected | 0 | 0 | 0 | 0 | 21 | Polygon
Critical Infrastructure | Stormwater Treatment Facilities and Pump Stations | Stormwater Ponds - NHD |  | STFPS_PG_169746 |  | Not Affected | Not Affected | Not Affected | Not Affected | Not Affected | Not Affected | Not Affected | Not Affected | Not Affected | Not Affected | Not Affected | Not Affected | Not Affected | Not Affected | Not Affected | Not Affected | Not Affected | Not Affected | Not Affected | Not Affected | Not Affected | 0 | 0 | 0 | 0 | 21 | Polygon
Critical Infrastructure | Stormwater Treatment Facilities and Pump Stations | Stormwater Ponds - NHD |  | STFPS_PG_169747 |  | Not Affected | Not Affected | Not Affected | Not Affected | Not Affected | Not Affected | Not Affected | Not Affected | Not Affected | Not Affected | Not Affected | Not Affected | Not Affected | Not Affected | Not Affected | Not Affected | Not Affected | Not Affected | Not Affected | Not Affected | Not Affected | 0 | 0 | 0 | 0 | 21 | Polygon
Critical Infrastructure | Stormwater Treatment Facilities and Pump Stations | Stormwater Ponds - NHD |  | STFPS_PG_169748 |  | Not Affected | Not Affected | Not Affected | Not Affected | Not Affected | Not Affected | Not Affected | Not Affected | Not Affected | Not Affected | Not Affected | Not Affected | Not Affected | Not Affected | Not Affected | Not Affected | Not Affected | Not Affected | Not Affected | Not Affected | Not Affected | 0 | 0 | 0 | 0 | 21 | Polygon
Critical Infrastructure | Stormwater Treatment Facilities and Pump Stations | Stormwater Ponds - NHD |  | STFPS_PG_169750 |  | Not Affected | Not Affected | Not Affected | Not Affected | Not Affected | Not Affected | Not Affected | Not Affected | Not Affected | Not Affected | Not Affected | Not Affected | Not Affected | Not Affected | Not Affected | Not Affected | Not Affected | Not Affected | Not Affected | Not Affected | Not Affected | 0 | 0 | 0 | 0 | 21 | Polygon
Critical Infrastructure | Stormwater Treatment Facilities and Pump Stations | Stormwater Ponds - NHD |  | STFPS_PG_169752 |  | Not Affected | Not Affected | Not Affected | Not Affected | Not Affected | Not Affected | Not Affected | Not Affected | Not Affected | Not Affected | Not Affected | Not Affected | Not Affected | Not Affected | Not Affected | Not Affected | Not Affected | Not Affected | Not Affected | Not Affected | Not Affected | 0 | 0 | 0 | 0 | 21 | Polygon
Critical Infrastructure | Stormwater Treatment Facilities and Pump Stations | Stormwater Ponds - NHD |  | STFPS_PG_169753 |  | Not Affected | Not Affected | Not Affected | Not Affected | Not Affected | Not Affected | Not Affected | Not Affected | Not Affected | Not Affected | Not Affected | Not Affected | Not Affected | Not Affected | Not Affected | Not Affected | Not Affected | Not Affected | Not Affected | Not Affected | Not Affected | 0 | 0 | 0 | 0 | 21 | Polygon
Critical Infrastructure | Stormwater Treatment Facilities and Pump Stations | Stormwater Ponds - NHD |  | STFPS_PG_169754 |  | Not Affected | Not Affected | Not Affected | Not Affected | Not Affected | Not Affected | Not Affected | Not Affected | Not Affected | Not Affected | Not Affected | Not Affected | Not Affected | Not Affected | Not Affected | Not Affected | Not Affected | Not Affected | Not Affected | Not Affected | Not Affected | 0 | 0 | 0 | 0 | 21 | Polygon
Critical Infrastructure | Stormwater Treatment Facilities and Pump Stations | Stormwater Ponds - NHD |  | STFPS_PG_169755 |  | Not Affected | Not Affected | Not Affected | Not Affected | Not Affected | Not Affected | Not Affected | Not Affected | Not Affected | Not Affected | Not Affected | Not Affected | Not Affected | Not Affected | Not Affected | Not Affected | Not Affected | Not Affected | Not Affected | Not Affected | Not Affected | 0 | 0 | 0 | 0 | 21 | Polygon
Critical Infrastructure | Stormwater Treatment Facilities and Pump Stations | Stormwater Ponds - NHD |  | STFPS_PG_169756 |  | Not Affected | Not Affected | Not Affected | Not Affected | Not Affected | Not Affected | Not Affected | Not Affected | Not Affected | Not Affected | Not Affected | Not Affected | Not Affected | Not Affected | Not Affected | Not Affected | Not Affected | Not Affected | Not Affected | Not Affected | Not Affected | 0 | 0 | 0 | 0 | 21 | Polygon
Critical Infrastructure | Stormwater Treatment Facilities and Pump Stations | Stormwater Ponds - NHD |  | STFPS_PG_169757 |  | Not Affected | Not Affected | Not Affected | Not Affected | Not Affected | Not Affected | Not Affected | Not Affected | Not Affected | Not Affected | Not Affected | Not Affected | Not Affected | Not Affected | Not Affected | Not Affected | Not Affected | Not Affected | Not Affected | Not Affected | Not Affected | 0 | 0 | 0 | 0 | 21 | Polygon
Critical Infrastructure | Stormwater Treatment Facilities and Pump Stations | Stormwater Ponds - NHD |  | STFPS_PG_169758 |  | Not Affected | Not Affected | Not Affected | Not Affected | Not Affected | Not Affected | Not Affected | Not Affected | Not Affected | Not Affected | Not Affected | Not Affected | Not Affected | Not Affected | Not Affected | Not Affected | Not Affected | Not Affected | Not Affected | Not Affected | Not Affected | 0 | 0 | 0 | 0 | 21 | Polygon
Critical Infrastructure | Stormwater Treatment Facilities and Pump Stations | Stormwater Ponds - NHD |  | STFPS_PG_169759 |  | Not Affected | Not Affected | Not Affected | Not Affected | Not Affected | Not Affected | Not Affected | Not Affected | Not Affected | Not Affected | Not Affected | Not Affected | Not Affected | Not Affected | Not Affected | Not Affected | Not Affected | Not Affected | Not Affected | Not Affected | Not Affected | 0 | 0 | 0 | 0 | 21 | Polygon
Critical Infrastructure | Stormwater Treatment Facilities and Pump Stations | Stormwater Ponds - NHD |  | STFPS_PG_169760 |  | Not Affected | Not Affected | Not Affected | Not Affected | Not Affected | Not Affected | Not Affected | Not Affected | Not Affected | Not Affected | Not Affected | Not Affected | Not Affected | Not Affected | Not Affected | Not Affected | Not Affected | Not Affected | Not Affected | Not Affected | Not Affected | 0 | 0 | 0 | 0 | 21 | Polygon
Critical Infrastructure | Stormwater Treatment Facilities and Pump Stations | Stormwater Ponds - NHD |  | STFPS_PG_169761 |  | Not Affected | Not Affected | Not Affected | Not Affected | Not Affected | Not Affected | Not Affected | Not Affected | Not Affected | Not Affected | Not Affected | Not Affected | Not Affected | Not Affected | Not Affected | Not Affected | Not Affected | Not Affected | Not Affected | Not Affected | Not Affected | 0 | 0 | 0 | 0 | 21 | Polygon
Critical Infrastructure | Stormwater Treatment Facilities and Pump Stations | Stormwater Ponds - NHD |  | STFPS_PG_169762 |  | Not Affected | Not Affected | Not Affected | Not Affected | Not Affected | Not Affected | Not Affected | Not Affected | Not Affected | Not Affected | Not Affected | Not Affected | Not Affected | Not Affected | Not Affected | Not Affected | Not Affected | Not Affected | Not Affected | Not Affected | Not Affected | 0 | 0 | 0 | 0 | 21 | Polygon
Critical Infrastructure | Stormwater Treatment Facilities and Pump Stations | Stormwater Ponds - NHD |  | STFPS_PG_169763 |  | Not Affected | Not Affected | Not Affected | Not Affected | Not Affected | Not Affected | Not Affected | Not Affected | Not Affected | Not Affected | Not Affected | Not Affected | Not Affected | Not Affected | Not Affected | Not Affected | Not Affected | Not Affected | Not Affected | Not Affected | Not Affected | 0 | 0 | 0 | 0 | 21 | Polygon
Critical Infrastructure | Stormwater Treatment Facilities and Pump Stations | Stormwater Ponds - NHD |  | STFPS_PG_169764 |  | Not Affected | Not Affected | Not Affected | Not Affected | Not Affected | Not Affected | Not Affected | Not Affected | Not Affected | Not Affected | Not Affected | Not Affected | Not Affected | Not Affected | Not Affected | Not Affected | Not Affected | Not Affected | Not Affected | Not Affected | Not Affected | 0 | 0 | 0 | 0 | 21 | Polygon
Critical Infrastructure | Stormwater Treatment Facilities and Pump Stations | Stormwater Ponds - NHD |  | STFPS_PG_169766 |  | Not Affected | Not Affected | Not Affected | Not Affected | Not Affected | Not Affected | Not Affected | Not Affected | Not Affected | Not Affected | Not Affected | Not Affected | Not Affected | Not Affected | Not Affected | Not Affected | Not Affected | Not Affected | Not Affected | Not Affected | Not Affected | 0 | 0 | 0 | 0 | 21 | Polygon
Critical Infrastructure | Stormwater Treatment Facilities and Pump Stations | Stormwater Ponds - NHD |  | STFPS_PG_169767 |  | Not Affected | Not Affected | Not Affected | Not Affected | Not Affected | Not Affected | Not Affected | Not Affected | Not Affected | Not Affected | Not Affected | Not Affected | Not Affected | Not Affected | Not Affected | Not Affected | Not Affected | Not Affected | Not Affected | Not Affected | Not Affected | 0 | 0 | 0 | 0 | 21 | Polygon
Critical Infrastructure | Stormwater Treatment Facilities and Pump Stations | Stormwater Ponds - NHD |  | STFPS_PG_169768 |  | Not Affected | Not Affected | Not Affected | Not Affected | Not Affected | Not Affected | Not Affected | Not Affected | Not Affected | Not Affected | Not Affected | Not Affected | Not Affected | Not Affected | Not Affected | Not Affected | Not Affected | Not Affected | Not Affected | Not Affected | Not Affected | 0 | 0 | 0 | 0 | 21 | Polygon
Critical Infrastructure | Stormwater Treatment Facilities and Pump Stations | Stormwater Ponds - NHD |  | STFPS_PG_169769 |  | Not Affected | Not Affected | Not Affected | Not Affected | Not Affected | Not Affected | Not Affected | Not Affected | Not Affected | Not Affected | Not Affected | Not Affected | Not Affected | Not Affected | Not Affected | Not Affected | Not Affected | Not Affected | Not Affected | Not Affected | Not Affected | 0 | 0 | 0 | 0 | 21 | Polygon
Critical Infrastructure | Stormwater Treatment Facilities and Pump Stations | Stormwater Ponds - NHD |  | STFPS_PG_169770 |  | Not Affected | Not Affected | Not Affected | Not Affected | Not Affected | Not Affected | Not Affected | Not Affected | Not Affected | Not Affected | Not Affected | Not Affected | Not Affected | Not Affected | Not Affected | Not Affected | Not Affected | Not Affected | Not Affected | Not Affected | Not Affected | 0 | 0 | 0 | 0 | 21 | Polygon
Critical Infrastructure | Stormwater Treatment Facilities and Pump Stations | Stormwater Ponds - NHD |  | STFPS_PG_169771 |  | Not Affected | Not Affected | Not Affected | Not Affected | Not Affected | Not Affected | Not Affected | Not Affected | Not Affected | Not Affected | Not Affected | Not Affected | Not Affected | Not Affected | Not Affected | Not Affected | Not Affected | Not Affected | Not Affected | Not Affected | Not Affected | 0 | 0 | 0 | 0 | 21 | Polygon
Critical Infrastructure | Stormwater Treatment Facilities and Pump Stations | Stormwater Ponds - NHD |  | STFPS_PG_169772 |  | Not Affected | Not Affected | Not Affected | Not Affected | Not Affected | Not Affected | Not Affected | Not Affected | Not Affected | Not Affected | Not Affected | Not Affected | Not Affected | Not Affected | Not Affected | Not Affected | Not Affected | Not Affected | Not Affected | Not Affected | Not Affected | 0 | 0 | 0 | 0 | 21 | Polygon
Critical Infrastructure | Stormwater Treatment Facilities and Pump Stations | Stormwater Ponds - NHD |  | STFPS_PG_169773 |  | Not Affected | Not Affected | Not Affected | Not Affected | Not Affected | Not Affected | Not Affected | Not Affected | Not Affected | Not Affected | Not Affected | Not Affected | Not Affected | Not Affected | Not Affected | Not Affected | Not Affected | Not Affected | Not Affected | Not Affected | Not Affected | 0 | 0 | 0 | 0 | 21 | Polygon
Critical Infrastructure | Stormwater Treatment Facilities and Pump Stations | Stormwater Ponds - NHD |  | STFPS_PG_169775 |  | Not Affected | Not Affected | Not Affected | Not Affected | Not Affected | Not Affected | Not Affected | Not Affected | Not Affected | Not Affected | Not Affected | Not Affected | Not Affected | Not Affected | Not Affected | Not Affected | Not Affected | Not Affected | Not Affected | Not Affected | Not Affected | 0 | 0 | 0 | 0 | 21 | Polygon
Critical Infrastructure | Stormwater Treatment Facilities and Pump Stations | Stormwater Ponds - NHD |  | STFPS_PG_169776 |  | Not Affected | Not Affected | Not Affected | Not Affected | Not Affected | Not Affected | Not Affected | Not Affected | Not Affected | Not Affected | Not Affected | Not Affected | Not Affected | Not Affected | Not Affected | Not Affected | Not Affected | Not Affected | Not Affected | Not Affected | Not Affected | 0 | 0 | 0 | 0 | 21 | Polygon
Critical Infrastructure | Stormwater Treatment Facilities and Pump Stations | Stormwater Ponds - NHD |  | STFPS_PG_169777 |  | Not Affected | Not Affected | Not Affected | Not Affected | Not Affected | Not Affected | Not Affected | Not Affected | Not Affected | Not Affected | Not Affected | Not Affected | Not Affected | Not Affected | Not Affected | Not Affected | Not Affected | Not Affected | Not Affected | Not Affected | Not Affected | 0 | 0 | 0 | 0 | 21 | Polygon
Critical Infrastructure | Stormwater Treatment Facilities and Pump Stations | Stormwater Ponds - NHD |  | STFPS_PG_169778 |  | Not Affected | Not Affected | Not Affected | Not Affected | Not Affected | Not Affected | Not Affected | Not Affected | Not Affected | Not Affected | Not Affected | Not Affected | Not Affected | Not Affected | Not Affected | Not Affected | Not Affected | Not Affected | Not Affected | Not Affected | Not Affected | 0 | 0 | 0 | 0 | 21 | Polygon
Critical Infrastructure | Stormwater Treatment Facilities and Pump Stations | Stormwater Ponds - NHD |  | STFPS_PG_169779 |  | Not Affected | Not Affected | Not Affected | Not Affected | Not Affected | Not Affected | Not Affected | Not Affected | Not Affected | Not Affected | Not Affected | Not Affected | Not Affected | Not Affected | Not Affected | Not Affected | Not Affected | Not Affected | Not Affected | Not Affected | Not Affected | 0 | 0 | 0 | 0 | 21 | Polygon
Critical Infrastructure | Stormwater Treatment Facilities and Pump Stations | Stormwater Ponds - NHD |  | STFPS_PG_169781 |  | Not Affected | Not Affected | Not Affected | Not Affected | Not Affected | Not Affected | Not Affected | Not Affected | Not Affected | Not Affected | Not Affected | Not Affected | Not Affected | Not Affected | Not Affected | Not Affected | Not Affected | Not Affected | Not Affected | Not Affected | Not Affected | 0 | 0 | 0 | 0 | 21 | Polygon
Critical Infrastructure | Stormwater Treatment Facilities and Pump Stations | Stormwater Ponds - NHD |  | STFPS_PG_169782 |  | Not Affected | Not Affected | Not Affected | Not Affected | Not Affected | Not Affected | Not Affected | Not Affected | Not Affected | Not Affected | Not Affected | Not Affected | Not Affected | Not Affected | Not Affected | Not Affected | Not Affected | Not Affected | Not Affected | Not Affected | Not Affected | 0 | 0 | 0 | 0 | 21 | Polygon
Critical Infrastructure | Stormwater Treatment Facilities and Pump Stations | Stormwater Ponds - NHD |  | STFPS_PG_169783 |  | Not Affected | Not Affected | Not Affected | Not Affected | Not Affected | Not Affected | Not Affected | Not Affected | Not Affected | Not Affected | Not Affected | Not Affected | Not Affected | Not Affected | Not Affected | Not Affected | Not Affected | Not Affected | Not Affected | Not Affected | Not Affected | 0 | 0 | 0 | 0 | 21 | Polygon
Critical Infrastructure | Stormwater Treatment Facilities and Pump Stations | Stormwater Ponds - NHD |  | STFPS_PG_169784 |  | Not Affected | Not Affected | Not Affected | Not Affected | Not Affected | Not Affected | Not Affected | Not Affected | Not Affected | Not Affected | Not Affected | Not Affected | Not Affected | Not Affected | Not Affected | Not Affected | Not Affected | Not Affected | Not Affected | Not Affected | Not Affected | 0 | 0 | 0 | 0 | 21 | Polygon
Critical Infrastructure | Stormwater Treatment Facilities and Pump Stations | Stormwater Ponds - NHD |  | STFPS_PG_169785 |  | Not Affected | Not Affected | Not Affected | Not Affected | Not Affected | Not Affected | Not Affected | Not Affected | Not Affected | Not Affected | Not Affected | Not Affected | Not Affected | Not Affected | Not Affected | Not Affected | Not Affected | Not Affected | Not Affected | Not Affected | Not Affected | 0 | 0 | 0 | 0 | 21 | Polygon
Critical Infrastructure | Stormwater Treatment Facilities and Pump Stations | Stormwater Ponds - NHD |  | STFPS_PG_169788 |  | Not Affected | Not Affected | Not Affected | Not Affected | Not Affected | Not Affected | Not Affected | Not Affected | Not Affected | Not Affected | Not Affected | Not Affected | Not Affected | Not Affected | Not Affected | Not Affected | Not Affected | Not Affected | Not Affected | Not Affected | Not Affected | 0 | 0 | 0 | 0 | 21 | Polygon
Critical Infrastructure | Stormwater Treatment Facilities and Pump Stations | Stormwater Ponds - NHD |  | STFPS_PG_169789 |  | Not Affected | Not Affected | Not Affected | Not Affected | Not Affected | Not Affected | Not Affected | Not Affected | Not Affected | Not Affected | Not Affected | Not Affected | Not Affected | Not Affected | Not Affected | Not Affected | Not Affected | Not Affected | Not Affected | Not Affected | Not Affected | 0 | 0 | 0 | 0 | 21 | Polygon
Critical Infrastructure | Stormwater Treatment Facilities and Pump Stations | Stormwater Ponds - NHD |  | STFPS_PG_169790 |  | Not Affected | Not Affected | Not Affected | Not Affected | Not Affected | Not Affected | Not Affected | Not Affected | Not Affected | Not Affected | Not Affected | Not Affected | Not Affected | Not Affected | Not Affected | Not Affected | Not Affected | Not Affected | Not Affected | Not Affected | Not Affected | 0 | 0 | 0 | 0 | 21 | Polygon
Critical Infrastructure | Stormwater Treatment Facilities and Pump Stations | Stormwater Ponds - NHD |  | STFPS_PG_169793 |  | Not Affected | Not Affected | Not Affected | Not Affected | Not Affected | Not Affected | Not Affected | Not Affected | Not Affected | Not Affected | Not Affected | Not Affected | Not Affected | Not Affected | Not Affected | Not Affected | Not Affected | Not Affected | Not Affected | Not Affected | Not Affected | 0 | 0 | 0 | 0 | 21 | Polygon
Critical Infrastructure | Stormwater Treatment Facilities and Pump Stations | Stormwater Ponds - NHD |  | STFPS_PG_169794 |  | Not Affected | Not Affected | Not Affected | Not Affected | Not Affected | Not Affected | Not Affected | Not Affected | Not Affected | Not Affected | Not Affected | Not Affected | Not Affected | Not Affected | Not Affected | Not Affected | Not Affected | Not Affected | Not Affected | Not Affected | Not Affected | 0 | 0 | 0 | 0 | 21 | Polygon
Critical Infrastructure | Stormwater Treatment Facilities and Pump Stations | Stormwater Ponds - NHD |  | STFPS_PG_169796 |  | Not Affected | Not Affected | Not Affected | Not Affected | Not Affected | Not Affected | Not Affected | Not Affected | Not Affected | Not Affected | Not Affected | Not Affected | Not Affected | Not Affected | Not Affected | Not Affected | Not Affected | Not Affected | Not Affected | Not Affected | Not Affected | 0 | 0 | 0 | 0 | 21 | Polygon
Critical Infrastructure | Stormwater Treatment Facilities and Pump Stations | Stormwater Ponds - NHD |  | STFPS_PG_169797 |  | Not Affected | Not Affected | Not Affected | Not Affected | Not Affected | Not Affected | Not Affected | Not Affected | Not Affected | Not Affected | Not Affected | Not Affected | Not Affected | Not Affected | Not Affected | Not Affected | Not Affected | Not Affected | Not Affected | Not Affected | Not Affected | 0 | 0 | 0 | 0 | 21 | Polygon
Critical Infrastructure | Stormwater Treatment Facilities and Pump Stations | Stormwater Ponds - NHD |  | STFPS_PG_169799 |  | Not Affected | Not Affected | Not Affected | Not Affected | Not Affected | Not Affected | Not Affected | Not Affected | Not Affected | Not Affected | Not Affected | Not Affected | Not Affected | Not Affected | Not Affected | Not Affected | Not Affected | Not Affected | Not Affected | Not Affected | Not Affected | 0 | 0 | 0 | 0 | 21 | Polygon
Critical Infrastructure | Stormwater Treatment Facilities and Pump Stations | Stormwater Ponds - NHD |  | STFPS_PG_169800 |  | Not Affected | Not Affected | Not Affected | Not Affected | Not Affected | Not Affected | Not Affected | Not Affected | Not Affected | Not Affected | Not Affected | Not Affected | Not Affected | Not Affected | Not Affected | Not Affected | Not Affected | Not Affected | Not Affected | Not Affected | Not Affected | 0 | 0 | 0 | 0 | 21 | Polygon
Critical Infrastructure | Stormwater Treatment Facilities and Pump Stations | Stormwater Ponds - NHD |  | STFPS_PG_169801 |  | Not Affected | Not Affected | Not Affected | Not Affected | Not Affected | Not Affected | Not Affected | Not Affected | Not Affected | Not Affected | Not Affected | Not Affected | Not Affected | Not Affected | Not Affected | Not Affected | Not Affected | Not Affected | Not Affected | Not Affected | Not Affected | 0 | 0 | 0 | 0 | 21 | Polygon
Critical Infrastructure | Stormwater Treatment Facilities and Pump Stations | Stormwater Ponds - NHD |  | STFPS_PG_169802 |  | Not Affected | Not Affected | Not Affected | Not Affected | Not Affected | Not Affected | Not Affected | Not Affected | Not Affected | Not Affected | Not Affected | Not Affected | Not Affected | Not Affected | Not Affected | Not Affected | Not Affected | Not Affected | Not Affected | Not Affected | Not Affected | 0 | 0 | 0 | 0 | 21 | Polygon
Critical Infrastructure | Stormwater Treatment Facilities and Pump Stations | Stormwater Ponds - NHD |  | STFPS_PG_169803 |  | Not Affected | Not Affected | Not Affected | Not Affected | Not Affected | Not Affected | Not Affected | Not Affected | Not Affected | Not Affected | Not Affected | Not Affected | Not Affected | Not Affected | Not Affected | Not Affected | Not Affected | Not Affected | Not Affected | Not Affected | Not Affected | 0 | 0 | 0 | 0 | 21 | Polygon
Critical Infrastructure | Stormwater Treatment Facilities and Pump Stations | Stormwater Ponds - NHD |  | STFPS_PG_169804 |  | Not Affected | Not Affected | Not Affected | Not Affected | Not Affected | Not Affected | Not Affected | Not Affected | Not Affected | Not Affected | Not Affected | Not Affected | Not Affected | Not Affected | Not Affected | Not Affected | Not Affected | Not Affected | Not Affected | Not Affected | Not Affected | 0 | 0 | 0 | 0 | 21 | Polygon
Critical Infrastructure | Stormwater Treatment Facilities and Pump Stations | Stormwater Ponds - NHD |  | STFPS_PG_169805 |  | Not Affected | Not Affected | Not Affected | Not Affected | Not Affected | Not Affected | Not Affected | Not Affected | Not Affected | Not Affected | Not Affected | Not Affected | Not Affected | Not Affected | Not Affected | Not Affected | Not Affected | Not Affected | Not Affected | Not Affected | Not Affected | 0 | 0 | 0 | 0 | 21 | Polygon
Critical Infrastructure | Stormwater Treatment Facilities and Pump Stations | Stormwater Ponds - NHD |  | STFPS_PG_169806 |  | Not Affected | Not Affected | Not Affected | Not Affected | Not Affected | Not Affected | Not Affected | Not Affected | Not Affected | Not Affected | Not Affected | Not Affected | Not Affected | Not Affected | Not Affected | Not Affected | Not Affected | Not Affected | Not Affected | Not Affected | Not Affected | 0 | 0 | 0 | 0 | 21 | Polygon
Critical Infrastructure | Stormwater Treatment Facilities and Pump Stations | Stormwater Ponds - NHD |  | STFPS_PG_169807 |  | Not Affected | Not Affected | Not Affected | Not Affected | Not Affected | Not Affected | Not Affected | Not Affected | Not Affected | Not Affected | Not Affected | Not Affected | Not Affected | Not Affected | Not Affected | Not Affected | Not Affected | Not Affected | Not Affected | Not Affected | Not Affected | 0 | 0 | 0 | 0 | 21 | Polygon
Critical Infrastructure | Stormwater Treatment Facilities and Pump Stations | Stormwater Ponds - NHD |  | STFPS_PG_169808 |  | Not Affected | Not Affected | Not Affected | Not Affected | Not Affected | Not Affected | Not Affected | Not Affected | Not Affected | Not Affected | Not Affected | Not Affected | Not Affected | Not Affected | Not Affected | Not Affected | Not Affected | Not Affected | Not Affected | Not Affected | Not Affected | 0 | 0 | 0 | 0 | 21 | Polygon
Critical Infrastructure | Stormwater Treatment Facilities and Pump Stations | Stormwater Ponds - NHD |  | STFPS_PG_169809 |  | Not Affected | Not Affected | Not Affected | Not Affected | Not Affected | Not Affected | Not Affected | Not Affected | Not Affected | Not Affected | Not Affected | Not Affected | Not Affected | Not Affected | Not Affected | Not Affected | Not Affected | Not Affected | Not Affected | Not Affected | Not Affected | 0 | 0 | 0 | 0 | 21 | Polygon
Critical Infrastructure | Stormwater Treatment Facilities and Pump Stations | Stormwater Ponds - NHD |  | STFPS_PG_169810 |  | Not Affected | Not Affected | Not Affected | Not Affected | Not Affected | Not Affected | Not Affected | Not Affected | Not Affected | Not Affected | Not Affected | Not Affected | Not Affected | Not Affected | Not Affected | Not Affected | Not Affected | Not Affected | Not Affected | Not Affected | Not Affected | 0 | 0 | 0 | 0 | 21 | Polygon
Critical Infrastructure | Stormwater Treatment Facilities and Pump Stations | Stormwater Ponds - NHD |  | STFPS_PG_169811 |  | Not Affected | Not Affected | Not Affected | Not Affected | Not Affected | Not Affected | Not Affected | Not Affected | Not Affected | Not Affected | Not Affected | Not Affected | Not Affected | Not Affected | Not Affected | Not Affected | Not Affected | Not Affected | Not Affected | Not Affected | Not Affected | 0 | 0 | 0 | 0 | 21 | Polygon
Critical Infrastructure | Stormwater Treatment Facilities and Pump Stations | Stormwater Ponds - NHD |  | STFPS_PG_169812 |  | Not Affected | Not Affected | Not Affected | Not Affected | Not Affected | Not Affected | Not Affected | Not Affected | Not Affected | Not Affected | Not Affected | Not Affected | Not Affected | Not Affected | Not Affected | Not Affected | Not Affected | Not Affected | Not Affected | Not Affected | Not Affected | 0 | 0 | 0 | 0 | 21 | Polygon
Critical Infrastructure | Stormwater Treatment Facilities and Pump Stations | Stormwater Ponds - NHD |  | STFPS_PG_169813 |  | Not Affected | Not Affected | Not Affected | Not Affected | Not Affected | Not Affected | Not Affected | Not Affected | Not Affected | Not Affected | Not Affected | Not Affected | Not Affected | Not Affected | Not Affected | Not Affected | Not Affected | Not Affected | Not Affected | Not Affected | Not Affected | 0 | 0 | 0 | 0 | 21 | Polygon
Critical Infrastructure | Stormwater Treatment Facilities and Pump Stations | Stormwater Ponds - NHD |  | STFPS_PG_169814 |  | Not Affected | Not Affected | Not Affected | Not Affected | Not Affected | Not Affected | Not Affected | Not Affected | Not Affected | Not Affected | Not Affected | Not Affected | Not Affected | Not Affected | Not Affected | Not Affected | Not Affected | Not Affected | Not Affected | Not Affected | Not Affected | 0 | 0 | 0 | 0 | 21 | Polygon
Critical Infrastructure | Stormwater Treatment Facilities and Pump Stations | Stormwater Ponds - NHD |  | STFPS_PG_169815 |  | Not Affected | Not Affected | Not Affected | Not Affected | Not Affected | Not Affected | Not Affected | Not Affected | Not Affected | Not Affected | Not Affected | Not Affected | Not Affected | Not Affected | Not Affected | Not Affected | Not Affected | Not Affected | Not Affected | Not Affected | Not Affected | 0 | 0 | 0 | 0 | 21 | Polygon
Critical Infrastructure | Stormwater Treatment Facilities and Pump Stations | Stormwater Ponds - NHD |  | STFPS_PG_169816 |  | Not Affected | Not Affected | Not Affected | Not Affected | Not Affected | Not Affected | Not Affected | Not Affected | Not Affected | Not Affected | Not Affected | Not Affected | Not Affected | Not Affected | Not Affected | Not Affected | Not Affected | Not Affected | Not Affected | Not Affected | Not Affected | 0 | 0 | 0 | 0 | 21 | Polygon
Critical Infrastructure | Stormwater Treatment Facilities and Pump Stations | Stormwater Ponds - NHD |  | STFPS_PG_169817 |  | Not Affected | Not Affected | Not Affected | Not Affected | Not Affected | Not Affected | Not Affected | Not Affected | Not Affected | Not Affected | Not Affected | Not Affected | Not Affected | Not Affected | Not Affected | Not Affected | Not Affected | Not Affected | Not Affected | Not Affected | Not Affected | 0 | 0 | 0 | 0 | 21 | Polygon
Critical Infrastructure | Stormwater Treatment Facilities and Pump Stations | Stormwater Ponds - NHD |  | STFPS_PG_169818 |  | Not Affected | Not Affected | Not Affected | Not Affected | Not Affected | Not Affected | Not Affected | Not Affected | Not Affected | Not Affected | Not Affected | Not Affected | Not Affected | Not Affected | Not Affected | Not Affected | Not Affected | Not Affected | Not Affected | Not Affected | Not Affected | 0 | 0 | 0 | 0 | 21 | Polygon
Critical Infrastructure | Stormwater Treatment Facilities and Pump Stations | Stormwater Ponds - NHD |  | STFPS_PG_169819 |  | Not Affected | Not Affected | Not Affected | Not Affected | Not Affected | Not Affected | Not Affected | Not Affected | Not Affected | Not Affected | Not Affected | Not Affected | Not Affected | Not Affected | Not Affected | Not Affected | Not Affected | Not Affected | Not Affected | Not Affected | Not Affected | 0 | 0 | 0 | 0 | 21 | Polygon
Critical Infrastructure | Stormwater Treatment Facilities and Pump Stations | Stormwater Ponds - NHD |  | STFPS_PG_169820 |  | Not Affected | Not Affected | Not Affected | Not Affected | Not Affected | Not Affected | Not Affected | Not Affected | Not Affected | Not Affected | Not Affected | Not Affected | Not Affected | Not Affected | Not Affected | Not Affected | Not Affected | Not Affected | Not Affected | Not Affected | Not Affected | 0 | 0 | 0 | 0 | 21 | Polygon
Critical Infrastructure | Stormwater Treatment Facilities and Pump Stations | Stormwater Ponds - NHD |  | STFPS_PG_169821 |  | Not Affected | Not Affected | Not Affected | Not Affected | Not Affected | Not Affected | Not Affected | Not Affected | Not Affected | Not Affected | Not Affected | Not Affected | Not Affected | Not Affected | Not Affected | Not Affected | Not Affected | Not Affected | Not Affected | Not Affected | Not Affected | 0 | 0 | 0 | 0 | 21 | Polygon
Critical Infrastructure | Stormwater Treatment Facilities and Pump Stations | Stormwater Ponds - NHD |  | STFPS_PG_169822 |  | Not Affected | Not Affected | Not Affected | Not Affected | Not Affected | Not Affected | Not Affected | Not Affected | Not Affected | Not Affected | Not Affected | Not Affected | Not Affected | Not Affected | Not Affected | Not Affected | Not Affected | Not Affected | Not Affected | Not Affected | Not Affected | 0 | 0 | 0 | 0 | 21 | Polygon
Critical Infrastructure | Stormwater Treatment Facilities and Pump Stations | Stormwater Ponds - NHD |  | STFPS_PG_169825 |  | Not Affected | Not Affected | Not Affected | Not Affected | Not Affected | Not Affected | Not Affected | Not Affected | Not Affected | Not Affected | Not Affected | Not Affected | Not Affected | Not Affected | Not Affected | Not Affected | Not Affected | Not Affected | Not Affected | Not Affected | Not Affected | 0 | 0 | 0 | 0 | 21 | Polygon
Critical Infrastructure | Stormwater Treatment Facilities and Pump Stations | Stormwater Ponds - NHD |  | STFPS_PG_169837 |  | Not Affected | Not Affected | Not Affected | Not Affected | Not Affected | Not Affected | Not Affected | Not Affected | Not Affected | Not Affected | Not Affected | Not Affected | Not Affected | Not Affected | Not Affected | Not Affected | Not Affected | Not Affected | Not Affected | Not Affected | Not Affected | 0 | 0 | 0 | 0 | 21 | Polygon
Critical Infrastructure | Stormwater Treatment Facilities and Pump Stations | Stormwater Ponds - NHD |  | STFPS_PG_169838 |  | Not Affected | Not Affected | Not Affected | Not Affected | Not Affected | Not Affected | Not Affected | Not Affected | Not Affected | Not Affected | Not Affected | Not Affected | Not Affected | Not Affected | Not Affected | Not Affected | Not Affected | Not Affected | Not Affected | Not Affected | Not Affected | 0 | 0 | 0 | 0 | 21 | Polygon
Critical Infrastructure | Stormwater Treatment Facilities and Pump Stations | Stormwater Ponds - NHD |  | STFPS_PG_169839 |  | Not Affected | Not Affected | Not Affected | Not Affected | Not Affected | Not Affected | Not Affected | Not Affected | Not Affected | Not Affected | Not Affected | Not Affected | Not Affected | Not Affected | Not Affected | Not Affected | Not Affected | Not Affected | Not Affected | Not Affected | Not Affected | 0 | 0 | 0 | 0 | 21 | Polygon
Critical Infrastructure | Stormwater Treatment Facilities and Pump Stations | Stormwater Ponds - NHD |  | STFPS_PG_169840 |  | Not Affected | Not Affected | Not Affected | Not Affected | Not Affected | Not Affected | Not Affected | Not Affected | Not Affected | Not Affected | Not Affected | Not Affected | Not Affected | Not Affected | Not Affected | Not Affected | Not Affected | Not Affected | Not Affected | Not Affected | Not Affected | 0 | 0 | 0 | 0 | 21 | Polygon
Critical Infrastructure | Stormwater Treatment Facilities and Pump Stations | Stormwater Ponds - NHD |  | STFPS_PG_169881 |  | Not Affected | Not Affected | Not Affected | Not Affected | Not Affected | Not Affected | Not Affected | Not Affected | Not Affected | Not Affected | Not Affected | Not Affected | Not Affected | Not Affected | Not Affected | Not Affected | Not Affected | Not Affected | Not Affected | Not Affected | Not Affected | 0 | 0 | 0 | 0 | 21 | Polygon
Critical Infrastructure | Stormwater Treatment Facilities and Pump Stations | Stormwater Ponds - NHD |  | STFPS_PG_169882 |  | Not Affected | Not Affected | Not Affected | Not Affected | Not Affected | Not Affected | Not Affected | Not Affected | Not Affected | Not Affected | Not Affected | Not Affected | Not Affected | Not Affected | Not Affected | Not Affected | Not Affected | Not Affected | Not Affected | Not Affected | Not Affected | 0 | 0 | 0 | 0 | 21 | Polygon
Critical Infrastructure | Stormwater Treatment Facilities and Pump Stations | Stormwater Ponds - NHD |  | STFPS_PG_169884 |  | Not Affected | Not Affected | Not Affected | Not Affected | Not Affected | Not Affected | Not Affected | Not Affected | Not Affected | Not Affected | Not Affected | Not Affected | Not Affected | Not Affected | Not Affected | Not Affected | Not Affected | Not Affected | Not Affected | Not Affected | Not Affected | 0 | 0 | 0 | 0 | 21 | Polygon
Critical Infrastructure | Stormwater Treatment Facilities and Pump Stations | Stormwater Ponds - NHD |  | STFPS_PG_169900 |  | Not Affected | Not Affected | Not Affected | Not Affected | Not Affected | Not Affected | Not Affected | Not Affected | Not Affected | Not Affected | Not Affected | Not Affected | Not Affected | Not Affected | Not Affected | Not Affected | Not Affected | Not Affected | Not Affected | Not Affected | Not Affected | 0 | 0 | 0 | 0 | 21 | Polygon
Critical Infrastructure | Stormwater Treatment Facilities and Pump Stations | Stormwater Ponds - NHD |  | STFPS_PG_169904 |  | Not Affected | Not Affected | Not Affected | Not Affected | Not Affected | Not Affected | Not Affected | Not Affected | Not Affected | Not Affected | Not Affected | Not Affected | Not Affected | Not Affected | Not Affected | Not Affected | Not Affected | Not Affected | Not Affected | Not Affected | Not Affected | 0 | 0 | 0 | 0 | 21 | Polygon
Critical Infrastructure | Stormwater Treatment Facilities and Pump Stations | Stormwater Ponds - NHD |  | STFPS_PG_169920 |  | Not Affected | Not Affected | Not Affected | Not Affected | Not Affected | Not Affected | Not Affected | Not Affected | Not Affected | Not Affected | Not Affected | Not Affected | Not Affected | Not Affected | Not Affected | Not Affected | Not Affected | Not Affected | Not Affected | Not Affected | Not Affected | 0 | 0 | 0 | 0 | 21 | Polygon
Critical Infrastructure | Stormwater Treatment Facilities and Pump Stations | Stormwater Ponds - NHD |  | STFPS_PG_169921 |  | Not Affected | Not Affected | Not Affected | Not Affected | Not Affected | Not Affected | Not Affected | Not Affected | Not Affected | Not Affected | Not Affected | Not Affected | Not Affected | Not Affected | Not Affected | Not Affected | Not Affected | Not Affected | Not Affected | Not Affected | Not Affected | 0 | 0 | 0 | 0 | 21 | Polygon
Critical Infrastructure | Stormwater Treatment Facilities and Pump Stations | Stormwater Ponds - NHD |  | STFPS_PG_169957 |  | Not Affected | Not Affected | Not Affected | Not Affected | Not Affected | Not Affected | Not Affected | Not Affected | Not Affected | Not Affected | Not Affected | Not Affected | Not Affected | Not Affected | Not Affected | Not Affected | Not Affected | Not Affected | Not Affected | Not Affected | Not Affected | 0 | 0 | 0 | 0 | 21 | Polygon
Critical Infrastructure | Stormwater Treatment Facilities and Pump Stations | Stormwater Ponds - NHD |  | STFPS_PG_169958 |  | Not Affected | Not Affected | Not Affected | Not Affected | Not Affected | Not Affected | Not Affected | Not Affected | Not Affected | Not Affected | Not Affected | Not Affected | Not Affected | Not Affected | Not Affected | Not Affected | Not Affected | Not Affected | Not Affected | Not Affected | Not Affected | 0 | 0 | 0 | 0 | 21 | Polygon
Critical Infrastructure | Stormwater Treatment Facilities and Pump Stations | Stormwater Ponds - NHD |  | STFPS_PG_169968 |  | Not Affected | Not Affected | Not Affected | Not Affected | Not Affected | Not Affected | Not Affected | Not Affected | Not Affected | Not Affected | Not Affected | Not Affected | Not Affected | Not Affected | Not Affected | Not Affected | Not Affected | Not Affected | Not Affected | Not Affected | Not Affected | 0 | 0 | 0 | 0 | 21 | Polygon
Critical Infrastructure | Stormwater Treatment Facilities and Pump Stations | Stormwater Ponds - NHD |  | STFPS_PG_170000 |  | Not Affected | Not Affected | Not Affected | Not Affected | Not Affected | Not Affected | Not Affected | Not Affected | Not Affected | Not Affected | Not Affected | Not Affected | Not Affected | Not Affected | Not Affected | Not Affected | Not Affected | Not Affected | Not Affected | Not Affected | Not Affected | 0 | 0 | 0 | 0 | 21 | Polygon
Critical Infrastructure | Stormwater Treatment Facilities and Pump Stations | Stormwater Ponds - NHD |  | STFPS_PG_170032 |  | Not Affected | Not Affected | Not Affected | Not Affected | Not Affected | Not Affected | Not Affected | Not Affected | Not Affected | Not Affected | Not Affected | Not Affected | Not Affected | Not Affected | Not Affected | Not Affected | Not Affected | Not Affected | Not Affected | Not Affected | Not Affected | 0 | 0 | 0 | 0 | 21 | Polygon
Critical Infrastructure | Stormwater Treatment Facilities and Pump Stations | Stormwater Ponds - NHD |  | STFPS_PG_170035 |  | Not Affected | Not Affected | Not Affected | Not Affected | Not Affected | Not Affected | Not Affected | Not Affected | Not Affected | Not Affected | Not Affected | Not Affected | Not Affected | Not Affected | Not Affected | Not Affected | Not Affected | Not Affected | Not Affected | Not Affected | Not Affected | 0 | 0 | 0 | 0 | 21 | Polygon
Critical Infrastructure | Stormwater Treatment Facilities and Pump Stations | Stormwater Ponds - NHD |  | STFPS_PG_170040 |  | Not Affected | Not Affected | Not Affected | Not Affected | Not Affected | Not Affected | Not Affected | Not Affected | Not Affected | Not Affected | Not Affected | Not Affected | Not Affected | Not Affected | Not Affected | Not Affected | Not Affected | Not Affected | Not Affected | Not Affected | Not Affected | 0 | 0 | 0 | 0 | 21 | Polygon
Critical Infrastructure | Stormwater Treatment Facilities and Pump Stations | Stormwater Ponds - NHD |  | STFPS_PG_170041 |  | Not Affected | Not Affected | Not Affected | Not Affected | Not Affected | Not Affected | Not Affected | Not Affected | Not Affected | Not Affected | Not Affected | Not Affected | Not Affected | Not Affected | Not Affected | Not Affected | Not Affected | Not Affected | Not Affected | Not Affected | Not Affected | 0 | 0 | 0 | 0 | 21 | Polygon
Critical Infrastructure | Stormwater Treatment Facilities and Pump Stations | Stormwater Ponds - NHD |  | STFPS_PG_170045 |  | Not Affected | Not Affected | Not Affected | Not Affected | Not Affected | Not Affected | Not Affected | Not Affected | Not Affected | Not Affected | Not Affected | Not Affected | Not Affected | Not Affected | Not Affected | Not Affected | Not Affected | Not Affected | Not Affected | Not Affected | Not Affected | 0 | 0 | 0 | 0 | 21 | Polygon
Critical Infrastructure | Stormwater Treatment Facilities and Pump Stations | Stormwater Ponds - NHD |  | STFPS_PG_170048 |  | Not Affected | Not Affected | Not Affected | Not Affected | Not Affected | Not Affected | Not Affected | Not Affected | Not Affected | Not Affected | Not Affected | Not Affected | Not Affected | Not Affected | Not Affected | Not Affected | Not Affected | Not Affected | Not Affected | Not Affected | Not Affected | 0 | 0 | 0 | 0 | 21 | Polygon
Critical Infrastructure | Stormwater Treatment Facilities and Pump Stations | Stormwater Ponds - NHD |  | STFPS_PG_170054 |  | Not Affected | Not Affected | Not Affected | Not Affected | Not Affected | Not Affected | Not Affected | Not Affected | Not Affected | Not Affected | Not Affected | Not Affected | Not Affected | Not Affected | Not Affected | Not Affected | Not Affected | Not Affected | Not Affected | Not Affected | Not Affected | 0 | 0 | 0 | 0 | 21 | Polygon
Critical Infrastructure | Stormwater Treatment Facilities and Pump Stations | Stormwater Ponds - NHD |  | STFPS_PG_170055 |  | Not Affected | Not Affected | Not Affected | Not Affected | Not Affected | Not Affected | Not Affected | Not Affected | Not Affected | Not Affected | Not Affected | Not Affected | Not Affected | Not Affected | Not Affected | Not Affected | Not Affected | Not Affected | Not Affected | Not Affected | Not Affected | 0 | 0 | 0 | 0 | 21 | Polygon
Critical Infrastructure | Stormwater Treatment Facilities and Pump Stations | Stormwater Ponds - NHD |  | STFPS_PG_170058 |  | Not Affected | Not Affected | Not Affected | Not Affected | Not Affected | Not Affected | Not Affected | Not Affected | Not Affected | Not Affected | Not Affected | Not Affected | Not Affected | Not Affected | Not Affected | Not Affected | Not Affected | Not Affected | Not Affected | Not Affected | Not Affected | 0 | 0 | 0 | 0 | 21 | Polygon
Critical Infrastructure | Stormwater Treatment Facilities and Pump Stations | Stormwater Ponds - NHD |  | STFPS_PG_170088 |  | Not Affected | Not Affected | Not Affected | Not Affected | Not Affected | Not Affected | Not Affected | Not Affected | Not Affected | Not Affected | Not Affected | Not Affected | Not Affected | Not Affected | Not Affected | Not Affected | Not Affected | Not Affected | Not Affected | Not Affected | Not Affected | 0 | 0 | 0 | 0 | 21 | Polygon
Critical Infrastructure | Stormwater Treatment Facilities and Pump Stations | Stormwater Ponds - NHD |  | STFPS_PG_170115 |  | Not Affected | Not Affected | Not Affected | Not Affected | Not Affected | Not Affected | Not Affected | Not Affected | Not Affected | Not Affected | Not Affected | Not Affected | Not Affected | Not Affected | Not Affected | Not Affected | Not Affected | Not Affected | Not Affected | Not Affected | Not Affected | 0 | 0 | 0 | 0 | 21 | Polygon
Critical Infrastructure | Stormwater Treatment Facilities and Pump Stations | Stormwater Ponds - NHD |  | STFPS_PG_170143 |  | Not Affected | Not Affected | Not Affected | Not Affected | Not Affected | Not Affected | Not Affected | Not Affected | Not Affected | Not Affected | Not Affected | Not Affected | Not Affected | Not Affected | Not Affected | Not Affected | Not Affected | Not Affected | Not Affected | Not Affected | Not Affected | 0 | 0 | 0 | 0 | 21 | Polygon
Critical Infrastructure | Stormwater Treatment Facilities and Pump Stations | Stormwater Ponds - NHD |  | STFPS_PG_170144 |  | Not Affected | Not Affected | Not Affected | Not Affected | Not Affected | Not Affected | Not Affected | Not Affected | Not Affected | Not Affected | Not Affected | Not Affected | Not Affected | Not Affected | Not Affected | Not Affected | Not Affected | Not Affected | Not Affected | Not Affected | Not Affected | 0 | 0 | 0 | 0 | 21 | Polygon
Critical Infrastructure | Stormwater Treatment Facilities and Pump Stations | Stormwater Ponds - NHD |  | STFPS_PG_170148 |  | Not Affected | Not Affected | Not Affected | Not Affected | Not Affected | Not Affected | Not Affected | Not Affected | Not Affected | Not Affected | Not Affected | Not Affected | Not Affected | Not Affected | Not Affected | Not Affected | Not Affected | Not Affected | Not Affected | Not Affected | Not Affected | 0 | 0 | 0 | 0 | 21 | Polygon
Critical Infrastructure | Stormwater Treatment Facilities and Pump Stations | Stormwater Ponds - NHD |  | STFPS_PG_170165 |  | Not Affected | Not Affected | Not Affected | Not Affected | Not Affected | Not Affected | Not Affected | Not Affected | Not Affected | Not Affected | Not Affected | Not Affected | Not Affected | Not Affected | Not Affected | Not Affected | Not Affected | Not Affected | Not Affected | Not Affected | Not Affected | 0 | 0 | 0 | 0 | 21 | Polygon
Critical Infrastructure | Stormwater Treatment Facilities and Pump Stations | Stormwater Ponds - NHD |  | STFPS_PG_170187 |  | Not Affected | Not Affected | Not Affected | Not Affected | Not Affected | Not Affected | Not Affected | Not Affected | Not Affected | Not Affected | Not Affected | Not Affected | Not Affected | Not Affected | Not Affected | Not Affected | Not Affected | Not Affected | Not Affected | Not Affected | Not Affected | 0 | 0 | 0 | 0 | 21 | Polygon
Critical Infrastructure | Stormwater Treatment Facilities and Pump Stations | Stormwater Ponds - NHD |  | STFPS_PG_170189 |  | Not Affected | Not Affected | Not Affected | Not Affected | Not Affected | Not Affected | Not Affected | Not Affected | Not Affected | Not Affected | Not Affected | Not Affected | Not Affected | Not Affected | Not Affected | Not Affected | Not Affected | Not Affected | Not Affected | Not Affected | Not Affected | 0 | 0 | 0 | 0 | 21 | Polygon
Critical Infrastructure | Stormwater Treatment Facilities and Pump Stations | Stormwater Ponds - NHD |  | STFPS_PG_170190 |  | Not Affected | Not Affected | Not Affected | Not Affected | Not Affected | Not Affected | Not Affected | Not Affected | Not Affected | Not Affected | Not Affected | Not Affected | Not Affected | Not Affected | Not Affected | Not Affected | Not Affected | Not Affected | Not Affected | Not Affected | Not Affected | 0 | 0 | 0 | 0 | 21 | Polygon
Critical Infrastructure | Stormwater Treatment Facilities and Pump Stations | Stormwater Ponds - NHD |  | STFPS_PG_170192 |  | Not Affected | Not Affected | Not Affected | Not Affected | Not Affected | Not Affected | Not Affected | Not Affected | Not Affected | Not Affected | Not Affected | Not Affected | Not Affected | Not Affected | Not Affected | Not Affected | Not Affected | Not Affected | Not Affected | Not Affected | Not Affected | 0 | 0 | 0 | 0 | 21 | Polygon
Critical Infrastructure | Stormwater Treatment Facilities and Pump Stations | Stormwater Ponds - NHD |  | STFPS_PG_170194 |  | Not Affected | Not Affected | Not Affected | Not Affected | Not Affected | Not Affected | Not Affected | Not Affected | Not Affected | Not Affected | Not Affected | Not Affected | Not Affected | Not Affected | Not Affected | Not Affected | Not Affected | Not Affected | Not Affected | Not Affected | Not Affected | 0 | 0 | 0 | 0 | 21 | Polygon
Critical Infrastructure | Stormwater Treatment Facilities and Pump Stations | Stormwater Ponds - NHD |  | STFPS_PG_170205 |  | Not Affected | Not Affected | Not Affected | Not Affected | Not Affected | Not Affected | Not Affected | Not Affected | Not Affected | Not Affected | Not Affected | Not Affected | Not Affected | Not Affected | Not Affected | Not Affected | Not Affected | Not Affected | Not Affected | Not Affected | Not Affected | 0 | 0 | 0 | 0 | 21 | Polygon
Critical Infrastructure | Stormwater Treatment Facilities and Pump Stations | Stormwater Ponds - NHD |  | STFPS_PG_170206 |  | Not Affected | Not Affected | Not Affected | Not Affected | Not Affected | Not Affected | Not Affected | Not Affected | Not Affected | Not Affected | Not Affected | Not Affected | Not Affected | Not Affected | Not Affected | Not Affected | Not Affected | Not Affected | Not Affected | Not Affected | Not Affected | 0 | 0 | 0 | 0 | 21 | Polygon
Critical Infrastructure | Stormwater Treatment Facilities and Pump Stations | Stormwater Ponds - NHD |  | STFPS_PG_170207 |  | Not Affected | Not Affected | Not Affected | Not Affected | Not Affected | Not Affected | Not Affected | Not Affected | Not Affected | Not Affected | Not Affected | Not Affected | Not Affected | Not Affected | Not Affected | Not Affected | Not Affected | Not Affected | Not Affected | Not Affected | Not Affected | 0 | 0 | 0 | 0 | 21 | Polygon
Critical Infrastructure | Stormwater Treatment Facilities and Pump Stations | Stormwater Ponds - NHD |  | STFPS_PG_170208 |  | Not Affected | Not Affected | Not Affected | Not Affected | Not Affected | Not Affected | Not Affected | Not Affected | Not Affected | Not Affected | Not Affected | Not Affected | Not Affected | Not Affected | Not Affected | Not Affected | Not Affected | Not Affected | Not Affected | Not Affected | Not Affected | 0 | 0 | 0 | 0 | 21 | Polygon
Critical Infrastructure | Stormwater Treatment Facilities and Pump Stations | Stormwater Ponds - NHD |  | STFPS_PG_170209 |  | Not Affected | Not Affected | Not Affected | Not Affected | Not Affected | Not Affected | Not Affected | Not Affected | Not Affected | Not Affected | Not Affected | Not Affected | Not Affected | Not Affected | Not Affected | Not Affected | Not Affected | Not Affected | Not Affected | Not Affected | Not Affected | 0 | 0 | 0 | 0 | 21 | Polygon
Critical Infrastructure | Stormwater Treatment Facilities and Pump Stations | Stormwater Ponds - NHD |  | STFPS_PG_170210 |  | Not Affected | Not Affected | Not Affected | Not Affected | Not Affected | Not Affected | Not Affected | Not Affected | Not Affected | Not Affected | Not Affected | Not Affected | Not Affected | Not Affected | Not Affected | Not Affected | Not Affected | Not Affected | Not Affected | Not Affected | Not Affected | 0 | 0 | 0 | 0 | 21 | Polygon
Critical Infrastructure | Stormwater Treatment Facilities and Pump Stations | Stormwater Ponds - NHD |  | STFPS_PG_170211 |  | Not Affected | Not Affected | Not Affected | Not Affected | Not Affected | Not Affected | Not Affected | Not Affected | Not Affected | Not Affected | Not Affected | Not Affected | Not Affected | Not Affected | Not Affected | Not Affected | Not Affected | Not Affected | Not Affected | Not Affected | Not Affected | 0 | 0 | 0 | 0 | 21 | Polygon
Critical Infrastructure | Stormwater Treatment Facilities and Pump Stations | Stormwater Ponds - NHD |  | STFPS_PG_170212 |  | Not Affected | Not Affected | Not Affected | Not Affected | Not Affected | Not Affected | Not Affected | Not Affected | Not Affected | Not Affected | Not Affected | Not Affected | Not Affected | Not Affected | Not Affected | Not Affected | Not Affected | Not Affected | Not Affected | Not Affected | Not Affected | 0 | 0 | 0 | 0 | 21 | Polygon
Critical Infrastructure | Stormwater Treatment Facilities and Pump Stations | Stormwater Ponds - NHD |  | STFPS_PG_170213 |  | Not Affected | Not Affected | Not Affected | Not Affected | Not Affected | Not Affected | Not Affected | Not Affected | Not Affected | Not Affected | Not Affected | Not Affected | Not Affected | Not Affected | Not Affected | Not Affected | Not Affected | Not Affected | Not Affected | Not Affected | Not Affected | 0 | 0 | 0 | 0 | 21 | Polygon
Critical Infrastructure | Stormwater Treatment Facilities and Pump Stations | Stormwater Ponds - NHD |  | STFPS_PG_170214 |  | Not Affected | Not Affected | Not Affected | Not Affected | Not Affected | Not Affected | Not Affected | Not Affected | Not Affected | Not Affected | Not Affected | Not Affected | Not Affected | Not Affected | Not Affected | Not Affected | Not Affected | Not Affected | Not Affected | Not Affected | Not Affected | 0 | 0 | 0 | 0 | 21 | Polygon
Critical Infrastructure | Stormwater Treatment Facilities and Pump Stations | Stormwater Ponds - NHD |  | STFPS_PG_170215 |  | Not Affected | Not Affected | Not Affected | Not Affected | Not Affected | Not Affected | Not Affected | Not Affected | Not Affected | Not Affected | Not Affected | Not Affected | Not Affected | Not Affected | Not Affected | Not Affected | Not Affected | Not Affected | Not Affected | Not Affected | Not Affected | 0 | 0 | 0 | 0 | 21 | Polygon
Critical Infrastructure | Stormwater Treatment Facilities and Pump Stations | Stormwater Ponds - NHD |  | STFPS_PG_170216 |  | Not Affected | Not Affected | Not Affected | Not Affected | Not Affected | Not Affected | Not Affected | Not Affected | Not Affected | Not Affected | Not Affected | Not Affected | Not Affected | Not Affected | Not Affected | Not Affected | Not Affected | Not Affected | Not Affected | Not Affected | Not Affected | 0 | 0 | 0 | 0 | 21 | Polygon
Critical Infrastructure | Stormwater Treatment Facilities and Pump Stations | Stormwater Ponds - NHD |  | STFPS_PG_170217 |  | Not Affected | Not Affected | Not Affected | Not Affected | Not Affected | Not Affected | Not Affected | Not Affected | Not Affected | Not Affected | Not Affected | Not Affected | Not Affected | Not Affected | Not Affected | Not Affected | Not Affected | Not Affected | Not Affected | Not Affected | Not Affected | 0 | 0 | 0 | 0 | 21 | Polygon
Critical Infrastructure | Stormwater Treatment Facilities and Pump Stations | Stormwater Ponds - NHD |  | STFPS_PG_170218 |  | Not Affected | Not Affected | Not Affected | Not Affected | Not Affected | Not Affected | Not Affected | Not Affected | Not Affected | Not Affected | Not Affected | Not Affected | Not Affected | Not Affected | Not Affected | Not Affected | Not Affected | Not Affected | Not Affected | Not Affected | Not Affected | 0 | 0 | 0 | 0 | 21 | Polygon
Critical Infrastructure | Stormwater Treatment Facilities and Pump Stations | Stormwater Ponds - NHD |  | STFPS_PG_170219 |  | Not Affected | Not Affected | Not Affected | Not Affected | Not Affected | Not Affected | Not Affected | Not Affected | Not Affected | Not Affected | Not Affected | Not Affected | Not Affected | Not Affected | Not Affected | Not Affected | Not Affected | Not Affected | Not Affected | Not Affected | Not Affected | 0 | 0 | 0 | 0 | 21 | Polygon
Critical Infrastructure | Stormwater Treatment Facilities and Pump Stations | Stormwater Ponds - NHD |  | STFPS_PG_170220 |  | Not Affected | Not Affected | Not Affected | Not Affected | Not Affected | Not Affected | Not Affected | Not Affected | Not Affected | Not Affected | Not Affected | Not Affected | Not Affected | Not Affected | Not Affected | Not Affected | Not Affected | Not Affected | Not Affected | Not Affected | Not Affected | 0 | 0 | 0 | 0 | 21 | Polygon
Critical Infrastructure | Stormwater Treatment Facilities and Pump Stations | Stormwater Ponds - NHD |  | STFPS_PG_170221 |  | Not Affected | Not Affected | Not Affected | Not Affected | Not Affected | Not Affected | Not Affected | Not Affected | Not Affected | Not Affected | Not Affected | Not Affected | Not Affected | Not Affected | Not Affected | Not Affected | Not Affected | Not Affected | Not Affected | Not Affected | Not Affected | 0 | 0 | 0 | 0 | 21 | Polygon
Critical Infrastructure | Stormwater Treatment Facilities and Pump Stations | Stormwater Ponds - NHD |  | STFPS_PG_170222 |  | Not Affected | Not Affected | Not Affected | Not Affected | Not Affected | Not Affected | Not Affected | Not Affected | Not Affected | Not Affected | Not Affected | Not Affected | Not Affected | Not Affected | Not Affected | Not Affected | Not Affected | Not Affected | Not Affected | Not Affected | Not Affected | 0 | 0 | 0 | 0 | 21 | Polygon
Critical Infrastructure | Stormwater Treatment Facilities and Pump Stations | Stormwater Ponds - NHD |  | STFPS_PG_170224 |  | Not Affected | Not Affected | Not Affected | Not Affected | Not Affected | Not Affected | Not Affected | Not Affected | Not Affected | Not Affected | Not Affected | Not Affected | Not Affected | Not Affected | Not Affected | Not Affected | Not Affected | Not Affected | Not Affected | Not Affected | Not Affected | 0 | 0 | 0 | 0 | 21 | Polygon
Critical Infrastructure | Stormwater Treatment Facilities and Pump Stations | Stormwater Ponds - NHD |  | STFPS_PG_170225 |  | Not Affected | Not Affected | Not Affected | Not Affected | Not Affected | Not Affected | Not Affected | Not Affected | Not Affected | Not Affected | Not Affected | Not Affected | Not Affected | Not Affected | Not Affected | Not Affected | Not Affected | Not Affected | Not Affected | Not Affected | Not Affected | 0 | 0 | 0 | 0 | 21 | Polygon
Critical Infrastructure | Stormwater Treatment Facilities and Pump Stations | Stormwater Ponds - NHD |  | STFPS_PG_170226 |  | Not Affected | Not Affected | Not Affected | Not Affected | Not Affected | Not Affected | Not Affected | Not Affected | Not Affected | Not Affected | Not Affected | Not Affected | Not Affected | Not Affected | Not Affected | Not Affected | Not Affected | Not Affected | Not Affected | Not Affected | Not Affected | 0 | 0 | 0 | 0 | 21 | Polygon
Critical Infrastructure | Stormwater Treatment Facilities and Pump Stations | Stormwater Ponds - NHD |  | STFPS_PG_170227 |  | Not Affected | Not Affected | Not Affected | Not Affected | Not Affected | Not Affected | Not Affected | Not Affected | Not Affected | Not Affected | Not Affected | Not Affected | Not Affected | Not Affected | Not Affected | Not Affected | Not Affected | Not Affected | Not Affected | Not Affected | Not Affected | 0 | 0 | 0 | 0 | 21 | Polygon
Critical Infrastructure | Stormwater Treatment Facilities and Pump Stations | Stormwater Ponds - NHD |  | STFPS_PG_170228 |  | Not Affected | Not Affected | Not Affected | Not Affected | Not Affected | Not Affected | Not Affected | Not Affected | Not Affected | Not Affected | Not Affected | Not Affected | Not Affected | Not Affected | Not Affected | Not Affected | Not Affected | Not Affected | Not Affected | Not Affected | Not Affected | 0 | 0 | 0 | 0 | 21 | Polygon
Critical Infrastructure | Stormwater Treatment Facilities and Pump Stations | Stormwater Ponds - NHD |  | STFPS_PG_170229 |  | Not Affected | Not Affected | Not Affected | Not Affected | Not Affected | Not Affected | Not Affected | Not Affected | Not Affected | Not Affected | Not Affected | Not Affected | Not Affected | Not Affected | Not Affected | Not Affected | Not Affected | Not Affected | Not Affected | Not Affected | Not Affected | 0 | 0 | 0 | 0 | 21 | Polygon
Critical Infrastructure | Stormwater Treatment Facilities and Pump Stations | Stormwater Ponds - NHD |  | STFPS_PG_170230 |  | Not Affected | Not Affected | Not Affected | Not Affected | Not Affected | Not Affected | Not Affected | Not Affected | Not Affected | Not Affected | Not Affected | Not Affected | Not Affected | Not Affected | Not Affected | Not Affected | Not Affected | Not Affected | Not Affected | Not Affected | Not Affected | 0 | 0 | 0 | 0 | 21 | Polygon
Critical Infrastructure | Stormwater Treatment Facilities and Pump Stations | Stormwater Ponds - NHD |  | STFPS_PG_170231 |  | Not Affected | Not Affected | Not Affected | Not Affected | Not Affected | Not Affected | Not Affected | Not Affected | Not Affected | Not Affected | Not Affected | Not Affected | Not Affected | Not Affected | Not Affected | Not Affected | Not Affected | Not Affected | Not Affected | Not Affected | Not Affected | 0 | 0 | 0 | 0 | 21 | Polygon
Critical Infrastructure | Stormwater Treatment Facilities and Pump Stations | Stormwater Ponds - NHD |  | STFPS_PG_170232 |  | Not Affected | Not Affected | Not Affected | Not Affected | Not Affected | Not Affected | Not Affected | Not Affected | Not Affected | Not Affected | Not Affected | Not Affected | Not Affected | Not Affected | Not Affected | Not Affected | Not Affected | Not Affected | Not Affected | Not Affected | Not Affected | 0 | 0 | 0 | 0 | 21 | Polygon
Critical Infrastructure | Stormwater Treatment Facilities and Pump Stations | Stormwater Ponds - NHD |  | STFPS_PG_170233 |  | Not Affected | Not Affected | Not Affected | Not Affected | Not Affected | Not Affected | Not Affected | Not Affected | Not Affected | Not Affected | Not Affected | Not Affected | Not Affected | Not Affected | Not Affected | Not Affected | Not Affected | Not Affected | Not Affected | Not Affected | Not Affected | 0 | 0 | 0 | 0 | 21 | Polygon
Critical Infrastructure | Stormwater Treatment Facilities and Pump Stations | Stormwater Ponds - NHD |  | STFPS_PG_170234 |  | Not Affected | Not Affected | Not Affected | Not Affected | Not Affected | Not Affected | Not Affected | Not Affected | Not Affected | Not Affected | Not Affected | Not Affected | Not Affected | Not Affected | Not Affected | Not Affected | Not Affected | Not Affected | Not Affected | Not Affected | Not Affected | 0 | 0 | 0 | 0 | 21 | Polygon
Critical Infrastructure | Stormwater Treatment Facilities and Pump Stations | Stormwater Ponds - NHD |  | STFPS_PG_170235 |  | Not Affected | Not Affected | Not Affected | Not Affected | Not Affected | Not Affected | Not Affected | Not Affected | Not Affected | Not Affected | Not Affected | Not Affected | Not Affected | Not Affected | Not Affected | Not Affected | Not Affected | Not Affected | Not Affected | Not Affected | Not Affected | 0 | 0 | 0 | 0 | 21 | Polygon
Critical Infrastructure | Stormwater Treatment Facilities and Pump Stations | Stormwater Ponds - NHD |  | STFPS_PG_170236 |  | Not Affected | Not Affected | Not Affected | Not Affected | Not Affected | Not Affected | Not Affected | Not Affected | Not Affected | Not Affected | Not Affected | Not Affected | Not Affected | Not Affected | Not Affected | Not Affected | Not Affected | Not Affected | Not Affected | Not Affected | Not Affected | 0 | 0 | 0 | 0 | 21 | Polygon
Critical Infrastructure | Stormwater Treatment Facilities and Pump Stations | Stormwater Ponds - NHD |  | STFPS_PG_170237 |  | Not Affected | Not Affected | Not Affected | Not Affected | Not Affected | Not Affected | Not Affected | Not Affected | Not Affected | Not Affected | Not Affected | Not Affected | Not Affected | Not Affected | Not Affected | Not Affected | Not Affected | Not Affected | Not Affected | Not Affected | Not Affected | 0 | 0 | 0 | 0 | 21 | Polygon
Critical Infrastructure | Stormwater Treatment Facilities and Pump Stations | Stormwater Ponds - NHD |  | STFPS_PG_170238 |  | Not Affected | Not Affected | Not Affected | Not Affected | Not Affected | Not Affected | Not Affected | Not Affected | Not Affected | Not Affected | Not Affected | Not Affected | Not Affected | Not Affected | Not Affected | Not Affected | Not Affected | Not Affected | Not Affected | Not Affected | Not Affected | 0 | 0 | 0 | 0 | 21 | Polygon
Critical Infrastructure | Stormwater Treatment Facilities and Pump Stations | Stormwater Ponds - NHD |  | STFPS_PG_170239 |  | Not Affected | Not Affected | Not Affected | Not Affected | Not Affected | Not Affected | Not Affected | Not Affected | Not Affected | Not Affected | Not Affected | Not Affected | Not Affected | Not Affected | Not Affected | Not Affected | Not Affected | Not Affected | Not Affected | Not Affected | Not Affected | 0 | 0 | 0 | 0 | 21 | Polygon
Critical Infrastructure | Stormwater Treatment Facilities and Pump Stations | Stormwater Ponds - NHD |  | STFPS_PG_170240 |  | Not Affected | Not Affected | Not Affected | Not Affected | Not Affected | Not Affected | Not Affected | Not Affected | Not Affected | Not Affected | Not Affected | Not Affected | Not Affected | Not Affected | Not Affected | Not Affected | Not Affected | Not Affected | Not Affected | Not Affected | Not Affected | 0 | 0 | 0 | 0 | 21 | Polygon
Critical Infrastructure | Stormwater Treatment Facilities and Pump Stations | Stormwater Ponds - NHD |  | STFPS_PG_170241 |  | Not Affected | Not Affected | Not Affected | Not Affected | Not Affected | Not Affected | Not Affected | Not Affected | Not Affected | Not Affected | Not Affected | Not Affected | Not Affected | Not Affected | Not Affected | Not Affected | Not Affected | Not Affected | Not Affected | Not Affected | Not Affected | 0 | 0 | 0 | 0 | 21 | Polygon
Critical Infrastructure | Stormwater Treatment Facilities and Pump Stations | Stormwater Ponds - NHD |  | STFPS_PG_170242 |  | Not Affected | Not Affected | Not Affected | Not Affected | Not Affected | Not Affected | Not Affected | Not Affected | Not Affected | Not Affected | Not Affected | Not Affected | Not Affected | Not Affected | Not Affected | Not Affected | Not Affected | Not Affected | Not Affected | Not Affected | Not Affected | 0 | 0 | 0 | 0 | 21 | Polygon
Critical Infrastructure | Stormwater Treatment Facilities and Pump Stations | Stormwater Ponds - NHD |  | STFPS_PG_170243 |  | Not Affected | Not Affected | Not Affected | Not Affected | Not Affected | Not Affected | Not Affected | Not Affected | Not Affected | Not Affected | Not Affected | Not Affected | Not Affected | Not Affected | Not Affected | Not Affected | Not Affected | Not Affected | Not Affected | Not Affected | Not Affected | 0 | 0 | 0 | 0 | 21 | Polygon
Critical Infrastructure | Stormwater Treatment Facilities and Pump Stations | Stormwater Ponds - NHD |  | STFPS_PG_170244 |  | Not Affected | Not Affected | Not Affected | Not Affected | Not Affected | Not Affected | Not Affected | Not Affected | Not Affected | Not Affected | Not Affected | Not Affected | Not Affected | Not Affected | Not Affected | Not Affected | Not Affected | Not Affected | Not Affected | Not Affected | Not Affected | 0 | 0 | 0 | 0 | 21 | Polygon
Critical Infrastructure | Stormwater Treatment Facilities and Pump Stations | Stormwater Ponds - NHD |  | STFPS_PG_170245 |  | Not Affected | Not Affected | Not Affected | Not Affected | Not Affected | Not Affected | Not Affected | Not Affected | Not Affected | Not Affected | Not Affected | Not Affected | Not Affected | Not Affected | Not Affected | Not Affected | Not Affected | Not Affected | Not Affected | Not Affected | Not Affected | 0 | 0 | 0 | 0 | 21 | Polygon
Critical Infrastructure | Stormwater Treatment Facilities and Pump Stations | Stormwater Ponds - NHD |  | STFPS_PG_170246 |  | Not Affected | Not Affected | Not Affected | Not Affected | Not Affected | Not Affected | Not Affected | Not Affected | Not Affected | Not Affected | Not Affected | Not Affected | Not Affected | Not Affected | Not Affected | Not Affected | Not Affected | Not Affected | Not Affected | Not Affected | Not Affected | 0 | 0 | 0 | 0 | 21 | Polygon
Critical Infrastructure | Stormwater Treatment Facilities and Pump Stations | Stormwater Ponds - NHD |  | STFPS_PG_170247 |  | Not Affected | Not Affected | Not Affected | Not Affected | Not Affected | Not Affected | Not Affected | Not Affected | Not Affected | Not Affected | Not Affected | Not Affected | Not Affected | Not Affected | Not Affected | Not Affected | Not Affected | Not Affected | Not Affected | Not Affected | Not Affected | 0 | 0 | 0 | 0 | 21 | Polygon
Critical Infrastructure | Stormwater Treatment Facilities and Pump Stations | Stormwater Ponds - NHD |  | STFPS_PG_170248 |  | Not Affected | Not Affected | Not Affected | Not Affected | Not Affected | Not Affected | Not Affected | Not Affected | Not Affected | Not Affected | Not Affected | Not Affected | Not Affected | Not Affected | Not Affected | Not Affected | Not Affected | Not Affected | Not Affected | Not Affected | Not Affected | 0 | 0 | 0 | 0 | 21 | Polygon
Critical Infrastructure | Stormwater Treatment Facilities and Pump Stations | Stormwater Ponds - NHD |  | STFPS_PG_170249 |  | Not Affected | Not Affected | Not Affected | Not Affected | Not Affected | Not Affected | Not Affected | Not Affected | Not Affected | Not Affected | Not Affected | Not Affected | Not Affected | Not Affected | Not Affected | Not Affected | Not Affected | Not Affected | Not Affected | Not Affected | Not Affected | 0 | 0 | 0 | 0 | 21 | Polygon
Critical Infrastructure | Stormwater Treatment Facilities and Pump Stations | Stormwater Ponds - NHD |  | STFPS_PG_170250 |  | Not Affected | Not Affected | Not Affected | Not Affected | Not Affected | Not Affected | Not Affected | Not Affected | Not Affected | Not Affected | Not Affected | Not Affected | Not Affected | Not Affected | Not Affected | Not Affected | Not Affected | Not Affected | Not Affected | Not Affected | Not Affected | 0 | 0 | 0 | 0 | 21 | Polygon
Critical Infrastructure | Stormwater Treatment Facilities and Pump Stations | Stormwater Ponds - NHD |  | STFPS_PG_170251 |  | Not Affected | Not Affected | Not Affected | Not Affected | Not Affected | Not Affected | Not Affected | Not Affected | Not Affected | Not Affected | Not Affected | Not Affected | Not Affected | Not Affected | Not Affected | Not Affected | Not Affected | Not Affected | Not Affected | Not Affected | Not Affected | 0 | 0 | 0 | 0 | 21 | Polygon
Critical Infrastructure | Stormwater Treatment Facilities and Pump Stations | Stormwater Ponds - NHD |  | STFPS_PG_170252 |  | Not Affected | Not Affected | Not Affected | Not Affected | Not Affected | Not Affected | Not Affected | Not Affected | Not Affected | Not Affected | Not Affected | Not Affected | Not Affected | Not Affected | Not Affected | Not Affected | Not Affected | Not Affected | Not Affected | Not Affected | Not Affected | 0 | 0 | 0 | 0 | 21 | Polygon
Critical Infrastructure | Stormwater Treatment Facilities and Pump Stations | Stormwater Ponds - NHD |  | STFPS_PG_170253 |  | Not Affected | Not Affected | Not Affected | Not Affected | Not Affected | Not Affected | Not Affected | Not Affected | Not Affected | Not Affected | Not Affected | Not Affected | Not Affected | Not Affected | Not Affected | Not Affected | Not Affected | Not Affected | Not Affected | Not Affected | Not Affected | 0 | 0 | 0 | 0 | 21 | Polygon
Critical Infrastructure | Stormwater Treatment Facilities and Pump Stations | Stormwater Ponds - NHD |  | STFPS_PG_170254 |  | Not Affected | Not Affected | Not Affected | Not Affected | Not Affected | Not Affected | Not Affected | Not Affected | Not Affected | Not Affected | Not Affected | Not Affected | Not Affected | Not Affected | Not Affected | Not Affected | Not Affected | Not Affected | Not Affected | Not Affected | Not Affected | 0 | 0 | 0 | 0 | 21 | Polygon
Critical Infrastructure | Stormwater Treatment Facilities and Pump Stations | Stormwater Ponds - NHD |  | STFPS_PG_170255 |  | Not Affected | Not Affected | Not Affected | Not Affected | Not Affected | Not Affected | Not Affected | Not Affected | Not Affected | Not Affected | Not Affected | Not Affected | Not Affected | Not Affected | Not Affected | Not Affected | Not Affected | Not Affected | Not Affected | Not Affected | Not Affected | 0 | 0 | 0 | 0 | 21 | Polygon
Critical Infrastructure | Stormwater Treatment Facilities and Pump Stations | Stormwater Ponds - NHD |  | STFPS_PG_170256 |  | Not Affected | Not Affected | Not Affected | Not Affected | Not Affected | Not Affected | Not Affected | Not Affected | Not Affected | Not Affected | Not Affected | Not Affected | Not Affected | Not Affected | Not Affected | Not Affected | Not Affected | Not Affected | Not Affected | Not Affected | Not Affected | 0 | 0 | 0 | 0 | 21 | Polygon
Critical Infrastructure | Stormwater Treatment Facilities and Pump Stations | Stormwater Ponds - NHD |  | STFPS_PG_170257 |  | Not Affected | Not Affected | Not Affected | Not Affected | Not Affected | Not Affected | Not Affected | Not Affected | Not Affected | Not Affected | Not Affected | Not Affected | Not Affected | Not Affected | Not Affected | Not Affected | Not Affected | Not Affected | Not Affected | Not Affected | Not Affected | 0 | 0 | 0 | 0 | 21 | Polygon
Critical Infrastructure | Stormwater Treatment Facilities and Pump Stations | Stormwater Ponds - NHD |  | STFPS_PG_170258 |  | Not Affected | Not Affected | Not Affected | Not Affected | Not Affected | Not Affected | Not Affected | Not Affected | Not Affected | Not Affected | Not Affected | Not Affected | Not Affected | Not Affected | Not Affected | Not Affected | Not Affected | Not Affected | Not Affected | Not Affected | Not Affected | 0 | 0 | 0 | 0 | 21 | Polygon
Critical Infrastructure | Stormwater Treatment Facilities and Pump Stations | Stormwater Ponds - NHD |  | STFPS_PG_170259 |  | Not Affected | Not Affected | Not Affected | Not Affected | Not Affected | Not Affected | Not Affected | Not Affected | Not Affected | Not Affected | Not Affected | Not Affected | Not Affected | Not Affected | Not Affected | Not Affected | Not Affected | Not Affected | Not Affected | Not Affected | Not Affected | 0 | 0 | 0 | 0 | 21 | Polygon
Critical Infrastructure | Stormwater Treatment Facilities and Pump Stations | Stormwater Ponds - NHD |  | STFPS_PG_170260 |  | Not Affected | Not Affected | Not Affected | Not Affected | Not Affected | Not Affected | Not Affected | Not Affected | Not Affected | Not Affected | Not Affected | Not Affected | Not Affected | Not Affected | Not Affected | Not Affected | Not Affected | Not Affected | Not Affected | Not Affected | Not Affected | 0 | 0 | 0 | 0 | 21 | Polygon
Critical Infrastructure | Stormwater Treatment Facilities and Pump Stations | Stormwater Ponds - NHD |  | STFPS_PG_170261 |  | Not Affected | Not Affected | Not Affected | Not Affected | Not Affected | Not Affected | Not Affected | Not Affected | Not Affected | Not Affected | Not Affected | Not Affected | Not Affected | Not Affected | Not Affected | Not Affected | Not Affected | Not Affected | Not Affected | Not Affected | Not Affected | 0 | 0 | 0 | 0 | 21 | Polygon
Critical Infrastructure | Stormwater Treatment Facilities and Pump Stations | Stormwater Ponds - NHD |  | STFPS_PG_170262 |  | Not Affected | Not Affected | Not Affected | Not Affected | Not Affected | Not Affected | Not Affected | Not Affected | Not Affected | Not Affected | Not Affected | Not Affected | Not Affected | Not Affected | Not Affected | Not Affected | Not Affected | Not Affected | Not Affected | Not Affected | Not Affected | 0 | 0 | 0 | 0 | 21 | Polygon
Critical Infrastructure | Stormwater Treatment Facilities and Pump Stations | Stormwater Ponds - NHD |  | STFPS_PG_170263 |  | Not Affected | Not Affected | Not Affected | Not Affected | Not Affected | Not Affected | Not Affected | Not Affected | Not Affected | Not Affected | Not Affected | Not Affected | Not Affected | Not Affected | Not Affected | Not Affected | Not Affected | Not Affected | Not Affected | Not Affected | Not Affected | 0 | 0 | 0 | 0 | 21 | Polygon
Critical Infrastructure | Stormwater Treatment Facilities and Pump Stations | Stormwater Ponds - NHD |  | STFPS_PG_170264 |  | Not Affected | Not Affected | Not Affected | Not Affected | Not Affected | Not Affected | Not Affected | Not Affected | Not Affected | Not Affected | Not Affected | Not Affected | Not Affected | Not Affected | Not Affected | Not Affected | Not Affected | Not Affected | Not Affected | Not Affected | Not Affected | 0 | 0 | 0 | 0 | 21 | Polygon
Critical Infrastructure | Stormwater Treatment Facilities and Pump Stations | Stormwater Ponds - NHD |  | STFPS_PG_170265 |  | Not Affected | Not Affected | Not Affected | Not Affected | Not Affected | Not Affected | Not Affected | Not Affected | Not Affected | Not Affected | Not Affected | Not Affected | Not Affected | Not Affected | Not Affected | Not Affected | Not Affected | Not Affected | Not Affected | Not Affected | Not Affected | 0 | 0 | 0 | 0 | 21 | Polygon
Critical Infrastructure | Stormwater Treatment Facilities and Pump Stations | Stormwater Ponds - NHD |  | STFPS_PG_170266 |  | Not Affected | Not Affected | Not Affected | Not Affected | Not Affected | Not Affected | Not Affected | Not Affected | Not Affected | Not Affected | Not Affected | Not Affected | Not Affected | Not Affected | Not Affected | Not Affected | Not Affected | Not Affected | Not Affected | Not Affected | Not Affected | 0 | 0 | 0 | 0 | 21 | Polygon
Critical Infrastructure | Stormwater Treatment Facilities and Pump Stations | Stormwater Ponds - NHD |  | STFPS_PG_170267 |  | Not Affected | Not Affected | Not Affected | Not Affected | Not Affected | Not Affected | Not Affected | Not Affected | Not Affected | Not Affected | Not Affected | Not Affected | Not Affected | Not Affected | Not Affected | Not Affected | Not Affected | Not Affected | Not Affected | Not Affected | Not Affected | 0 | 0 | 0 | 0 | 21 | Polygon
Critical Infrastructure | Stormwater Treatment Facilities and Pump Stations | Stormwater Ponds - NHD |  | STFPS_PG_170268 |  | Not Affected | Not Affected | Not Affected | Not Affected | Not Affected | Not Affected | Not Affected | Not Affected | Not Affected | Not Affected | Not Affected | Not Affected | Not Affected | Not Affected | Not Affected | Not Affected | Not Affected | Not Affected | Not Affected | Not Affected | Not Affected | 0 | 0 | 0 | 0 | 21 | Polygon
Critical Infrastructure | Stormwater Treatment Facilities and Pump Stations | Stormwater Ponds - NHD |  | STFPS_PG_170269 |  | Not Affected | Not Affected | Not Affected | Not Affected | Not Affected | Not Affected | Not Affected | Not Affected | Not Affected | Not Affected | Not Affected | Not Affected | Not Affected | Not Affected | Not Affected | Not Affected | Not Affected | Not Affected | Not Affected | Not Affected | Not Affected | 0 | 0 | 0 | 0 | 21 | Polygon
Critical Infrastructure | Stormwater Treatment Facilities and Pump Stations | Stormwater Ponds - NHD |  | STFPS_PG_170270 |  | Not Affected | Not Affected | Not Affected | Not Affected | Not Affected | Not Affected | Not Affected | Not Affected | Not Affected | Not Affected | Not Affected | Not Affected | Not Affected | Not Affected | Not Affected | Not Affected | Not Affected | Not Affected | Not Affected | Not Affected | Not Affected | 0 | 0 | 0 | 0 | 21 | Polygon
Critical Infrastructure | Stormwater Treatment Facilities and Pump Stations | Stormwater Ponds - NHD |  | STFPS_PG_170271 |  | Not Affected | Not Affected | Not Affected | Not Affected | Not Affected | Not Affected | Not Affected | Not Affected | Not Affected | Not Affected | Not Affected | Not Affected | Not Affected | Not Affected | Not Affected | Not Affected | Not Affected | Not Affected | Not Affected | Not Affected | Not Affected | 0 | 0 | 0 | 0 | 21 | Polygon
Critical Infrastructure | Stormwater Treatment Facilities and Pump Stations | Stormwater Ponds - NHD |  | STFPS_PG_170272 |  | Not Affected | Not Affected | Not Affected | Not Affected | Not Affected | Not Affected | Not Affected | Not Affected | Not Affected | Not Affected | Not Affected | Not Affected | Not Affected | Not Affected | Not Affected | Not Affected | Not Affected | Not Affected | Not Affected | Not Affected | Not Affected | 0 | 0 | 0 | 0 | 21 | Polygon
Critical Infrastructure | Stormwater Treatment Facilities and Pump Stations | Stormwater Ponds - NHD |  | STFPS_PG_170274 |  | Not Affected | Not Affected | Not Affected | Not Affected | Not Affected | Not Affected | Not Affected | Not Affected | Not Affected | Not Affected | Not Affected | Not Affected | Not Affected | Not Affected | Not Affected | Not Affected | Not Affected | Not Affected | Not Affected | Not Affected | Not Affected | 0 | 0 | 0 | 0 | 21 | Polygon
Critical Infrastructure | Stormwater Treatment Facilities and Pump Stations | Stormwater Ponds - NHD |  | STFPS_PG_170275 |  | Not Affected | Not Affected | Not Affected | Not Affected | Not Affected | Not Affected | Not Affected | Not Affected | Not Affected | Not Affected | Not Affected | Not Affected | Not Affected | Not Affected | Not Affected | Not Affected | Not Affected | Not Affected | Not Affected | Not Affected | Not Affected | 0 | 0 | 0 | 0 | 21 | Polygon
Critical Infrastructure | Stormwater Treatment Facilities and Pump Stations | Stormwater Ponds - NHD |  | STFPS_PG_170276 |  | Not Affected | Not Affected | Not Affected | Not Affected | Not Affected | Not Affected | Not Affected | Not Affected | Not Affected | Not Affected | Not Affected | Not Affected | Not Affected | Not Affected | Not Affected | Not Affected | Not Affected | Not Affected | Not Affected | Not Affected | Not Affected | 0 | 0 | 0 | 0 | 21 | Polygon
Critical Infrastructure | Stormwater Treatment Facilities and Pump Stations | Stormwater Ponds - NHD |  | STFPS_PG_170278 |  | Not Affected | Not Affected | Not Affected | Not Affected | Not Affected | Not Affected | Not Affected | Not Affected | Not Affected | Not Affected | Not Affected | Not Affected | Not Affected | Not Affected | Not Affected | Not Affected | Not Affected | Not Affected | Not Affected | Not Affected | Not Affected | 0 | 0 | 0 | 0 | 21 | Polygon
Critical Infrastructure | Stormwater Treatment Facilities and Pump Stations | Stormwater Ponds - NHD |  | STFPS_PG_170279 |  | Not Affected | Not Affected | Not Affected | Not Affected | Not Affected | Not Affected | Not Affected | Not Affected | Not Affected | Not Affected | Not Affected | Not Affected | Not Affected | Not Affected | Not Affected | Not Affected | Not Affected | Not Affected | Not Affected | Not Affected | Not Affected | 0 | 0 | 0 | 0 | 21 | Polygon
Critical Infrastructure | Stormwater Treatment Facilities and Pump Stations | Stormwater Ponds - NHD |  | STFPS_PG_170280 |  | Not Affected | Not Affected | Not Affected | Not Affected | Not Affected | Not Affected | Not Affected | Not Affected | Not Affected | Not Affected | Not Affected | Not Affected | Not Affected | Not Affected | Not Affected | Not Affected | Not Affected | Not Affected | Not Affected | Not Affected | Not Affected | 0 | 0 | 0 | 0 | 21 | Polygon
Critical Infrastructure | Stormwater Treatment Facilities and Pump Stations | Stormwater Ponds - NHD |  | STFPS_PG_170281 |  | Not Affected | Not Affected | Not Affected | Not Affected | Not Affected | Not Affected | Not Affected | Not Affected | Not Affected | Not Affected | Not Affected | Not Affected | Not Affected | Not Affected | Not Affected | Not Affected | Not Affected | Not Affected | Not Affected | Not Affected | Not Affected | 0 | 0 | 0 | 0 | 21 | Polygon
Critical Infrastructure | Stormwater Treatment Facilities and Pump Stations | Stormwater Ponds - NHD |  | STFPS_PG_170282 |  | Not Affected | Not Affected | Not Affected | Not Affected | Not Affected | Not Affected | Not Affected | Not Affected | Not Affected | Not Affected | Not Affected | Not Affected | Not Affected | Not Affected | Not Affected | Not Affected | Not Affected | Not Affected | Not Affected | Not Affected | Not Affected | 0 | 0 | 0 | 0 | 21 | Polygon
Critical Infrastructure | Stormwater Treatment Facilities and Pump Stations | Stormwater Ponds - NHD |  | STFPS_PG_170285 |  | Not Affected | Not Affected | Not Affected | Not Affected | Not Affected | Not Affected | Not Affected | Not Affected | Not Affected | Not Affected | Not Affected | Not Affected | Not Affected | Not Affected | Not Affected | Not Affected | Not Affected | Not Affected | Not Affected | Not Affected | Not Affected | 0 | 0 | 0 | 0 | 21 | Polygon
Critical Infrastructure | Stormwater Treatment Facilities and Pump Stations | Stormwater Ponds - NHD |  | STFPS_PG_170287 |  | Not Affected | Not Affected | Not Affected | Not Affected | Not Affected | Not Affected | Not Affected | Not Affected | Not Affected | Not Affected | Not Affected | Not Affected | Not Affected | Not Affected | Not Affected | Not Affected | Not Affected | Not Affected | Not Affected | Not Affected | Not Affected | 0 | 0 | 0 | 0 | 21 | Polygon
Critical Infrastructure | Stormwater Treatment Facilities and Pump Stations | Stormwater Ponds - NHD |  | STFPS_PG_170289 |  | Not Affected | Not Affected | Not Affected | Not Affected | Not Affected | Not Affected | Not Affected | Not Affected | Not Affected | Not Affected | Not Affected | Not Affected | Not Affected | Not Affected | Not Affected | Not Affected | Not Affected | Not Affected | Not Affected | Not Affected | Not Affected | 0 | 0 | 0 | 0 | 21 | Polygon
Critical Infrastructure | Stormwater Treatment Facilities and Pump Stations | Stormwater Ponds - NHD |  | STFPS_PG_170290 |  | Not Affected | Not Affected | Not Affected | Not Affected | Not Affected | Not Affected | Not Affected | Not Affected | Not Affected | Not Affected | Not Affected | Not Affected | Not Affected | Not Affected | Not Affected | Not Affected | Not Affected | Not Affected | Not Affected | Not Affected | Not Affected | 0 | 0 | 0 | 0 | 21 | Polygon
Critical Infrastructure | Stormwater Treatment Facilities and Pump Stations | Stormwater Ponds - NHD |  | STFPS_PG_170292 |  | Not Affected | Not Affected | Not Affected | Not Affected | Not Affected | Not Affected | Not Affected | Not Affected | Not Affected | Not Affected | Not Affected | Not Affected | Not Affected | Not Affected | Not Affected | Not Affected | Not Affected | Not Affected | Not Affected | Not Affected | Not Affected | 0 | 0 | 0 | 0 | 21 | Polygon
Critical Infrastructure | Stormwater Treatment Facilities and Pump Stations | Stormwater Ponds - NHD |  | STFPS_PG_170295 |  | Not Affected | Not Affected | Not Affected | Not Affected | Not Affected | Not Affected | Not Affected | Not Affected | Not Affected | Not Affected | Not Affected | Not Affected | Not Affected | Not Affected | Not Affected | Not Affected | Not Affected | Not Affected | Not Affected | Not Affected | Not Affected | 0 | 0 | 0 | 0 | 21 | Polygon
Critical Infrastructure | Stormwater Treatment Facilities and Pump Stations | Stormwater Ponds - NHD |  | STFPS_PG_170296 |  | Not Affected | Not Affected | Not Affected | Not Affected | Not Affected | Not Affected | Not Affected | Not Affected | Not Affected | Not Affected | Not Affected | Not Affected | Not Affected | Not Affected | Not Affected | Not Affected | Not Affected | Not Affected | Not Affected | Not Affected | Not Affected | 0 | 0 | 0 | 0 | 21 | Polygon
Critical Infrastructure | Stormwater Treatment Facilities and Pump Stations | Stormwater Ponds - NHD |  | STFPS_PG_170297 |  | Not Affected | Not Affected | Not Affected | Not Affected | Not Affected | Not Affected | Not Affected | Not Affected | Not Affected | Not Affected | Not Affected | Not Affected | Not Affected | Not Affected | Not Affected | Not Affected | Not Affected | Not Affected | Not Affected | Not Affected | Not Affected | 0 | 0 | 0 | 0 | 21 | Polygon
Critical Infrastructure | Stormwater Treatment Facilities and Pump Stations | Stormwater Ponds - NHD |  | STFPS_PG_170378 |  | Not Affected | Not Affected | Not Affected | Not Affected | Not Affected | Not Affected | Not Affected | Not Affected | Not Affected | Not Affected | Not Affected | Not Affected | Not Affected | Not Affected | Not Affected | Not Affected | Not Affected | Not Affected | Not Affected | Not Affected | Not Affected | 0 | 0 | 0 | 0 | 21 | Polygon
Critical Infrastructure | Stormwater Treatment Facilities and Pump Stations | Stormwater Ponds - NHD |  | STFPS_PG_170491 |  | Not Affected | Not Affected | Not Affected | Not Affected | Not Affected | Not Affected | Not Affected | Not Affected | Not Affected | Not Affected | Not Affected | Not Affected | Not Affected | Not Affected | Not Affected | Not Affected | Not Affected | Not Affected | Not Affected | Not Affected | Not Affected | 0 | 0 | 0 | 0 | 21 | Polygon
Critical Infrastructure | Stormwater Treatment Facilities and Pump Stations | Stormwater Ponds - NHD |  | STFPS_PG_170492 |  | Not Affected | Not Affected | Not Affected | Not Affected | Not Affected | Not Affected | Not Affected | Not Affected | Not Affected | Not Affected | Not Affected | Not Affected | Not Affected | Not Affected | Not Affected | Not Affected | Not Affected | Not Affected | Not Affected | Not Affected | Not Affected | 0 | 0 | 0 | 0 | 21 | Polygon
Critical Infrastructure | Stormwater Treatment Facilities and Pump Stations | Stormwater Ponds - NHD |  | STFPS_PG_170493 |  | Not Affected | Not Affected | Not Affected | Not Affected | Not Affected | Not Affected | Not Affected | Not Affected | Not Affected | Not Affected | Not Affected | Not Affected | Not Affected | Not Affected | Not Affected | Not Affected | Not Affected | Not Affected | Not Affected | Not Affected | Not Affected | 0 | 0 | 0 | 0 | 21 | Polygon
Critical Infrastructure | Stormwater Treatment Facilities and Pump Stations | Stormwater Ponds - NHD |  | STFPS_PG_170494 |  | Not Affected | Not Affected | Not Affected | Not Affected | Not Affected | Not Affected | Not Affected | Not Affected | Not Affected | Not Affected | Not Affected | Not Affected | Not Affected | Not Affected | Not Affected | Not Affected | Not Affected | Not Affected | Not Affected | Not Affected | Not Affected | 0 | 0 | 0 | 0 | 21 | Polygon
Critical Infrastructure | Stormwater Treatment Facilities and Pump Stations | Stormwater Ponds - NHD |  | STFPS_PG_170495 |  | Not Affected | Not Affected | Not Affected | Not Affected | Not Affected | Not Affected | Not Affected | Not Affected | Not Affected | Not Affected | Not Affected | Not Affected | Not Affected | Not Affected | Not Affected | Not Affected | Not Affected | Not Affected | Not Affected | Not Affected | Not Affected | 0 | 0 | 0 | 0 | 21 | Polygon
Critical Infrastructure | Stormwater Treatment Facilities and Pump Stations | Stormwater Ponds - NHD |  | STFPS_PG_170496 |  | Not Affected | Not Affected | Not Affected | Not Affected | Not Affected | Not Affected | Not Affected | Not Affected | Not Affected | Not Affected | Not Affected | Not Affected | Not Affected | Not Affected | Not Affected | Not Affected | Not Affected | Not Affected | Not Affected | Not Affected | Not Affected | 0 | 0 | 0 | 0 | 21 | Polygon
Critical Infrastructure | Stormwater Treatment Facilities and Pump Stations | Stormwater Ponds - NHD |  | STFPS_PG_170506 |  | Not Affected | Not Affected | Not Affected | Not Affected | Not Affected | Not Affected | Not Affected | Not Affected | Not Affected | Not Affected | Not Affected | Not Affected | Not Affected | Not Affected | Not Affected | Not Affected | Not Affected | Not Affected | Not Affected | Not Affected | Not Affected | 0 | 0 | 0 | 0 | 21 | Polygon
Critical Infrastructure | Stormwater Treatment Facilities and Pump Stations | Stormwater Ponds - NHD |  | STFPS_PG_170520 |  | Not Affected | Not Affected | Not Affected | Not Affected | Not Affected | Not Affected | Not Affected | Not Affected | Not Affected | Not Affected | Not Affected | Not Affected | Not Affected | Not Affected | Not Affected | Not Affected | Not Affected | Not Affected | Not Affected | Not Affected | Not Affected | 0 | 0 | 0 | 0 | 21 | Polygon
Critical Infrastructure | Stormwater Treatment Facilities and Pump Stations | Stormwater Ponds - NHD |  | STFPS_PG_170525 |  | Not Affected | Not Affected | Not Affected | Not Affected | Not Affected | Not Affected | Not Affected | Not Affected | Not Affected | Not Affected | Not Affected | Not Affected | Not Affected | Not Affected | Not Affected | Not Affected | Not Affected | Not Affected | Not Affected | Not Affected | Not Affected | 0 | 0 | 0 | 0 | 21 | Polygon
Critical Infrastructure | Stormwater Treatment Facilities and Pump Stations | Stormwater Ponds - NHD |  | STFPS_PG_170536 |  | Not Affected | Not Affected | Not Affected | Not Affected | Not Affected | Not Affected | Not Affected | Not Affected | Not Affected | Not Affected | Not Affected | Not Affected | Not Affected | Not Affected | Not Affected | Not Affected | Not Affected | Not Affected | Not Affected | Not Affected | Not Affected | 0 | 0 | 0 | 0 | 21 | Polygon
Critical Infrastructure | Stormwater Treatment Facilities and Pump Stations | Stormwater Ponds - NHD |  | STFPS_PG_170537 |  | Not Affected | Not Affected | Not Affected | Not Affected | Not Affected | Not Affected | Not Affected | Not Affected | Not Affected | Not Affected | Not Affected | Not Affected | Not Affected | Not Affected | Not Affected | Not Affected | Not Affected | Not Affected | Not Affected | Not Affected | Not Affected | 0 | 0 | 0 | 0 | 21 | Polygon
Critical Infrastructure | Stormwater Treatment Facilities and Pump Stations | Stormwater Ponds - NHD |  | STFPS_PG_170538 |  | Not Affected | Not Affected | Not Affected | Not Affected | Not Affected | Not Affected | Not Affected | Not Affected | Not Affected | Not Affected | Not Affected | Not Affected | Not Affected | Not Affected | Not Affected | Not Affected | Not Affected | Not Affected | Not Affected | Not Affected | Not Affected | 0 | 0 | 0 | 0 | 21 | Polygon
Critical Infrastructure | Stormwater Treatment Facilities and Pump Stations | Stormwater Ponds - NHD |  | STFPS_PG_170638 |  | Not Affected | Not Affected | Not Affected | Not Affected | Not Affected | Not Affected | Not Affected | Not Affected | Not Affected | Not Affected | Not Affected | Not Affected | Not Affected | Not Affected | Not Affected | Not Affected | Not Affected | Not Affected | Not Affected | Not Affected | Not Affected | 0 | 0 | 0 | 0 | 21 | Polygon
Critical Infrastructure | Stormwater Treatment Facilities and Pump Stations | Stormwater Ponds - NHD |  | STFPS_PG_170639 |  | Not Affected | Not Affected | Not Affected | Not Affected | Not Affected | Not Affected | Not Affected | Not Affected | Not Affected | Not Affected | Not Affected | Not Affected | Not Affected | Not Affected | Not Affected | Not Affected | Not Affected | Not Affected | Not Affected | Not Affected | Not Affected | 0 | 0 | 0 | 0 | 21 | Polygon
Critical Infrastructure | Stormwater Treatment Facilities and Pump Stations | Stormwater Ponds - NHD |  | STFPS_PG_170640 |  | Not Affected | Not Affected | Not Affected | Not Affected | Not Affected | Not Affected | Not Affected | Not Affected | Not Affected | Not Affected | Not Affected | Not Affected | Not Affected | Not Affected | Not Affected | Not Affected | Not Affected | Not Affected | Not Affected | Not Affected | Not Affected | 0 | 0 | 0 | 0 | 21 | Polygon
Critical Infrastructure | Stormwater Treatment Facilities and Pump Stations | Stormwater Ponds - NHD |  | STFPS_PG_170647 |  | Not Affected | Not Affected | Not Affected | Not Affected | Not Affected | Not Affected | Not Affected | Not Affected | Not Affected | Not Affected | Not Affected | Not Affected | Not Affected | Not Affected | Not Affected | Not Affected | Not Affected | Not Affected | Not Affected | Not Affected | Not Affected | 0 | 0 | 0 | 0 | 21 | Polygon
Critical Infrastructure | Stormwater Treatment Facilities and Pump Stations | Stormwater Ponds - NHD |  | STFPS_PG_170651 |  | Not Affected | Not Affected | Not Affected | Not Affected | Not Affected | Not Affected | Not Affected | Not Affected | Not Affected | Not Affected | Not Affected | Not Affected | Not Affected | Not Affected | Not Affected | Not Affected | Not Affected | Not Affected | Not Affected | Not Affected | Not Affected | 0 | 0 | 0 | 0 | 21 | Polygon
Critical Infrastructure | Stormwater Treatment Facilities and Pump Stations | Stormwater Ponds - NHD |  | STFPS_PG_170669 |  | Not Affected | Not Affected | Not Affected | Not Affected | Not Affected | Not Affected | Not Affected | Not Affected | Not Affected | Not Affected | Not Affected | Not Affected | Not Affected | Not Affected | Not Affected | Not Affected | Not Affected | Not Affected | Not Affected | Not Affected | Not Affected | 0 | 0 | 0 | 0 | 21 | Polygon
Critical Infrastructure | Stormwater Treatment Facilities and Pump Stations | Stormwater Ponds - NHD |  | STFPS_PG_170687 |  | Not Affected | Not Affected | Not Affected | Not Affected | Not Affected | Not Affected | Not Affected | Not Affected | Not Affected | Not Affected | Not Affected | Not Affected | Not Affected | Not Affected | Not Affected | Not Affected | Not Affected | Not Affected | Not Affected | Not Affected | Not Affected | 0 | 0 | 0 | 0 | 21 | Polygon
Critical Infrastructure | Stormwater Treatment Facilities and Pump Stations | Stormwater Ponds - NHD |  | STFPS_PG_170688 |  | Not Affected | Not Affected | Not Affected | Not Affected | Not Affected | Not Affected | Not Affected | Not Affected | Not Affected | Not Affected | Not Affected | Not Affected | Not Affected | Not Affected | Not Affected | Not Affected | Not Affected | Not Affected | Not Affected | Not Affected | Not Affected | 0 | 0 | 0 | 0 | 21 | Polygon
Critical Infrastructure | Stormwater Treatment Facilities and Pump Stations | Stormwater Ponds - NHD |  | STFPS_PG_170691 |  | Not Affected | Not Affected | Not Affected | Not Affected | Not Affected | Not Affected | Not Affected | Not Affected | Not Affected | Not Affected | Not Affected | Not Affected | Not Affected | Not Affected | Not Affected | Not Affected | Not Affected | Not Affected | Not Affected | Not Affected | Not Affected | 0 | 0 | 0 | 0 | 21 | Polygon
Critical Infrastructure | Stormwater Treatment Facilities and Pump Stations | Stormwater Ponds - NHD |  | STFPS_PG_170692 |  | Not Affected | Not Affected | Not Affected | Not Affected | Not Affected | Not Affected | Not Affected | Not Affected | Not Affected | Not Affected | Not Affected | Not Affected | Not Affected | Not Affected | Not Affected | Not Affected | Not Affected | Not Affected | Not Affected | Not Affected | Not Affected | 0 | 0 | 0 | 0 | 21 | Polygon
Critical Infrastructure | Stormwater Treatment Facilities and Pump Stations | Stormwater Ponds - NHD |  | STFPS_PG_170693 |  | Not Affected | Not Affected | Not Affected | Not Affected | Not Affected | Not Affected | Not Affected | Not Affected | Not Affected | Not Affected | Not Affected | Not Affected | Not Affected | Not Affected | Not Affected | Not Affected | Not Affected | Not Affected | Not Affected | Not Affected | Not Affected | 0 | 0 | 0 | 0 | 21 | Polygon
Critical Infrastructure | Stormwater Treatment Facilities and Pump Stations | Stormwater Ponds - NHD |  | STFPS_PG_170694 |  | Not Affected | Not Affected | Not Affected | Not Affected | Not Affected | Not Affected | Not Affected | Not Affected | Not Affected | Not Affected | Not Affected | Not Affected | Not Affected | Not Affected | Not Affected | Not Affected | Not Affected | Not Affected | Not Affected | Not Affected | Not Affected | 0 | 0 | 0 | 0 | 21 | Polygon
Critical Infrastructure | Stormwater Treatment Facilities and Pump Stations | Stormwater Ponds - NHD |  | STFPS_PG_170695 |  | Not Affected | Not Affected | Not Affected | Not Affected | Not Affected | Not Affected | Not Affected | Not Affected | Not Affected | Not Affected | Not Affected | Not Affected | Not Affected | Not Affected | Not Affected | Not Affected | Not Affected | Not Affected | Not Affected | Not Affected | Not Affected | 0 | 0 | 0 | 0 | 21 | Polygon
Critical Infrastructure | Stormwater Treatment Facilities and Pump Stations | Stormwater Ponds - NHD |  | STFPS_PG_170696 |  | Not Affected | Not Affected | Not Affected | Not Affected | Not Affected | Not Affected | Not Affected | Not Affected | Not Affected | Not Affected | Not Affected | Not Affected | Not Affected | Not Affected | Not Affected | Not Affected | Not Affected | Not Affected | Not Affected | Not Affected | Not Affected | 0 | 0 | 0 | 0 | 21 | Polygon
Critical Infrastructure | Stormwater Treatment Facilities and Pump Stations | Stormwater Ponds - NHD |  | STFPS_PG_170697 |  | Not Affected | Not Affected | Not Affected | Not Affected | Not Affected | Not Affected | Not Affected | Not Affected | Not Affected | Not Affected | Not Affected | Not Affected | Not Affected | Not Affected | Not Affected | Not Affected | Not Affected | Not Affected | Not Affected | Not Affected | Not Affected | 0 | 0 | 0 | 0 | 21 | Polygon
Critical Infrastructure | Stormwater Treatment Facilities and Pump Stations | Stormwater Ponds - NHD |  | STFPS_PG_170698 |  | Not Affected | Not Affected | Not Affected | Not Affected | Not Affected | Not Affected | Not Affected | Not Affected | Not Affected | Not Affected | Not Affected | Not Affected | Not Affected | Not Affected | Not Affected | Not Affected | Not Affected | Not Affected | Not Affected | Not Affected | Not Affected | 0 | 0 | 0 | 0 | 21 | Polygon
Critical Infrastructure | Stormwater Treatment Facilities and Pump Stations | Stormwater Ponds - NHD |  | STFPS_PG_170701 |  | Not Affected | Not Affected | Not Affected | Not Affected | Not Affected | Not Affected | Not Affected | Not Affected | Not Affected | Not Affected | Not Affected | Not Affected | Not Affected | Not Affected | Not Affected | Not Affected | Not Affected | Not Affected | Not Affected | Not Affected | Not Affected | 0 | 0 | 0 | 0 | 21 | Polygon
Critical Infrastructure | Stormwater Treatment Facilities and Pump Stations | Stormwater Ponds - NHD |  | STFPS_PG_170702 |  | Not Affected | Not Affected | Not Affected | Not Affected | Not Affected | Not Affected | Not Affected | Not Affected | Not Affected | Not Affected | Not Affected | Not Affected | Not Affected | Not Affected | Not Affected | Not Affected | Not Affected | Not Affected | Not Affected | Not Affected | Not Affected | 0 | 0 | 0 | 0 | 21 | Polygon
Critical Infrastructure | Stormwater Treatment Facilities and Pump Stations | Stormwater Ponds - NHD |  | STFPS_PG_170740 |  | Not Affected | Not Affected | Not Affected | Not Affected | Not Affected | Not Affected | Not Affected | Not Affected | Not Affected | Not Affected | Not Affected | Not Affected | Not Affected | Not Affected | Not Affected | Not Affected | Not Affected | Not Affected | Not Affected | Not Affected | Not Affected | 0 | 0 | 0 | 0 | 21 | Polygon
Critical Infrastructure | Stormwater Treatment Facilities and Pump Stations | Stormwater Ponds - NHD |  | STFPS_PG_170746 |  | Not Affected | Not Affected | Not Affected | Not Affected | Not Affected | Not Affected | Not Affected | Not Affected | Not Affected | Not Affected | Not Affected | Not Affected | Not Affected | Not Affected | Not Affected | Not Affected | Not Affected | Not Affected | Not Affected | Not Affected | Not Affected | 0 | 0 | 0 | 0 | 21 | Polygon
Critical Infrastructure | Stormwater Treatment Facilities and Pump Stations | Stormwater Ponds - NHD |  | STFPS_PG_170751 |  | Not Affected | Not Affected | Not Affected | Not Affected | Not Affected | Not Affected | Not Affected | Not Affected | Not Affected | Not Affected | Not Affected | Not Affected | Not Affected | Not Affected | Not Affected | Not Affected | Not Affected | Not Affected | Not Affected | Not Affected | Not Affected | 0 | 0 | 0 | 0 | 21 | Polygon
Critical Infrastructure | Stormwater Treatment Facilities and Pump Stations | Stormwater Ponds - NHD |  | STFPS_PG_170754 |  | Not Affected | Not Affected | Not Affected | Not Affected | Not Affected | Not Affected | Not Affected | Not Affected | Not Affected | Not Affected | Not Affected | Not Affected | Not Affected | Not Affected | Not Affected | Not Affected | Not Affected | Not Affected | Not Affected | Not Affected | Not Affected | 0 | 0 | 0 | 0 | 21 | Polygon
Critical Infrastructure | Stormwater Treatment Facilities and Pump Stations | Stormwater Ponds - NHD |  | STFPS_PG_170802 |  | Not Affected | Not Affected | Not Affected | Not Affected | Not Affected | Not Affected | Not Affected | Not Affected | Not Affected | Not Affected | Not Affected | Not Affected | Not Affected | Not Affected | Not Affected | Not Affected | Not Affected | Not Affected | Not Affected | Not Affected | Not Affected | 0 | 0 | 0 | 0 | 21 | Polygon
Critical Infrastructure | Stormwater Treatment Facilities and Pump Stations | Stormwater Ponds - NHD |  | STFPS_PG_170803 |  | Not Affected | Not Affected | Not Affected | Not Affected | Not Affected | Not Affected | Not Affected | Not Affected | Not Affected | Not Affected | Not Affected | Not Affected | Not Affected | Not Affected | Not Affected | Not Affected | Not Affected | Not Affected | Not Affected | Not Affected | Not Affected | 0 | 0 | 0 | 0 | 21 | Polygon
Critical Infrastructure | Stormwater Treatment Facilities and Pump Stations | Stormwater Ponds - NHD |  | STFPS_PG_170804 |  | Not Affected | Not Affected | Not Affected | Not Affected | Not Affected | Not Affected | Not Affected | Not Affected | Not Affected | Not Affected | Not Affected | Not Affected | Not Affected | Not Affected | Not Affected | Not Affected | Not Affected | Not Affected | Not Affected | Not Affected | Not Affected | 0 | 0 | 0 | 0 | 21 | Polygon
Critical Infrastructure | Stormwater Treatment Facilities and Pump Stations | Stormwater Ponds - NHD |  | STFPS_PG_170805 |  | Not Affected | Not Affected | Not Affected | Not Affected | Not Affected | Not Affected | Not Affected | Not Affected | Not Affected | Not Affected | Not Affected | Not Affected | Not Affected | Not Affected | Not Affected | Not Affected | Not Affected | Not Affected | Not Affected | Not Affected | Not Affected | 0 | 0 | 0 | 0 | 21 | Polygon
Critical Infrastructure | Stormwater Treatment Facilities and Pump Stations | Stormwater Ponds - NHD |  | STFPS_PG_170806 |  | Not Affected | Not Affected | Not Affected | Not Affected | Not Affected | Not Affected | Not Affected | Not Affected | Not Affected | Not Affected | Not Affected | Not Affected | Not Affected | Not Affected | Not Affected | Not Affected | Not Affected | Not Affected | Not Affected | Not Affected | Not Affected | 0 | 0 | 0 | 0 | 21 | Polygon
Critical Infrastructure | Stormwater Treatment Facilities and Pump Stations | Stormwater Ponds - NHD |  | STFPS_PG_170807 |  | Not Affected | Not Affected | Not Affected | Not Affected | Not Affected | Not Affected | Not Affected | Not Affected | Not Affected | Not Affected | Not Affected | Not Affected | Not Affected | Not Affected | Not Affected | Not Affected | Not Affected | Not Affected | Not Affected | Not Affected | Not Affected | 0 | 0 | 0 | 0 | 21 | Polygon
Critical Infrastructure | Stormwater Treatment Facilities and Pump Stations | Stormwater Ponds - NHD |  | STFPS_PG_170808 |  | Not Affected | Not Affected | Not Affected | Not Affected | Not Affected | Not Affected | Not Affected | Not Affected | Not Affected | Not Affected | Not Affected | Not Affected | Not Affected | Not Affected | Not Affected | Not Affected | Not Affected | Not Affected | Not Affected | Not Affected | Not Affected | 0 | 0 | 0 | 0 | 21 | Polygon
Critical Infrastructure | Stormwater Treatment Facilities and Pump Stations | Stormwater Ponds - NHD |  | STFPS_PG_170809 |  | Not Affected | Not Affected | Not Affected | Not Affected | Not Affected | Not Affected | Not Affected | Not Affected | Not Affected | Not Affected | Not Affected | Not Affected | Not Affected | Not Affected | Not Affected | Not Affected | Not Affected | Not Affected | Not Affected | Not Affected | Not Affected | 0 | 0 | 0 | 0 | 21 | Polygon
Critical Infrastructure | Stormwater Treatment Facilities and Pump Stations | Stormwater Ponds - NHD |  | STFPS_PG_170810 |  | Not Affected | Not Affected | Not Affected | Not Affected | Not Affected | Not Affected | Not Affected | Not Affected | Not Affected | Not Affected | Not Affected | Not Affected | Not Affected | Not Affected | Not Affected | Not Affected | Not Affected | Not Affected | Not Affected | Not Affected | Not Affected | 0 | 0 | 0 | 0 | 21 | Polygon
Critical Infrastructure | Stormwater Treatment Facilities and Pump Stations | Stormwater Ponds - NHD |  | STFPS_PG_170811 |  | Not Affected | Not Affected | Not Affected | Not Affected | Not Affected | Not Affected | Not Affected | Not Affected | Not Affected | Not Affected | Not Affected | Not Affected | Not Affected | Not Affected | Not Affected | Not Affected | Not Affected | Not Affected | Not Affected | Not Affected | Not Affected | 0 | 0 | 0 | 0 | 21 | Polygon
Critical Infrastructure | Stormwater Treatment Facilities and Pump Stations | Stormwater Ponds - NHD |  | STFPS_PG_170812 |  | Not Affected | Not Affected | Not Affected | Not Affected | Not Affected | Not Affected | Not Affected | Not Affected | Not Affected | Not Affected | Not Affected | Not Affected | Not Affected | Not Affected | Not Affected | Not Affected | Not Affected | Not Affected | Not Affected | Not Affected | Not Affected | 0 | 0 | 0 | 0 | 21 | Polygon
Critical Infrastructure | Stormwater Treatment Facilities and Pump Stations | Stormwater Ponds - NHD |  | STFPS_PG_170813 |  | Not Affected | Not Affected | Not Affected | Not Affected | Not Affected | Not Affected | Not Affected | Not Affected | Not Affected | Not Affected | Not Affected | Not Affected | Not Affected | Not Affected | Not Affected | Not Affected | Not Affected | Not Affected | Not Affected | Not Affected | Not Affected | 0 | 0 | 0 | 0 | 21 | Polygon
Critical Infrastructure | Stormwater Treatment Facilities and Pump Stations | Stormwater Ponds - NHD |  | STFPS_PG_170814 |  | Not Affected | Not Affected | Not Affected | Not Affected | Not Affected | Not Affected | Not Affected | Not Affected | Not Affected | Not Affected | Not Affected | Not Affected | Not Affected | Not Affected | Not Affected | Not Affected | Not Affected | Not Affected | Not Affected | Not Affected | Not Affected | 0 | 0 | 0 | 0 | 21 | Polygon
Critical Infrastructure | Stormwater Treatment Facilities and Pump Stations | Stormwater Ponds - NHD |  | STFPS_PG_170815 |  | Not Affected | Not Affected | Not Affected | Not Affected | Not Affected | Not Affected | Not Affected | Not Affected | Not Affected | Not Affected | Not Affected | Not Affected | Not Affected | Not Affected | Not Affected | Not Affected | Not Affected | Not Affected | Not Affected | Not Affected | Not Affected | 0 | 0 | 0 | 0 | 21 | Polygon
Critical Infrastructure | Stormwater Treatment Facilities and Pump Stations | Stormwater Ponds - NHD |  | STFPS_PG_170816 |  | Not Affected | Not Affected | Not Affected | Not Affected | Not Affected | Not Affected | Not Affected | Not Affected | Not Affected | Not Affected | Not Affected | Not Affected | Not Affected | Not Affected | Not Affected | Not Affected | Not Affected | Not Affected | Not Affected | Not Affected | Not Affected | 0 | 0 | 0 | 0 | 21 | Polygon
Critical Infrastructure | Stormwater Treatment Facilities and Pump Stations | Stormwater Ponds - NHD |  | STFPS_PG_170817 |  | Not Affected | Not Affected | Not Affected | Not Affected | Not Affected | Not Affected | Not Affected | Not Affected | Not Affected | Not Affected | Not Affected | Not Affected | Not Affected | Not Affected | Not Affected | Not Affected | Not Affected | Not Affected | Not Affected | Not Affected | Not Affected | 0 | 0 | 0 | 0 | 21 | Polygon
Critical Infrastructure | Stormwater Treatment Facilities and Pump Stations | Stormwater Ponds - NHD |  | STFPS_PG_170818 |  | Not Affected | Not Affected | Not Affected | Not Affected | Not Affected | Not Affected | Not Affected | Not Affected | Not Affected | Not Affected | Not Affected | Not Affected | Not Affected | Not Affected | Not Affected | Not Affected | Not Affected | Not Affected | Not Affected | Not Affected | Not Affected | 0 | 0 | 0 | 0 | 21 | Polygon
Critical Infrastructure | Stormwater Treatment Facilities and Pump Stations | Stormwater Ponds - NHD |  | STFPS_PG_170851 |  | Not Affected | Not Affected | Not Affected | Not Affected | Not Affected | Not Affected | Not Affected | Not Affected | Not Affected | Not Affected | Not Affected | Not Affected | Not Affected | Not Affected | Not Affected | Not Affected | Not Affected | Not Affected | Not Affected | Not Affected | Not Affected | 0 | 0 | 0 | 0 | 21 | Polygon
Critical Infrastructure | Stormwater Treatment Facilities and Pump Stations | Stormwater Ponds - NHD |  | STFPS_PG_170852 |  | Not Affected | Not Affected | Not Affected | Not Affected | Not Affected | Not Affected | Not Affected | Not Affected | Not Affected | Not Affected | Not Affected | Not Affected | Not Affected | Not Affected | Not Affected | Not Affected | Not Affected | Not Affected | Not Affected | Not Affected | Not Affected | 0 | 0 | 0 | 0 | 21 | Polygon
Critical Infrastructure | Stormwater Treatment Facilities and Pump Stations | Stormwater Ponds - NHD |  | STFPS_PG_170853 |  | Not Affected | Not Affected | Not Affected | Not Affected | Not Affected | Not Affected | Not Affected | Not Affected | Not Affected | Not Affected | Not Affected | Not Affected | Not Affected | Not Affected | Not Affected | Not Affected | Not Affected | Not Affected | Not Affected | Not Affected | Not Affected | 0 | 0 | 0 | 0 | 21 | Polygon
Critical Infrastructure | Stormwater Treatment Facilities and Pump Stations | Stormwater Ponds - NHD |  | STFPS_PG_170854 |  | Not Affected | Not Affected | Not Affected | Not Affected | Not Affected | Not Affected | Not Affected | Not Affected | Not Affected | Not Affected | Not Affected | Not Affected | Not Affected | Not Affected | Not Affected | Not Affected | Not Affected | Not Affected | Not Affected | Not Affected | Not Affected | 0 | 0 | 0 | 0 | 21 | Polygon
Critical Infrastructure | Stormwater Treatment Facilities and Pump Stations | Stormwater Ponds - NHD |  | STFPS_PG_170855 |  | Not Affected | Not Affected | Not Affected | Not Affected | Not Affected | Not Affected | Not Affected | Not Affected | Not Affected | Not Affected | Not Affected | Not Affected | Not Affected | Not Affected | Not Affected | Not Affected | Not Affected | Not Affected | Not Affected | Not Affected | Not Affected | 0 | 0 | 0 | 0 | 21 | Polygon
Critical Infrastructure | Stormwater Treatment Facilities and Pump Stations | Stormwater Ponds - NHD |  | STFPS_PG_170856 |  | Not Affected | Not Affected | Not Affected | Not Affected | Not Affected | Not Affected | Not Affected | Not Affected | Not Affected | Not Affected | Not Affected | Not Affected | Not Affected | Not Affected | Not Affected | Not Affected | Not Affected | Not Affected | Not Affected | Not Affected | Not Affected | 0 | 0 | 0 | 0 | 21 | Polygon
Critical Infrastructure | Stormwater Treatment Facilities and Pump Stations | Stormwater Ponds - NHD |  | STFPS_PG_170857 |  | Not Affected | Not Affected | Not Affected | Not Affected | Not Affected | Not Affected | Not Affected | Not Affected | Not Affected | Not Affected | Not Affected | Not Affected | Not Affected | Not Affected | Not Affected | Not Affected | Not Affected | Not Affected | Not Affected | Not Affected | Not Affected | 0 | 0 | 0 | 0 | 21 | Polygon
Critical Infrastructure | Stormwater Treatment Facilities and Pump Stations | Stormwater Ponds - NHD |  | STFPS_PG_170867 |  | Not Affected | Not Affected | Not Affected | Not Affected | Not Affected | Not Affected | Not Affected | Not Affected | Not Affected | Not Affected | Not Affected | Not Affected | Not Affected | Not Affected | Not Affected | Not Affected | Not Affected | Not Affected | Not Affected | Not Affected | Not Affected | 0 | 0 | 0 | 0 | 21 | Polygon
Critical Infrastructure | Stormwater Treatment Facilities and Pump Stations | Stormwater Ponds - NHD |  | STFPS_PG_170868 |  | Not Affected | Not Affected | Not Affected | Not Affected | Not Affected | Not Affected | Not Affected | Not Affected | Not Affected | Not Affected | Not Affected | Not Affected | Not Affected | Not Affected | Not Affected | Not Affected | Not Affected | Not Affected | Not Affected | Not Affected | Not Affected | 0 | 0 | 0 | 0 | 21 | Polygon
Critical Infrastructure | Stormwater Treatment Facilities and Pump Stations | Stormwater Ponds - NHD |  | STFPS_PG_170869 |  | Not Affected | Not Affected | Not Affected | Not Affected | Not Affected | Not Affected | Not Affected | Not Affected | Not Affected | Not Affected | Not Affected | Not Affected | Not Affected | Not Affected | Not Affected | Not Affected | Not Affected | Not Affected | Not Affected | Not Affected | Not Affected | 0 | 0 | 0 | 0 | 21 | Polygon
Critical Infrastructure | Stormwater Treatment Facilities and Pump Stations | Stormwater Ponds - NHD |  | STFPS_PG_170870 |  | Not Affected | Not Affected | Not Affected | Not Affected | Not Affected | Not Affected | Not Affected | Not Affected | Not Affected | Not Affected | Not Affected | Not Affected | Not Affected | Not Affected | Not Affected | Not Affected | Not Affected | Not Affected | Not Affected | Not Affected | Not Affected | 0 | 0 | 0 | 0 | 21 | Polygon
Critical Infrastructure | Stormwater Treatment Facilities and Pump Stations | Stormwater Ponds - NHD |  | STFPS_PG_170871 |  | Not Affected | Not Affected | Not Affected | Not Affected | Not Affected | Not Affected | Not Affected | Not Affected | Not Affected | Not Affected | Not Affected | Not Affected | Not Affected | Not Affected | Not Affected | Not Affected | Not Affected | Not Affected | Not Affected | Not Affected | Not Affected | 0 | 0 | 0 | 0 | 21 | Polygon
Critical Infrastructure | Stormwater Treatment Facilities and Pump Stations | Stormwater Ponds - NHD |  | STFPS_PG_170903 |  | Not Affected | Not Affected | Not Affected | Not Affected | Not Affected | Not Affected | Not Affected | Not Affected | Not Affected | Not Affected | Not Affected | Not Affected | Not Affected | Not Affected | Not Affected | Not Affected | Not Affected | Not Affected | Not Affected | Not Affected | Not Affected | 0 | 0 | 0 | 0 | 21 | Polygon
Critical Infrastructure | Stormwater Treatment Facilities and Pump Stations | Stormwater Ponds - NHD |  | STFPS_PG_170966 |  | Not Affected | Not Affected | Not Affected | Not Affected | Not Affected | Not Affected | Not Affected | Not Affected | Not Affected | Not Affected | Not Affected | Not Affected | Not Affected | Not Affected | Not Affected | Not Affected | Not Affected | Not Affected | Not Affected | Not Affected | Not Affected | 0 | 0 | 0 | 0 | 21 | Polygon
Critical Infrastructure | Stormwater Treatment Facilities and Pump Stations | Stormwater Ponds - NHD |  | STFPS_PG_170972 |  | Not Affected | Not Affected | Not Affected | Not Affected | Not Affected | Not Affected | Not Affected | Not Affected | Not Affected | Not Affected | Not Affected | Not Affected | Not Affected | Not Affected | Not Affected | Not Affected | Not Affected | Not Affected | Not Affected | Not Affected | Not Affected | 0 | 0 | 0 | 0 | 21 | Polygon
Critical Infrastructure | Stormwater Treatment Facilities and Pump Stations | Stormwater Ponds - NHD |  | STFPS_PG_170974 |  | Not Affected | Not Affected | Not Affected | Not Affected | Not Affected | Not Affected | Not Affected | Not Affected | Not Affected | Not Affected | Not Affected | Not Affected | Not Affected | Not Affected | Not Affected | Not Affected | Not Affected | Not Affected | Not Affected | Not Affected | Not Affected | 0 | 0 | 0 | 0 | 21 | Polygon
Critical Infrastructure | Stormwater Treatment Facilities and Pump Stations | Stormwater Ponds - NHD |  | STFPS_PG_170975 |  | Not Affected | Not Affected | Not Affected | Not Affected | Not Affected | Not Affected | Not Affected | Not Affected | Not Affected | Not Affected | Not Affected | Not Affected | Not Affected | Not Affected | Not Affected | Not Affected | Not Affected | Not Affected | Not Affected | Not Affected | Not Affected | 0 | 0 | 0 | 0 | 21 | Polygon
Critical Infrastructure | Stormwater Treatment Facilities and Pump Stations | Stormwater Ponds - NHD |  | STFPS_PG_170976 |  | Not Affected | Not Affected | Not Affected | Not Affected | Not Affected | Not Affected | Not Affected | Not Affected | Not Affected | Not Affected | Not Affected | Not Affected | Not Affected | Not Affected | Not Affected | Not Affected | Not Affected | Not Affected | Not Affected | Not Affected | Not Affected | 0 | 0 | 0 | 0 | 21 | Polygon
Critical Infrastructure | Stormwater Treatment Facilities and Pump Stations | Stormwater Ponds - NHD |  | STFPS_PG_170977 |  | Not Affected | Not Affected | Not Affected | Not Affected | Not Affected | Not Affected | Not Affected | Not Affected | Not Affected | Not Affected | Not Affected | Not Affected | Not Affected | Not Affected | Not Affected | Not Affected | Not Affected | Not Affected | Not Affected | Not Affected | Not Affected | 0 | 0 | 0 | 0 | 21 | Polygon
Critical Infrastructure | Stormwater Treatment Facilities and Pump Stations | Stormwater Ponds - NHD |  | STFPS_PG_170978 |  | Not Affected | Not Affected | Not Affected | Not Affected | Not Affected | Not Affected | Not Affected | Not Affected | Not Affected | Not Affected | Not Affected | Not Affected | Not Affected | Not Affected | Not Affected | Not Affected | Not Affected | Not Affected | Not Affected | Not Affected | Not Affected | 0 | 0 | 0 | 0 | 21 | Polygon
Critical Infrastructure | Stormwater Treatment Facilities and Pump Stations | Stormwater Ponds - NHD |  | STFPS_PG_170979 |  | Not Affected | Not Affected | Not Affected | Not Affected | Not Affected | Not Affected | Not Affected | Not Affected | Not Affected | Not Affected | Not Affected | Not Affected | Not Affected | Not Affected | Not Affected | Not Affected | Not Affected | Not Affected | Not Affected | Not Affected | Not Affected | 0 | 0 | 0 | 0 | 21 | Polygon
Critical Infrastructure | Stormwater Treatment Facilities and Pump Stations | Stormwater Ponds - NHD |  | STFPS_PG_170980 |  | Not Affected | Not Affected | Not Affected | Not Affected | Not Affected | Not Affected | Not Affected | Not Affected | Not Affected | Not Affected | Not Affected | Not Affected | Not Affected | Not Affected | Not Affected | Not Affected | Not Affected | Not Affected | Not Affected | Not Affected | Not Affected | 0 | 0 | 0 | 0 | 21 | Polygon
Critical Infrastructure | Stormwater Treatment Facilities and Pump Stations | Stormwater Ponds - NHD |  | STFPS_PG_170981 |  | Not Affected | Not Affected | Not Affected | Not Affected | Not Affected | Not Affected | Not Affected | Not Affected | Not Affected | Not Affected | Not Affected | Not Affected | Not Affected | Not Affected | Not Affected | Not Affected | Not Affected | Not Affected | Not Affected | Not Affected | Not Affected | 0 | 0 | 0 | 0 | 21 | Polygon
Critical Infrastructure | Stormwater Treatment Facilities and Pump Stations | Stormwater Ponds - NHD |  | STFPS_PG_170982 |  | Not Affected | Not Affected | Not Affected | Not Affected | Not Affected | Not Affected | Not Affected | Not Affected | Not Affected | Not Affected | Not Affected | Not Affected | Not Affected | Not Affected | Not Affected | Not Affected | Not Affected | Not Affected | Not Affected | Not Affected | Not Affected | 0 | 0 | 0 | 0 | 21 | Polygon
Critical Infrastructure | Stormwater Treatment Facilities and Pump Stations | Stormwater Ponds - NHD |  | STFPS_PG_170983 |  | Not Affected | Not Affected | Not Affected | Not Affected | Not Affected | Not Affected | Not Affected | Not Affected | Not Affected | Not Affected | Not Affected | Not Affected | Not Affected | Not Affected | Not Affected | Not Affected | Not Affected | Not Affected | Not Affected | Not Affected | Not Affected | 0 | 0 | 0 | 0 | 21 | Polygon
Critical Infrastructure | Stormwater Treatment Facilities and Pump Stations | Stormwater Ponds - NHD |  | STFPS_PG_170984 |  | Not Affected | Not Affected | Not Affected | Not Affected | Not Affected | Not Affected | Not Affected | Not Affected | Not Affected | Not Affected | Not Affected | Not Affected | Not Affected | Not Affected | Not Affected | Not Affected | Not Affected | Not Affected | Not Affected | Not Affected | Not Affected | 0 | 0 | 0 | 0 | 21 | Polygon
Critical Infrastructure | Stormwater Treatment Facilities and Pump Stations | Stormwater Ponds - NHD |  | STFPS_PG_170985 |  | Not Affected | Not Affected | Not Affected | Not Affected | Not Affected | Not Affected | Not Affected | Not Affected | Not Affected | Not Affected | Not Affected | Not Affected | Not Affected | Not Affected | Not Affected | Not Affected | Not Affected | Not Affected | Not Affected | Not Affected | Not Affected | 0 | 0 | 0 | 0 | 21 | Polygon
Critical Infrastructure | Stormwater Treatment Facilities and Pump Stations | Stormwater Ponds - NHD |  | STFPS_PG_170986 |  | Not Affected | Not Affected | Not Affected | Not Affected | Not Affected | Not Affected | Not Affected | Not Affected | Not Affected | Not Affected | Not Affected | Not Affected | Not Affected | Not Affected | Not Affected | Not Affected | Not Affected | Not Affected | Not Affected | Not Affected | Not Affected | 0 | 0 | 0 | 0 | 21 | Polygon
Critical Infrastructure | Stormwater Treatment Facilities and Pump Stations | Stormwater Ponds - NHD |  | STFPS_PG_170987 |  | Not Affected | Not Affected | Not Affected | Not Affected | Not Affected | Not Affected | Not Affected | Not Affected | Not Affected | Not Affected | Not Affected | Not Affected | Not Affected | Not Affected | Not Affected | Not Affected | Not Affected | Not Affected | Not Affected | Not Affected | Not Affected | 0 | 0 | 0 | 0 | 21 | Polygon
Critical Infrastructure | Stormwater Treatment Facilities and Pump Stations | Stormwater Ponds - NHD |  | STFPS_PG_170988 |  | Not Affected | Not Affected | Not Affected | Not Affected | Not Affected | Not Affected | Not Affected | Not Affected | Not Affected | Not Affected | Not Affected | Not Affected | Not Affected | Not Affected | Not Affected | Not Affected | Not Affected | Not Affected | Not Affected | Not Affected | Not Affected | 0 | 0 | 0 | 0 | 21 | Polygon
Critical Infrastructure | Stormwater Treatment Facilities and Pump Stations | Stormwater Ponds - NHD |  | STFPS_PG_170989 |  | Not Affected | Not Affected | Not Affected | Not Affected | Not Affected | Not Affected | Not Affected | Not Affected | Not Affected | Not Affected | Not Affected | Not Affected | Not Affected | Not Affected | Not Affected | Not Affected | Not Affected | Not Affected | Not Affected | Not Affected | Not Affected | 0 | 0 | 0 | 0 | 21 | Polygon
Critical Infrastructure | Stormwater Treatment Facilities and Pump Stations | Stormwater Ponds - NHD |  | STFPS_PG_170990 |  | Not Affected | Not Affected | Not Affected | Not Affected | Not Affected | Not Affected | Not Affected | Not Affected | Not Affected | Not Affected | Not Affected | Not Affected | Not Affected | Not Affected | Not Affected | Not Affected | Not Affected | Not Affected | Not Affected | Not Affected | Not Affected | 0 | 0 | 0 | 0 | 21 | Polygon
Critical Infrastructure | Stormwater Treatment Facilities and Pump Stations | Stormwater Ponds - NHD |  | STFPS_PG_170991 |  | Not Affected | Not Affected | Not Affected | Not Affected | Not Affected | Not Affected | Not Affected | Not Affected | Not Affected | Not Affected | Not Affected | Not Affected | Not Affected | Not Affected | Not Affected | Not Affected | Not Affected | Not Affected | Not Affected | Not Affected | Not Affected | 0 | 0 | 0 | 0 | 21 | Polygon
Critical Infrastructure | Stormwater Treatment Facilities and Pump Stations | Stormwater Ponds - NHD |  | STFPS_PG_170992 |  | Not Affected | Not Affected | Not Affected | Not Affected | Not Affected | Not Affected | Not Affected | Not Affected | Not Affected | Not Affected | Not Affected | Not Affected | Not Affected | Not Affected | Not Affected | Not Affected | Not Affected | Not Affected | Not Affected | Not Affected | Not Affected | 0 | 0 | 0 | 0 | 21 | Polygon
Critical Infrastructure | Stormwater Treatment Facilities and Pump Stations | Stormwater Ponds - NHD |  | STFPS_PG_170993 |  | Not Affected | Not Affected | Not Affected | Not Affected | Not Affected | Not Affected | Not Affected | Not Affected | Not Affected | Not Affected | Not Affected | Not Affected | Not Affected | Not Affected | Not Affected | Not Affected | Not Affected | Not Affected | Not Affected | Not Affected | Not Affected | 0 | 0 | 0 | 0 | 21 | Polygon
Critical Infrastructure | Stormwater Treatment Facilities and Pump Stations | Stormwater Ponds - NHD |  | STFPS_PG_170994 |  | Not Affected | Not Affected | Not Affected | Not Affected | Not Affected | Not Affected | Not Affected | Not Affected | Not Affected | Not Affected | Not Affected | Not Affected | Not Affected | Not Affected | Not Affected | Not Affected | Not Affected | Not Affected | Not Affected | Not Affected | Not Affected | 0 | 0 | 0 | 0 | 21 | Polygon
Critical Infrastructure | Stormwater Treatment Facilities and Pump Stations | Stormwater Ponds - NHD |  | STFPS_PG_170995 |  | Not Affected | Not Affected | Not Affected | Not Affected | Not Affected | Not Affected | Not Affected | Not Affected | Not Affected | Not Affected | Not Affected | Not Affected | Not Affected | Not Affected | Not Affected | Not Affected | Not Affected | Not Affected | Not Affected | Not Affected | Not Affected | 0 | 0 | 0 | 0 | 21 | Polygon
Critical Infrastructure | Stormwater Treatment Facilities and Pump Stations | Stormwater Ponds - NHD |  | STFPS_PG_170996 |  | Not Affected | Not Affected | Not Affected | Not Affected | Not Affected | Not Affected | Not Affected | Not Affected | Not Affected | Not Affected | Not Affected | Not Affected | Not Affected | Not Affected | Not Affected | Not Affected | Not Affected | Not Affected | Not Affected | Not Affected | Not Affected | 0 | 0 | 0 | 0 | 21 | Polygon
Critical Infrastructure | Stormwater Treatment Facilities and Pump Stations | Stormwater Ponds - NHD |  | STFPS_PG_170998 |  | Not Affected | Not Affected | Not Affected | Not Affected | Not Affected | Not Affected | Not Affected | Not Affected | Not Affected | Not Affected | Not Affected | Not Affected | Not Affected | Not Affected | Not Affected | Not Affected | Not Affected | Not Affected | Not Affected | Not Affected | Not Affected | 0 | 0 | 0 | 0 | 21 | Polygon
Critical Infrastructure | Stormwater Treatment Facilities and Pump Stations | Stormwater Ponds - NHD |  | STFPS_PG_171000 |  | Not Affected | Not Affected | Not Affected | Not Affected | Not Affected | Not Affected | Not Affected | Not Affected | Not Affected | Not Affected | Not Affected | Not Affected | Not Affected | Not Affected | Not Affected | Not Affected | Not Affected | Not Affected | Not Affected | Not Affected | Not Affected | 0 | 0 | 0 | 0 | 21 | Polygon
Critical Infrastructure | Stormwater Treatment Facilities and Pump Stations | Stormwater Ponds - NHD |  | STFPS_PG_171001 |  | Not Affected | Not Affected | Not Affected | Not Affected | Not Affected | Not Affected | Not Affected | Not Affected | Not Affected | Not Affected | Not Affected | Not Affected | Not Affected | Not Affected | Not Affected | Not Affected | Not Affected | Not Affected | Not Affected | Not Affected | Not Affected | 0 | 0 | 0 | 0 | 21 | Polygon
Critical Infrastructure | Stormwater Treatment Facilities and Pump Stations | Stormwater Ponds - NHD |  | STFPS_PG_171003 |  | Not Affected | Not Affected | Not Affected | Not Affected | Not Affected | Not Affected | Not Affected | Not Affected | Not Affected | Not Affected | Not Affected | Not Affected | Not Affected | Not Affected | Not Affected | Not Affected | Not Affected | Not Affected | Not Affected | Not Affected | Not Affected | 0 | 0 | 0 | 0 | 21 | Polygon
Critical Infrastructure | Stormwater Treatment Facilities and Pump Stations | Stormwater Ponds - NHD |  | STFPS_PG_171004 |  | Not Affected | Not Affected | Not Affected | Not Affected | Not Affected | Not Affected | Not Affected | Not Affected | Not Affected | Not Affected | Not Affected | Not Affected | Not Affected | Not Affected | Not Affected | Not Affected | Not Affected | Not Affected | Not Affected | Not Affected | Not Affected | 0 | 0 | 0 | 0 | 21 | Polygon
Critical Infrastructure | Stormwater Treatment Facilities and Pump Stations | Stormwater Ponds - NHD |  | STFPS_PG_171006 |  | Not Affected | Not Affected | Not Affected | Not Affected | Not Affected | Not Affected | Not Affected | Not Affected | Not Affected | Not Affected | Not Affected | Not Affected | Not Affected | Not Affected | Not Affected | Not Affected | Not Affected | Not Affected | Not Affected | Not Affected | Not Affected | 0 | 0 | 0 | 0 | 21 | Polygon
Critical Infrastructure | Stormwater Treatment Facilities and Pump Stations | Stormwater Ponds - NHD |  | STFPS_PG_171007 |  | Not Affected | Not Affected | Not Affected | Not Affected | Not Affected | Not Affected | Not Affected | Not Affected | Not Affected | Not Affected | Not Affected | Not Affected | Not Affected | Not Affected | Not Affected | Not Affected | Not Affected | Not Affected | Not Affected | Not Affected | Not Affected | 0 | 0 | 0 | 0 | 21 | Polygon
Critical Infrastructure | Stormwater Treatment Facilities and Pump Stations | Stormwater Ponds - NHD |  | STFPS_PG_171009 |  | Not Affected | Not Affected | Not Affected | Not Affected | Not Affected | Not Affected | Not Affected | Not Affected | Not Affected | Not Affected | Not Affected | Not Affected | Not Affected | Not Affected | Not Affected | Not Affected | Not Affected | Not Affected | Not Affected | Not Affected | Not Affected | 0 | 0 | 0 | 0 | 21 | Polygon
Critical Infrastructure | Stormwater Treatment Facilities and Pump Stations | Stormwater Ponds - NHD |  | STFPS_PG_171010 |  | Not Affected | Not Affected | Not Affected | Not Affected | Not Affected | Not Affected | Not Affected | Not Affected | Not Affected | Not Affected | Not Affected | Not Affected | Not Affected | Not Affected | Not Affected | Not Affected | Not Affected | Not Affected | Not Affected | Not Affected | Not Affected | 0 | 0 | 0 | 0 | 21 | Polygon
Critical Infrastructure | Stormwater Treatment Facilities and Pump Stations | Stormwater Ponds - NHD |  | STFPS_PG_171014 |  | Not Affected | Not Affected | Not Affected | Not Affected | Not Affected | Not Affected | Not Affected | Not Affected | Not Affected | Not Affected | Not Affected | Not Affected | Not Affected | Not Affected | Not Affected | Not Affected | Not Affected | Not Affected | Not Affected | Not Affected | Not Affected | 0 | 0 | 0 | 0 | 21 | Polygon
Critical Infrastructure | Stormwater Treatment Facilities and Pump Stations | Stormwater Ponds - NHD |  | STFPS_PG_171016 |  | Not Affected | Not Affected | Not Affected | Not Affected | Not Affected | Not Affected | Not Affected | Not Affected | Not Affected | Not Affected | Not Affected | Not Affected | Not Affected | Not Affected | Not Affected | Not Affected | Not Affected | Not Affected | Not Affected | Not Affected | Not Affected | 0 | 0 | 0 | 0 | 21 | Polygon
Critical Infrastructure | Stormwater Treatment Facilities and Pump Stations | Stormwater Ponds - NHD |  | STFPS_PG_171017 |  | Not Affected | Not Affected | Not Affected | Not Affected | Not Affected | Not Affected | Not Affected | Not Affected | Not Affected | Not Affected | Not Affected | Not Affected | Not Affected | Not Affected | Not Affected | Not Affected | Not Affected | Not Affected | Not Affected | Not Affected | Not Affected | 0 | 0 | 0 | 0 | 21 | Polygon
Critical Infrastructure | Stormwater Treatment Facilities and Pump Stations | Stormwater Ponds - NHD |  | STFPS_PG_171019 |  | Not Affected | Not Affected | Not Affected | Not Affected | Not Affected | Not Affected | Not Affected | Not Affected | Not Affected | Not Affected | Not Affected | Not Affected | Not Affected | Not Affected | Not Affected | Not Affected | Not Affected | Not Affected | Not Affected | Not Affected | Not Affected | 0 | 0 | 0 | 0 | 21 | Polygon
Critical Infrastructure | Stormwater Treatment Facilities and Pump Stations | Stormwater Ponds - NHD |  | STFPS_PG_171020 |  | Not Affected | Not Affected | Not Affected | Not Affected | Not Affected | Not Affected | Not Affected | Not Affected | Not Affected | Not Affected | Not Affected | Not Affected | Not Affected | Not Affected | Not Affected | Not Affected | Not Affected | Not Affected | Not Affected | Not Affected | Not Affected | 0 | 0 | 0 | 0 | 21 | Polygon
Critical Infrastructure | Stormwater Treatment Facilities and Pump Stations | Stormwater Ponds - NHD |  | STFPS_PG_171021 |  | Not Affected | Not Affected | Not Affected | Not Affected | Not Affected | Not Affected | Not Affected | Not Affected | Not Affected | Not Affected | Not Affected | Not Affected | Not Affected | Not Affected | Not Affected | Not Affected | Not Affected | Not Affected | Not Affected | Not Affected | Not Affected | 0 | 0 | 0 | 0 | 21 | Polygon
Critical Infrastructure | Stormwater Treatment Facilities and Pump Stations | Stormwater Ponds - NHD |  | STFPS_PG_171023 |  | Not Affected | Not Affected | Not Affected | Not Affected | Not Affected | Not Affected | Not Affected | Not Affected | Not Affected | Not Affected | Not Affected | Not Affected | Not Affected | Not Affected | Not Affected | Not Affected | Not Affected | Not Affected | Not Affected | Not Affected | Not Affected | 0 | 0 | 0 | 0 | 21 | Polygon
Critical Infrastructure | Stormwater Treatment Facilities and Pump Stations | Stormwater Ponds - NHD |  | STFPS_PG_171025 |  | Not Affected | Not Affected | Not Affected | Not Affected | Not Affected | Not Affected | Not Affected | Not Affected | Not Affected | Not Affected | Not Affected | Not Affected | Not Affected | Not Affected | Not Affected | Not Affected | Not Affected | Not Affected | Not Affected | Not Affected | Not Affected | 0 | 0 | 0 | 0 | 21 | Polygon
Critical Infrastructure | Stormwater Treatment Facilities and Pump Stations | Stormwater Ponds - NHD |  | STFPS_PG_171026 |  | Not Affected | Not Affected | Not Affected | Not Affected | Not Affected | Not Affected | Not Affected | Not Affected | Not Affected | Not Affected | Not Affected | Not Affected | Not Affected | Not Affected | Not Affected | Not Affected | Not Affected | Not Affected | Not Affected | Not Affected | Not Affected | 0 | 0 | 0 | 0 | 21 | Polygon
Critical Infrastructure | Stormwater Treatment Facilities and Pump Stations | Stormwater Ponds - NHD |  | STFPS_PG_171069 |  | Not Affected | Not Affected | Not Affected | Not Affected | Not Affected | Not Affected | Not Affected | Not Affected | Not Affected | Not Affected | Not Affected | Not Affected | Not Affected | Not Affected | Not Affected | Not Affected | Not Affected | Not Affected | Not Affected | Not Affected | Not Affected | 0 | 0 | 0 | 0 | 21 | Polygon
Critical Infrastructure | Stormwater Treatment Facilities and Pump Stations | Stormwater Ponds - NHD |  | STFPS_PG_171070 |  | Not Affected | Not Affected | Not Affected | Not Affected | Not Affected | Not Affected | Not Affected | Not Affected | Not Affected | Not Affected | Not Affected | Not Affected | Not Affected | Not Affected | Not Affected | Not Affected | Not Affected | Not Affected | Not Affected | Not Affected | Not Affected | 0 | 0 | 0 | 0 | 21 | Polygon
Critical Infrastructure | Stormwater Treatment Facilities and Pump Stations | Stormwater Ponds - NHD |  | STFPS_PG_171071 |  | Not Affected | Not Affected | Not Affected | Not Affected | Not Affected | Not Affected | Not Affected | Not Affected | Not Affected | Not Affected | Not Affected | Not Affected | Not Affected | Not Affected | Not Affected | Not Affected | Not Affected | Not Affected | Not Affected | Not Affected | Not Affected | 0 | 0 | 0 | 0 | 21 | Polygon
Critical Infrastructure | Stormwater Treatment Facilities and Pump Stations | Stormwater Ponds - NHD |  | STFPS_PG_171072 |  | Not Affected | Not Affected | Not Affected | Not Affected | Not Affected | Not Affected | Not Affected | Not Affected | Not Affected | Not Affected | Not Affected | Not Affected | Not Affected | Not Affected | Not Affected | Not Affected | Not Affected | Not Affected | Not Affected | Not Affected | Not Affected | 0 | 0 | 0 | 0 | 21 | Polygon
Critical Infrastructure | Stormwater Treatment Facilities and Pump Stations | Stormwater Ponds - NHD |  | STFPS_PG_171073 |  | Not Affected | Not Affected | Not Affected | Not Affected | Not Affected | Not Affected | Not Affected | Not Affected | Not Affected | Not Affected | Not Affected | Not Affected | Not Affected | Not Affected | Not Affected | Not Affected | Not Affected | Not Affected | Not Affected | Not Affected | Not Affected | 0 | 0 | 0 | 0 | 21 | Polygon
Critical Infrastructure | Stormwater Treatment Facilities and Pump Stations | Stormwater Ponds - NHD |  | STFPS_PG_171074 |  | Not Affected | Not Affected | Not Affected | Not Affected | Not Affected | Not Affected | Not Affected | Not Affected | Not Affected | Not Affected | Not Affected | Not Affected | Not Affected | Not Affected | Not Affected | Not Affected | Not Affected | Not Affected | Not Affected | Not Affected | Not Affected | 0 | 0 | 0 | 0 | 21 | Polygon
Critical Infrastructure | Stormwater Treatment Facilities and Pump Stations | Stormwater Ponds - NHD |  | STFPS_PG_171075 |  | Not Affected | Not Affected | Not Affected | Not Affected | Not Affected | Not Affected | Not Affected | Not Affected | Not Affected | Not Affected | Not Affected | Not Affected | Not Affected | Not Affected | Not Affected | Not Affected | Not Affected | Not Affected | Not Affected | Not Affected | Not Affected | 0 | 0 | 0 | 0 | 21 | Polygon
Critical Infrastructure | Stormwater Treatment Facilities and Pump Stations | Stormwater Ponds - NHD |  | STFPS_PG_171076 |  | Not Affected | Not Affected | Not Affected | Not Affected | Not Affected | Not Affected | Not Affected | Not Affected | Not Affected | Not Affected | Not Affected | Not Affected | Not Affected | Not Affected | Not Affected | Not Affected | Not Affected | Not Affected | Not Affected | Not Affected | Not Affected | 0 | 0 | 0 | 0 | 21 | Polygon
Critical Infrastructure | Stormwater Treatment Facilities and Pump Stations | Stormwater Ponds - NHD |  | STFPS_PG_171077 |  | Not Affected | Not Affected | Not Affected | Not Affected | Not Affected | Not Affected | Not Affected | Not Affected | Not Affected | Not Affected | Not Affected | Not Affected | Not Affected | Not Affected | Not Affected | Not Affected | Not Affected | Not Affected | Not Affected | Not Affected | Not Affected | 0 | 0 | 0 | 0 | 21 | Polygon
Critical Infrastructure | Stormwater Treatment Facilities and Pump Stations | Stormwater Ponds - NHD |  | STFPS_PG_171078 |  | Not Affected | Not Affected | Not Affected | Not Affected | Not Affected | Not Affected | Not Affected | Not Affected | Not Affected | Not Affected | Not Affected | Not Affected | Not Affected | Not Affected | Not Affected | Not Affected | Not Affected | Not Affected | Not Affected | Not Affected | Not Affected | 0 | 0 | 0 | 0 | 21 | Polygon
Critical Infrastructure | Stormwater Treatment Facilities and Pump Stations | Stormwater Ponds - NHD |  | STFPS_PG_171079 |  | Not Affected | Not Affected | Not Affected | Not Affected | Not Affected | Not Affected | Not Affected | Not Affected | Not Affected | Not Affected | Not Affected | Not Affected | Not Affected | Not Affected | Not Affected | Not Affected | Not Affected | Not Affected | Not Affected | Not Affected | Not Affected | 0 | 0 | 0 | 0 | 21 | Polygon
Critical Infrastructure | Stormwater Treatment Facilities and Pump Stations | Stormwater Ponds - NHD |  | STFPS_PG_171080 |  | Not Affected | Not Affected | Not Affected | Not Affected | Not Affected | Not Affected | Not Affected | Not Affected | Not Affected | Not Affected | Not Affected | Not Affected | Not Affected | Not Affected | Not Affected | Not Affected | Not Affected | Not Affected | Not Affected | Not Affected | Not Affected | 0 | 0 | 0 | 0 | 21 | Polygon
Critical Infrastructure | Stormwater Treatment Facilities and Pump Stations | Stormwater Ponds - NHD |  | STFPS_PG_171081 |  | Not Affected | Not Affected | Not Affected | Not Affected | Not Affected | Not Affected | Not Affected | Not Affected | Not Affected | Not Affected | Not Affected | Not Affected | Not Affected | Not Affected | Not Affected | Not Affected | Not Affected | Not Affected | Not Affected | Not Affected | Not Affected | 0 | 0 | 0 | 0 | 21 | Polygon
Critical Infrastructure | Stormwater Treatment Facilities and Pump Stations | Stormwater Ponds - NHD |  | STFPS_PG_171082 |  | Not Affected | Not Affected | Not Affected | Not Affected | Not Affected | Not Affected | Not Affected | Not Affected | Not Affected | Not Affected | Not Affected | Not Affected | Not Affected | Not Affected | Not Affected | Not Affected | Not Affected | Not Affected | Not Affected | Not Affected | Not Affected | 0 | 0 | 0 | 0 | 21 | Polygon
Critical Infrastructure | Stormwater Treatment Facilities and Pump Stations | Stormwater Ponds - NHD |  | STFPS_PG_171083 |  | Not Affected | Not Affected | Not Affected | Not Affected | Not Affected | Not Affected | Not Affected | Not Affected | Not Affected | Not Affected | Not Affected | Not Affected | Not Affected | Not Affected | Not Affected | Not Affected | Not Affected | Not Affected | Not Affected | Not Affected | Not Affected | 0 | 0 | 0 | 0 | 21 | Polygon
Critical Infrastructure | Stormwater Treatment Facilities and Pump Stations | Stormwater Ponds - NHD |  | STFPS_PG_171084 |  | Not Affected | Not Affected | Not Affected | Not Affected | Not Affected | Not Affected | Not Affected | Not Affected | Not Affected | Not Affected | Not Affected | Not Affected | Not Affected | Not Affected | Not Affected | Not Affected | Not Affected | Not Affected | Not Affected | Not Affected | Not Affected | 0 | 0 | 0 | 0 | 21 | Polygon
Critical Infrastructure | Stormwater Treatment Facilities and Pump Stations | Stormwater Ponds - NHD |  | STFPS_PG_171085 |  | Not Affected | Not Affected | Not Affected | Not Affected | Not Affected | Not Affected | Not Affected | Not Affected | Not Affected | Not Affected | Not Affected | Not Affected | Not Affected | Not Affected | Not Affected | Not Affected | Not Affected | Not Affected | Not Affected | Not Affected | Not Affected | 0 | 0 | 0 | 0 | 21 | Polygon
Critical Infrastructure | Stormwater Treatment Facilities and Pump Stations | Stormwater Ponds - NHD |  | STFPS_PG_171086 |  | Not Affected | Not Affected | Not Affected | Not Affected | Not Affected | Not Affected | Not Affected | Not Affected | Not Affected | Not Affected | Not Affected | Not Affected | Not Affected | Not Affected | Not Affected | Not Affected | Not Affected | Not Affected | Not Affected | Not Affected | Not Affected | 0 | 0 | 0 | 0 | 21 | Polygon
Critical Infrastructure | Stormwater Treatment Facilities and Pump Stations | Stormwater Ponds - NHD |  | STFPS_PG_171087 |  | Not Affected | Not Affected | Not Affected | Not Affected | Not Affected | Not Affected | Not Affected | Not Affected | Not Affected | Not Affected | Not Affected | Not Affected | Not Affected | Not Affected | Not Affected | Not Affected | Not Affected | Not Affected | Not Affected | Not Affected | Not Affected | 0 | 0 | 0 | 0 | 21 | Polygon
Critical Infrastructure | Stormwater Treatment Facilities and Pump Stations | Stormwater Ponds - NHD |  | STFPS_PG_171088 |  | Not Affected | Not Affected | Not Affected | Not Affected | Not Affected | Not Affected | Not Affected | Not Affected | Not Affected | Not Affected | Not Affected | Not Affected | Not Affected | Not Affected | Not Affected | Not Affected | Not Affected | Not Affected | Not Affected | Not Affected | Not Affected | 0 | 0 | 0 | 0 | 21 | Polygon
Critical Infrastructure | Stormwater Treatment Facilities and Pump Stations | Stormwater Ponds - NHD |  | STFPS_PG_171089 |  | Not Affected | Not Affected | Not Affected | Not Affected | Not Affected | Not Affected | Not Affected | Not Affected | Not Affected | Not Affected | Not Affected | Not Affected | Not Affected | Not Affected | Not Affected | Not Affected | Not Affected | Not Affected | Not Affected | Not Affected | Not Affected | 0 | 0 | 0 | 0 | 21 | Polygon
Critical Infrastructure | Stormwater Treatment Facilities and Pump Stations | Stormwater Ponds - NHD |  | STFPS_PG_171091 |  | Not Affected | Not Affected | Not Affected | Not Affected | Not Affected | Not Affected | Not Affected | Not Affected | Not Affected | Not Affected | Not Affected | Not Affected | Not Affected | Not Affected | Not Affected | Not Affected | Not Affected | Not Affected | Not Affected | Not Affected | Not Affected | 0 | 0 | 0 | 0 | 21 | Polygon
Critical Infrastructure | Stormwater Treatment Facilities and Pump Stations | Stormwater Ponds - NHD |  | STFPS_PG_171092 |  | Not Affected | Not Affected | Not Affected | Not Affected | Not Affected | Not Affected | Not Affected | Not Affected | Not Affected | Not Affected | Not Affected | Not Affected | Not Affected | Not Affected | Not Affected | Not Affected | Not Affected | Not Affected | Not Affected | Not Affected | Not Affected | 0 | 0 | 0 | 0 | 21 | Polygon
Critical Infrastructure | Stormwater Treatment Facilities and Pump Stations | Stormwater Ponds - NHD |  | STFPS_PG_171093 |  | Not Affected | Not Affected | Not Affected | Not Affected | Not Affected | Not Affected | Not Affected | Not Affected | Not Affected | Not Affected | Not Affected | Not Affected | Not Affected | Not Affected | Not Affected | Not Affected | Not Affected | Not Affected | Not Affected | Not Affected | Not Affected | 0 | 0 | 0 | 0 | 21 | Polygon
Critical Infrastructure | Stormwater Treatment Facilities and Pump Stations | Stormwater Ponds - NHD |  | STFPS_PG_171094 |  | Not Affected | Not Affected | Not Affected | Not Affected | Not Affected | Not Affected | Not Affected | Not Affected | Not Affected | Not Affected | Not Affected | Not Affected | Not Affected | Not Affected | Not Affected | Not Affected | Not Affected | Not Affected | Not Affected | Not Affected | Not Affected | 0 | 0 | 0 | 0 | 21 | Polygon
Critical Infrastructure | Stormwater Treatment Facilities and Pump Stations | Stormwater Ponds - NHD |  | STFPS_PG_171095 |  | Not Affected | Not Affected | Not Affected | Not Affected | Not Affected | Not Affected | Not Affected | Not Affected | Not Affected | Not Affected | Not Affected | Not Affected | Not Affected | Not Affected | Not Affected | Not Affected | Not Affected | Not Affected | Not Affected | Not Affected | Not Affected | 0 | 0 | 0 | 0 | 21 | Polygon
Critical Infrastructure | Stormwater Treatment Facilities and Pump Stations | Stormwater Ponds - NHD |  | STFPS_PG_171096 |  | Not Affected | Not Affected | Not Affected | Not Affected | Not Affected | Not Affected | Not Affected | Not Affected | Not Affected | Not Affected | Not Affected | Not Affected | Not Affected | Not Affected | Not Affected | Not Affected | Not Affected | Not Affected | Not Affected | Not Affected | Not Affected | 0 | 0 | 0 | 0 | 21 | Polygon
Critical Infrastructure | Stormwater Treatment Facilities and Pump Stations | Stormwater Ponds - NHD |  | STFPS_PG_171097 |  | Not Affected | Not Affected | Not Affected | Not Affected | Not Affected | Not Affected | Not Affected | Not Affected | Not Affected | Not Affected | Not Affected | Not Affected | Not Affected | Not Affected | Not Affected | Not Affected | Not Affected | Not Affected | Not Affected | Not Affected | Not Affected | 0 | 0 | 0 | 0 | 21 | Polygon
Critical Infrastructure | Stormwater Treatment Facilities and Pump Stations | Stormwater Ponds - NHD |  | STFPS_PG_171107 |  | Not Affected | Not Affected | Not Affected | Not Affected | Not Affected | Not Affected | Not Affected | Not Affected | Not Affected | Not Affected | Not Affected | Not Affected | Not Affected | Not Affected | Not Affected | Not Affected | Not Affected | Not Affected | Not Affected | Not Affected | Not Affected | 0 | 0 | 0 | 0 | 21 | Polygon
Critical Infrastructure | Stormwater Treatment Facilities and Pump Stations | Stormwater Ponds - NHD |  | STFPS_PG_171108 |  | Not Affected | Not Affected | Not Affected | Not Affected | Not Affected | Not Affected | Not Affected | Not Affected | Not Affected | Not Affected | Not Affected | Not Affected | Not Affected | Not Affected | Not Affected | Not Affected | Not Affected | Not Affected | Not Affected | Not Affected | Not Affected | 0 | 0 | 0 | 0 | 21 | Polygon
Critical Infrastructure | Stormwater Treatment Facilities and Pump Stations | Stormwater Ponds - NHD |  | STFPS_PG_171151 |  | Not Affected | Not Affected | Not Affected | Not Affected | Not Affected | Not Affected | Not Affected | Not Affected | Not Affected | Not Affected | Not Affected | Not Affected | Not Affected | Not Affected | Not Affected | Not Affected | Not Affected | Not Affected | Not Affected | Not Affected | Not Affected | 0 | 0 | 0 | 0 | 21 | Polygon
Critical Infrastructure | Stormwater Treatment Facilities and Pump Stations | Stormwater Ponds - NHD |  | STFPS_PG_171187 |  | Not Affected | Not Affected | Not Affected | Not Affected | Not Affected | Not Affected | Not Affected | Not Affected | Not Affected | Not Affected | Not Affected | Not Affected | Not Affected | Not Affected | Not Affected | Not Affected | Not Affected | Not Affected | Not Affected | Not Affected | Not Affected | 0 | 0 | 0 | 0 | 21 | Polygon
Critical Infrastructure | Stormwater Treatment Facilities and Pump Stations | Stormwater Ponds - NHD |  | STFPS_PG_171210 |  | Not Affected | Not Affected | Not Affected | Not Affected | Not Affected | Not Affected | Not Affected | Not Affected | Not Affected | Not Affected | Not Affected | Not Affected | Not Affected | Not Affected | Not Affected | Not Affected | Not Affected | Not Affected | Not Affected | Not Affected | Not Affected | 0 | 0 | 0 | 0 | 21 | Polygon
Critical Infrastructure | Stormwater Treatment Facilities and Pump Stations | Stormwater Ponds - NHD |  | STFPS_PG_171211 |  | Not Affected | Not Affected | Not Affected | Not Affected | Not Affected | Not Affected | Not Affected | Not Affected | Not Affected | Not Affected | Not Affected | Not Affected | Not Affected | Not Affected | Not Affected | Not Affected | Not Affected | Not Affected | Not Affected | Not Affected | Not Affected | 0 | 0 | 0 | 0 | 21 | Polygon
Critical Infrastructure | Stormwater Treatment Facilities and Pump Stations | Stormwater Ponds - NHD |  | STFPS_PG_171212 |  | Not Affected | Not Affected | Not Affected | Not Affected | Not Affected | Not Affected | Not Affected | Not Affected | Not Affected | Not Affected | Not Affected | Not Affected | Not Affected | Not Affected | Not Affected | Not Affected | Not Affected | Not Affected | Not Affected | Not Affected | Not Affected | 0 | 0 | 0 | 0 | 21 | Polygon
Critical Infrastructure | Stormwater Treatment Facilities and Pump Stations | Stormwater Ponds - NHD |  | STFPS_PG_171213 |  | Not Affected | Not Affected | Not Affected | Not Affected | Not Affected | Not Affected | Not Affected | Not Affected | Not Affected | Not Affected | Not Affected | Not Affected | Not Affected | Not Affected | Not Affected | Not Affected | Not Affected | Not Affected | Not Affected | Not Affected | Not Affected | 0 | 0 | 0 | 0 | 21 | Polygon
Critical Infrastructure | Stormwater Treatment Facilities and Pump Stations | Stormwater Ponds - NHD |  | STFPS_PG_171214 |  | Not Affected | Not Affected | Not Affected | Not Affected | Not Affected | Not Affected | Not Affected | Not Affected | Not Affected | Not Affected | Not Affected | Not Affected | Not Affected | Not Affected | Not Affected | Not Affected | Not Affected | Not Affected | Not Affected | Not Affected | Not Affected | 0 | 0 | 0 | 0 | 21 | Polygon
Critical Infrastructure | Stormwater Treatment Facilities and Pump Stations | Stormwater Ponds - NHD |  | STFPS_PG_171218 |  | Not Affected | Not Affected | Not Affected | Not Affected | Not Affected | Not Affected | Not Affected | Not Affected | Not Affected | Not Affected | Not Affected | Not Affected | Not Affected | Not Affected | Not Affected | Not Affected | Not Affected | Not Affected | Not Affected | Not Affected | Not Affected | 0 | 0 | 0 | 0 | 21 | Polygon
Critical Infrastructure | Stormwater Treatment Facilities and Pump Stations | Stormwater Ponds - NHD |  | STFPS_PG_171219 |  | Not Affected | Not Affected | Not Affected | Not Affected | Not Affected | Not Affected | Not Affected | Not Affected | Not Affected | Not Affected | Not Affected | Not Affected | Not Affected | Not Affected | Not Affected | Not Affected | Not Affected | Not Affected | Not Affected | Not Affected | Not Affected | 0 | 0 | 0 | 0 | 21 | Polygon
Critical Infrastructure | Stormwater Treatment Facilities and Pump Stations | Stormwater Ponds - NHD |  | STFPS_PG_171220 |  | Not Affected | Not Affected | Not Affected | Not Affected | Not Affected | Not Affected | Not Affected | Not Affected | Not Affected | Not Affected | Not Affected | Not Affected | Not Affected | Not Affected | Not Affected | Not Affected | Not Affected | Not Affected | Not Affected | Not Affected | Not Affected | 0 | 0 | 0 | 0 | 21 | Polygon
Critical Infrastructure | Stormwater Treatment Facilities and Pump Stations | Stormwater Ponds - NHD |  | STFPS_PG_171221 |  | Not Affected | Not Affected | Not Affected | Not Affected | Not Affected | Not Affected | Not Affected | Not Affected | Not Affected | Not Affected | Not Affected | Not Affected | Not Affected | Not Affected | Not Affected | Not Affected | Not Affected | Not Affected | Not Affected | Not Affected | Not Affected | 0 | 0 | 0 | 0 | 21 | Polygon
Critical Infrastructure | Stormwater Treatment Facilities and Pump Stations | Stormwater Ponds - NHD |  | STFPS_PG_171222 |  | Not Affected | Not Affected | Not Affected | Not Affected | Not Affected | Not Affected | Not Affected | Not Affected | Not Affected | Not Affected | Not Affected | Not Affected | Not Affected | Not Affected | Not Affected | Not Affected | Not Affected | Not Affected | Not Affected | Not Affected | Not Affected | 0 | 0 | 0 | 0 | 21 | Polygon
Critical Infrastructure | Stormwater Treatment Facilities and Pump Stations | Stormwater Ponds - NHD |  | STFPS_PG_171223 |  | Not Affected | Not Affected | Not Affected | Not Affected | Not Affected | Not Affected | Not Affected | Not Affected | Not Affected | Not Affected | Not Affected | Not Affected | Not Affected | Not Affected | Not Affected | Not Affected | Not Affected | Not Affected | Not Affected | Not Affected | Not Affected | 0 | 0 | 0 | 0 | 21 | Polygon
Critical Infrastructure | Stormwater Treatment Facilities and Pump Stations | Stormwater Ponds - NHD |  | STFPS_PG_171224 |  | Not Affected | Not Affected | Not Affected | Not Affected | Not Affected | Not Affected | Not Affected | Not Affected | Not Affected | Not Affected | Not Affected | Not Affected | Not Affected | Not Affected | Not Affected | Not Affected | Not Affected | Not Affected | Not Affected | Not Affected | Not Affected | 0 | 0 | 0 | 0 | 21 | Polygon
Critical Infrastructure | Stormwater Treatment Facilities and Pump Stations | Stormwater Ponds - NHD |  | STFPS_PG_171225 |  | Not Affected | Not Affected | Not Affected | Not Affected | Not Affected | Not Affected | Not Affected | Not Affected | Not Affected | Not Affected | Not Affected | Not Affected | Not Affected | Not Affected | Not Affected | Not Affected | Not Affected | Not Affected | Not Affected | Not Affected | Not Affected | 0 | 0 | 0 | 0 | 21 | Polygon
Critical Infrastructure | Stormwater Treatment Facilities and Pump Stations | Stormwater Ponds - NHD |  | STFPS_PG_171226 |  | Not Affected | Not Affected | Not Affected | Not Affected | Not Affected | Not Affected | Not Affected | Not Affected | Not Affected | Not Affected | Not Affected | Not Affected | Not Affected | Not Affected | Not Affected | Not Affected | Not Affected | Not Affected | Not Affected | Not Affected | Not Affected | 0 | 0 | 0 | 0 | 21 | Polygon
Critical Infrastructure | Stormwater Treatment Facilities and Pump Stations | Stormwater Ponds - NHD |  | STFPS_PG_171227 |  | Not Affected | Not Affected | Not Affected | Not Affected | Not Affected | Not Affected | Not Affected | Not Affected | Not Affected | Not Affected | Not Affected | Not Affected | Not Affected | Not Affected | Not Affected | Not Affected | Not Affected | Not Affected | Not Affected | Not Affected | Not Affected | 0 | 0 | 0 | 0 | 21 | Polygon
Critical Infrastructure | Stormwater Treatment Facilities and Pump Stations | Stormwater Ponds - NHD |  | STFPS_PG_171232 |  | Not Affected | Not Affected | Not Affected | Not Affected | Not Affected | Not Affected | Not Affected | Not Affected | Not Affected | Not Affected | Not Affected | Not Affected | Not Affected | Not Affected | Not Affected | Not Affected | Not Affected | Not Affected | Not Affected | Not Affected | Not Affected | 0 | 0 | 0 | 0 | 21 | Polygon
Critical Infrastructure | Stormwater Treatment Facilities and Pump Stations | Stormwater Ponds - NHD |  | STFPS_PG_171233 |  | Not Affected | Not Affected | Not Affected | Not Affected | Not Affected | Not Affected | Not Affected | Not Affected | Not Affected | Not Affected | Not Affected | Not Affected | Not Affected | Not Affected | Not Affected | Not Affected | Not Affected | Not Affected | Not Affected | Not Affected | Not Affected | 0 | 0 | 0 | 0 | 21 | Polygon
Critical Infrastructure | Stormwater Treatment Facilities and Pump Stations | Stormwater Ponds - NHD |  | STFPS_PG_171234 |  | Not Affected | Not Affected | Not Affected | Not Affected | Not Affected | Not Affected | Not Affected | Not Affected | Not Affected | Not Affected | Not Affected | Not Affected | Not Affected | Not Affected | Not Affected | Not Affected | Not Affected | Not Affected | Not Affected | Not Affected | Not Affected | 0 | 0 | 0 | 0 | 21 | Polygon
Critical Infrastructure | Stormwater Treatment Facilities and Pump Stations | Stormwater Ponds - NHD |  | STFPS_PG_171235 |  | Not Affected | Not Affected | Not Affected | Not Affected | Not Affected | Not Affected | Not Affected | Not Affected | Not Affected | Not Affected | Not Affected | Not Affected | Not Affected | Not Affected | Not Affected | Not Affected | Not Affected | Not Affected | Not Affected | Not Affected | Not Affected | 0 | 0 | 0 | 0 | 21 | Polygon
Critical Infrastructure | Stormwater Treatment Facilities and Pump Stations | Stormwater Ponds - NHD |  | STFPS_PG_171236 |  | Not Affected | Not Affected | Not Affected | Not Affected | Not Affected | Not Affected | Not Affected | Not Affected | Not Affected | Not Affected | Not Affected | Not Affected | Not Affected | Not Affected | Not Affected | Not Affected | Not Affected | Not Affected | Not Affected | Not Affected | Not Affected | 0 | 0 | 0 | 0 | 21 | Polygon
Critical Infrastructure | Stormwater Treatment Facilities and Pump Stations | Stormwater Ponds - NHD |  | STFPS_PG_171237 |  | Not Affected | Not Affected | Not Affected | Not Affected | Not Affected | Not Affected | Not Affected | Not Affected | Not Affected | Not Affected | Not Affected | Not Affected | Not Affected | Not Affected | Not Affected | Not Affected | Not Affected | Not Affected | Not Affected | Not Affected | Not Affected | 0 | 0 | 0 | 0 | 21 | Polygon
Critical Infrastructure | Stormwater Treatment Facilities and Pump Stations | Stormwater Ponds - NHD |  | STFPS_PG_171238 |  | Not Affected | Not Affected | Not Affected | Not Affected | Not Affected | Not Affected | Not Affected | Not Affected | Not Affected | Not Affected | Not Affected | Not Affected | Not Affected | Not Affected | Not Affected | Not Affected | Not Affected | Not Affected | Not Affected | Not Affected | Not Affected | 0 | 0 | 0 | 0 | 21 | Polygon
Critical Infrastructure | Stormwater Treatment Facilities and Pump Stations | Stormwater Ponds - NHD |  | STFPS_PG_171239 |  | Not Affected | Not Affected | Not Affected | Not Affected | Not Affected | Not Affected | Not Affected | Not Affected | Not Affected | Not Affected | Not Affected | Not Affected | Not Affected | Not Affected | Not Affected | Not Affected | Not Affected | Not Affected | Not Affected | Not Affected | Not Affected | 0 | 0 | 0 | 0 | 21 | Polygon
Critical Infrastructure | Stormwater Treatment Facilities and Pump Stations | Stormwater Ponds - NHD |  | STFPS_PG_171240 |  | Not Affected | Not Affected | Not Affected | Not Affected | Not Affected | Not Affected | Not Affected | Not Affected | Not Affected | Not Affected | Not Affected | Not Affected | Not Affected | Not Affected | Not Affected | Not Affected | Not Affected | Not Affected | Not Affected | Not Affected | Not Affected | 0 | 0 | 0 | 0 | 21 | Polygon
Critical Infrastructure | Stormwater Treatment Facilities and Pump Stations | Stormwater Ponds - NHD |  | STFPS_PG_171242 |  | Not Affected | Not Affected | Not Affected | Not Affected | Not Affected | Not Affected | Not Affected | Not Affected | Not Affected | Not Affected | Not Affected | Not Affected | Not Affected | Not Affected | Not Affected | Not Affected | Not Affected | Not Affected | Not Affected | Not Affected | Not Affected | 0 | 0 | 0 | 0 | 21 | Polygon
Critical Infrastructure | Stormwater Treatment Facilities and Pump Stations | Stormwater Ponds - NHD |  | STFPS_PG_171244 |  | Not Affected | Not Affected | Not Affected | Not Affected | Not Affected | Not Affected | Not Affected | Not Affected | Not Affected | Not Affected | Not Affected | Not Affected | Not Affected | Not Affected | Not Affected | Not Affected | Not Affected | Not Affected | Not Affected | Not Affected | Not Affected | 0 | 0 | 0 | 0 | 21 | Polygon
Critical Infrastructure | Stormwater Treatment Facilities and Pump Stations | Stormwater Ponds - NHD |  | STFPS_PG_171245 |  | Not Affected | Not Affected | Not Affected | Not Affected | Not Affected | Not Affected | Not Affected | Not Affected | Not Affected | Not Affected | Not Affected | Not Affected | Not Affected | Not Affected | Not Affected | Not Affected | Not Affected | Not Affected | Not Affected | Not Affected | Not Affected | 0 | 0 | 0 | 0 | 21 | Polygon
Critical Infrastructure | Stormwater Treatment Facilities and Pump Stations | Stormwater Ponds - NHD |  | STFPS_PG_171246 |  | Not Affected | Not Affected | Not Affected | Not Affected | Not Affected | Not Affected | Not Affected | Not Affected | Not Affected | Not Affected | Not Affected | Not Affected | Not Affected | Not Affected | Not Affected | Not Affected | Not Affected | Not Affected | Not Affected | Not Affected | Not Affected | 0 | 0 | 0 | 0 | 21 | Polygon
Critical Infrastructure | Stormwater Treatment Facilities and Pump Stations | Stormwater Ponds - NHD |  | STFPS_PG_171247 |  | Not Affected | Not Affected | Not Affected | Not Affected | Not Affected | Not Affected | Not Affected | Not Affected | Not Affected | Not Affected | Not Affected | Not Affected | Not Affected | Not Affected | Not Affected | Not Affected | Not Affected | Not Affected | Not Affected | Not Affected | Not Affected | 0 | 0 | 0 | 0 | 21 | Polygon
Critical Infrastructure | Stormwater Treatment Facilities and Pump Stations | Stormwater Ponds - NHD |  | STFPS_PG_171248 |  | Not Affected | Not Affected | Not Affected | Not Affected | Not Affected | Not Affected | Not Affected | Not Affected | Not Affected | Not Affected | Not Affected | Not Affected | Not Affected | Not Affected | Not Affected | Not Affected | Not Affected | Not Affected | Not Affected | Not Affected | Not Affected | 0 | 0 | 0 | 0 | 21 | Polygon
Critical Infrastructure | Stormwater Treatment Facilities and Pump Stations | Stormwater Ponds - NHD |  | STFPS_PG_171249 |  | Not Affected | Not Affected | Not Affected | Not Affected | Not Affected | Not Affected | Not Affected | Not Affected | Not Affected | Not Affected | Not Affected | Not Affected | Not Affected | Not Affected | Not Affected | Not Affected | Not Affected | Not Affected | Not Affected | Not Affected | Not Affected | 0 | 0 | 0 | 0 | 21 | Polygon
Critical Infrastructure | Stormwater Treatment Facilities and Pump Stations | Stormwater Ponds - NHD |  | STFPS_PG_171250 |  | Not Affected | Not Affected | Not Affected | Not Affected | Not Affected | Not Affected | Not Affected | Not Affected | Not Affected | Not Affected | Not Affected | Not Affected | Not Affected | Not Affected | Not Affected | Not Affected | Not Affected | Not Affected | Not Affected | Not Affected | Not Affected | 0 | 0 | 0 | 0 | 21 | Polygon
Critical Infrastructure | Stormwater Treatment Facilities and Pump Stations | Stormwater Ponds - NHD |  | STFPS_PG_171251 |  | Not Affected | Not Affected | Not Affected | Not Affected | Not Affected | Not Affected | Not Affected | Not Affected | Not Affected | Not Affected | Not Affected | Not Affected | Not Affected | Not Affected | Not Affected | Not Affected | Not Affected | Not Affected | Not Affected | Not Affected | Not Affected | 0 | 0 | 0 | 0 | 21 | Polygon
Critical Infrastructure | Stormwater Treatment Facilities and Pump Stations | Stormwater Ponds - NHD |  | STFPS_PG_171252 |  | Not Affected | Not Affected | Not Affected | Not Affected | Not Affected | Not Affected | Not Affected | Not Affected | Not Affected | Not Affected | Not Affected | Not Affected | Not Affected | Not Affected | Not Affected | Not Affected | Not Affected | Not Affected | Not Affected | Not Affected | Not Affected | 0 | 0 | 0 | 0 | 21 | Polygon
Critical Infrastructure | Stormwater Treatment Facilities and Pump Stations | Stormwater Ponds - NHD |  | STFPS_PG_171253 |  | Not Affected | Not Affected | Not Affected | Not Affected | Not Affected | Not Affected | Not Affected | Not Affected | Not Affected | Not Affected | Not Affected | Not Affected | Not Affected | Not Affected | Not Affected | Not Affected | Not Affected | Not Affected | Not Affected | Not Affected | Not Affected | 0 | 0 | 0 | 0 | 21 | Polygon
Critical Infrastructure | Stormwater Treatment Facilities and Pump Stations | Stormwater Ponds - NHD |  | STFPS_PG_171254 |  | Not Affected | Not Affected | Not Affected | Not Affected | Not Affected | Not Affected | Not Affected | Not Affected | Not Affected | Not Affected | Not Affected | Not Affected | Not Affected | Not Affected | Not Affected | Not Affected | Not Affected | Not Affected | Not Affected | Not Affected | Not Affected | 0 | 0 | 0 | 0 | 21 | Polygon
Critical Infrastructure | Stormwater Treatment Facilities and Pump Stations | Stormwater Ponds - NHD |  | STFPS_PG_171255 |  | Not Affected | Not Affected | Not Affected | Not Affected | Not Affected | Not Affected | Not Affected | Not Affected | Not Affected | Not Affected | Not Affected | Not Affected | Not Affected | Not Affected | Not Affected | Not Affected | Not Affected | Not Affected | Not Affected | Not Affected | Not Affected | 0 | 0 | 0 | 0 | 21 | Polygon
Critical Infrastructure | Stormwater Treatment Facilities and Pump Stations | Stormwater Ponds - NHD |  | STFPS_PG_171256 |  | Not Affected | Not Affected | Not Affected | Not Affected | Not Affected | Not Affected | Not Affected | Not Affected | Not Affected | Not Affected | Not Affected | Not Affected | Not Affected | Not Affected | Not Affected | Not Affected | Not Affected | Not Affected | Not Affected | Not Affected | Not Affected | 0 | 0 | 0 | 0 | 21 | Polygon
Critical Infrastructure | Stormwater Treatment Facilities and Pump Stations | Stormwater Ponds - NHD |  | STFPS_PG_171257 |  | Not Affected | Not Affected | Not Affected | Not Affected | Not Affected | Not Affected | Not Affected | Not Affected | Not Affected | Not Affected | Not Affected | Not Affected | Not Affected | Not Affected | Not Affected | Not Affected | Not Affected | Not Affected | Not Affected | Not Affected | Not Affected | 0 | 0 | 0 | 0 | 21 | Polygon
Critical Infrastructure | Stormwater Treatment Facilities and Pump Stations | Stormwater Ponds - NHD |  | STFPS_PG_171258 |  | Not Affected | Not Affected | Not Affected | Not Affected | Not Affected | Not Affected | Not Affected | Not Affected | Not Affected | Not Affected | Not Affected | Not Affected | Not Affected | Not Affected | Not Affected | Not Affected | Not Affected | Not Affected | Not Affected | Not Affected | Not Affected | 0 | 0 | 0 | 0 | 21 | Polygon
Critical Infrastructure | Stormwater Treatment Facilities and Pump Stations | Stormwater Ponds - NHD |  | STFPS_PG_171259 |  | Not Affected | Not Affected | Not Affected | Not Affected | Not Affected | Not Affected | Not Affected | Not Affected | Not Affected | Not Affected | Not Affected | Not Affected | Not Affected | Not Affected | Not Affected | Not Affected | Not Affected | Not Affected | Not Affected | Not Affected | Not Affected | 0 | 0 | 0 | 0 | 21 | Polygon
Critical Infrastructure | Stormwater Treatment Facilities and Pump Stations | Stormwater Ponds - NHD |  | STFPS_PG_171260 |  | Not Affected | Not Affected | Not Affected | Not Affected | Not Affected | Not Affected | Not Affected | Not Affected | Not Affected | Not Affected | Not Affected | Not Affected | Not Affected | Not Affected | Not Affected | Not Affected | Not Affected | Not Affected | Not Affected | Not Affected | Not Affected | 0 | 0 | 0 | 0 | 21 | Polygon
Critical Infrastructure | Stormwater Treatment Facilities and Pump Stations | Stormwater Ponds - NHD |  | STFPS_PG_171261 |  | Not Affected | Not Affected | Not Affected | Not Affected | Not Affected | Not Affected | Not Affected | Not Affected | Not Affected | Not Affected | Not Affected | Not Affected | Not Affected | Not Affected | Not Affected | Not Affected | Not Affected | Not Affected | Not Affected | Not Affected | Not Affected | 0 | 0 | 0 | 0 | 21 | Polygon
Critical Infrastructure | Stormwater Treatment Facilities and Pump Stations | Stormwater Ponds - NHD |  | STFPS_PG_171262 |  | Not Affected | Not Affected | Not Affected | Not Affected | Not Affected | Not Affected | Not Affected | Not Affected | Not Affected | Not Affected | Not Affected | Not Affected | Not Affected | Not Affected | Not Affected | Not Affected | Not Affected | Not Affected | Not Affected | Not Affected | Not Affected | 0 | 0 | 0 | 0 | 21 | Polygon
Critical Infrastructure | Stormwater Treatment Facilities and Pump Stations | Stormwater Ponds - NHD |  | STFPS_PG_171263 |  | Not Affected | Not Affected | Not Affected | Not Affected | Not Affected | Not Affected | Not Affected | Not Affected | Not Affected | Not Affected | Not Affected | Not Affected | Not Affected | Not Affected | Not Affected | Not Affected | Not Affected | Not Affected | Not Affected | Not Affected | Not Affected | 0 | 0 | 0 | 0 | 21 | Polygon
Critical Infrastructure | Stormwater Treatment Facilities and Pump Stations | Stormwater Ponds - NHD |  | STFPS_PG_171264 |  | Not Affected | Not Affected | Not Affected | Not Affected | Not Affected | Not Affected | Not Affected | Not Affected | Not Affected | Not Affected | Not Affected | Not Affected | Not Affected | Not Affected | Not Affected | Not Affected | Not Affected | Not Affected | Not Affected | Not Affected | Not Affected | 0 | 0 | 0 | 0 | 21 | Polygon
Critical Infrastructure | Stormwater Treatment Facilities and Pump Stations | Stormwater Ponds - NHD |  | STFPS_PG_171265 |  | Not Affected | Not Affected | Not Affected | Not Affected | Not Affected | Not Affected | Not Affected | Not Affected | Not Affected | Not Affected | Not Affected | Not Affected | Not Affected | Not Affected | Not Affected | Not Affected | Not Affected | Not Affected | Not Affected | Not Affected | Not Affected | 0 | 0 | 0 | 0 | 21 | Polygon
Critical Infrastructure | Stormwater Treatment Facilities and Pump Stations | Stormwater Ponds - NHD |  | STFPS_PG_171266 |  | Not Affected | Not Affected | Not Affected | Not Affected | Not Affected | Not Affected | Not Affected | Not Affected | Not Affected | Not Affected | Not Affected | Not Affected | Not Affected | Not Affected | Not Affected | Not Affected | Not Affected | Not Affected | Not Affected | Not Affected | Not Affected | 0 | 0 | 0 | 0 | 21 | Polygon
Critical Infrastructure | Stormwater Treatment Facilities and Pump Stations | Stormwater Ponds - NHD |  | STFPS_PG_171267 |  | Not Affected | Not Affected | Not Affected | Not Affected | Not Affected | Not Affected | Not Affected | Not Affected | Not Affected | Not Affected | Not Affected | Not Affected | Not Affected | Not Affected | Not Affected | Not Affected | Not Affected | Not Affected | Not Affected | Not Affected | Not Affected | 0 | 0 | 0 | 0 | 21 | Polygon
Critical Infrastructure | Stormwater Treatment Facilities and Pump Stations | Stormwater Ponds - NHD |  | STFPS_PG_171268 |  | Not Affected | Not Affected | Not Affected | Not Affected | Not Affected | Not Affected | Not Affected | Not Affected | Not Affected | Not Affected | Not Affected | Not Affected | Not Affected | Not Affected | Not Affected | Not Affected | Not Affected | Not Affected | Not Affected | Not Affected | Not Affected | 0 | 0 | 0 | 0 | 21 | Polygon
Critical Infrastructure | Stormwater Treatment Facilities and Pump Stations | Stormwater Ponds - NHD |  | STFPS_PG_171269 |  | Not Affected | Not Affected | Not Affected | Not Affected | Not Affected | Not Affected | Not Affected | Not Affected | Not Affected | Not Affected | Not Affected | Not Affected | Not Affected | Not Affected | Not Affected | Not Affected | Not Affected | Not Affected | Not Affected | Not Affected | Not Affected | 0 | 0 | 0 | 0 | 21 | Polygon
Critical Infrastructure | Stormwater Treatment Facilities and Pump Stations | Stormwater Ponds - NHD |  | STFPS_PG_171270 |  | Not Affected | Not Affected | Not Affected | Not Affected | Not Affected | Not Affected | Not Affected | Not Affected | Not Affected | Not Affected | Not Affected | Not Affected | Not Affected | Not Affected | Not Affected | Not Affected | Not Affected | Not Affected | Not Affected | Not Affected | Not Affected | 0 | 0 | 0 | 0 | 21 | Polygon
Critical Infrastructure | Stormwater Treatment Facilities and Pump Stations | Stormwater Ponds - NHD |  | STFPS_PG_171271 |  | Not Affected | Not Affected | Not Affected | Not Affected | Not Affected | Not Affected | Not Affected | Not Affected | Not Affected | Not Affected | Not Affected | Not Affected | Not Affected | Not Affected | Not Affected | Not Affected | Not Affected | Not Affected | Not Affected | Not Affected | Not Affected | 0 | 0 | 0 | 0 | 21 | Polygon
Critical Infrastructure | Stormwater Treatment Facilities and Pump Stations | Stormwater Ponds - NHD |  | STFPS_PG_171272 |  | Not Affected | Not Affected | Not Affected | Not Affected | Not Affected | Not Affected | Not Affected | Not Affected | Not Affected | Not Affected | Not Affected | Not Affected | Not Affected | Not Affected | Not Affected | Not Affected | Not Affected | Not Affected | Not Affected | Not Affected | Not Affected | 0 | 0 | 0 | 0 | 21 | Polygon
Critical Infrastructure | Stormwater Treatment Facilities and Pump Stations | Stormwater Ponds - NHD |  | STFPS_PG_171273 |  | Not Affected | Not Affected | Not Affected | Not Affected | Not Affected | Not Affected | Not Affected | Not Affected | Not Affected | Not Affected | Not Affected | Not Affected | Not Affected | Not Affected | Not Affected | Not Affected | Not Affected | Not Affected | Not Affected | Not Affected | Not Affected | 0 | 0 | 0 | 0 | 21 | Polygon
Critical Infrastructure | Stormwater Treatment Facilities and Pump Stations | Stormwater Ponds - NHD |  | STFPS_PG_171274 |  | Not Affected | Not Affected | Not Affected | Not Affected | Not Affected | Not Affected | Not Affected | Not Affected | Not Affected | Not Affected | Not Affected | Not Affected | Not Affected | Not Affected | Not Affected | Not Affected | Not Affected | Not Affected | Not Affected | Not Affected | Not Affected | 0 | 0 | 0 | 0 | 21 | Polygon
Critical Infrastructure | Stormwater Treatment Facilities and Pump Stations | Stormwater Ponds - NHD |  | STFPS_PG_171275 |  | Not Affected | Not Affected | Not Affected | Not Affected | Not Affected | Not Affected | Not Affected | Not Affected | Not Affected | Not Affected | Not Affected | Not Affected | Not Affected | Not Affected | Not Affected | Not Affected | Not Affected | Not Affected | Not Affected | Not Affected | Not Affected | 0 | 0 | 0 | 0 | 21 | Polygon
Critical Infrastructure | Stormwater Treatment Facilities and Pump Stations | Stormwater Ponds - NHD |  | STFPS_PG_171276 |  | Not Affected | Not Affected | Not Affected | Not Affected | Not Affected | Not Affected | Not Affected | Not Affected | Not Affected | Not Affected | Not Affected | Not Affected | Not Affected | Not Affected | Not Affected | Not Affected | Not Affected | Not Affected | Not Affected | Not Affected | Not Affected | 0 | 0 | 0 | 0 | 21 | Polygon
Critical Infrastructure | Stormwater Treatment Facilities and Pump Stations | Stormwater Ponds - NHD |  | STFPS_PG_171277 |  | Not Affected | Not Affected | Not Affected | Not Affected | Not Affected | Not Affected | Not Affected | Not Affected | Not Affected | Not Affected | Not Affected | Not Affected | Not Affected | Not Affected | Not Affected | Not Affected | Not Affected | Not Affected | Not Affected | Not Affected | Not Affected | 0 | 0 | 0 | 0 | 21 | Polygon
Critical Infrastructure | Stormwater Treatment Facilities and Pump Stations | Stormwater Ponds - NHD |  | STFPS_PG_171278 |  | Not Affected | Not Affected | Not Affected | Not Affected | Not Affected | Not Affected | Not Affected | Not Affected | Not Affected | Not Affected | Not Affected | Not Affected | Not Affected | Not Affected | Not Affected | Not Affected | Not Affected | Not Affected | Not Affected | Not Affected | Not Affected | 0 | 0 | 0 | 0 | 21 | Polygon
Critical Infrastructure | Stormwater Treatment Facilities and Pump Stations | Stormwater Ponds - NHD |  | STFPS_PG_171279 |  | Not Affected | Not Affected | Not Affected | Not Affected | Not Affected | Not Affected | Not Affected | Not Affected | Not Affected | Not Affected | Not Affected | Not Affected | Not Affected | Not Affected | Not Affected | Not Affected | Not Affected | Not Affected | Not Affected | Not Affected | Not Affected | 0 | 0 | 0 | 0 | 21 | Polygon
Critical Infrastructure | Stormwater Treatment Facilities and Pump Stations | Stormwater Ponds - NHD |  | STFPS_PG_171280 |  | Not Affected | Not Affected | Not Affected | Not Affected | Not Affected | Not Affected | Not Affected | Not Affected | Not Affected | Not Affected | Not Affected | Not Affected | Not Affected | Not Affected | Not Affected | Not Affected | Not Affected | Not Affected | Not Affected | Not Affected | Not Affected | 0 | 0 | 0 | 0 | 21 | Polygon
Critical Infrastructure | Stormwater Treatment Facilities and Pump Stations | Stormwater Ponds - NHD |  | STFPS_PG_171281 |  | Not Affected | Not Affected | Not Affected | Not Affected | Not Affected | Not Affected | Not Affected | Not Affected | Not Affected | Not Affected | Not Affected | Not Affected | Not Affected | Not Affected | Not Affected | Not Affected | Not Affected | Not Affected | Not Affected | Not Affected | Not Affected | 0 | 0 | 0 | 0 | 21 | Polygon
Critical Infrastructure | Stormwater Treatment Facilities and Pump Stations | Stormwater Ponds - NHD |  | STFPS_PG_171282 |  | Not Affected | Not Affected | Not Affected | Not Affected | Not Affected | Not Affected | Not Affected | Not Affected | Not Affected | Not Affected | Not Affected | Not Affected | Not Affected | Not Affected | Not Affected | Not Affected | Not Affected | Not Affected | Not Affected | Not Affected | Not Affected | 0 | 0 | 0 | 0 | 21 | Polygon
Critical Infrastructure | Stormwater Treatment Facilities and Pump Stations | Stormwater Ponds - NHD |  | STFPS_PG_171283 |  | Not Affected | Not Affected | Not Affected | Not Affected | Not Affected | Not Affected | Not Affected | Not Affected | Not Affected | Not Affected | Not Affected | Not Affected | Not Affected | Not Affected | Not Affected | Not Affected | Not Affected | Not Affected | Not Affected | Not Affected | Not Affected | 0 | 0 | 0 | 0 | 21 | Polygon
Critical Infrastructure | Stormwater Treatment Facilities and Pump Stations | Stormwater Ponds - NHD |  | STFPS_PG_171284 |  | Not Affected | Not Affected | Not Affected | Not Affected | Not Affected | Not Affected | Not Affected | Not Affected | Not Affected | Not Affected | Not Affected | Not Affected | Not Affected | Not Affected | Not Affected | Not Affected | Not Affected | Not Affected | Not Affected | Not Affected | Not Affected | 0 | 0 | 0 | 0 | 21 | Polygon
Critical Infrastructure | Stormwater Treatment Facilities and Pump Stations | Stormwater Ponds - NHD |  | STFPS_PG_171285 |  | Not Affected | Not Affected | Not Affected | Not Affected | Not Affected | Not Affected | Not Affected | Not Affected | Not Affected | Not Affected | Not Affected | Not Affected | Not Affected | Not Affected | Not Affected | Not Affected | Not Affected | Not Affected | Not Affected | Not Affected | Not Affected | 0 | 0 | 0 | 0 | 21 | Polygon
Critical Infrastructure | Stormwater Treatment Facilities and Pump Stations | Stormwater Ponds - NHD |  | STFPS_PG_171286 |  | Not Affected | Not Affected | Not Affected | Not Affected | Not Affected | Not Affected | Not Affected | Not Affected | Not Affected | Not Affected | Not Affected | Not Affected | Not Affected | Not Affected | Not Affected | Not Affected | Not Affected | Not Affected | Not Affected | Not Affected | Not Affected | 0 | 0 | 0 | 0 | 21 | Polygon
Critical Infrastructure | Stormwater Treatment Facilities and Pump Stations | Stormwater Ponds - NHD |  | STFPS_PG_171287 |  | Not Affected | Not Affected | Not Affected | Not Affected | Not Affected | Not Affected | Not Affected | Not Affected | Not Affected | Not Affected | Not Affected | Not Affected | Not Affected | Not Affected | Not Affected | Not Affected | Not Affected | Not Affected | Not Affected | Not Affected | Not Affected | 0 | 0 | 0 | 0 | 21 | Polygon
Critical Infrastructure | Stormwater Treatment Facilities and Pump Stations | Stormwater Ponds - NHD |  | STFPS_PG_171288 |  | Not Affected | Not Affected | Not Affected | Not Affected | Not Affected | Not Affected | Not Affected | Not Affected | Not Affected | Not Affected | Not Affected | Not Affected | Not Affected | Not Affected | Not Affected | Not Affected | Not Affected | Not Affected | Not Affected | Not Affected | Not Affected | 0 | 0 | 0 | 0 | 21 | Polygon
Critical Infrastructure | Stormwater Treatment Facilities and Pump Stations | Stormwater Ponds - NHD |  | STFPS_PG_171289 |  | Not Affected | Not Affected | Not Affected | Not Affected | Not Affected | Not Affected | Not Affected | Not Affected | Not Affected | Not Affected | Not Affected | Not Affected | Not Affected | Not Affected | Not Affected | Not Affected | Not Affected | Not Affected | Not Affected | Not Affected | Not Affected | 0 | 0 | 0 | 0 | 21 | Polygon
Critical Infrastructure | Stormwater Treatment Facilities and Pump Stations | Stormwater Ponds - NHD |  | STFPS_PG_171290 |  | Not Affected | Not Affected | Not Affected | Not Affected | Not Affected | Not Affected | Not Affected | Not Affected | Not Affected | Not Affected | Not Affected | Not Affected | Not Affected | Not Affected | Not Affected | Not Affected | Not Affected | Not Affected | Not Affected | Not Affected | Not Affected | 0 | 0 | 0 | 0 | 21 | Polygon
Critical Infrastructure | Stormwater Treatment Facilities and Pump Stations | Stormwater Ponds - NHD |  | STFPS_PG_171291 |  | Not Affected | Not Affected | Not Affected | Not Affected | Not Affected | Not Affected | Not Affected | Not Affected | Not Affected | Not Affected | Not Affected | Not Affected | Not Affected | Not Affected | Not Affected | Not Affected | Not Affected | Not Affected | Not Affected | Not Affected | Not Affected | 0 | 0 | 0 | 0 | 21 | Polygon
Critical Infrastructure | Stormwater Treatment Facilities and Pump Stations | Stormwater Ponds - NHD |  | STFPS_PG_171292 |  | Not Affected | Not Affected | Not Affected | Not Affected | Not Affected | Not Affected | Not Affected | Not Affected | Not Affected | Not Affected | Not Affected | Not Affected | Not Affected | Not Affected | Not Affected | Not Affected | Not Affected | Not Affected | Not Affected | Not Affected | Not Affected | 0 | 0 | 0 | 0 | 21 | Polygon
Critical Infrastructure | Stormwater Treatment Facilities and Pump Stations | Stormwater Ponds - NHD |  | STFPS_PG_171293 |  | Not Affected | Not Affected | Not Affected | Not Affected | Not Affected | Not Affected | Not Affected | Not Affected | Not Affected | Not Affected | Not Affected | Not Affected | Not Affected | Not Affected | Not Affected | Not Affected | Not Affected | Not Affected | Not Affected | Not Affected | Not Affected | 0 | 0 | 0 | 0 | 21 | Polygon
Critical Infrastructure | Stormwater Treatment Facilities and Pump Stations | Stormwater Ponds - NHD |  | STFPS_PG_171296 |  | Not Affected | Not Affected | Not Affected | Not Affected | Not Affected | Not Affected | Not Affected | Not Affected | Not Affected | Not Affected | Not Affected | Not Affected | Not Affected | Not Affected | Not Affected | Not Affected | Not Affected | Not Affected | Not Affected | Not Affected | Not Affected | 0 | 0 | 0 | 0 | 21 | Polygon
Critical Infrastructure | Stormwater Treatment Facilities and Pump Stations | Stormwater Ponds - NHD |  | STFPS_PG_171297 |  | Not Affected | Not Affected | Not Affected | Not Affected | Not Affected | Not Affected | Not Affected | Not Affected | Not Affected | Not Affected | Not Affected | Not Affected | Not Affected | Not Affected | Not Affected | Not Affected | Not Affected | Not Affected | Not Affected | Not Affected | Not Affected | 0 | 0 | 0 | 0 | 21 | Polygon
Critical Infrastructure | Stormwater Treatment Facilities and Pump Stations | Stormwater Ponds - NHD |  | STFPS_PG_171299 |  | Not Affected | Not Affected | Not Affected | Not Affected | Not Affected | Not Affected | Not Affected | Not Affected | Not Affected | Not Affected | Not Affected | Not Affected | Not Affected | Not Affected | Not Affected | Not Affected | Not Affected | Not Affected | Not Affected | Not Affected | Not Affected | 0 | 0 | 0 | 0 | 21 | Polygon
Critical Infrastructure | Stormwater Treatment Facilities and Pump Stations | Stormwater Ponds - NHD |  | STFPS_PG_171300 |  | Not Affected | Not Affected | Not Affected | Not Affected | Not Affected | Not Affected | Not Affected | Not Affected | Not Affected | Not Affected | Not Affected | Not Affected | Not Affected | Not Affected | Not Affected | Not Affected | Not Affected | Not Affected | Not Affected | Not Affected | Not Affected | 0 | 0 | 0 | 0 | 21 | Polygon
Critical Infrastructure | Stormwater Treatment Facilities and Pump Stations | Stormwater Ponds - NHD |  | STFPS_PG_171333 |  | Not Affected | Not Affected | Not Affected | Not Affected | Not Affected | Not Affected | Not Affected | Not Affected | Not Affected | Not Affected | Not Affected | Not Affected | Not Affected | Not Affected | Not Affected | Not Affected | Not Affected | Not Affected | Not Affected | Not Affected | Not Affected | 0 | 0 | 0 | 0 | 21 | Polygon
Critical Infrastructure | Stormwater Treatment Facilities and Pump Stations | Stormwater Ponds - NHD |  | STFPS_PG_171334 |  | Not Affected | Not Affected | Not Affected | Not Affected | Not Affected | Not Affected | Not Affected | Not Affected | Not Affected | Not Affected | Not Affected | Not Affected | Not Affected | Not Affected | Not Affected | Not Affected | Not Affected | Not Affected | Not Affected | Not Affected | Not Affected | 0 | 0 | 0 | 0 | 21 | Polygon
Critical Infrastructure | Stormwater Treatment Facilities and Pump Stations | Stormwater Ponds - NHD |  | STFPS_PG_171336 |  | Not Affected | Not Affected | Not Affected | Not Affected | Not Affected | Not Affected | Not Affected | Not Affected | Not Affected | Not Affected | Not Affected | Not Affected | Not Affected | Not Affected | Not Affected | Not Affected | Not Affected | Not Affected | Not Affected | Not Affected | Not Affected | 0 | 0 | 0 | 0 | 21 | Polygon
Critical Infrastructure | Stormwater Treatment Facilities and Pump Stations | Stormwater Ponds - NHD |  | STFPS_PG_171584 |  | Not Affected | Not Affected | Not Affected | Not Affected | Not Affected | Not Affected | Not Affected | Not Affected | Not Affected | Not Affected | Not Affected | Not Affected | Not Affected | Not Affected | Not Affected | Not Affected | Not Affected | Not Affected | Not Affected | Not Affected | Not Affected | 0 | 0 | 0 | 0 | 21 | Polygon
Critical Infrastructure | Stormwater Treatment Facilities and Pump Stations | Stormwater Ponds - NHD |  | STFPS_PG_171664 |  | Not Affected | Not Affected | Not Affected | Not Affected | Not Affected | Not Affected | Not Affected | Not Affected | Not Affected | Not Affected | Not Affected | Not Affected | Not Affected | Not Affected | Not Affected | Not Affected | Not Affected | Not Affected | Not Affected | Not Affected | Not Affected | 0 | 0 | 0 | 0 | 21 | Polygon
Critical Infrastructure | Stormwater Treatment Facilities and Pump Stations | Stormwater Ponds - NHD |  | STFPS_PG_171675 |  | Not Affected | Not Affected | Not Affected | Not Affected | Not Affected | Not Affected | Not Affected | Not Affected | Not Affected | Not Affected | Not Affected | Not Affected | Not Affected | Not Affected | Not Affected | Not Affected | Not Affected | Not Affected | Not Affected | Not Affected | Not Affected | 0 | 0 | 0 | 0 | 21 | Polygon
Critical Infrastructure | Stormwater Treatment Facilities and Pump Stations | Stormwater Ponds - NHD |  | STFPS_PG_171684 |  | Not Affected | Not Affected | Not Affected | Not Affected | Not Affected | Not Affected | Not Affected | Not Affected | Not Affected | Not Affected | Not Affected | Not Affected | Not Affected | Not Affected | Not Affected | Not Affected | Not Affected | Not Affected | Not Affected | Not Affected | Not Affected | 0 | 0 | 0 | 0 | 21 | Polygon
Critical Infrastructure | Stormwater Treatment Facilities and Pump Stations | Stormwater Ponds - NHD |  | STFPS_PG_171687 |  | Not Affected | Not Affected | Not Affected | Not Affected | Not Affected | Not Affected | Not Affected | Not Affected | Not Affected | Not Affected | Not Affected | Not Affected | Not Affected | Not Affected | Not Affected | Not Affected | Not Affected | Not Affected | Not Affected | Not Affected | Not Affected | 0 | 0 | 0 | 0 | 21 | Polygon
Critical Infrastructure | Stormwater Treatment Facilities and Pump Stations | Stormwater Ponds - NHD |  | STFPS_PG_171689 |  | Not Affected | Not Affected | Not Affected | Not Affected | Not Affected | Not Affected | Not Affected | Not Affected | Not Affected | Not Affected | Not Affected | Not Affected | Not Affected | Not Affected | Not Affected | Not Affected | Not Affected | Not Affected | Not Affected | Not Affected | Not Affected | 0 | 0 | 0 | 0 | 21 | Polygon
Critical Infrastructure | Stormwater Treatment Facilities and Pump Stations | Stormwater Ponds - NHD |  | STFPS_PG_171691 |  | Not Affected | Not Affected | Not Affected | Not Affected | Not Affected | Not Affected | Not Affected | Not Affected | Not Affected | Not Affected | Not Affected | Not Affected | Not Affected | Not Affected | Not Affected | Not Affected | Not Affected | Not Affected | Not Affected | Not Affected | Not Affected | 0 | 0 | 0 | 0 | 21 | Polygon
Critical Infrastructure | Stormwater Treatment Facilities and Pump Stations | Stormwater Ponds - NHD |  | STFPS_PG_171694 |  | Not Affected | Not Affected | Not Affected | Not Affected | Not Affected | Not Affected | Not Affected | Not Affected | Not Affected | Not Affected | Not Affected | Not Affected | Not Affected | Not Affected | Not Affected | Not Affected | Not Affected | Not Affected | Not Affected | Not Affected | Not Affected | 0 | 0 | 0 | 0 | 21 | Polygon
Critical Infrastructure | Stormwater Treatment Facilities and Pump Stations | Stormwater Ponds - NHD |  | STFPS_PG_171696 |  | Not Affected | Not Affected | Not Affected | Not Affected | Not Affected | Not Affected | Not Affected | Not Affected | Not Affected | Not Affected | Not Affected | Not Affected | Not Affected | Not Affected | Not Affected | Not Affected | Not Affected | Not Affected | Not Affected | Not Affected | Not Affected | 0 | 0 | 0 | 0 | 21 | Polygon
Critical Infrastructure | Stormwater Treatment Facilities and Pump Stations | Stormwater Ponds - NHD |  | STFPS_PG_171698 |  | Not Affected | Not Affected | Not Affected | Not Affected | Not Affected | Not Affected | Not Affected | Not Affected | Not Affected | Not Affected | Not Affected | Not Affected | Not Affected | Not Affected | Not Affected | Not Affected | Not Affected | Not Affected | Not Affected | Not Affected | Not Affected | 0 | 0 | 0 | 0 | 21 | Polygon
Critical Infrastructure | Stormwater Treatment Facilities and Pump Stations | Stormwater Ponds - NHD |  | STFPS_PG_171704 |  | Not Affected | Not Affected | Not Affected | Not Affected | Not Affected | Not Affected | Not Affected | Not Affected | Not Affected | Not Affected | Not Affected | Not Affected | Not Affected | Not Affected | Not Affected | Not Affected | Not Affected | Not Affected | Not Affected | Not Affected | Not Affected | 0 | 0 | 0 | 0 | 21 | Polygon
Critical Infrastructure | Stormwater Treatment Facilities and Pump Stations | Stormwater Ponds - NHD |  | STFPS_PG_171705 |  | Not Affected | Not Affected | Not Affected | Not Affected | Not Affected | Not Affected | Not Affected | Not Affected | Not Affected | Not Affected | Not Affected | Not Affected | Not Affected | Not Affected | Not Affected | Not Affected | Not Affected | Not Affected | Not Affected | Not Affected | Not Affected | 0 | 0 | 0 | 0 | 21 | Polygon
Critical Infrastructure | Stormwater Treatment Facilities and Pump Stations | Stormwater Ponds - NHD |  | STFPS_PG_171706 |  | Not Affected | Not Affected | Not Affected | Not Affected | Not Affected | Not Affected | Not Affected | Not Affected | Not Affected | Not Affected | Not Affected | Not Affected | Not Affected | Not Affected | Not Affected | Not Affected | Not Affected | Not Affected | Not Affected | Not Affected | Not Affected | 0 | 0 | 0 | 0 | 21 | Polygon
Critical Infrastructure | Stormwater Treatment Facilities and Pump Stations | Stormwater Ponds - NHD |  | STFPS_PG_171707 |  | Not Affected | Not Affected | Not Affected | Not Affected | Not Affected | Not Affected | Not Affected | Not Affected | Not Affected | Not Affected | Not Affected | Not Affected | Not Affected | Not Affected | Not Affected | Not Affected | Not Affected | Not Affected | Not Affected | Not Affected | Not Affected | 0 | 0 | 0 | 0 | 21 | Polygon
Critical Infrastructure | Stormwater Treatment Facilities and Pump Stations | Stormwater Ponds - NHD |  | STFPS_PG_171708 |  | Not Affected | Not Affected | Not Affected | Not Affected | Not Affected | Not Affected | Not Affected | Not Affected | Not Affected | Not Affected | Not Affected | Not Affected | Not Affected | Not Affected | Not Affected | Not Affected | Not Affected | Not Affected | Not Affected | Not Affected | Not Affected | 0 | 0 | 0 | 0 | 21 | Polygon
Critical Infrastructure | Stormwater Treatment Facilities and Pump Stations | Stormwater Ponds - NHD |  | STFPS_PG_171720 |  | Not Affected | Not Affected | Not Affected | Not Affected | Not Affected | Not Affected | Not Affected | Not Affected | Not Affected | Not Affected | Not Affected | Not Affected | Not Affected | Not Affected | Not Affected | Not Affected | Not Affected | Not Affected | Not Affected | Not Affected | Not Affected | 0 | 0 | 0 | 0 | 21 | Polygon
Critical Infrastructure | Stormwater Treatment Facilities and Pump Stations | Stormwater Ponds - NHD |  | STFPS_PG_171728 |  | Not Affected | Not Affected | Not Affected | Not Affected | Not Affected | Not Affected | Not Affected | Not Affected | Not Affected | Not Affected | Not Affected | Not Affected | Not Affected | Not Affected | Not Affected | Not Affected | Not Affected | Not Affected | Not Affected | Not Affected | Not Affected | 0 | 0 | 0 | 0 | 21 | Polygon
Critical Infrastructure | Stormwater Treatment Facilities and Pump Stations | Stormwater Ponds - NHD |  | STFPS_PG_171730 |  | Not Affected | Not Affected | Not Affected | Not Affected | Not Affected | Not Affected | Not Affected | Not Affected | Not Affected | Not Affected | Not Affected | Not Affected | Not Affected | Not Affected | Not Affected | Not Affected | Not Affected | Not Affected | Not Affected | Not Affected | Not Affected | 0 | 0 | 0 | 0 | 21 | Polygon
Critical Infrastructure | Stormwater Treatment Facilities and Pump Stations | Stormwater Ponds - NHD |  | STFPS_PG_171742 |  | Not Affected | Not Affected | Not Affected | Not Affected | Not Affected | Not Affected | Not Affected | Not Affected | Not Affected | Not Affected | Not Affected | Not Affected | Not Affected | Not Affected | Not Affected | Not Affected | Not Affected | Not Affected | Not Affected | Not Affected | Not Affected | 0 | 0 | 0 | 0 | 21 | Polygon
Critical Infrastructure | Stormwater Treatment Facilities and Pump Stations | Stormwater Ponds - NHD |  | STFPS_PG_171745 |  | Not Affected | Not Affected | Not Affected | Not Affected | Not Affected | Not Affected | Not Affected | Not Affected | Not Affected | Not Affected | Not Affected | Not Affected | Not Affected | Not Affected | Not Affected | Not Affected | Not Affected | Not Affected | Not Affected | Not Affected | Not Affected | 0 | 0 | 0 | 0 | 21 | Polygon
Critical Infrastructure | Stormwater Treatment Facilities and Pump Stations | Stormwater Ponds - NHD |  | STFPS_PG_171749 |  | Not Affected | Not Affected | Not Affected | Not Affected | Not Affected | Not Affected | Not Affected | Not Affected | Not Affected | Not Affected | Not Affected | Not Affected | Not Affected | Not Affected | Not Affected | Not Affected | Not Affected | Not Affected | Not Affected | Not Affected | Not Affected | 0 | 0 | 0 | 0 | 21 | Polygon
Critical Infrastructure | Stormwater Treatment Facilities and Pump Stations | Stormwater Ponds - NHD |  | STFPS_PG_171805 |  | Not Affected | Not Affected | Not Affected | Not Affected | Not Affected | Not Affected | Not Affected | Not Affected | Not Affected | Not Affected | Not Affected | Not Affected | Not Affected | Not Affected | Not Affected | Not Affected | Not Affected | Not Affected | Not Affected | Not Affected | Not Affected | 0 | 0 | 0 | 0 | 21 | Polygon
Critical Infrastructure | Stormwater Treatment Facilities and Pump Stations | Stormwater Ponds - NHD |  | STFPS_PG_171814 |  | Not Affected | Not Affected | Not Affected | Not Affected | Not Affected | Not Affected | Not Affected | Not Affected | Not Affected | Not Affected | Not Affected | Not Affected | Not Affected | Not Affected | Not Affected | Not Affected | Not Affected | Not Affected | Not Affected | Not Affected | Not Affected | 0 | 0 | 0 | 0 | 21 | Polygon
Critical Infrastructure | Stormwater Treatment Facilities and Pump Stations | Stormwater Ponds - NHD |  | STFPS_PG_171820 |  | Not Affected | Not Affected | Not Affected | Not Affected | Not Affected | Not Affected | Not Affected | Not Affected | Not Affected | Not Affected | Not Affected | Not Affected | Not Affected | Not Affected | Not Affected | Not Affected | Not Affected | Not Affected | Not Affected | Not Affected | Not Affected | 0 | 0 | 0 | 0 | 21 | Polygon
Critical Infrastructure | Stormwater Treatment Facilities and Pump Stations | Stormwater Ponds - NHD |  | STFPS_PG_171822 |  | Not Affected | Not Affected | Not Affected | Not Affected | Not Affected | Not Affected | Not Affected | Not Affected | Not Affected | Not Affected | Not Affected | Not Affected | Not Affected | Not Affected | Not Affected | Not Affected | Not Affected | Not Affected | Not Affected | Not Affected | Not Affected | 0 | 0 | 0 | 0 | 21 | Polygon
Critical Infrastructure | Stormwater Treatment Facilities and Pump Stations | Stormwater Ponds - NHD |  | STFPS_PG_171823 |  | Not Affected | Not Affected | Not Affected | Not Affected | Not Affected | Not Affected | Not Affected | Not Affected | Not Affected | Not Affected | Not Affected | Not Affected | Not Affected | Not Affected | Not Affected | Not Affected | Not Affected | Not Affected | Not Affected | Not Affected | Not Affected | 0 | 0 | 0 | 0 | 21 | Polygon
Critical Infrastructure | Stormwater Treatment Facilities and Pump Stations | Stormwater Ponds - NHD |  | STFPS_PG_171824 |  | Not Affected | Not Affected | Not Affected | Not Affected | Not Affected | Not Affected | Not Affected | Not Affected | Not Affected | Not Affected | Not Affected | Not Affected | Not Affected | Not Affected | Not Affected | Not Affected | Not Affected | Not Affected | Not Affected | Not Affected | Not Affected | 0 | 0 | 0 | 0 | 21 | Polygon
Critical Infrastructure | Stormwater Treatment Facilities and Pump Stations | Stormwater Ponds - NHD |  | STFPS_PG_171826 |  | Not Affected | Not Affected | Not Affected | Not Affected | Not Affected | Not Affected | Not Affected | Not Affected | Not Affected | Not Affected | Not Affected | Not Affected | Not Affected | Not Affected | Not Affected | Not Affected | Not Affected | Not Affected | Not Affected | Not Affected | Not Affected | 0 | 0 | 0 | 0 | 21 | Polygon
Critical Infrastructure | Stormwater Treatment Facilities and Pump Stations | Stormwater Ponds - NHD |  | STFPS_PG_171827 |  | Not Affected | Not Affected | Not Affected | Not Affected | Not Affected | Not Affected | Not Affected | Not Affected | Not Affected | Not Affected | Not Affected | Not Affected | Not Affected | Not Affected | Not Affected | Not Affected | Not Affected | Not Affected | Not Affected | Not Affected | Not Affected | 0 | 0 | 0 | 0 | 21 | Polygon
Critical Infrastructure | Stormwater Treatment Facilities and Pump Stations | Stormwater Ponds - NHD |  | STFPS_PG_171831 |  | Not Affected | Not Affected | Not Affected | Not Affected | Not Affected | Not Affected | Not Affected | Not Affected | Not Affected | Not Affected | Not Affected | Not Affected | Not Affected | Not Affected | Not Affected | Not Affected | Not Affected | Not Affected | Not Affected | Not Affected | Not Affected | 0 | 0 | 0 | 0 | 21 | Polygon
Critical Infrastructure | Stormwater Treatment Facilities and Pump Stations | Stormwater Ponds - NHD |  | STFPS_PG_171832 |  | Not Affected | Not Affected | Not Affected | Not Affected | Not Affected | Not Affected | Not Affected | Not Affected | Not Affected | Not Affected | Not Affected | Not Affected | Not Affected | Not Affected | Not Affected | Not Affected | Not Affected | Not Affected | Not Affected | Not Affected | Not Affected | 0 | 0 | 0 | 0 | 21 | Polygon
Critical Infrastructure | Stormwater Treatment Facilities and Pump Stations | Stormwater Ponds - NHD |  | STFPS_PG_171837 |  | Not Affected | Not Affected | Not Affected | Not Affected | Not Affected | Not Affected | Not Affected | Not Affected | Not Affected | Not Affected | Not Affected | Not Affected | Not Affected | Not Affected | Not Affected | Not Affected | Not Affected | Not Affected | Not Affected | Not Affected | Not Affected | 0 | 0 | 0 | 0 | 21 | Polygon
Critical Infrastructure | Stormwater Treatment Facilities and Pump Stations | Stormwater Ponds - NHD |  | STFPS_PG_171838 |  | Not Affected | Not Affected | Not Affected | Not Affected | Not Affected | Not Affected | Not Affected | Not Affected | Not Affected | Not Affected | Not Affected | Not Affected | Not Affected | Not Affected | Not Affected | Not Affected | Not Affected | Not Affected | Not Affected | Not Affected | Not Affected | 0 | 0 | 0 | 0 | 21 | Polygon
Critical Infrastructure | Stormwater Treatment Facilities and Pump Stations | Stormwater Ponds - NHD |  | STFPS_PG_171840 |  | Not Affected | Not Affected | Not Affected | Not Affected | Not Affected | Not Affected | Not Affected | Not Affected | Not Affected | Not Affected | Not Affected | Not Affected | Not Affected | Not Affected | Not Affected | Not Affected | Not Affected | Not Affected | Not Affected | Not Affected | Not Affected | 0 | 0 | 0 | 0 | 21 | Polygon
Critical Infrastructure | Stormwater Treatment Facilities and Pump Stations | Stormwater Ponds - NHD |  | STFPS_PG_171842 |  | Not Affected | Not Affected | Not Affected | Not Affected | Not Affected | Not Affected | Not Affected | Not Affected | Not Affected | Not Affected | Not Affected | Not Affected | Not Affected | Not Affected | Not Affected | Not Affected | Not Affected | Not Affected | Not Affected | Not Affected | Not Affected | 0 | 0 | 0 | 0 | 21 | Polygon
Critical Infrastructure | Stormwater Treatment Facilities and Pump Stations | Stormwater Ponds - NHD |  | STFPS_PG_171844 |  | Not Affected | Not Affected | Not Affected | Not Affected | Not Affected | Not Affected | Not Affected | Not Affected | Not Affected | Not Affected | Not Affected | Not Affected | Not Affected | Not Affected | Not Affected | Not Affected | Not Affected | Not Affected | Not Affected | Not Affected | Not Affected | 0 | 0 | 0 | 0 | 21 | Polygon
Critical Infrastructure | Stormwater Treatment Facilities and Pump Stations | Stormwater Ponds - NHD |  | STFPS_PG_171849 |  | Not Affected | Not Affected | Not Affected | Not Affected | Not Affected | Not Affected | Not Affected | Not Affected | Not Affected | Not Affected | Not Affected | Not Affected | Not Affected | Not Affected | Not Affected | Not Affected | Not Affected | Not Affected | Not Affected | Not Affected | Not Affected | 0 | 0 | 0 | 0 | 21 | Polygon
Critical Infrastructure | Stormwater Treatment Facilities and Pump Stations | Stormwater Ponds - NHD |  | STFPS_PG_171850 |  | Not Affected | Not Affected | Not Affected | Not Affected | Not Affected | Not Affected | Not Affected | Not Affected | Not Affected | Not Affected | Not Affected | Not Affected | Not Affected | Not Affected | Not Affected | Not Affected | Not Affected | Not Affected | Not Affected | Not Affected | Not Affected | 0 | 0 | 0 | 0 | 21 | Polygon
Critical Infrastructure | Stormwater Treatment Facilities and Pump Stations | Stormwater Ponds - NHD |  | STFPS_PG_171853 |  | Not Affected | Not Affected | Not Affected | Not Affected | Not Affected | Not Affected | Not Affected | Not Affected | Not Affected | Not Affected | Not Affected | Not Affected | Not Affected | Not Affected | Not Affected | Not Affected | Not Affected | Not Affected | Not Affected | Not Affected | Not Affected | 0 | 0 | 0 | 0 | 21 | Polygon
Critical Infrastructure | Stormwater Treatment Facilities and Pump Stations | Stormwater Ponds - NHD |  | STFPS_PG_171854 |  | Not Affected | Not Affected | Not Affected | Not Affected | Not Affected | Not Affected | Not Affected | Not Affected | Not Affected | Not Affected | Not Affected | Not Affected | Not Affected | Not Affected | Not Affected | Not Affected | Not Affected | Not Affected | Not Affected | Not Affected | Not Affected | 0 | 0 | 0 | 0 | 21 | Polygon
Critical Infrastructure | Stormwater Treatment Facilities and Pump Stations | Stormwater Ponds - NHD |  | STFPS_PG_171855 |  | Not Affected | Not Affected | Not Affected | Not Affected | Not Affected | Not Affected | Not Affected | Not Affected | Not Affected | Not Affected | Not Affected | Not Affected | Not Affected | Not Affected | Not Affected | Not Affected | Not Affected | Not Affected | Not Affected | Not Affected | Not Affected | 0 | 0 | 0 | 0 | 21 | Polygon
Critical Infrastructure | Stormwater Treatment Facilities and Pump Stations | Stormwater Ponds - NHD |  | STFPS_PG_171856 |  | Not Affected | Not Affected | Not Affected | Not Affected | Not Affected | Not Affected | Not Affected | Not Affected | Not Affected | Not Affected | Not Affected | Not Affected | Not Affected | Not Affected | Not Affected | Not Affected | Not Affected | Not Affected | Not Affected | Not Affected | Not Affected | 0 | 0 | 0 | 0 | 21 | Polygon
Critical Infrastructure | Stormwater Treatment Facilities and Pump Stations | Stormwater Ponds - NHD |  | STFPS_PG_171858 |  | Not Affected | Not Affected | Not Affected | Not Affected | Not Affected | Not Affected | Not Affected | Not Affected | Not Affected | Not Affected | Not Affected | Not Affected | Not Affected | Not Affected | Not Affected | Not Affected | Not Affected | Not Affected | Not Affected | Not Affected | Not Affected | 0 | 0 | 0 | 0 | 21 | Polygon
Critical Infrastructure | Stormwater Treatment Facilities and Pump Stations | Stormwater Ponds - NHD |  | STFPS_PG_171859 |  | Not Affected | Not Affected | Not Affected | Not Affected | Not Affected | Not Affected | Not Affected | Not Affected | Not Affected | Not Affected | Not Affected | Not Affected | Not Affected | Not Affected | Not Affected | Not Affected | Not Affected | Not Affected | Not Affected | Not Affected | Not Affected | 0 | 0 | 0 | 0 | 21 | Polygon
Critical Infrastructure | Stormwater Treatment Facilities and Pump Stations | Stormwater Ponds - NHD |  | STFPS_PG_171861 |  | Not Affected | Not Affected | Not Affected | Not Affected | Not Affected | Not Affected | Not Affected | Not Affected | Not Affected | Not Affected | Not Affected | Not Affected | Not Affected | Not Affected | Not Affected | Not Affected | Not Affected | Not Affected | Not Affected | Not Affected | Not Affected | 0 | 0 | 0 | 0 | 21 | Polygon
Critical Infrastructure | Stormwater Treatment Facilities and Pump Stations | Stormwater Ponds - NHD |  | STFPS_PG_171863 |  | Not Affected | Not Affected | Not Affected | Not Affected | Not Affected | Not Affected | Not Affected | Not Affected | Not Affected | Not Affected | Not Affected | Not Affected | Not Affected | Not Affected | Not Affected | Not Affected | Not Affected | Not Affected | Not Affected | Not Affected | Not Affected | 0 | 0 | 0 | 0 | 21 | Polygon
Critical Infrastructure | Stormwater Treatment Facilities and Pump Stations | Stormwater Ponds - NHD |  | STFPS_PG_171865 |  | Not Affected | Not Affected | Not Affected | Not Affected | Not Affected | Not Affected | Not Affected | Not Affected | Not Affected | Not Affected | Not Affected | Not Affected | Not Affected | Not Affected | Not Affected | Not Affected | Not Affected | Not Affected | Not Affected | Not Affected | Not Affected | 0 | 0 | 0 | 0 | 21 | Polygon
Critical Infrastructure | Stormwater Treatment Facilities and Pump Stations | Stormwater Ponds - NHD |  | STFPS_PG_171866 |  | Not Affected | Not Affected | Not Affected | Not Affected | Not Affected | Not Affected | Not Affected | Not Affected | Not Affected | Not Affected | Not Affected | Not Affected | Not Affected | Not Affected | Not Affected | Not Affected | Not Affected | Not Affected | Not Affected | Not Affected | Not Affected | 0 | 0 | 0 | 0 | 21 | Polygon
Critical Infrastructure | Stormwater Treatment Facilities and Pump Stations | Stormwater Ponds - NHD |  | STFPS_PG_171885 |  | Not Affected | Not Affected | Not Affected | Not Affected | Not Affected | Not Affected | Not Affected | Not Affected | Not Affected | Not Affected | Not Affected | Not Affected | Not Affected | Not Affected | Not Affected | Not Affected | Not Affected | Not Affected | Not Affected | Not Affected | Not Affected | 0 | 0 | 0 | 0 | 21 | Polygon
Critical Infrastructure | Stormwater Treatment Facilities and Pump Stations | Stormwater Ponds - NHD |  | STFPS_PG_171904 |  | Not Affected | Not Affected | Not Affected | Not Affected | Not Affected | Not Affected | Not Affected | Not Affected | Not Affected | Not Affected | Not Affected | Not Affected | Not Affected | Not Affected | Not Affected | Not Affected | Not Affected | Not Affected | Not Affected | Not Affected | Not Affected | 0 | 0 | 0 | 0 | 21 | Polygon
Critical Infrastructure | Stormwater Treatment Facilities and Pump Stations | Stormwater Ponds - NHD |  | STFPS_PG_171905 |  | Not Affected | Not Affected | Not Affected | Not Affected | Not Affected | Not Affected | Not Affected | Not Affected | Not Affected | Not Affected | Not Affected | Not Affected | Not Affected | Not Affected | Not Affected | Not Affected | Not Affected | Not Affected | Not Affected | Not Affected | Not Affected | 0 | 0 | 0 | 0 | 21 | Polygon
Critical Infrastructure | Stormwater Treatment Facilities and Pump Stations | Stormwater Ponds - NHD |  | STFPS_PG_171953 |  | Not Affected | Not Affected | Not Affected | Not Affected | Not Affected | Not Affected | Not Affected | Not Affected | Not Affected | Not Affected | Not Affected | Not Affected | Not Affected | Not Affected | Not Affected | Not Affected | Not Affected | Not Affected | Not Affected | Not Affected | Not Affected | 0 | 0 | 0 | 0 | 21 | Polygon
Critical Infrastructure | Stormwater Treatment Facilities and Pump Stations | Stormwater Ponds - NHD |  | STFPS_PG_171955 |  | Not Affected | Not Affected | Not Affected | Not Affected | Not Affected | Not Affected | Not Affected | Not Affected | Not Affected | Not Affected | Not Affected | Not Affected | Not Affected | Not Affected | Not Affected | Not Affected | Not Affected | Not Affected | Not Affected | Not Affected | Not Affected | 0 | 0 | 0 | 0 | 21 | Polygon
Critical Infrastructure | Stormwater Treatment Facilities and Pump Stations | Stormwater Ponds - NHD |  | STFPS_PG_171957 |  | Not Affected | Not Affected | Not Affected | Not Affected | Not Affected | Not Affected | Not Affected | Not Affected | Not Affected | Not Affected | Not Affected | Not Affected | Not Affected | Not Affected | Not Affected | Not Affected | Not Affected | Not Affected | Not Affected | Not Affected | Not Affected | 0 | 0 | 0 | 0 | 21 | Polygon
Critical Infrastructure | Stormwater Treatment Facilities and Pump Stations | Stormwater Ponds - NHD |  | STFPS_PG_171967 |  | Not Affected | Not Affected | Not Affected | Not Affected | Not Affected | Not Affected | Not Affected | Not Affected | Not Affected | Not Affected | Not Affected | Not Affected | Not Affected | Not Affected | Not Affected | Not Affected | Not Affected | Not Affected | Not Affected | Not Affected | Not Affected | 0 | 0 | 0 | 0 | 21 | Polygon
Critical Infrastructure | Stormwater Treatment Facilities and Pump Stations | Stormwater Ponds - NHD |  | STFPS_PG_171993 |  | Not Affected | Not Affected | Not Affected | Not Affected | Not Affected | Not Affected | Not Affected | Not Affected | Not Affected | Not Affected | Not Affected | Not Affected | Not Affected | Not Affected | Not Affected | Not Affected | Not Affected | Not Affected | Not Affected | Not Affected | Not Affected | 0 | 0 | 0 | 0 | 21 | Polygon
Critical Infrastructure | Stormwater Treatment Facilities and Pump Stations | Stormwater Ponds - NHD |  | STFPS_PG_171994 |  | Not Affected | Not Affected | Not Affected | Not Affected | Not Affected | Not Affected | Not Affected | Not Affected | Not Affected | Not Affected | Not Affected | Not Affected | Not Affected | Not Affected | Not Affected | Not Affected | Not Affected | Not Affected | Not Affected | Not Affected | Not Affected | 0 | 0 | 0 | 0 | 21 | Polygon
Critical Infrastructure | Stormwater Treatment Facilities and Pump Stations | Stormwater Ponds - NHD |  | STFPS_PG_172018 |  | Not Affected | Not Affected | Not Affected | Not Affected | Not Affected | Not Affected | Not Affected | Not Affected | Not Affected | Not Affected | Not Affected | Not Affected | Not Affected | Not Affected | Not Affected | Not Affected | Not Affected | Not Affected | Not Affected | Not Affected | Not Affected | 0 | 0 | 0 | 0 | 21 | Polygon
Critical Infrastructure | Stormwater Treatment Facilities and Pump Stations | Stormwater Ponds - NHD |  | STFPS_PG_172019 |  | Not Affected | Not Affected | Not Affected | Not Affected | Not Affected | Not Affected | Not Affected | Not Affected | Not Affected | Not Affected | Not Affected | Not Affected | Not Affected | Not Affected | Not Affected | Not Affected | Not Affected | Not Affected | Not Affected | Not Affected | Not Affected | 0 | 0 | 0 | 0 | 21 | Polygon
Critical Infrastructure | Stormwater Treatment Facilities and Pump Stations | Stormwater Ponds - NHD |  | STFPS_PG_172020 |  | Not Affected | Not Affected | Not Affected | Not Affected | Not Affected | Not Affected | Not Affected | Not Affected | Not Affected | Not Affected | Not Affected | Not Affected | Not Affected | Not Affected | Not Affected | Not Affected | Not Affected | Not Affected | Not Affected | Not Affected | Not Affected | 0 | 0 | 0 | 0 | 21 | Polygon
Critical Infrastructure | Stormwater Treatment Facilities and Pump Stations | Stormwater Ponds - NHD |  | STFPS_PG_172021 |  | Not Affected | Not Affected | Not Affected | Not Affected | Not Affected | Not Affected | Not Affected | Not Affected | Not Affected | Not Affected | Not Affected | Not Affected | Not Affected | Not Affected | Not Affected | Not Affected | Not Affected | Not Affected | Not Affected | Not Affected | Not Affected | 0 | 0 | 0 | 0 | 21 | Polygon
Critical Infrastructure | Stormwater Treatment Facilities and Pump Stations | Stormwater Ponds - NHD |  | STFPS_PG_172022 |  | Not Affected | Not Affected | Not Affected | Not Affected | Not Affected | Not Affected | Not Affected | Not Affected | Not Affected | Not Affected | Not Affected | Not Affected | Not Affected | Not Affected | Not Affected | Not Affected | Not Affected | Not Affected | Not Affected | Not Affected | Not Affected | 0 | 0 | 0 | 0 | 21 | Polygon
Critical Infrastructure | Stormwater Treatment Facilities and Pump Stations | Stormwater Ponds - NHD |  | STFPS_PG_172023 |  | Not Affected | Not Affected | Not Affected | Not Affected | Not Affected | Not Affected | Not Affected | Not Affected | Not Affected | Not Affected | Not Affected | Not Affected | Not Affected | Not Affected | Not Affected | Not Affected | Not Affected | Not Affected | Not Affected | Not Affected | Not Affected | 0 | 0 | 0 | 0 | 21 | Polygon
Critical Infrastructure | Stormwater Treatment Facilities and Pump Stations | Stormwater Ponds - NHD |  | STFPS_PG_172024 |  | Not Affected | Not Affected | Not Affected | Not Affected | Not Affected | Not Affected | Not Affected | Not Affected | Not Affected | Not Affected | Not Affected | Not Affected | Not Affected | Not Affected | Not Affected | Not Affected | Not Affected | Not Affected | Not Affected | Not Affected | Not Affected | 0 | 0 | 0 | 0 | 21 | Polygon
Critical Infrastructure | Stormwater Treatment Facilities and Pump Stations | Stormwater Ponds - NHD |  | STFPS_PG_172025 |  | Not Affected | Not Affected | Not Affected | Not Affected | Not Affected | Not Affected | Not Affected | Not Affected | Not Affected | Not Affected | Not Affected | Not Affected | Not Affected | Not Affected | Not Affected | Not Affected | Not Affected | Not Affected | Not Affected | Not Affected | Not Affected | 0 | 0 | 0 | 0 | 21 | Polygon
Critical Infrastructure | Stormwater Treatment Facilities and Pump Stations | Stormwater Ponds - NHD |  | STFPS_PG_172026 |  | Not Affected | Not Affected | Not Affected | Not Affected | Not Affected | Not Affected | Not Affected | Not Affected | Not Affected | Not Affected | Not Affected | Not Affected | Not Affected | Not Affected | Not Affected | Not Affected | Not Affected | Not Affected | Not Affected | Not Affected | Not Affected | 0 | 0 | 0 | 0 | 21 | Polygon
Critical Infrastructure | Stormwater Treatment Facilities and Pump Stations | Stormwater Ponds - NHD |  | STFPS_PG_172027 |  | Not Affected | Not Affected | Not Affected | Not Affected | Not Affected | Not Affected | Not Affected | Not Affected | Not Affected | Not Affected | Not Affected | Not Affected | Not Affected | Not Affected | Not Affected | Not Affected | Not Affected | Not Affected | Not Affected | Not Affected | Not Affected | 0 | 0 | 0 | 0 | 21 | Polygon
Critical Infrastructure | Stormwater Treatment Facilities and Pump Stations | Stormwater Ponds - NHD |  | STFPS_PG_172028 |  | Not Affected | Not Affected | Not Affected | Not Affected | Not Affected | Not Affected | Not Affected | Not Affected | Not Affected | Not Affected | Not Affected | Not Affected | Not Affected | Not Affected | Not Affected | Not Affected | Not Affected | Not Affected | Not Affected | Not Affected | Not Affected | 0 | 0 | 0 | 0 | 21 | Polygon
Critical Infrastructure | Stormwater Treatment Facilities and Pump Stations | Stormwater Ponds - NHD |  | STFPS_PG_172029 |  | Not Affected | Not Affected | Not Affected | Not Affected | Not Affected | Not Affected | Not Affected | Not Affected | Not Affected | Not Affected | Not Affected | Not Affected | Not Affected | Not Affected | Not Affected | Not Affected | Not Affected | Not Affected | Not Affected | Not Affected | Not Affected | 0 | 0 | 0 | 0 | 21 | Polygon
Critical Infrastructure | Stormwater Treatment Facilities and Pump Stations | Stormwater Ponds - NHD |  | STFPS_PG_172030 |  | Not Affected | Not Affected | Not Affected | Not Affected | Not Affected | Not Affected | Not Affected | Not Affected | Not Affected | Not Affected | Not Affected | Not Affected | Not Affected | Not Affected | Not Affected | Not Affected | Not Affected | Not Affected | Not Affected | Not Affected | Not Affected | 0 | 0 | 0 | 0 | 21 | Polygon
Critical Infrastructure | Stormwater Treatment Facilities and Pump Stations | Stormwater Ponds - NHD |  | STFPS_PG_172031 |  | Not Affected | Not Affected | Not Affected | Not Affected | Not Affected | Not Affected | Not Affected | Not Affected | Not Affected | Not Affected | Not Affected | Not Affected | Not Affected | Not Affected | Not Affected | Not Affected | Not Affected | Not Affected | Not Affected | Not Affected | Not Affected | 0 | 0 | 0 | 0 | 21 | Polygon
Critical Infrastructure | Stormwater Treatment Facilities and Pump Stations | Stormwater Ponds - NHD |  | STFPS_PG_172032 |  | Not Affected | Not Affected | Not Affected | Not Affected | Not Affected | Not Affected | Not Affected | Not Affected | Not Affected | Not Affected | Not Affected | Not Affected | Not Affected | Not Affected | Not Affected | Not Affected | Not Affected | Not Affected | Not Affected | Not Affected | Not Affected | 0 | 0 | 0 | 0 | 21 | Polygon
Critical Infrastructure | Stormwater Treatment Facilities and Pump Stations | Stormwater Ponds - NHD |  | STFPS_PG_172033 |  | Not Affected | Not Affected | Not Affected | Not Affected | Not Affected | Not Affected | Not Affected | Not Affected | Not Affected | Not Affected | Not Affected | Not Affected | Not Affected | Not Affected | Not Affected | Not Affected | Not Affected | Not Affected | Not Affected | Not Affected | Not Affected | 0 | 0 | 0 | 0 | 21 | Polygon
Critical Infrastructure | Stormwater Treatment Facilities and Pump Stations | Stormwater Ponds - NHD |  | STFPS_PG_172034 |  | Not Affected | Not Affected | Not Affected | Not Affected | Not Affected | Not Affected | Not Affected | Not Affected | Not Affected | Not Affected | Not Affected | Not Affected | Not Affected | Not Affected | Not Affected | Not Affected | Not Affected | Not Affected | Not Affected | Not Affected | Not Affected | 0 | 0 | 0 | 0 | 21 | Polygon
Critical Infrastructure | Stormwater Treatment Facilities and Pump Stations | Stormwater Ponds - NHD |  | STFPS_PG_172035 |  | Not Affected | Not Affected | Not Affected | Not Affected | Not Affected | Not Affected | Not Affected | Not Affected | Not Affected | Not Affected | Not Affected | Not Affected | Not Affected | Not Affected | Not Affected | Not Affected | Not Affected | Not Affected | Not Affected | Not Affected | Not Affected | 0 | 0 | 0 | 0 | 21 | Polygon
Critical Infrastructure | Stormwater Treatment Facilities and Pump Stations | Stormwater Ponds - NHD |  | STFPS_PG_172036 |  | Not Affected | Not Affected | Not Affected | Not Affected | Not Affected | Not Affected | Not Affected | Not Affected | Not Affected | Not Affected | Not Affected | Not Affected | Not Affected | Not Affected | Not Affected | Not Affected | Not Affected | Not Affected | Not Affected | Not Affected | Not Affected | 0 | 0 | 0 | 0 | 21 | Polygon
Critical Infrastructure | Stormwater Treatment Facilities and Pump Stations | Stormwater Ponds - NHD |  | STFPS_PG_172037 |  | Not Affected | Not Affected | Not Affected | Not Affected | Not Affected | Not Affected | Not Affected | Not Affected | Not Affected | Not Affected | Not Affected | Not Affected | Not Affected | Not Affected | Not Affected | Not Affected | Not Affected | Not Affected | Not Affected | Not Affected | Not Affected | 0 | 0 | 0 | 0 | 21 | Polygon
Critical Infrastructure | Stormwater Treatment Facilities and Pump Stations | Stormwater Ponds - NHD |  | STFPS_PG_172038 |  | Not Affected | Not Affected | Not Affected | Not Affected | Not Affected | Not Affected | Not Affected | Not Affected | Not Affected | Not Affected | Not Affected | Not Affected | Not Affected | Not Affected | Not Affected | Not Affected | Not Affected | Not Affected | Not Affected | Not Affected | Not Affected | 0 | 0 | 0 | 0 | 21 | Polygon
Critical Infrastructure | Stormwater Treatment Facilities and Pump Stations | Stormwater Ponds - NHD |  | STFPS_PG_172040 |  | Not Affected | Not Affected | Not Affected | Not Affected | Not Affected | Not Affected | Not Affected | Not Affected | Not Affected | Not Affected | Not Affected | Not Affected | Not Affected | Not Affected | Not Affected | Not Affected | Not Affected | Not Affected | Not Affected | Not Affected | Not Affected | 0 | 0 | 0 | 0 | 21 | Polygon
Critical Infrastructure | Stormwater Treatment Facilities and Pump Stations | Stormwater Ponds - NHD |  | STFPS_PG_172043 |  | Not Affected | Not Affected | Not Affected | Not Affected | Not Affected | Not Affected | Not Affected | Not Affected | Not Affected | Not Affected | Not Affected | Not Affected | Not Affected | Not Affected | Not Affected | Not Affected | Not Affected | Not Affected | Not Affected | Not Affected | Not Affected | 0 | 0 | 0 | 0 | 21 | Polygon
Critical Infrastructure | Stormwater Treatment Facilities and Pump Stations | Stormwater Ponds - NHD |  | STFPS_PG_172044 |  | Not Affected | Not Affected | Not Affected | Not Affected | Not Affected | Not Affected | Not Affected | Not Affected | Not Affected | Not Affected | Not Affected | Not Affected | Not Affected | Not Affected | Not Affected | Not Affected | Not Affected | Not Affected | Not Affected | Not Affected | Not Affected | 0 | 0 | 0 | 0 | 21 | Polygon
Critical Infrastructure | Stormwater Treatment Facilities and Pump Stations | Stormwater Ponds - NHD |  | STFPS_PG_172045 |  | Not Affected | Not Affected | Not Affected | Not Affected | Not Affected | Not Affected | Not Affected | Not Affected | Not Affected | Not Affected | Not Affected | Not Affected | Not Affected | Not Affected | Not Affected | Not Affected | Not Affected | Not Affected | Not Affected | Not Affected | Not Affected | 0 | 0 | 0 | 0 | 21 | Polygon
Critical Infrastructure | Stormwater Treatment Facilities and Pump Stations | Stormwater Ponds - NHD |  | STFPS_PG_172046 |  | Not Affected | Not Affected | Not Affected | Not Affected | Not Affected | Not Affected | Not Affected | Not Affected | Not Affected | Not Affected | Not Affected | Not Affected | Not Affected | Not Affected | Not Affected | Not Affected | Not Affected | Not Affected | Not Affected | Not Affected | Not Affected | 0 | 0 | 0 | 0 | 21 | Polygon
Critical Infrastructure | Stormwater Treatment Facilities and Pump Stations | Stormwater Ponds - NHD |  | STFPS_PG_172048 |  | Not Affected | Not Affected | Not Affected | Not Affected | Not Affected | Not Affected | Not Affected | Not Affected | Not Affected | Not Affected | Not Affected | Not Affected | Not Affected | Not Affected | Not Affected | Not Affected | Not Affected | Not Affected | Not Affected | Not Affected | Not Affected | 0 | 0 | 0 | 0 | 21 | Polygon
Critical Infrastructure | Stormwater Treatment Facilities and Pump Stations | Stormwater Ponds - NHD |  | STFPS_PG_172049 |  | Not Affected | Not Affected | Not Affected | Not Affected | Not Affected | Not Affected | Not Affected | Not Affected | Not Affected | Not Affected | Not Affected | Not Affected | Not Affected | Not Affected | Not Affected | Not Affected | Not Affected | Not Affected | Not Affected | Not Affected | Not Affected | 0 | 0 | 0 | 0 | 21 | Polygon
Critical Infrastructure | Stormwater Treatment Facilities and Pump Stations | Stormwater Ponds - NHD |  | STFPS_PG_172051 |  | Not Affected | Not Affected | Not Affected | Not Affected | Not Affected | Not Affected | Not Affected | Not Affected | Not Affected | Not Affected | Not Affected | Not Affected | Not Affected | Not Affected | Not Affected | Not Affected | Not Affected | Not Affected | Not Affected | Not Affected | Not Affected | 0 | 0 | 0 | 0 | 21 | Polygon
Critical Infrastructure | Stormwater Treatment Facilities and Pump Stations | Stormwater Ponds - NHD |  | STFPS_PG_172052 |  | Not Affected | Not Affected | Not Affected | Not Affected | Not Affected | Not Affected | Not Affected | Not Affected | Not Affected | Not Affected | Not Affected | Not Affected | Not Affected | Not Affected | Not Affected | Not Affected | Not Affected | Not Affected | Not Affected | Not Affected | Not Affected | 0 | 0 | 0 | 0 | 21 | Polygon
Critical Infrastructure | Stormwater Treatment Facilities and Pump Stations | Stormwater Ponds - NHD |  | STFPS_PG_172053 |  | Not Affected | Not Affected | Not Affected | Not Affected | Not Affected | Not Affected | Not Affected | Not Affected | Not Affected | Not Affected | Not Affected | Not Affected | Not Affected | Not Affected | Not Affected | Not Affected | Not Affected | Not Affected | Not Affected | Not Affected | Not Affected | 0 | 0 | 0 | 0 | 21 | Polygon
Critical Infrastructure | Stormwater Treatment Facilities and Pump Stations | Stormwater Ponds - NHD |  | STFPS_PG_172057 |  | Not Affected | Not Affected | Not Affected | Not Affected | Not Affected | Not Affected | Not Affected | Not Affected | Not Affected | Not Affected | Not Affected | Not Affected | Not Affected | Not Affected | Not Affected | Not Affected | Not Affected | Not Affected | Not Affected | Not Affected | Not Affected | 0 | 0 | 0 | 0 | 21 | Polygon
Critical Infrastructure | Stormwater Treatment Facilities and Pump Stations | Stormwater Ponds - NHD |  | STFPS_PG_172058 |  | Not Affected | Not Affected | Not Affected | Not Affected | Not Affected | Not Affected | Not Affected | Not Affected | Not Affected | Not Affected | Not Affected | Not Affected | Not Affected | Not Affected | Not Affected | Not Affected | Not Affected | Not Affected | Not Affected | Not Affected | Not Affected | 0 | 0 | 0 | 0 | 21 | Polygon
Critical Infrastructure | Stormwater Treatment Facilities and Pump Stations | Stormwater Ponds - NHD |  | STFPS_PG_172059 |  | Not Affected | Not Affected | Not Affected | Not Affected | Not Affected | Not Affected | Not Affected | Not Affected | Not Affected | Not Affected | Not Affected | Not Affected | Not Affected | Not Affected | Not Affected | Not Affected | Not Affected | Not Affected | Not Affected | Not Affected | Not Affected | 0 | 0 | 0 | 0 | 21 | Polygon
Critical Infrastructure | Stormwater Treatment Facilities and Pump Stations | Stormwater Ponds - NHD |  | STFPS_PG_172060 |  | Not Affected | Not Affected | Not Affected | Not Affected | Not Affected | Not Affected | Not Affected | Not Affected | Not Affected | Not Affected | Not Affected | Not Affected | Not Affected | Not Affected | Not Affected | Not Affected | Not Affected | Not Affected | Not Affected | Not Affected | Not Affected | 0 | 0 | 0 | 0 | 21 | Polygon
Critical Infrastructure | Stormwater Treatment Facilities and Pump Stations | Stormwater Ponds - NHD |  | STFPS_PG_172066 |  | Not Affected | Not Affected | Not Affected | Not Affected | Not Affected | Not Affected | Not Affected | Not Affected | Not Affected | Not Affected | Not Affected | Not Affected | Not Affected | Not Affected | Not Affected | Not Affected | Not Affected | Not Affected | Not Affected | Not Affected | Not Affected | 0 | 0 | 0 | 0 | 21 | Polygon
Critical Infrastructure | Stormwater Treatment Facilities and Pump Stations | Stormwater Ponds - NHD |  | STFPS_PG_172067 |  | Not Affected | Not Affected | Not Affected | Not Affected | Not Affected | Not Affected | Not Affected | Not Affected | Not Affected | Not Affected | Not Affected | Not Affected | Not Affected | Not Affected | Not Affected | Not Affected | Not Affected | Not Affected | Not Affected | Not Affected | Not Affected | 0 | 0 | 0 | 0 | 21 | Polygon
Critical Infrastructure | Stormwater Treatment Facilities and Pump Stations | Stormwater Ponds - NHD |  | STFPS_PG_172068 |  | Not Affected | Not Affected | Not Affected | Not Affected | Not Affected | Not Affected | Not Affected | Not Affected | Not Affected | Not Affected | Not Affected | Not Affected | Not Affected | Not Affected | Not Affected | Not Affected | Not Affected | Not Affected | Not Affected | Not Affected | Not Affected | 0 | 0 | 0 | 0 | 21 | Polygon
Critical Infrastructure | Stormwater Treatment Facilities and Pump Stations | Stormwater Ponds - NHD |  | STFPS_PG_172069 |  | Not Affected | Not Affected | Not Affected | Not Affected | Not Affected | Not Affected | Not Affected | Not Affected | Not Affected | Not Affected | Not Affected | Not Affected | Not Affected | Not Affected | Not Affected | Not Affected | Not Affected | Not Affected | Not Affected | Not Affected | Not Affected | 0 | 0 | 0 | 0 | 21 | Polygon
Critical Infrastructure | Stormwater Treatment Facilities and Pump Stations | Stormwater Ponds - NHD |  | STFPS_PG_172070 |  | Not Affected | Not Affected | Not Affected | Not Affected | Not Affected | Not Affected | Not Affected | Not Affected | Not Affected | Not Affected | Not Affected | Not Affected | Not Affected | Not Affected | Not Affected | Not Affected | Not Affected | Not Affected | Not Affected | Not Affected | Not Affected | 0 | 0 | 0 | 0 | 21 | Polygon
Critical Infrastructure | Stormwater Treatment Facilities and Pump Stations | Stormwater Ponds - NHD |  | STFPS_PG_172071 |  | Not Affected | Not Affected | Not Affected | Not Affected | Not Affected | Not Affected | Not Affected | Not Affected | Not Affected | Not Affected | Not Affected | Not Affected | Not Affected | Not Affected | Not Affected | Not Affected | Not Affected | Not Affected | Not Affected | Not Affected | Not Affected | 0 | 0 | 0 | 0 | 21 | Polygon
Critical Infrastructure | Stormwater Treatment Facilities and Pump Stations | Stormwater Ponds - NHD |  | STFPS_PG_172072 |  | Not Affected | Not Affected | Not Affected | Not Affected | Not Affected | Not Affected | Not Affected | Not Affected | Not Affected | Not Affected | Not Affected | Not Affected | Not Affected | Not Affected | Not Affected | Not Affected | Not Affected | Not Affected | Not Affected | Not Affected | Not Affected | 0 | 0 | 0 | 0 | 21 | Polygon
Critical Infrastructure | Stormwater Treatment Facilities and Pump Stations | Stormwater Ponds - NHD |  | STFPS_PG_172073 |  | Not Affected | Not Affected | Not Affected | Not Affected | Not Affected | Not Affected | Not Affected | Not Affected | Not Affected | Not Affected | Not Affected | Not Affected | Not Affected | Not Affected | Not Affected | Not Affected | Not Affected | Not Affected | Not Affected | Not Affected | Not Affected | 0 | 0 | 0 | 0 | 21 | Polygon
Critical Infrastructure | Stormwater Treatment Facilities and Pump Stations | Stormwater Ponds - NHD |  | STFPS_PG_172074 |  | Not Affected | Not Affected | Not Affected | Not Affected | Not Affected | Not Affected | Not Affected | Not Affected | Not Affected | Not Affected | Not Affected | Not Affected | Not Affected | Not Affected | Not Affected | Not Affected | Not Affected | Not Affected | Not Affected | Not Affected | Not Affected | 0 | 0 | 0 | 0 | 21 | Polygon
Critical Infrastructure | Stormwater Treatment Facilities and Pump Stations | Stormwater Ponds - NHD |  | STFPS_PG_172075 |  | Not Affected | Not Affected | Not Affected | Not Affected | Not Affected | Not Affected | Not Affected | Not Affected | Not Affected | Not Affected | Not Affected | Not Affected | Not Affected | Not Affected | Not Affected | Not Affected | Not Affected | Not Affected | Not Affected | Not Affected | Not Affected | 0 | 0 | 0 | 0 | 21 | Polygon
Critical Infrastructure | Stormwater Treatment Facilities and Pump Stations | Stormwater Ponds - NHD |  | STFPS_PG_172076 |  | Not Affected | Not Affected | Not Affected | Not Affected | Not Affected | Not Affected | Not Affected | Not Affected | Not Affected | Not Affected | Not Affected | Not Affected | Not Affected | Not Affected | Not Affected | Not Affected | Not Affected | Not Affected | Not Affected | Not Affected | Not Affected | 0 | 0 | 0 | 0 | 21 | Polygon
Critical Infrastructure | Stormwater Treatment Facilities and Pump Stations | Stormwater Ponds - NHD |  | STFPS_PG_172077 |  | Not Affected | Not Affected | Not Affected | Not Affected | Not Affected | Not Affected | Not Affected | Not Affected | Not Affected | Not Affected | Not Affected | Not Affected | Not Affected | Not Affected | Not Affected | Not Affected | Not Affected | Not Affected | Not Affected | Not Affected | Not Affected | 0 | 0 | 0 | 0 | 21 | Polygon
Critical Infrastructure | Stormwater Treatment Facilities and Pump Stations | Stormwater Ponds - NHD |  | STFPS_PG_172078 |  | Not Affected | Not Affected | Not Affected | Not Affected | Not Affected | Not Affected | Not Affected | Not Affected | Not Affected | Not Affected | Not Affected | Not Affected | Not Affected | Not Affected | Not Affected | Not Affected | Not Affected | Not Affected | Not Affected | Not Affected | Not Affected | 0 | 0 | 0 | 0 | 21 | Polygon
Critical Infrastructure | Stormwater Treatment Facilities and Pump Stations | Stormwater Ponds - NHD |  | STFPS_PG_172079 |  | Not Affected | Not Affected | Not Affected | Not Affected | Not Affected | Not Affected | Not Affected | Not Affected | Not Affected | Not Affected | Not Affected | Not Affected | Not Affected | Not Affected | Not Affected | Not Affected | Not Affected | Not Affected | Not Affected | Not Affected | Not Affected | 0 | 0 | 0 | 0 | 21 | Polygon
Critical Infrastructure | Stormwater Treatment Facilities and Pump Stations | Stormwater Ponds - NHD |  | STFPS_PG_172080 |  | Not Affected | Not Affected | Not Affected | Not Affected | Not Affected | Not Affected | Not Affected | Not Affected | Not Affected | Not Affected | Not Affected | Not Affected | Not Affected | Not Affected | Not Affected | Not Affected | Not Affected | Not Affected | Not Affected | Not Affected | Not Affected | 0 | 0 | 0 | 0 | 21 | Polygon
Critical Infrastructure | Stormwater Treatment Facilities and Pump Stations | Stormwater Ponds - NHD |  | STFPS_PG_172081 |  | Not Affected | Not Affected | Not Affected | Not Affected | Not Affected | Not Affected | Not Affected | Not Affected | Not Affected | Not Affected | Not Affected | Not Affected | Not Affected | Not Affected | Not Affected | Not Affected | Not Affected | Not Affected | Not Affected | Not Affected | Not Affected | 0 | 0 | 0 | 0 | 21 | Polygon
Critical Infrastructure | Stormwater Treatment Facilities and Pump Stations | Stormwater Ponds - NHD |  | STFPS_PG_172082 |  | Not Affected | Not Affected | Not Affected | Not Affected | Not Affected | Not Affected | Not Affected | Not Affected | Not Affected | Not Affected | Not Affected | Not Affected | Not Affected | Not Affected | Not Affected | Not Affected | Not Affected | Not Affected | Not Affected | Not Affected | Not Affected | 0 | 0 | 0 | 0 | 21 | Polygon
Critical Infrastructure | Stormwater Treatment Facilities and Pump Stations | Stormwater Ponds - NHD |  | STFPS_PG_172084 |  | Not Affected | Not Affected | Not Affected | Not Affected | Not Affected | Not Affected | Not Affected | Not Affected | Not Affected | Not Affected | Not Affected | Not Affected | Not Affected | Not Affected | Not Affected | Not Affected | Not Affected | Not Affected | Not Affected | Not Affected | Not Affected | 0 | 0 | 0 | 0 | 21 | Polygon
Critical Infrastructure | Stormwater Treatment Facilities and Pump Stations | Stormwater Ponds - NHD |  | STFPS_PG_172085 |  | Not Affected | Not Affected | Not Affected | Not Affected | Not Affected | Not Affected | Not Affected | Not Affected | Not Affected | Not Affected | Not Affected | Not Affected | Not Affected | Not Affected | Not Affected | Not Affected | Not Affected | Not Affected | Not Affected | Not Affected | Not Affected | 0 | 0 | 0 | 0 | 21 | Polygon
Critical Infrastructure | Stormwater Treatment Facilities and Pump Stations | Stormwater Ponds - NHD |  | STFPS_PG_172086 |  | Not Affected | Not Affected | Not Affected | Not Affected | Not Affected | Not Affected | Not Affected | Not Affected | Not Affected | Not Affected | Not Affected | Not Affected | Not Affected | Not Affected | Not Affected | Not Affected | Not Affected | Not Affected | Not Affected | Not Affected | Not Affected | 0 | 0 | 0 | 0 | 21 | Polygon
Critical Infrastructure | Stormwater Treatment Facilities and Pump Stations | Stormwater Ponds - NHD |  | STFPS_PG_172087 |  | Not Affected | Not Affected | Not Affected | Not Affected | Not Affected | Not Affected | Not Affected | Not Affected | Not Affected | Not Affected | Not Affected | Not Affected | Not Affected | Not Affected | Not Affected | Not Affected | Not Affected | Not Affected | Not Affected | Not Affected | Not Affected | 0 | 0 | 0 | 0 | 21 | Polygon
Critical Infrastructure | Stormwater Treatment Facilities and Pump Stations | Stormwater Ponds - NHD |  | STFPS_PG_172088 |  | Not Affected | Not Affected | Not Affected | Not Affected | Not Affected | Not Affected | Not Affected | Not Affected | Not Affected | Not Affected | Not Affected | Not Affected | Not Affected | Not Affected | Not Affected | Not Affected | Not Affected | Not Affected | Not Affected | Not Affected | Not Affected | 0 | 0 | 0 | 0 | 21 | Polygon
Critical Infrastructure | Stormwater Treatment Facilities and Pump Stations | Stormwater Ponds - NHD |  | STFPS_PG_172089 |  | Not Affected | Not Affected | Not Affected | Not Affected | Not Affected | Not Affected | Not Affected | Not Affected | Not Affected | Not Affected | Not Affected | Not Affected | Not Affected | Not Affected | Not Affected | Not Affected | Not Affected | Not Affected | Not Affected | Not Affected | Not Affected | 0 | 0 | 0 | 0 | 21 | Polygon
Critical Infrastructure | Stormwater Treatment Facilities and Pump Stations | Stormwater Ponds - NHD |  | STFPS_PG_172090 |  | Not Affected | Not Affected | Not Affected | Not Affected | Not Affected | Not Affected | Not Affected | Not Affected | Not Affected | Not Affected | Not Affected | Not Affected | Not Affected | Not Affected | Not Affected | Not Affected | Not Affected | Not Affected | Not Affected | Not Affected | Not Affected | 0 | 0 | 0 | 0 | 21 | Polygon
Critical Infrastructure | Stormwater Treatment Facilities and Pump Stations | Stormwater Ponds - NHD |  | STFPS_PG_172091 |  | Not Affected | Not Affected | Not Affected | Not Affected | Not Affected | Not Affected | Not Affected | Not Affected | Not Affected | Not Affected | Not Affected | Not Affected | Not Affected | Not Affected | Not Affected | Not Affected | Not Affected | Not Affected | Not Affected | Not Affected | Not Affected | 0 | 0 | 0 | 0 | 21 | Polygon
Critical Infrastructure | Stormwater Treatment Facilities and Pump Stations | Stormwater Ponds - NHD |  | STFPS_PG_172092 |  | Not Affected | Not Affected | Not Affected | Not Affected | Not Affected | Not Affected | Not Affected | Not Affected | Not Affected | Not Affected | Not Affected | Not Affected | Not Affected | Not Affected | Not Affected | Not Affected | Not Affected | Not Affected | Not Affected | Not Affected | Not Affected | 0 | 0 | 0 | 0 | 21 | Polygon
Critical Infrastructure | Stormwater Treatment Facilities and Pump Stations | Stormwater Ponds - NHD |  | STFPS_PG_172093 |  | Not Affected | Not Affected | Not Affected | Not Affected | Not Affected | Not Affected | Not Affected | Not Affected | Not Affected | Not Affected | Not Affected | Not Affected | Not Affected | Not Affected | Not Affected | Not Affected | Not Affected | Not Affected | Not Affected | Not Affected | Not Affected | 0 | 0 | 0 | 0 | 21 | Polygon
Critical Infrastructure | Stormwater Treatment Facilities and Pump Stations | Stormwater Ponds - NHD |  | STFPS_PG_172094 |  | Not Affected | Not Affected | Not Affected | Not Affected | Not Affected | Not Affected | Not Affected | Not Affected | Not Affected | Not Affected | Not Affected | Not Affected | Not Affected | Not Affected | Not Affected | Not Affected | Not Affected | Not Affected | Not Affected | Not Affected | Not Affected | 0 | 0 | 0 | 0 | 21 | Polygon
Critical Infrastructure | Stormwater Treatment Facilities and Pump Stations | Stormwater Ponds - NHD |  | STFPS_PG_172095 |  | Not Affected | Not Affected | Not Affected | Not Affected | Not Affected | Not Affected | Not Affected | Not Affected | Not Affected | Not Affected | Not Affected | Not Affected | Not Affected | Not Affected | Not Affected | Not Affected | Not Affected | Not Affected | Not Affected | Not Affected | Not Affected | 0 | 0 | 0 | 0 | 21 | Polygon
Critical Infrastructure | Stormwater Treatment Facilities and Pump Stations | Stormwater Ponds - NHD |  | STFPS_PG_172096 |  | Not Affected | Not Affected | Not Affected | Not Affected | Not Affected | Not Affected | Not Affected | Not Affected | Not Affected | Not Affected | Not Affected | Not Affected | Not Affected | Not Affected | Not Affected | Not Affected | Not Affected | Not Affected | Not Affected | Not Affected | Not Affected | 0 | 0 | 0 | 0 | 21 | Polygon
Critical Infrastructure | Stormwater Treatment Facilities and Pump Stations | Stormwater Ponds - NHD |  | STFPS_PG_172097 |  | Not Affected | Not Affected | Not Affected | Not Affected | Not Affected | Not Affected | Not Affected | Not Affected | Not Affected | Not Affected | Not Affected | Not Affected | Not Affected | Not Affected | Not Affected | Not Affected | Not Affected | Not Affected | Not Affected | Not Affected | Not Affected | 0 | 0 | 0 | 0 | 21 | Polygon
Critical Infrastructure | Stormwater Treatment Facilities and Pump Stations | Stormwater Ponds - NHD |  | STFPS_PG_172098 |  | Not Affected | Not Affected | Not Affected | Not Affected | Not Affected | Not Affected | Not Affected | Not Affected | Not Affected | Not Affected | Not Affected | Not Affected | Not Affected | Not Affected | Not Affected | Not Affected | Not Affected | Not Affected | Not Affected | Not Affected | Not Affected | 0 | 0 | 0 | 0 | 21 | Polygon
Critical Infrastructure | Stormwater Treatment Facilities and Pump Stations | Stormwater Ponds - NHD |  | STFPS_PG_172099 |  | Not Affected | Not Affected | Not Affected | Not Affected | Not Affected | Not Affected | Not Affected | Not Affected | Not Affected | Not Affected | Not Affected | Not Affected | Not Affected | Not Affected | Not Affected | Not Affected | Not Affected | Not Affected | Not Affected | Not Affected | Not Affected | 0 | 0 | 0 | 0 | 21 | Polygon
Critical Infrastructure | Stormwater Treatment Facilities and Pump Stations | Stormwater Ponds - NHD |  | STFPS_PG_172100 |  | Not Affected | Not Affected | Not Affected | Not Affected | Not Affected | Not Affected | Not Affected | Not Affected | Not Affected | Not Affected | Not Affected | Not Affected | Not Affected | Not Affected | Not Affected | Not Affected | Not Affected | Not Affected | Not Affected | Not Affected | Not Affected | 0 | 0 | 0 | 0 | 21 | Polygon
Critical Infrastructure | Stormwater Treatment Facilities and Pump Stations | Stormwater Ponds - NHD |  | STFPS_PG_172101 |  | Not Affected | Not Affected | Not Affected | Not Affected | Not Affected | Not Affected | Not Affected | Not Affected | Not Affected | Not Affected | Not Affected | Not Affected | Not Affected | Not Affected | Not Affected | Not Affected | Not Affected | Not Affected | Not Affected | Not Affected | Not Affected | 0 | 0 | 0 | 0 | 21 | Polygon
Critical Infrastructure | Stormwater Treatment Facilities and Pump Stations | Stormwater Ponds - NHD |  | STFPS_PG_172102 |  | Not Affected | Not Affected | Not Affected | Not Affected | Not Affected | Not Affected | Not Affected | Not Affected | Not Affected | Not Affected | Not Affected | Not Affected | Not Affected | Not Affected | Not Affected | Not Affected | Not Affected | Not Affected | Not Affected | Not Affected | Not Affected | 0 | 0 | 0 | 0 | 21 | Polygon
Critical Infrastructure | Stormwater Treatment Facilities and Pump Stations | Stormwater Ponds - NHD |  | STFPS_PG_172103 |  | Not Affected | Not Affected | Not Affected | Not Affected | Not Affected | Not Affected | Not Affected | Not Affected | Not Affected | Not Affected | Not Affected | Not Affected | Not Affected | Not Affected | Not Affected | Not Affected | Not Affected | Not Affected | Not Affected | Not Affected | Not Affected | 0 | 0 | 0 | 0 | 21 | Polygon
Critical Infrastructure | Stormwater Treatment Facilities and Pump Stations | Stormwater Ponds - NHD |  | STFPS_PG_172104 |  | Not Affected | Not Affected | Not Affected | Not Affected | Not Affected | Not Affected | Not Affected | Not Affected | Not Affected | Not Affected | Not Affected | Not Affected | Not Affected | Not Affected | Not Affected | Not Affected | Not Affected | Not Affected | Not Affected | Not Affected | Not Affected | 0 | 0 | 0 | 0 | 21 | Polygon
Critical Infrastructure | Stormwater Treatment Facilities and Pump Stations | Stormwater Ponds - NHD |  | STFPS_PG_172105 |  | Not Affected | Not Affected | Not Affected | Not Affected | Not Affected | Not Affected | Not Affected | Not Affected | Not Affected | Not Affected | Not Affected | Not Affected | Not Affected | Not Affected | Not Affected | Not Affected | Not Affected | Not Affected | Not Affected | Not Affected | Not Affected | 0 | 0 | 0 | 0 | 21 | Polygon
Critical Infrastructure | Stormwater Treatment Facilities and Pump Stations | Stormwater Ponds - NHD |  | STFPS_PG_172106 |  | Not Affected | Not Affected | Not Affected | Not Affected | Not Affected | Not Affected | Not Affected | Not Affected | Not Affected | Not Affected | Not Affected | Not Affected | Not Affected | Not Affected | Not Affected | Not Affected | Not Affected | Not Affected | Not Affected | Not Affected | Not Affected | 0 | 0 | 0 | 0 | 21 | Polygon
Critical Infrastructure | Stormwater Treatment Facilities and Pump Stations | Stormwater Ponds - NHD |  | STFPS_PG_172107 |  | Not Affected | Not Affected | Not Affected | Not Affected | Not Affected | Not Affected | Not Affected | Not Affected | Not Affected | Not Affected | Not Affected | Not Affected | Not Affected | Not Affected | Not Affected | Not Affected | Not Affected | Not Affected | Not Affected | Not Affected | Not Affected | 0 | 0 | 0 | 0 | 21 | Polygon
Critical Infrastructure | Stormwater Treatment Facilities and Pump Stations | Stormwater Ponds - NHD |  | STFPS_PG_172108 |  | Not Affected | Not Affected | Not Affected | Not Affected | Not Affected | Not Affected | Not Affected | Not Affected | Not Affected | Not Affected | Not Affected | Not Affected | Not Affected | Not Affected | Not Affected | Not Affected | Not Affected | Not Affected | Not Affected | Not Affected | Not Affected | 0 | 0 | 0 | 0 | 21 | Polygon
Critical Infrastructure | Stormwater Treatment Facilities and Pump Stations | Stormwater Ponds - NHD |  | STFPS_PG_172117 |  | Not Affected | Not Affected | Not Affected | Not Affected | Not Affected | Not Affected | Not Affected | Not Affected | Not Affected | Not Affected | Not Affected | Not Affected | Not Affected | Not Affected | Not Affected | Not Affected | Not Affected | Not Affected | Not Affected | Not Affected | Not Affected | 0 | 0 | 0 | 0 | 21 | Polygon
Critical Infrastructure | Stormwater Treatment Facilities and Pump Stations | Stormwater Ponds - NHD |  | STFPS_PG_172118 |  | Not Affected | Not Affected | Not Affected | Not Affected | Not Affected | Not Affected | Not Affected | Not Affected | Not Affected | Not Affected | Not Affected | Not Affected | Not Affected | Not Affected | Not Affected | Not Affected | Not Affected | Not Affected | Not Affected | Not Affected | Not Affected | 0 | 0 | 0 | 0 | 21 | Polygon
Critical Infrastructure | Stormwater Treatment Facilities and Pump Stations | Stormwater Ponds - NHD |  | STFPS_PG_172119 |  | Not Affected | Not Affected | Not Affected | Not Affected | Not Affected | Not Affected | Not Affected | Not Affected | Not Affected | Not Affected | Not Affected | Not Affected | Not Affected | Not Affected | Not Affected | Not Affected | Not Affected | Not Affected | Not Affected | Not Affected | Not Affected | 0 | 0 | 0 | 0 | 21 | Polygon
Critical Infrastructure | Stormwater Treatment Facilities and Pump Stations | Stormwater Ponds - NHD |  | STFPS_PG_172120 |  | Not Affected | Not Affected | Not Affected | Not Affected | Not Affected | Not Affected | Not Affected | Not Affected | Not Affected | Not Affected | Not Affected | Not Affected | Not Affected | Not Affected | Not Affected | Not Affected | Not Affected | Not Affected | Not Affected | Not Affected | Not Affected | 0 | 0 | 0 | 0 | 21 | Polygon
Critical Infrastructure | Stormwater Treatment Facilities and Pump Stations | Stormwater Ponds - NHD |  | STFPS_PG_172136 |  | Not Affected | Not Affected | Not Affected | Not Affected | Not Affected | Not Affected | Not Affected | Not Affected | Not Affected | Not Affected | Not Affected | Not Affected | Not Affected | Not Affected | Not Affected | Not Affected | Not Affected | Not Affected | Not Affected | Not Affected | Not Affected | 0 | 0 | 0 | 0 | 21 | Polygon
Critical Infrastructure | Stormwater Treatment Facilities and Pump Stations | Stormwater Ponds - NHD |  | STFPS_PG_172140 |  | Not Affected | Not Affected | Not Affected | Not Affected | Not Affected | Not Affected | Not Affected | Not Affected | Not Affected | Not Affected | Not Affected | Not Affected | Not Affected | Not Affected | Not Affected | Not Affected | Not Affected | Not Affected | Not Affected | Not Affected | Not Affected | 0 | 0 | 0 | 0 | 21 | Polygon
Critical Infrastructure | Stormwater Treatment Facilities and Pump Stations | Stormwater Ponds - NHD |  | STFPS_PG_172142 |  | Not Affected | Not Affected | Not Affected | Not Affected | Not Affected | Not Affected | Not Affected | Not Affected | Not Affected | Not Affected | Not Affected | Not Affected | Not Affected | Not Affected | Not Affected | Not Affected | Not Affected | Not Affected | Not Affected | Not Affected | Not Affected | 0 | 0 | 0 | 0 | 21 | Polygon
Critical Infrastructure | Stormwater Treatment Facilities and Pump Stations | Stormwater Ponds - NHD |  | STFPS_PG_172144 |  | Not Affected | Not Affected | Not Affected | Not Affected | Not Affected | Not Affected | Not Affected | Not Affected | Not Affected | Not Affected | Not Affected | Not Affected | Not Affected | Not Affected | Not Affected | Not Affected | Not Affected | Not Affected | Not Affected | Not Affected | Not Affected | 0 | 0 | 0 | 0 | 21 | Polygon
Critical Infrastructure | Stormwater Treatment Facilities and Pump Stations | Stormwater Ponds - NHD |  | STFPS_PG_172145 |  | Not Affected | Not Affected | Not Affected | Not Affected | Not Affected | Not Affected | Not Affected | Not Affected | Not Affected | Not Affected | Not Affected | Not Affected | Not Affected | Not Affected | Not Affected | Not Affected | Not Affected | Not Affected | Not Affected | Not Affected | Not Affected | 0 | 0 | 0 | 0 | 21 | Polygon
Critical Infrastructure | Stormwater Treatment Facilities and Pump Stations | Stormwater Ponds - NHD |  | STFPS_PG_172146 |  | Not Affected | Not Affected | Not Affected | Not Affected | Not Affected | Not Affected | Not Affected | Not Affected | Not Affected | Not Affected | Not Affected | Not Affected | Not Affected | Not Affected | Not Affected | Not Affected | Not Affected | Not Affected | Not Affected | Not Affected | Not Affected | 0 | 0 | 0 | 0 | 21 | Polygon
Critical Infrastructure | Stormwater Treatment Facilities and Pump Stations | Stormwater Ponds - NHD |  | STFPS_PG_172147 |  | Not Affected | Not Affected | Not Affected | Not Affected | Not Affected | Not Affected | Not Affected | Not Affected | Not Affected | Not Affected | Not Affected | Not Affected | Not Affected | Not Affected | Not Affected | Not Affected | Not Affected | Not Affected | Not Affected | Not Affected | Not Affected | 0 | 0 | 0 | 0 | 21 | Polygon
Critical Infrastructure | Stormwater Treatment Facilities and Pump Stations | Stormwater Ponds - NHD |  | STFPS_PG_172148 |  | Not Affected | Not Affected | Not Affected | Not Affected | Not Affected | Not Affected | Not Affected | Not Affected | Not Affected | Not Affected | Not Affected | Not Affected | Not Affected | Not Affected | Not Affected | Not Affected | Not Affected | Not Affected | Not Affected | Not Affected | Not Affected | 0 | 0 | 0 | 0 | 21 | Polygon
Critical Infrastructure | Stormwater Treatment Facilities and Pump Stations | Stormwater Ponds - NHD |  | STFPS_PG_172149 |  | Not Affected | Not Affected | Not Affected | Not Affected | Not Affected | Not Affected | Not Affected | Not Affected | Not Affected | Not Affected | Not Affected | Not Affected | Not Affected | Not Affected | Not Affected | Not Affected | Not Affected | Not Affected | Not Affected | Not Affected | Not Affected | 0 | 0 | 0 | 0 | 21 | Polygon
Critical Infrastructure | Stormwater Treatment Facilities and Pump Stations | Stormwater Ponds - NHD |  | STFPS_PG_172155 |  | Not Affected | Not Affected | Not Affected | Not Affected | Not Affected | Not Affected | Not Affected | Not Affected | Not Affected | Not Affected | Not Affected | Not Affected | Not Affected | Not Affected | Not Affected | Not Affected | Not Affected | Not Affected | Not Affected | Not Affected | Not Affected | 0 | 0 | 0 | 0 | 21 | Polygon
Critical Infrastructure | Stormwater Treatment Facilities and Pump Stations | Stormwater Ponds - NHD |  | STFPS_PG_172157 |  | Not Affected | Not Affected | Not Affected | Not Affected | Not Affected | Not Affected | Not Affected | Not Affected | Not Affected | Not Affected | Not Affected | Not Affected | Not Affected | Not Affected | Not Affected | Not Affected | Not Affected | Not Affected | Not Affected | Not Affected | Not Affected | 0 | 0 | 0 | 0 | 21 | Polygon
Critical Infrastructure | Stormwater Treatment Facilities and Pump Stations | Stormwater Ponds - NHD |  | STFPS_PG_172161 |  | Not Affected | Not Affected | Not Affected | Not Affected | Not Affected | Not Affected | Not Affected | Not Affected | Not Affected | Not Affected | Not Affected | Not Affected | Not Affected | Not Affected | Not Affected | Not Affected | Not Affected | Not Affected | Not Affected | Not Affected | Not Affected | 0 | 0 | 0 | 0 | 21 | Polygon
Critical Infrastructure | Stormwater Treatment Facilities and Pump Stations | Stormwater Ponds - NHD |  | STFPS_PG_172162 |  | Not Affected | Not Affected | Not Affected | Not Affected | Not Affected | Not Affected | Not Affected | Not Affected | Not Affected | Not Affected | Not Affected | Not Affected | Not Affected | Not Affected | Not Affected | Not Affected | Not Affected | Not Affected | Not Affected | Not Affected | Not Affected | 0 | 0 | 0 | 0 | 21 | Polygon
Critical Infrastructure | Stormwater Treatment Facilities and Pump Stations | Stormwater Ponds - NHD |  | STFPS_PG_172163 |  | Not Affected | Not Affected | Not Affected | Not Affected | Not Affected | Not Affected | Not Affected | Not Affected | Not Affected | Not Affected | Not Affected | Not Affected | Not Affected | Not Affected | Not Affected | Not Affected | Not Affected | Not Affected | Not Affected | Not Affected | Not Affected | 0 | 0 | 0 | 0 | 21 | Polygon
Critical Infrastructure | Stormwater Treatment Facilities and Pump Stations | Stormwater Ponds - NHD |  | STFPS_PG_172164 |  | Not Affected | Not Affected | Not Affected | Not Affected | Not Affected | Not Affected | Not Affected | Not Affected | Not Affected | Not Affected | Not Affected | Not Affected | Not Affected | Not Affected | Not Affected | Not Affected | Not Affected | Not Affected | Not Affected | Not Affected | Not Affected | 0 | 0 | 0 | 0 | 21 | Polygon
Critical Infrastructure | Stormwater Treatment Facilities and Pump Stations | Stormwater Ponds - NHD |  | STFPS_PG_172165 |  | Not Affected | Not Affected | Not Affected | Not Affected | Not Affected | Not Affected | Not Affected | Not Affected | Not Affected | Not Affected | Not Affected | Not Affected | Not Affected | Not Affected | Not Affected | Not Affected | Not Affected | Not Affected | Not Affected | Not Affected | Not Affected | 0 | 0 | 0 | 0 | 21 | Polygon
Critical Infrastructure | Stormwater Treatment Facilities and Pump Stations | Stormwater Ponds - NHD |  | STFPS_PG_172166 |  | Not Affected | Not Affected | Not Affected | Not Affected | Not Affected | Not Affected | Not Affected | Not Affected | Not Affected | Not Affected | Not Affected | Not Affected | Not Affected | Not Affected | Not Affected | Not Affected | Not Affected | Not Affected | Not Affected | Not Affected | Not Affected | 0 | 0 | 0 | 0 | 21 | Polygon
Critical Infrastructure | Stormwater Treatment Facilities and Pump Stations | Stormwater Ponds - NHD |  | STFPS_PG_172167 |  | Not Affected | Not Affected | Not Affected | Not Affected | Not Affected | Not Affected | Not Affected | Not Affected | Not Affected | Not Affected | Not Affected | Not Affected | Not Affected | Not Affected | Not Affected | Not Affected | Not Affected | Not Affected | Not Affected | Not Affected | Not Affected | 0 | 0 | 0 | 0 | 21 | Polygon
Critical Infrastructure | Stormwater Treatment Facilities and Pump Stations | Stormwater Ponds - NHD |  | STFPS_PG_172168 |  | Not Affected | Not Affected | Not Affected | Not Affected | Not Affected | Not Affected | Not Affected | Not Affected | Not Affected | Not Affected | Not Affected | Not Affected | Not Affected | Not Affected | Not Affected | Not Affected | Not Affected | Not Affected | Not Affected | Not Affected | Not Affected | 0 | 0 | 0 | 0 | 21 | Polygon
Critical Infrastructure | Stormwater Treatment Facilities and Pump Stations | Stormwater Ponds - NHD |  | STFPS_PG_172169 |  | Not Affected | Not Affected | Not Affected | Not Affected | Not Affected | Not Affected | Not Affected | Not Affected | Not Affected | Not Affected | Not Affected | Not Affected | Not Affected | Not Affected | Not Affected | Not Affected | Not Affected | Not Affected | Not Affected | Not Affected | Not Affected | 0 | 0 | 0 | 0 | 21 | Polygon
Critical Infrastructure | Stormwater Treatment Facilities and Pump Stations | Stormwater Ponds - NHD |  | STFPS_PG_172237 |  | Not Affected | Not Affected | Not Affected | Not Affected | Not Affected | Not Affected | Not Affected | Not Affected | Not Affected | Not Affected | Not Affected | Not Affected | Not Affected | Not Affected | Not Affected | Not Affected | Not Affected | Not Affected | Not Affected | Not Affected | Not Affected | 0 | 0 | 0 | 0 | 21 | Polygon
Critical Infrastructure | Stormwater Treatment Facilities and Pump Stations | Stormwater Ponds - NHD |  | STFPS_PG_172247 |  | Not Affected | Not Affected | Not Affected | Not Affected | Not Affected | Not Affected | Not Affected | Not Affected | Not Affected | Not Affected | Not Affected | Not Affected | Not Affected | Not Affected | Not Affected | Not Affected | Not Affected | Not Affected | Not Affected | Not Affected | Not Affected | 0 | 0 | 0 | 0 | 21 | Polygon
Critical Infrastructure | Stormwater Treatment Facilities and Pump Stations | Stormwater Ponds - NHD |  | STFPS_PG_172248 |  | Not Affected | Not Affected | Not Affected | Not Affected | Not Affected | Not Affected | Not Affected | Not Affected | Not Affected | Not Affected | Not Affected | Not Affected | Not Affected | Not Affected | Not Affected | Not Affected | Not Affected | Not Affected | Not Affected | Not Affected | Not Affected | 0 | 0 | 0 | 0 | 21 | Polygon
Critical Infrastructure | Stormwater Treatment Facilities and Pump Stations | Stormwater Ponds - NHD |  | STFPS_PG_172250 |  | Not Affected | Not Affected | Not Affected | Not Affected | Not Affected | Not Affected | Not Affected | Not Affected | Not Affected | Not Affected | Not Affected | Not Affected | Not Affected | Not Affected | Not Affected | Not Affected | Not Affected | Not Affected | Not Affected | Not Affected | Not Affected | 0 | 0 | 0 | 0 | 21 | Polygon
Critical Infrastructure | Stormwater Treatment Facilities and Pump Stations | Stormwater Ponds - NHD |  | STFPS_PG_172275 |  | Not Affected | Not Affected | Not Affected | Not Affected | Not Affected | Not Affected | Not Affected | Not Affected | Not Affected | Not Affected | Not Affected | Not Affected | Not Affected | Not Affected | Not Affected | Not Affected | Not Affected | Not Affected | Not Affected | Not Affected | Not Affected | 0 | 0 | 0 | 0 | 21 | Polygon
Critical Infrastructure | Stormwater Treatment Facilities and Pump Stations | Stormwater Ponds - NHD |  | STFPS_PG_172276 |  | Not Affected | Not Affected | Not Affected | Not Affected | Not Affected | Not Affected | Not Affected | Not Affected | Not Affected | Not Affected | Not Affected | Not Affected | Not Affected | Not Affected | Not Affected | Not Affected | Not Affected | Not Affected | Not Affected | Not Affected | Not Affected | 0 | 0 | 0 | 0 | 21 | Polygon
Critical Infrastructure | Stormwater Treatment Facilities and Pump Stations | Stormwater Ponds - NHD |  | STFPS_PG_172277 |  | Not Affected | Not Affected | Not Affected | Not Affected | Not Affected | Not Affected | Not Affected | Not Affected | Not Affected | Not Affected | Not Affected | Not Affected | Not Affected | Not Affected | Not Affected | Not Affected | Not Affected | Not Affected | Not Affected | Not Affected | Not Affected | 0 | 0 | 0 | 0 | 21 | Polygon
Critical Infrastructure | Stormwater Treatment Facilities and Pump Stations | Stormwater Ponds - NHD |  | STFPS_PG_172278 |  | Not Affected | Not Affected | Not Affected | Not Affected | Not Affected | Not Affected | Not Affected | Not Affected | Not Affected | Not Affected | Not Affected | Not Affected | Not Affected | Not Affected | Not Affected | Not Affected | Not Affected | Not Affected | Not Affected | Not Affected | Not Affected | 0 | 0 | 0 | 0 | 21 | Polygon
Critical Infrastructure | Stormwater Treatment Facilities and Pump Stations | Stormwater Ponds - NHD |  | STFPS_PG_172279 |  | Not Affected | Not Affected | Not Affected | Not Affected | Not Affected | Not Affected | Not Affected | Not Affected | Not Affected | Not Affected | Not Affected | Not Affected | Not Affected | Not Affected | Not Affected | Not Affected | Not Affected | Not Affected | Not Affected | Not Affected | Not Affected | 0 | 0 | 0 | 0 | 21 | Polygon
Critical Infrastructure | Stormwater Treatment Facilities and Pump Stations | Stormwater Ponds - NHD |  | STFPS_PG_172281 |  | Not Affected | Not Affected | Not Affected | Not Affected | Not Affected | Not Affected | Not Affected | Not Affected | Not Affected | Not Affected | Not Affected | Not Affected | Not Affected | Not Affected | Not Affected | Not Affected | Not Affected | Not Affected | Not Affected | Not Affected | Not Affected | 0 | 0 | 0 | 0 | 21 | Polygon
Critical Infrastructure | Stormwater Treatment Facilities and Pump Stations | Stormwater Ponds - NHD |  | STFPS_PG_172282 |  | Not Affected | Not Affected | Not Affected | Not Affected | Not Affected | Not Affected | Not Affected | Not Affected | Not Affected | Not Affected | Not Affected | Not Affected | Not Affected | Not Affected | Not Affected | Not Affected | Not Affected | Not Affected | Not Affected | Not Affected | Not Affected | 0 | 0 | 0 | 0 | 21 | Polygon
Critical Infrastructure | Stormwater Treatment Facilities and Pump Stations | Stormwater Ponds - NHD |  | STFPS_PG_172283 |  | Not Affected | Not Affected | Not Affected | Not Affected | Not Affected | Not Affected | Not Affected | Not Affected | Not Affected | Not Affected | Not Affected | Not Affected | Not Affected | Not Affected | Not Affected | Not Affected | Not Affected | Not Affected | Not Affected | Not Affected | Not Affected | 0 | 0 | 0 | 0 | 21 | Polygon
Critical Infrastructure | Stormwater Treatment Facilities and Pump Stations | Stormwater Ponds - NHD |  | STFPS_PG_172284 |  | Not Affected | Not Affected | Not Affected | Not Affected | Not Affected | Not Affected | Not Affected | Not Affected | Not Affected | Not Affected | Not Affected | Not Affected | Not Affected | Not Affected | Not Affected | Not Affected | Not Affected | Not Affected | Not Affected | Not Affected | Not Affected | 0 | 0 | 0 | 0 | 21 | Polygon
Critical Infrastructure | Stormwater Treatment Facilities and Pump Stations | Stormwater Ponds - NHD |  | STFPS_PG_172285 |  | Not Affected | Not Affected | Not Affected | Not Affected | Not Affected | Not Affected | Not Affected | Not Affected | Not Affected | Not Affected | Not Affected | Not Affected | Not Affected | Not Affected | Not Affected | Not Affected | Not Affected | Not Affected | Not Affected | Not Affected | Not Affected | 0 | 0 | 0 | 0 | 21 | Polygon
Critical Infrastructure | Stormwater Treatment Facilities and Pump Stations | Stormwater Ponds - NHD |  | STFPS_PG_172286 |  | Not Affected | Not Affected | Not Affected | Not Affected | Not Affected | Not Affected | Not Affected | Not Affected | Not Affected | Not Affected | Not Affected | Not Affected | Not Affected | Not Affected | Not Affected | Not Affected | Not Affected | Not Affected | Not Affected | Not Affected | Not Affected | 0 | 0 | 0 | 0 | 21 | Polygon
Critical Infrastructure | Stormwater Treatment Facilities and Pump Stations | Stormwater Ponds - NHD |  | STFPS_PG_172287 |  | Not Affected | Not Affected | Not Affected | Not Affected | Not Affected | Not Affected | Not Affected | Not Affected | Not Affected | Not Affected | Not Affected | Not Affected | Not Affected | Not Affected | Not Affected | Not Affected | Not Affected | Not Affected | Not Affected | Not Affected | Not Affected | 0 | 0 | 0 | 0 | 21 | Polygon
Critical Infrastructure | Stormwater Treatment Facilities and Pump Stations | Stormwater Ponds - NHD |  | STFPS_PG_172288 |  | Not Affected | Not Affected | Not Affected | Not Affected | Not Affected | Not Affected | Not Affected | Not Affected | Not Affected | Not Affected | Not Affected | Not Affected | Not Affected | Not Affected | Not Affected | Not Affected | Not Affected | Not Affected | Not Affected | Not Affected | Not Affected | 0 | 0 | 0 | 0 | 21 | Polygon
Critical Infrastructure | Stormwater Treatment Facilities and Pump Stations | Stormwater Ponds - NHD |  | STFPS_PG_172289 |  | Not Affected | Not Affected | Not Affected | Not Affected | Not Affected | Not Affected | Not Affected | Not Affected | Not Affected | Not Affected | Not Affected | Not Affected | Not Affected | Not Affected | Not Affected | Not Affected | Not Affected | Not Affected | Not Affected | Not Affected | Not Affected | 0 | 0 | 0 | 0 | 21 | Polygon
Critical Infrastructure | Stormwater Treatment Facilities and Pump Stations | Stormwater Ponds - NHD |  | STFPS_PG_172290 |  | Not Affected | Not Affected | Not Affected | Not Affected | Not Affected | Not Affected | Not Affected | Not Affected | Not Affected | Not Affected | Not Affected | Not Affected | Not Affected | Not Affected | Not Affected | Not Affected | Not Affected | Not Affected | Not Affected | Not Affected | Not Affected | 0 | 0 | 0 | 0 | 21 | Polygon
Critical Infrastructure | Stormwater Treatment Facilities and Pump Stations | Stormwater Ponds - NHD |  | STFPS_PG_172291 |  | Not Affected | Not Affected | Not Affected | Not Affected | Not Affected | Not Affected | Not Affected | Not Affected | Not Affected | Not Affected | Not Affected | Not Affected | Not Affected | Not Affected | Not Affected | Not Affected | Not Affected | Not Affected | Not Affected | Not Affected | Not Affected | 0 | 0 | 0 | 0 | 21 | Polygon
Critical Infrastructure | Stormwater Treatment Facilities and Pump Stations | Stormwater Ponds - NHD |  | STFPS_PG_172292 |  | Not Affected | Not Affected | Not Affected | Not Affected | Not Affected | Not Affected | Not Affected | Not Affected | Not Affected | Not Affected | Not Affected | Not Affected | Not Affected | Not Affected | Not Affected | Not Affected | Not Affected | Not Affected | Not Affected | Not Affected | Not Affected | 0 | 0 | 0 | 0 | 21 | Polygon
Critical Infrastructure | Stormwater Treatment Facilities and Pump Stations | Stormwater Ponds - NHD |  | STFPS_PG_172293 |  | Not Affected | Not Affected | Not Affected | Not Affected | Not Affected | Not Affected | Not Affected | Not Affected | Not Affected | Not Affected | Not Affected | Not Affected | Not Affected | Not Affected | Not Affected | Not Affected | Not Affected | Not Affected | Not Affected | Not Affected | Not Affected | 0 | 0 | 0 | 0 | 21 | Polygon
Critical Infrastructure | Stormwater Treatment Facilities and Pump Stations | Stormwater Ponds - NHD |  | STFPS_PG_172294 |  | Not Affected | Not Affected | Not Affected | Not Affected | Not Affected | Not Affected | Not Affected | Not Affected | Not Affected | Not Affected | Not Affected | Not Affected | Not Affected | Not Affected | Not Affected | Not Affected | Not Affected | Not Affected | Not Affected | Not Affected | Not Affected | 0 | 0 | 0 | 0 | 21 | Polygon
Critical Infrastructure | Stormwater Treatment Facilities and Pump Stations | Stormwater Ponds - NHD |  | STFPS_PG_172297 |  | Not Affected | Not Affected | Not Affected | Not Affected | Not Affected | Not Affected | Not Affected | Not Affected | Not Affected | Not Affected | Not Affected | Not Affected | Not Affected | Not Affected | Not Affected | Not Affected | Not Affected | Not Affected | Not Affected | Not Affected | Not Affected | 0 | 0 | 0 | 0 | 21 | Polygon
Critical Infrastructure | Stormwater Treatment Facilities and Pump Stations | Stormwater Ponds - NHD |  | STFPS_PG_172298 |  | Not Affected | Not Affected | Not Affected | Not Affected | Not Affected | Not Affected | Not Affected | Not Affected | Not Affected | Not Affected | Not Affected | Not Affected | Not Affected | Not Affected | Not Affected | Not Affected | Not Affected | Not Affected | Not Affected | Not Affected | Not Affected | 0 | 0 | 0 | 0 | 21 | Polygon
Critical Infrastructure | Stormwater Treatment Facilities and Pump Stations | Stormwater Ponds - NHD |  | STFPS_PG_172299 |  | Not Affected | Not Affected | Not Affected | Not Affected | Not Affected | Not Affected | Not Affected | Not Affected | Not Affected | Not Affected | Not Affected | Not Affected | Not Affected | Not Affected | Not Affected | Not Affected | Not Affected | Not Affected | Not Affected | Not Affected | Not Affected | 0 | 0 | 0 | 0 | 21 | Polygon
Critical Infrastructure | Stormwater Treatment Facilities and Pump Stations | Stormwater Ponds - NHD |  | STFPS_PG_172300 |  | Not Affected | Not Affected | Not Affected | Not Affected | Not Affected | Not Affected | Not Affected | Not Affected | Not Affected | Not Affected | Not Affected | Not Affected | Not Affected | Not Affected | Not Affected | Not Affected | Not Affected | Not Affected | Not Affected | Not Affected | Not Affected | 0 | 0 | 0 | 0 | 21 | Polygon
Critical Infrastructure | Stormwater Treatment Facilities and Pump Stations | Stormwater Ponds - NHD |  | STFPS_PG_172301 |  | Not Affected | Not Affected | Not Affected | Not Affected | Not Affected | Not Affected | Not Affected | Not Affected | Not Affected | Not Affected | Not Affected | Not Affected | Not Affected | Not Affected | Not Affected | Not Affected | Not Affected | Not Affected | Not Affected | Not Affected | Not Affected | 0 | 0 | 0 | 0 | 21 | Polygon
Critical Infrastructure | Stormwater Treatment Facilities and Pump Stations | Stormwater Ponds - NHD |  | STFPS_PG_172302 |  | Not Affected | Not Affected | Not Affected | Not Affected | Not Affected | Not Affected | Not Affected | Not Affected | Not Affected | Not Affected | Not Affected | Not Affected | Not Affected | Not Affected | Not Affected | Not Affected | Not Affected | Not Affected | Not Affected | Not Affected | Not Affected | 0 | 0 | 0 | 0 | 21 | Polygon
Critical Infrastructure | Stormwater Treatment Facilities and Pump Stations | Stormwater Ponds - NHD |  | STFPS_PG_172303 |  | Not Affected | Not Affected | Not Affected | Not Affected | Not Affected | Not Affected | Not Affected | Not Affected | Not Affected | Not Affected | Not Affected | Not Affected | Not Affected | Not Affected | Not Affected | Not Affected | Not Affected | Not Affected | Not Affected | Not Affected | Not Affected | 0 | 0 | 0 | 0 | 21 | Polygon
Critical Infrastructure | Stormwater Treatment Facilities and Pump Stations | Stormwater Ponds - NHD |  | STFPS_PG_172304 |  | Not Affected | Not Affected | Not Affected | Not Affected | Not Affected | Not Affected | Not Affected | Not Affected | Not Affected | Not Affected | Not Affected | Not Affected | Not Affected | Not Affected | Not Affected | Not Affected | Not Affected | Not Affected | Not Affected | Not Affected | Not Affected | 0 | 0 | 0 | 0 | 21 | Polygon
Critical Infrastructure | Stormwater Treatment Facilities and Pump Stations | Stormwater Ponds - NHD |  | STFPS_PG_172305 |  | Not Affected | Not Affected | Not Affected | Not Affected | Not Affected | Not Affected | Not Affected | Not Affected | Not Affected | Not Affected | Not Affected | Not Affected | Not Affected | Not Affected | Not Affected | Not Affected | Not Affected | Not Affected | Not Affected | Not Affected | Not Affected | 0 | 0 | 0 | 0 | 21 | Polygon
Critical Infrastructure | Stormwater Treatment Facilities and Pump Stations | Stormwater Ponds - NHD |  | STFPS_PG_172306 |  | Not Affected | Not Affected | Not Affected | Not Affected | Not Affected | Not Affected | Not Affected | Not Affected | Not Affected | Not Affected | Not Affected | Not Affected | Not Affected | Not Affected | Not Affected | Not Affected | Not Affected | Not Affected | Not Affected | Not Affected | Not Affected | 0 | 0 | 0 | 0 | 21 | Polygon
Critical Infrastructure | Stormwater Treatment Facilities and Pump Stations | Stormwater Ponds - NHD |  | STFPS_PG_172307 |  | Not Affected | Not Affected | Not Affected | Not Affected | Not Affected | Not Affected | Not Affected | Not Affected | Not Affected | Not Affected | Not Affected | Not Affected | Not Affected | Not Affected | Not Affected | Not Affected | Not Affected | Not Affected | Not Affected | Not Affected | Not Affected | 0 | 0 | 0 | 0 | 21 | Polygon
Critical Infrastructure | Stormwater Treatment Facilities and Pump Stations | Stormwater Ponds - NHD |  | STFPS_PG_172308 |  | Not Affected | Not Affected | Not Affected | Not Affected | Not Affected | Not Affected | Not Affected | Not Affected | Not Affected | Not Affected | Not Affected | Not Affected | Not Affected | Not Affected | Not Affected | Not Affected | Not Affected | Not Affected | Not Affected | Not Affected | Not Affected | 0 | 0 | 0 | 0 | 21 | Polygon
Critical Infrastructure | Stormwater Treatment Facilities and Pump Stations | Stormwater Ponds - NHD |  | STFPS_PG_172309 |  | Not Affected | Not Affected | Not Affected | Not Affected | Not Affected | Not Affected | Not Affected | Not Affected | Not Affected | Not Affected | Not Affected | Not Affected | Not Affected | Not Affected | Not Affected | Not Affected | Not Affected | Not Affected | Not Affected | Not Affected | Not Affected | 0 | 0 | 0 | 0 | 21 | Polygon
Critical Infrastructure | Stormwater Treatment Facilities and Pump Stations | Stormwater Ponds - NHD |  | STFPS_PG_172310 |  | Not Affected | Not Affected | Not Affected | Not Affected | Not Affected | Not Affected | Not Affected | Not Affected | Not Affected | Not Affected | Not Affected | Not Affected | Not Affected | Not Affected | Not Affected | Not Affected | Not Affected | Not Affected | Not Affected | Not Affected | Not Affected | 0 | 0 | 0 | 0 | 21 | Polygon
Critical Infrastructure | Stormwater Treatment Facilities and Pump Stations | Stormwater Ponds - NHD |  | STFPS_PG_172311 |  | Not Affected | Not Affected | Not Affected | Not Affected | Not Affected | Not Affected | Not Affected | Not Affected | Not Affected | Not Affected | Not Affected | Not Affected | Not Affected | Not Affected | Not Affected | Not Affected | Not Affected | Not Affected | Not Affected | Not Affected | Not Affected | 0 | 0 | 0 | 0 | 21 | Polygon
Critical Infrastructure | Stormwater Treatment Facilities and Pump Stations | Stormwater Ponds - NHD |  | STFPS_PG_172312 |  | Not Affected | Not Affected | Not Affected | Not Affected | Not Affected | Not Affected | Not Affected | Not Affected | Not Affected | Not Affected | Not Affected | Not Affected | Not Affected | Not Affected | Not Affected | Not Affected | Not Affected | Not Affected | Not Affected | Not Affected | Not Affected | 0 | 0 | 0 | 0 | 21 | Polygon
Critical Infrastructure | Stormwater Treatment Facilities and Pump Stations | Stormwater Ponds - NHD |  | STFPS_PG_172313 |  | Not Affected | Not Affected | Not Affected | Not Affected | Not Affected | Not Affected | Not Affected | Not Affected | Not Affected | Not Affected | Not Affected | Not Affected | Not Affected | Not Affected | Not Affected | Not Affected | Not Affected | Not Affected | Not Affected | Not Affected | Not Affected | 0 | 0 | 0 | 0 | 21 | Polygon
Critical Infrastructure | Stormwater Treatment Facilities and Pump Stations | Stormwater Ponds - NHD |  | STFPS_PG_172314 |  | Not Affected | Not Affected | Not Affected | Not Affected | Not Affected | Not Affected | Not Affected | Not Affected | Not Affected | Not Affected | Not Affected | Not Affected | Not Affected | Not Affected | Not Affected | Not Affected | Not Affected | Not Affected | Not Affected | Not Affected | Not Affected | 0 | 0 | 0 | 0 | 21 | Polygon
Critical Infrastructure | Stormwater Treatment Facilities and Pump Stations | Stormwater Ponds - NHD |  | STFPS_PG_172315 |  | Not Affected | Not Affected | Not Affected | Not Affected | Not Affected | Not Affected | Not Affected | Not Affected | Not Affected | Not Affected | Not Affected | Not Affected | Not Affected | Not Affected | Not Affected | Not Affected | Not Affected | Not Affected | Not Affected | Not Affected | Not Affected | 0 | 0 | 0 | 0 | 21 | Polygon
Critical Infrastructure | Stormwater Treatment Facilities and Pump Stations | Stormwater Ponds - NHD |  | STFPS_PG_172316 |  | Not Affected | Not Affected | Not Affected | Not Affected | Not Affected | Not Affected | Not Affected | Not Affected | Not Affected | Not Affected | Not Affected | Not Affected | Not Affected | Not Affected | Not Affected | Not Affected | Not Affected | Not Affected | Not Affected | Not Affected | Not Affected | 0 | 0 | 0 | 0 | 21 | Polygon
Critical Infrastructure | Stormwater Treatment Facilities and Pump Stations | Stormwater Ponds - NHD |  | STFPS_PG_172317 |  | Not Affected | Not Affected | Not Affected | Not Affected | Not Affected | Not Affected | Not Affected | Not Affected | Not Affected | Not Affected | Not Affected | Not Affected | Not Affected | Not Affected | Not Affected | Not Affected | Not Affected | Not Affected | Not Affected | Not Affected | Not Affected | 0 | 0 | 0 | 0 | 21 | Polygon
Critical Infrastructure | Stormwater Treatment Facilities and Pump Stations | Stormwater Ponds - NHD |  | STFPS_PG_172318 |  | Not Affected | Not Affected | Not Affected | Not Affected | Not Affected | Not Affected | Not Affected | Not Affected | Not Affected | Not Affected | Not Affected | Not Affected | Not Affected | Not Affected | Not Affected | Not Affected | Not Affected | Not Affected | Not Affected | Not Affected | Not Affected | 0 | 0 | 0 | 0 | 21 | Polygon
Critical Infrastructure | Stormwater Treatment Facilities and Pump Stations | Stormwater Ponds - NHD |  | STFPS_PG_172319 |  | Not Affected | Not Affected | Not Affected | Not Affected | Not Affected | Not Affected | Not Affected | Not Affected | Not Affected | Not Affected | Not Affected | Not Affected | Not Affected | Not Affected | Not Affected | Not Affected | Not Affected | Not Affected | Not Affected | Not Affected | Not Affected | 0 | 0 | 0 | 0 | 21 | Polygon
Critical Infrastructure | Stormwater Treatment Facilities and Pump Stations | Stormwater Ponds - NHD |  | STFPS_PG_172320 |  | Not Affected | Not Affected | Not Affected | Not Affected | Not Affected | Not Affected | Not Affected | Not Affected | Not Affected | Not Affected | Not Affected | Not Affected | Not Affected | Not Affected | Not Affected | Not Affected | Not Affected | Not Affected | Not Affected | Not Affected | Not Affected | 0 | 0 | 0 | 0 | 21 | Polygon
Critical Infrastructure | Stormwater Treatment Facilities and Pump Stations | Stormwater Ponds - NHD |  | STFPS_PG_172321 |  | Not Affected | Not Affected | Not Affected | Not Affected | Not Affected | Not Affected | Not Affected | Not Affected | Not Affected | Not Affected | Not Affected | Not Affected | Not Affected | Not Affected | Not Affected | Not Affected | Not Affected | Not Affected | Not Affected | Not Affected | Not Affected | 0 | 0 | 0 | 0 | 21 | Polygon
Critical Infrastructure | Stormwater Treatment Facilities and Pump Stations | Stormwater Ponds - NHD |  | STFPS_PG_172322 |  | Not Affected | Not Affected | Not Affected | Not Affected | Not Affected | Not Affected | Not Affected | Not Affected | Not Affected | Not Affected | Not Affected | Not Affected | Not Affected | Not Affected | Not Affected | Not Affected | Not Affected | Not Affected | Not Affected | Not Affected | Not Affected | 0 | 0 | 0 | 0 | 21 | Polygon
Critical Infrastructure | Stormwater Treatment Facilities and Pump Stations | Stormwater Ponds - NHD |  | STFPS_PG_172323 |  | Not Affected | Not Affected | Not Affected | Not Affected | Not Affected | Not Affected | Not Affected | Not Affected | Not Affected | Not Affected | Not Affected | Not Affected | Not Affected | Not Affected | Not Affected | Not Affected | Not Affected | Not Affected | Not Affected | Not Affected | Not Affected | 0 | 0 | 0 | 0 | 21 | Polygon
Critical Infrastructure | Stormwater Treatment Facilities and Pump Stations | Stormwater Ponds - NHD |  | STFPS_PG_172324 |  | Not Affected | Not Affected | Not Affected | Not Affected | Not Affected | Not Affected | Not Affected | Not Affected | Not Affected | Not Affected | Not Affected | Not Affected | Not Affected | Not Affected | Not Affected | Not Affected | Not Affected | Not Affected | Not Affected | Not Affected | Not Affected | 0 | 0 | 0 | 0 | 21 | Polygon
Critical Infrastructure | Stormwater Treatment Facilities and Pump Stations | Stormwater Ponds - NHD |  | STFPS_PG_172325 |  | Not Affected | Not Affected | Not Affected | Not Affected | Not Affected | Not Affected | Not Affected | Not Affected | Not Affected | Not Affected | Not Affected | Not Affected | Not Affected | Not Affected | Not Affected | Not Affected | Not Affected | Not Affected | Not Affected | Not Affected | Not Affected | 0 | 0 | 0 | 0 | 21 | Polygon
Critical Infrastructure | Stormwater Treatment Facilities and Pump Stations | Stormwater Ponds - NHD |  | STFPS_PG_172326 |  | Not Affected | Not Affected | Not Affected | Not Affected | Not Affected | Not Affected | Not Affected | Not Affected | Not Affected | Not Affected | Not Affected | Not Affected | Not Affected | Not Affected | Not Affected | Not Affected | Not Affected | Not Affected | Not Affected | Not Affected | Not Affected | 0 | 0 | 0 | 0 | 21 | Polygon
Critical Infrastructure | Stormwater Treatment Facilities and Pump Stations | Stormwater Ponds - NHD |  | STFPS_PG_172327 |  | Not Affected | Not Affected | Not Affected | Not Affected | Not Affected | Not Affected | Not Affected | Not Affected | Not Affected | Not Affected | Not Affected | Not Affected | Not Affected | Not Affected | Not Affected | Not Affected | Not Affected | Not Affected | Not Affected | Not Affected | Not Affected | 0 | 0 | 0 | 0 | 21 | Polygon
Critical Infrastructure | Stormwater Treatment Facilities and Pump Stations | Stormwater Ponds - NHD |  | STFPS_PG_172328 |  | Not Affected | Not Affected | Not Affected | Not Affected | Not Affected | Not Affected | Not Affected | Not Affected | Not Affected | Not Affected | Not Affected | Not Affected | Not Affected | Not Affected | Not Affected | Not Affected | Not Affected | Not Affected | Not Affected | Not Affected | Not Affected | 0 | 0 | 0 | 0 | 21 | Polygon
Critical Infrastructure | Stormwater Treatment Facilities and Pump Stations | Stormwater Ponds - NHD |  | STFPS_PG_172329 |  | Not Affected | Not Affected | Not Affected | Not Affected | Not Affected | Not Affected | Not Affected | Not Affected | Not Affected | Not Affected | Not Affected | Not Affected | Not Affected | Not Affected | Not Affected | Not Affected | Not Affected | Not Affected | Not Affected | Not Affected | Not Affected | 0 | 0 | 0 | 0 | 21 | Polygon
Critical Infrastructure | Stormwater Treatment Facilities and Pump Stations | Stormwater Ponds - NHD |  | STFPS_PG_172330 |  | Not Affected | Not Affected | Not Affected | Not Affected | Not Affected | Not Affected | Not Affected | Not Affected | Not Affected | Not Affected | Not Affected | Not Affected | Not Affected | Not Affected | Not Affected | Not Affected | Not Affected | Not Affected | Not Affected | Not Affected | Not Affected | 0 | 0 | 0 | 0 | 21 | Polygon
Critical Infrastructure | Stormwater Treatment Facilities and Pump Stations | Stormwater Ponds - NHD |  | STFPS_PG_172331 |  | Not Affected | Not Affected | Not Affected | Not Affected | Not Affected | Not Affected | Not Affected | Not Affected | Not Affected | Not Affected | Not Affected | Not Affected | Not Affected | Not Affected | Not Affected | Not Affected | Not Affected | Not Affected | Not Affected | Not Affected | Not Affected | 0 | 0 | 0 | 0 | 21 | Polygon
Critical Infrastructure | Stormwater Treatment Facilities and Pump Stations | Stormwater Ponds - NHD |  | STFPS_PG_172332 |  | Not Affected | Not Affected | Not Affected | Not Affected | Not Affected | Not Affected | Not Affected | Not Affected | Not Affected | Not Affected | Not Affected | Not Affected | Not Affected | Not Affected | Not Affected | Not Affected | Not Affected | Not Affected | Not Affected | Not Affected | Not Affected | 0 | 0 | 0 | 0 | 21 | Polygon
Critical Infrastructure | Stormwater Treatment Facilities and Pump Stations | Stormwater Ponds - NHD |  | STFPS_PG_172333 |  | Not Affected | Not Affected | Not Affected | Not Affected | Not Affected | Not Affected | Not Affected | Not Affected | Not Affected | Not Affected | Not Affected | Not Affected | Not Affected | Not Affected | Not Affected | Not Affected | Not Affected | Not Affected | Not Affected | Not Affected | Not Affected | 0 | 0 | 0 | 0 | 21 | Polygon
Critical Infrastructure | Stormwater Treatment Facilities and Pump Stations | Stormwater Ponds - NHD |  | STFPS_PG_172334 |  | Not Affected | Not Affected | Not Affected | Not Affected | Not Affected | Not Affected | Not Affected | Not Affected | Not Affected | Not Affected | Not Affected | Not Affected | Not Affected | Not Affected | Not Affected | Not Affected | Not Affected | Not Affected | Not Affected | Not Affected | Not Affected | 0 | 0 | 0 | 0 | 21 | Polygon
Critical Infrastructure | Stormwater Treatment Facilities and Pump Stations | Stormwater Ponds - NHD |  | STFPS_PG_172335 |  | Not Affected | Not Affected | Not Affected | Not Affected | Not Affected | Not Affected | Not Affected | Not Affected | Not Affected | Not Affected | Not Affected | Not Affected | Not Affected | Not Affected | Not Affected | Not Affected | Not Affected | Not Affected | Not Affected | Not Affected | Not Affected | 0 | 0 | 0 | 0 | 21 | Polygon
Critical Infrastructure | Stormwater Treatment Facilities and Pump Stations | Stormwater Ponds - NHD |  | STFPS_PG_172338 |  | Not Affected | Not Affected | Not Affected | Not Affected | Not Affected | Not Affected | Not Affected | Not Affected | Not Affected | Not Affected | Not Affected | Not Affected | Not Affected | Not Affected | Not Affected | Not Affected | Not Affected | Not Affected | Not Affected | Not Affected | Not Affected | 0 | 0 | 0 | 0 | 21 | Polygon
Critical Infrastructure | Stormwater Treatment Facilities and Pump Stations | Stormwater Ponds - NHD |  | STFPS_PG_172339 |  | Not Affected | Not Affected | Not Affected | Not Affected | Not Affected | Not Affected | Not Affected | Not Affected | Not Affected | Not Affected | Not Affected | Not Affected | Not Affected | Not Affected | Not Affected | Not Affected | Not Affected | Not Affected | Not Affected | Not Affected | Not Affected | 0 | 0 | 0 | 0 | 21 | Polygon
Critical Infrastructure | Stormwater Treatment Facilities and Pump Stations | Stormwater Ponds - NHD |  | STFPS_PG_172340 |  | Not Affected | Not Affected | Not Affected | Not Affected | Not Affected | Not Affected | Not Affected | Not Affected | Not Affected | Not Affected | Not Affected | Not Affected | Not Affected | Not Affected | Not Affected | Not Affected | Not Affected | Not Affected | Not Affected | Not Affected | Not Affected | 0 | 0 | 0 | 0 | 21 | Polygon
Critical Infrastructure | Stormwater Treatment Facilities and Pump Stations | Stormwater Ponds - NHD |  | STFPS_PG_172341 |  | Not Affected | Not Affected | Not Affected | Not Affected | Not Affected | Not Affected | Not Affected | Not Affected | Not Affected | Not Affected | Not Affected | Not Affected | Not Affected | Not Affected | Not Affected | Not Affected | Not Affected | Not Affected | Not Affected | Not Affected | Not Affected | 0 | 0 | 0 | 0 | 21 | Polygon
Critical Infrastructure | Stormwater Treatment Facilities and Pump Stations | Stormwater Ponds - NHD |  | STFPS_PG_172342 |  | Not Affected | Not Affected | Not Affected | Not Affected | Not Affected | Not Affected | Not Affected | Not Affected | Not Affected | Not Affected | Not Affected | Not Affected | Not Affected | Not Affected | Not Affected | Not Affected | Not Affected | Not Affected | Not Affected | Not Affected | Not Affected | 0 | 0 | 0 | 0 | 21 | Polygon
Critical Infrastructure | Stormwater Treatment Facilities and Pump Stations | Stormwater Ponds - NHD |  | STFPS_PG_172343 |  | Not Affected | Not Affected | Not Affected | Not Affected | Not Affected | Not Affected | Not Affected | Not Affected | Not Affected | Not Affected | Not Affected | Not Affected | Not Affected | Not Affected | Not Affected | Not Affected | Not Affected | Not Affected | Not Affected | Not Affected | Not Affected | 0 | 0 | 0 | 0 | 21 | Polygon
Critical Infrastructure | Stormwater Treatment Facilities and Pump Stations | Stormwater Ponds - NHD |  | STFPS_PG_172344 |  | Not Affected | Not Affected | Not Affected | Not Affected | Not Affected | Not Affected | Not Affected | Not Affected | Not Affected | Not Affected | Not Affected | Not Affected | Not Affected | Not Affected | Not Affected | Not Affected | Not Affected | Not Affected | Not Affected | Not Affected | Not Affected | 0 | 0 | 0 | 0 | 21 | Polygon
Critical Infrastructure | Stormwater Treatment Facilities and Pump Stations | Stormwater Ponds - NHD |  | STFPS_PG_172345 |  | Not Affected | Not Affected | Not Affected | Not Affected | Not Affected | Not Affected | Not Affected | Not Affected | Not Affected | Not Affected | Not Affected | Not Affected | Not Affected | Not Affected | Not Affected | Not Affected | Not Affected | Not Affected | Not Affected | Not Affected | Not Affected | 0 | 0 | 0 | 0 | 21 | Polygon
Critical Infrastructure | Stormwater Treatment Facilities and Pump Stations | Stormwater Ponds - NHD |  | STFPS_PG_172346 |  | Not Affected | Not Affected | Not Affected | Not Affected | Not Affected | Not Affected | Not Affected | Not Affected | Not Affected | Not Affected | Not Affected | Not Affected | Not Affected | Not Affected | Not Affected | Not Affected | Not Affected | Not Affected | Not Affected | Not Affected | Not Affected | 0 | 0 | 0 | 0 | 21 | Polygon
Critical Infrastructure | Stormwater Treatment Facilities and Pump Stations | Stormwater Ponds - NHD |  | STFPS_PG_172347 |  | Not Affected | Not Affected | Not Affected | Not Affected | Not Affected | Not Affected | Not Affected | Not Affected | Not Affected | Not Affected | Not Affected | Not Affected | Not Affected | Not Affected | Not Affected | Not Affected | Not Affected | Not Affected | Not Affected | Not Affected | Not Affected | 0 | 0 | 0 | 0 | 21 | Polygon
Critical Infrastructure | Stormwater Treatment Facilities and Pump Stations | Stormwater Ponds - NHD |  | STFPS_PG_172348 |  | Not Affected | Not Affected | Not Affected | Not Affected | Not Affected | Not Affected | Not Affected | Not Affected | Not Affected | Not Affected | Not Affected | Not Affected | Not Affected | Not Affected | Not Affected | Not Affected | Not Affected | Not Affected | Not Affected | Not Affected | Not Affected | 0 | 0 | 0 | 0 | 21 | Polygon
Critical Infrastructure | Stormwater Treatment Facilities and Pump Stations | Stormwater Ponds - NHD |  | STFPS_PG_172349 |  | Not Affected | Not Affected | Not Affected | Not Affected | Not Affected | Not Affected | Not Affected | Not Affected | Not Affected | Not Affected | Not Affected | Not Affected | Not Affected | Not Affected | Not Affected | Not Affected | Not Affected | Not Affected | Not Affected | Not Affected | Not Affected | 0 | 0 | 0 | 0 | 21 | Polygon
Critical Infrastructure | Stormwater Treatment Facilities and Pump Stations | Stormwater Ponds - NHD |  | STFPS_PG_172350 |  | Not Affected | Not Affected | Not Affected | Not Affected | Not Affected | Not Affected | Not Affected | Not Affected | Not Affected | Not Affected | Not Affected | Not Affected | Not Affected | Not Affected | Not Affected | Not Affected | Not Affected | Not Affected | Not Affected | Not Affected | Not Affected | 0 | 0 | 0 | 0 | 21 | Polygon
Critical Infrastructure | Stormwater Treatment Facilities and Pump Stations | Stormwater Ponds - NHD |  | STFPS_PG_172351 |  | Not Affected | Not Affected | Not Affected | Not Affected | Not Affected | Not Affected | Not Affected | Not Affected | Not Affected | Not Affected | Not Affected | Not Affected | Not Affected | Not Affected | Not Affected | Not Affected | Not Affected | Not Affected | Not Affected | Not Affected | Not Affected | 0 | 0 | 0 | 0 | 21 | Polygon
Critical Infrastructure | Stormwater Treatment Facilities and Pump Stations | Stormwater Ponds - NHD |  | STFPS_PG_172352 |  | Not Affected | Not Affected | Not Affected | Not Affected | Not Affected | Not Affected | Not Affected | Not Affected | Not Affected | Not Affected | Not Affected | Not Affected | Not Affected | Not Affected | Not Affected | Not Affected | Not Affected | Not Affected | Not Affected | Not Affected | Not Affected | 0 | 0 | 0 | 0 | 21 | Polygon
Critical Infrastructure | Stormwater Treatment Facilities and Pump Stations | Stormwater Ponds - NHD |  | STFPS_PG_172353 |  | Not Affected | Not Affected | Not Affected | Not Affected | Not Affected | Not Affected | Not Affected | Not Affected | Not Affected | Not Affected | Not Affected | Not Affected | Not Affected | Not Affected | Not Affected | Not Affected | Not Affected | Not Affected | Not Affected | Not Affected | Not Affected | 0 | 0 | 0 | 0 | 21 | Polygon
Critical Infrastructure | Stormwater Treatment Facilities and Pump Stations | Stormwater Ponds - NHD |  | STFPS_PG_172354 |  | Not Affected | Not Affected | Not Affected | Not Affected | Not Affected | Not Affected | Not Affected | Not Affected | Not Affected | Not Affected | Not Affected | Not Affected | Not Affected | Not Affected | Not Affected | Not Affected | Not Affected | Not Affected | Not Affected | Not Affected | Not Affected | 0 | 0 | 0 | 0 | 21 | Polygon
Critical Infrastructure | Stormwater Treatment Facilities and Pump Stations | Stormwater Ponds - NHD |  | STFPS_PG_172355 |  | Not Affected | Not Affected | Not Affected | Not Affected | Not Affected | Not Affected | Not Affected | Not Affected | Not Affected | Not Affected | Not Affected | Not Affected | Not Affected | Not Affected | Not Affected | Not Affected | Not Affected | Not Affected | Not Affected | Not Affected | Not Affected | 0 | 0 | 0 | 0 | 21 | Polygon
Critical Infrastructure | Stormwater Treatment Facilities and Pump Stations | Stormwater Ponds - NHD |  | STFPS_PG_172356 |  | Not Affected | Not Affected | Not Affected | Not Affected | Not Affected | Not Affected | Not Affected | Not Affected | Not Affected | Not Affected | Not Affected | Not Affected | Not Affected | Not Affected | Not Affected | Not Affected | Not Affected | Not Affected | Not Affected | Not Affected | Not Affected | 0 | 0 | 0 | 0 | 21 | Polygon
Critical Infrastructure | Stormwater Treatment Facilities and Pump Stations | Stormwater Ponds - NHD |  | STFPS_PG_172357 |  | Not Affected | Not Affected | Not Affected | Not Affected | Not Affected | Not Affected | Not Affected | Not Affected | Not Affected | Not Affected | Not Affected | Not Affected | Not Affected | Not Affected | Not Affected | Not Affected | Not Affected | Not Affected | Not Affected | Not Affected | Not Affected | 0 | 0 | 0 | 0 | 21 | Polygon
Critical Infrastructure | Stormwater Treatment Facilities and Pump Stations | Stormwater Ponds - NHD |  | STFPS_PG_172358 |  | Not Affected | Not Affected | Not Affected | Not Affected | Not Affected | Not Affected | Not Affected | Not Affected | Not Affected | Not Affected | Not Affected | Not Affected | Not Affected | Not Affected | Not Affected | Not Affected | Not Affected | Not Affected | Not Affected | Not Affected | Not Affected | 0 | 0 | 0 | 0 | 21 | Polygon
Critical Infrastructure | Stormwater Treatment Facilities and Pump Stations | Stormwater Ponds - NHD |  | STFPS_PG_172359 |  | Not Affected | Not Affected | Not Affected | Not Affected | Not Affected | Not Affected | Not Affected | Not Affected | Not Affected | Not Affected | Not Affected | Not Affected | Not Affected | Not Affected | Not Affected | Not Affected | Not Affected | Not Affected | Not Affected | Not Affected | Not Affected | 0 | 0 | 0 | 0 | 21 | Polygon
Critical Infrastructure | Stormwater Treatment Facilities and Pump Stations | Stormwater Ponds - NHD |  | STFPS_PG_172360 |  | Not Affected | Not Affected | Not Affected | Not Affected | Not Affected | Not Affected | Not Affected | Not Affected | Not Affected | Not Affected | Not Affected | Not Affected | Not Affected | Not Affected | Not Affected | Not Affected | Not Affected | Not Affected | Not Affected | Not Affected | Not Affected | 0 | 0 | 0 | 0 | 21 | Polygon
Critical Infrastructure | Stormwater Treatment Facilities and Pump Stations | Stormwater Ponds - NHD |  | STFPS_PG_172503 |  | Not Affected | Not Affected | Not Affected | Not Affected | Not Affected | Not Affected | Not Affected | Not Affected | Not Affected | Not Affected | Not Affected | Not Affected | Not Affected | Not Affected | Not Affected | Not Affected | Not Affected | Not Affected | Not Affected | Not Affected | Not Affected | 0 | 0 | 0 | 0 | 21 | Polygon
Critical Infrastructure | Stormwater Treatment Facilities and Pump Stations | Stormwater Ponds - NHD |  | STFPS_PG_172584 |  | Not Affected | Not Affected | Not Affected | Not Affected | Not Affected | Not Affected | Not Affected | Not Affected | Not Affected | Not Affected | Not Affected | Not Affected | Not Affected | Not Affected | Not Affected | Not Affected | Not Affected | Not Affected | Not Affected | Not Affected | Not Affected | 0 | 0 | 0 | 0 | 21 | Polygon
Critical Infrastructure | Stormwater Treatment Facilities and Pump Stations | Stormwater Ponds - NHD |  | STFPS_PG_172587 |  | Not Affected | Not Affected | Not Affected | Not Affected | Not Affected | Not Affected | Not Affected | Not Affected | Not Affected | Not Affected | Not Affected | Not Affected | Not Affected | Not Affected | Not Affected | Not Affected | Not Affected | Not Affected | Not Affected | Not Affected | Not Affected | 0 | 0 | 0 | 0 | 21 | Polygon
Critical Infrastructure | Stormwater Treatment Facilities and Pump Stations | Stormwater Ponds - NHD |  | STFPS_PG_172685 |  | Not Affected | Not Affected | Not Affected | Not Affected | Not Affected | Not Affected | Not Affected | Not Affected | Not Affected | Not Affected | Not Affected | Not Affected | Not Affected | Not Affected | Not Affected | Not Affected | Not Affected | Not Affected | Not Affected | Not Affected | Not Affected | 0 | 0 | 0 | 0 | 21 | Polygon
Critical Infrastructure | Stormwater Treatment Facilities and Pump Stations | Stormwater Ponds - NHD |  | STFPS_PG_172698 |  | Not Affected | Not Affected | Not Affected | Not Affected | Not Affected | Not Affected | Not Affected | Not Affected | Not Affected | Not Affected | Not Affected | Not Affected | Not Affected | Not Affected | Not Affected | Not Affected | Not Affected | Not Affected | Not Affected | Not Affected | Not Affected | 0 | 0 | 0 | 0 | 21 | Polygon
Critical Infrastructure | Stormwater Treatment Facilities and Pump Stations | Stormwater Ponds - NHD |  | STFPS_PG_172744 |  | Not Affected | Not Affected | Not Affected | Not Affected | Not Affected | Not Affected | Not Affected | Not Affected | Not Affected | Not Affected | Not Affected | Not Affected | Not Affected | Not Affected | Not Affected | Not Affected | Not Affected | Not Affected | Not Affected | Not Affected | Not Affected | 0 | 0 | 0 | 0 | 21 | Polygon
Critical Infrastructure | Stormwater Treatment Facilities and Pump Stations | Drainage Assets - SFWMD | STA-3/4 | STFPS_PG_172745 |  | Not Affected | Not Affected | Not Affected | Not Affected | Not Affected | Not Affected | Not Affected | Not Affected | Not Affected | Not Affected | Not Affected | Not Affected | Not Affected | Not Affected | Not Affected | Not Affected | Not Affected | Not Affected | Not Affected | Not Affected | Not Affected | 0 | 0 | 0 | 0 | 21 | Polygon
Critical Infrastructure | Stormwater Treatment Facilities and Pump Stations | Drainage Assets - SFWMD | STA-1E | STFPS_PG_172746 |  | Not Affected | Not Affected | Not Affected | Not Affected | Not Affected | Not Affected | Not Affected | Not Affected | Not Affected | Not Affected | Not Affected | Not Affected | Not Affected | Not Affected | Not Affected | Not Affected | Not Affected | Not Affected | Not Affected | Not Affected | Not Affected | 0 | 0 | 0 | 0 | 21 | Polygon
Critical Infrastructure | Stormwater Treatment Facilities and Pump Stations | Drainage Assets - SFWMD | STA-2 | STFPS_PG_172747 |  | Not Affected | Not Affected | Not Affected | Not Affected | Not Affected | Not Affected | Not Affected | Not Affected | Not Affected | Not Affected | Not Affected | Not Affected | Not Affected | Not Affected | Not Affected | Not Affected | Not Affected | Not Affected | Not Affected | Not Affected | Not Affected | 0 | 0 | 0 | 0 | 21 | Polygon
Critical Infrastructure | Stormwater Treatment Facilities and Pump Stations | Drainage Assets - SFWMD | TAYLOR CREEK STA | STFPS_PG_172748 |  | Not Affected | Not Affected | Not Affected | Not Affected | Not Affected | Not Affected | Not Affected | Not Affected | Not Affected | Not Affected | Not Affected | Not Affected | Not Affected | Not Affected | Not Affected | Not Affected | Not Affected | Not Affected | Not Affected | Not Affected | Not Affected | 0 | 0 | 0 | 0 | 21 | Polygon
Critical Infrastructure | Stormwater Treatment Facilities and Pump Stations | Drainage Assets - SFWMD | NUBBIN SLOUGH STA | STFPS_PG_172750 |  | Not Affected | Not Affected | Not Affected | Not Affected | Not Affected | Not Affected | Not Affected | Not Affected | Not Affected | Not Affected | Not Affected | Not Affected | Not Affected | Not Affected | Not Affected | Not Affected | Not Affected | Not Affected | Not Affected | Not Affected | Not Affected | 0 | 0 | 0 | 0 | 21 | Polygon
Critical Infrastructure | Stormwater Treatment Facilities and Pump Stations | Drainage Assets - SFWMD | LAKESIDE RANCH STA | STFPS_PG_172751 |  | Not Affected | Not Affected | Not Affected | Not Affected | Not Affected | Not Affected | Not Affected | Not Affected | Not Affected | Not Affected | Not Affected | Not Affected | Not Affected | Not Affected | Not Affected | Not Affected | Not Affected | Not Affected | Not Affected | Not Affected | Not Affected | 0 | 0 | 0 | 0 | 21 | Polygon
Critical Infrastructure | Stormwater Treatment Facilities and Pump Stations | Drainage Assets - SFWMD | STA-1W | STFPS_PG_172752 |  | Not Affected | Not Affected | Not Affected | Not Affected | Not Affected | Not Affected | Not Affected | Not Affected | Not Affected | Not Affected | Not Affected | Not Affected | Not Affected | Not Affected | Not Affected | Not Affected | Not Affected | Not Affected | Not Affected | Not Affected | Not Affected | 0 | 0 | 0 | 0 | 21 | Polygon
Critical Infrastructure | Stormwater Treatment Facilities and Pump Stations | Drainage Assets - SFWMD | TEN MILE CREEK STA | STFPS_PG_172753 |  | Not Affected | Not Affected | Not Affected | Not Affected | Not Affected | Not Affected | Not Affected | Not Affected | Not Affected | Not Affected | Not Affected | Not Affected | Not Affected | Not Affected | Not Affected | Not Affected | Not Affected | Not Affected | Not Affected | Not Affected | Not Affected | 0 | 0 | 0 | 0 | 21 | Polygon
Critical Infrastructure | Stormwater Treatment Facilities and Pump Stations | Drainage Assets - SFWMD | STA C-44 | STFPS_PG_172754 |  | Not Affected | Not Affected | Not Affected | Not Affected | Not Affected | Not Affected | Not Affected | Not Affected | Not Affected | Not Affected | Not Affected | Not Affected | Not Affected | Not Affected | Not Affected | Not Affected | Not Affected | Not Affected | Not Affected | Not Affected | Not Affected | 0 | 0 | 0 | 0 | 21 | Polygon
Critical Infrastructure | Stormwater Treatment Facilities and Pump Stations | Drainage Assets - SFWMD | WCA1 | STFPS_PG_172755 |  | Not Affected | Not Affected | Not Affected | Not Affected | Not Affected | Not Affected | Not Affected | Not Affected | Not Affected | Not Affected | Not Affected | Not Affected | Not Affected | Not Affected | Not Affected | Not Affected | Not Affected | Not Affected | Not Affected | Not Affected | Not Affected | 0 | 0 | 0 | 0 | 21 | Polygon
Critical Infrastructure | Stormwater Treatment Facilities and Pump Stations | Drainage Assets - SFWMD | L8FEB | STFPS_PG_172756 |  | Not Affected | Not Affected | Not Affected | Not Affected | Not Affected | Not Affected | Not Affected | Not Affected | Not Affected | Not Affected | Not Affected | Not Affected | Not Affected | Not Affected | Not Affected | Not Affected | Not Affected | Not Affected | Not Affected | Not Affected | Not Affected | 0 | 0 | 0 | 0 | 21 | Polygon
Critical Infrastructure | Stormwater Treatment Facilities and Pump Stations | Drainage Assets - SFWMD | SDA_WEST | STFPS_PG_172757 |  | Not Affected | Not Affected | Not Affected | Not Affected | Not Affected | Not Affected | Not Affected | Not Affected | Not Affected | Not Affected | Not Affected | Not Affected | Not Affected | Not Affected | Not Affected | Not Affected | Not Affected | Not Affected | Not Affected | Not Affected | Not Affected | 0 | 0 | 0 | 0 | 21 | Polygon
Critical Infrastructure | Stormwater Treatment Facilities and Pump Stations | Drainage Assets - SFWMD | S357INFLOW_2 | STFPS_PG_172758 |  | Not Affected | Not Affected | Not Affected | Not Affected | Not Affected | Not Affected | Not Affected | Not Affected | Not Affected | Not Affected | Not Affected | Not Affected | Not Affected | Not Affected | Not Affected | Not Affected | Not Affected | Not Affected | Not Affected | Not Affected | Not Affected | 0 | 0 | 0 | 0 | 21 | Polygon
Critical Infrastructure | Stormwater Treatment Facilities and Pump Stations | Drainage Assets - SFWMD | 10MI_RESERVOIR | STFPS_PG_172759 |  | Not Affected | Not Affected | Not Affected | Not Affected | Not Affected | Not Affected | Not Affected | Not Affected | Not Affected | Not Affected | Not Affected | Not Affected | Not Affected | Not Affected | Not Affected | Not Affected | Not Affected | Not Affected | Not Affected | Not Affected | Not Affected | 0 | 0 | 0 | 0 | 21 | Polygon
Critical Infrastructure | Stormwater Treatment Facilities and Pump Stations | Drainage Assets - SFWMD | JACKSON | STFPS_PG_172761 |  | Not Affected | Not Affected | Not Affected | Not Affected | Not Affected | Not Affected | Not Affected | Not Affected | Not Affected | Not Affected | Not Affected | Not Affected | Not Affected | Not Affected | Not Affected | Not Affected | Not Affected | Not Affected | Not Affected | Not Affected | Not Affected | 0 | 0 | 0 | 0 | 21 | Polygon
Critical Infrastructure | Stormwater Treatment Facilities and Pump Stations | Drainage Assets - SFWMD | ROSALIE | STFPS_PG_172762 |  | Not Affected | Not Affected | Not Affected | Not Affected | Not Affected | Not Affected | Not Affected | Not Affected | Not Affected | Not Affected | Not Affected | Not Affected | Not Affected | Not Affected | Not Affected | Not Affected | Not Affected | Not Affected | Not Affected | Not Affected | Not Affected | 0 | 0 | 0 | 0 | 21 | Polygon
Critical Infrastructure | Stormwater Treatment Facilities and Pump Stations | Drainage Assets - SFWMD | MARIAN | STFPS_PG_172763 |  | Not Affected | Not Affected | Not Affected | Not Affected | Not Affected | Not Affected | Not Affected | Not Affected | Not Affected | Not Affected | Not Affected | Not Affected | Not Affected | Not Affected | Not Affected | Not Affected | Not Affected | Not Affected | Not Affected | Not Affected | Not Affected | 0 | 0 | 0 | 0 | 21 | Polygon
Critical Infrastructure | Stormwater Treatment Facilities and Pump Stations | Drainage Assets - SFWMD | CYPRESS | STFPS_PG_172764 |  | Not Affected | Not Affected | Not Affected | Not Affected | Not Affected | Not Affected | Not Affected | Not Affected | Not Affected | Not Affected | Not Affected | Not Affected | Not Affected | Not Affected | Not Affected | Not Affected | Not Affected | Not Affected | Not Affected | Not Affected | Not Affected | 0 | 0 | 0 | 0 | 21 | Polygon
Critical Infrastructure | Stormwater Treatment Facilities and Pump Stations | Drainage Assets - SFWMD | TOHOPEKALIGA | STFPS_PG_172765 |  | Not Affected | Not Affected | Not Affected | Not Affected | Not Affected | Not Affected | Not Affected | Not Affected | Not Affected | Not Affected | Not Affected | Not Affected | Not Affected | Not Affected | Not Affected | Not Affected | Not Affected | Not Affected | Not Affected | Not Affected | Not Affected | 0 | 0 | 0 | 0 | 21 | Polygon
Critical Infrastructure | Stormwater Treatment Facilities and Pump Stations | Drainage Assets - SFWMD | HART | STFPS_PG_172766 |  | Not Affected | Not Affected | Not Affected | Not Affected | Not Affected | Not Affected | Not Affected | Not Affected | Not Affected | Not Affected | Not Affected | Not Affected | Not Affected | Not Affected | Not Affected | Not Affected | Not Affected | Not Affected | Not Affected | Not Affected | Not Affected | 0 | 0 | 0 | 0 | 21 | Polygon
Critical Infrastructure | Stormwater Treatment Facilities and Pump Stations | Drainage Assets - SFWMD | ALLIGATOR | STFPS_PG_172768 |  | Not Affected | Not Affected | Not Affected | Not Affected | Not Affected | Not Affected | Not Affected | Not Affected | Not Affected | Not Affected | Not Affected | Not Affected | Not Affected | Not Affected | Not Affected | Not Affected | Not Affected | Not Affected | Not Affected | Not Affected | Not Affected | 0 | 0 | 0 | 0 | 21 | Polygon
Critical Infrastructure | Stormwater Treatment Facilities and Pump Stations | Drainage Assets - SFWMD | GENTRY | STFPS_PG_172769 |  | Not Affected | Not Affected | Not Affected | Not Affected | Not Affected | Not Affected | Not Affected | Not Affected | Not Affected | Not Affected | Not Affected | Not Affected | Not Affected | Not Affected | Not Affected | Not Affected | Not Affected | Not Affected | Not Affected | Not Affected | Not Affected | 0 | 0 | 0 | 0 | 21 | Polygon
Critical Infrastructure | Stormwater Treatment Facilities and Pump Stations | Drainage Assets - SFWMD | TIGER | STFPS_PG_172770 |  | Not Affected | Not Affected | Not Affected | Not Affected | Not Affected | Not Affected | Not Affected | Not Affected | Not Affected | Not Affected | Not Affected | Not Affected | Not Affected | Not Affected | Not Affected | Not Affected | Not Affected | Not Affected | Not Affected | Not Affected | Not Affected | 0 | 0 | 0 | 0 | 21 | Polygon
Critical Infrastructure | Stormwater Treatment Facilities and Pump Stations | Drainage Assets - SFWMD | KISSIMMEE | STFPS_PG_172774 |  | Not Affected | Not Affected | Not Affected | Not Affected | Not Affected | Not Affected | Not Affected | Not Affected | Not Affected | Not Affected | Not Affected | Not Affected | Not Affected | Not Affected | Not Affected | Not Affected | Not Affected | Not Affected | Not Affected | Not Affected | Not Affected | 0 | 0 | 0 | 0 | 21 | Polygon
Critical Infrastructure | Stormwater Treatment Facilities and Pump Stations | Drainage Assets - SFWMD | EAST_TOHOPEKALIGA | STFPS_PG_172775 |  | Not Affected | Not Affected | Not Affected | Not Affected | Not Affected | Not Affected | Not Affected | Not Affected | Not Affected | Not Affected | Not Affected | Not Affected | Not Affected | Not Affected | Not Affected | Not Affected | Not Affected | Not Affected | Not Affected | Not Affected | Not Affected | 0 | 0 | 0 | 0 | 21 | Polygon
Critical Infrastructure | Stormwater Treatment Facilities and Pump Stations | Drainage Assets - SFWMD | HATCHINEHA | STFPS_PG_172776 |  | Not Affected | Not Affected | Not Affected | Not Affected | Not Affected | Not Affected | Not Affected | Not Affected | Not Affected | Not Affected | Not Affected | Not Affected | Not Affected | Not Affected | Not Affected | Not Affected | Not Affected | Not Affected | Not Affected | Not Affected | Not Affected | 0 | 0 | 0 | 0 | 21 | Polygon
Critical Infrastructure | Stormwater Treatment Facilities and Pump Stations | Drainage Assets - SFWMD | MONTURA_RES | STFPS_PG_172779 |  | Not Affected | Not Affected | Not Affected | Not Affected | Not Affected | Not Affected | Not Affected | Not Affected | Not Affected | Not Affected | Not Affected | Not Affected | Not Affected | Not Affected | Not Affected | Not Affected | Not Affected | Not Affected | Not Affected | Not Affected | Not Affected | 0 | 0 | 0 | 0 | 21 | Polygon
Critical Infrastructure | Stormwater Treatment Facilities and Pump Stations | Drainage Assets - SFWMD | WCA2A | STFPS_PG_172780 |  | Not Affected | Not Affected | Not Affected | Not Affected | Not Affected | Not Affected | Not Affected | Not Affected | Not Affected | Not Affected | Not Affected | Not Affected | Not Affected | Not Affected | Not Affected | Not Affected | Not Affected | Not Affected | Not Affected | Not Affected | Not Affected | 0 | 0 | 0 | 0 | 21 | Polygon
Critical Infrastructure | Stormwater Treatment Facilities and Pump Stations | Drainage Assets - SFWMD | A1FEB | STFPS_PG_172781 |  | Not Affected | Not Affected | Not Affected | Not Affected | Not Affected | Not Affected | Not Affected | Not Affected | Not Affected | Not Affected | Not Affected | Not Affected | Not Affected | Not Affected | Not Affected | Not Affected | Not Affected | Not Affected | Not Affected | Not Affected | Not Affected | 0 | 0 | 0 | 0 | 21 | Polygon
Critical Infrastructure | Stormwater Treatment Facilities and Pump Stations | Drainage Assets - SFWMD | NDA_EAST | STFPS_PG_172782 |  | Not Affected | Not Affected | Not Affected | Not Affected | Not Affected | Not Affected | Not Affected | Not Affected | Not Affected | Not Affected | Not Affected | Not Affected | Not Affected | Not Affected | Not Affected | Not Affected | Not Affected | Not Affected | Not Affected | Not Affected | Not Affected | 0 | 0 | 0 | 0 | 21 | Polygon
Critical Infrastructure | Stormwater Treatment Facilities and Pump Stations | Drainage Assets - SFWMD | S332D_FLOW_WAY | STFPS_PG_172783 |  | Not Affected | Not Affected | Not Affected | Not Affected | Not Affected | Not Affected | Not Affected | Not Affected | Not Affected | Not Affected | Not Affected | Not Affected | Not Affected | Not Affected | Not Affected | Not Affected | Not Affected | Not Affected | Not Affected | Not Affected | Not Affected | 0 | 0 | 0 | 0 | 21 | Polygon
Critical Infrastructure | Stormwater Treatment Facilities and Pump Stations | Drainage Assets - SFWMD | NDA_WEST | STFPS_PG_172784 |  | Not Affected | Not Affected | Not Affected | Not Affected | Not Affected | Not Affected | Not Affected | Not Affected | Not Affected | Not Affected | Not Affected | Not Affected | Not Affected | Not Affected | Not Affected | Not Affected | Not Affected | Not Affected | Not Affected | Not Affected | Not Affected | 0 | 0 | 0 | 0 | 21 | Polygon
Critical Infrastructure | Stormwater Treatment Facilities and Pump Stations | Drainage Assets - SFWMD | SDA_EAST | STFPS_PG_172785 |  | Not Affected | Not Affected | Not Affected | Not Affected | Not Affected | Not Affected | Not Affected | Not Affected | Not Affected | Not Affected | Not Affected | Not Affected | Not Affected | Not Affected | Not Affected | Not Affected | Not Affected | Not Affected | Not Affected | Not Affected | Not Affected | 0 | 0 | 0 | 0 | 21 | Polygon
Critical Infrastructure | Stormwater Treatment Facilities and Pump Stations | Drainage Assets - SFWMD | S332D_CELL2 | STFPS_PG_172786 |  | Not Affected | Not Affected | Not Affected | Not Affected | Not Affected | Not Affected | Not Affected | Not Affected | Not Affected | Not Affected | Not Affected | Not Affected | Not Affected | Not Affected | Not Affected | Not Affected | Not Affected | Not Affected | Not Affected | Not Affected | Not Affected | 0 | 0 | 0 | 0 | 21 | Polygon
Critical Infrastructure | Stormwater Treatment Facilities and Pump Stations | Drainage Assets - SFWMD | S332D_CELL1 | STFPS_PG_172787 |  | Not Affected | Not Affected | Not Affected | Not Affected | Not Affected | Not Affected | Not Affected | Not Affected | Not Affected | Not Affected | Not Affected | Not Affected | Not Affected | Not Affected | Not Affected | Not Affected | Not Affected | Not Affected | Not Affected | Not Affected | Not Affected | 0 | 0 | 0 | 0 | 21 | Polygon
Critical Infrastructure | Stormwater Treatment Facilities and Pump Stations | Drainage Assets - SFWMD | FPDA_FLOW_WAY | STFPS_PG_172788 |  | Not Affected | Not Affected | Not Affected | Not Affected | Not Affected | Not Affected | Not Affected | Not Affected | Not Affected | Not Affected | Not Affected | Not Affected | Not Affected | Not Affected | Not Affected | Not Affected | Not Affected | Not Affected | Not Affected | Not Affected | Not Affected | 0 | 0 | 0 | 0 | 21 | Polygon
Critical Infrastructure | Stormwater Treatment Facilities and Pump Stations | Drainage Assets - SFWMD | BASIN2_AGI | STFPS_PG_172789 |  | Not Affected | Not Affected | Not Affected | Not Affected | Not Affected | Not Affected | Not Affected | Not Affected | Not Affected | Not Affected | Not Affected | Not Affected | Not Affected | Not Affected | Not Affected | Not Affected | Not Affected | Not Affected | Not Affected | Not Affected | Not Affected | 0 | 0 | 0 | 0 | 21 | Polygon
Critical Infrastructure | Stormwater Treatment Facilities and Pump Stations | Drainage Assets - SFWMD | BASIN3_AGI | STFPS_PG_172790 |  | Not Affected | Not Affected | Not Affected | Not Affected | Not Affected | Not Affected | Not Affected | Not Affected | Not Affected | Not Affected | Not Affected | Not Affected | Not Affected | Not Affected | Not Affected | Not Affected | Not Affected | Not Affected | Not Affected | Not Affected | Not Affected | 0 | 0 | 0 | 0 | 21 | Polygon
Critical Infrastructure | Stormwater Treatment Facilities and Pump Stations | Drainage Assets - SFWMD | C43_RES | STFPS_PG_172791 |  | Not Affected | Not Affected | Not Affected | Not Affected | Not Affected | Not Affected | Not Affected | Not Affected | Not Affected | Not Affected | Not Affected | Not Affected | Not Affected | Not Affected | Not Affected | Not Affected | Not Affected | Not Affected | Not Affected | Not Affected | Not Affected | 0 | 0 | 0 | 0 | 21 | Polygon
Critical Infrastructure | Stormwater Treatment Facilities and Pump Stations | Drainage Assets - SFWMD | HICPO_FEB | STFPS_PG_172792 |  | Not Affected | Not Affected | Not Affected | Not Affected | Not Affected | Not Affected | Not Affected | Not Affected | Not Affected | Not Affected | Not Affected | Not Affected | Not Affected | Not Affected | Not Affected | Not Affected | Not Affected | Not Affected | Not Affected | Not Affected | Not Affected | 0 | 0 | 0 | 0 | 21 | Polygon

## All Assets _ Clean
Data based on Upstream AHED Basin or Basin Structure is Located Completely Within
Structure | Asset ID | C-Rating | Upstream Basin | Flood Protection Level of Service Current Conditions | Population | Critical Assets | % FDEP Critical Assets Vulnerable to Flooding | Age of Infrastructure | Ownership | NOTES
ACME | STFPS_PT_000093 | No C Rating | C-51 WEST | 5-Year Event | 105813 | 4463 | 33.2665 | Not Matched | SFWMD Communication
AJ-2 | STFPS_PT_000888 | No C Rating | TAYLOR SLOUGH | Not Studied | 2 | 818 | 44.7368 | Not Found | SFWMD
AJ-3 | STFPS_PT_000889 | No C Rating | TAYLOR SLOUGH | Not Studied | 2 | 818 | 44.7368 | Not Found | SFWMD
AJ-4 | STFPS_PT_000890 | No C Rating | TAYLOR SLOUGH | Not Studied | 2 | 818 | 44.7368 | Not Found | SFWMD
ALLAPATTAH | STFPS_PT_000094 | No C Rating | C-23 | Not Available | 7321 | 5984 | 19.2157 | Not Matched | SFWMD Communication
AR1 | STFPS_PT_000626 | C-4 | GOLDEN GATE MAIN | 5-Year Event | 123941 | 5546 | 22.4438 | 21 | SFWMD
AR2 | STFPS_PT_000638 | C-3 | COCOHATCHEE | 10-Year Event | 28837 | 1075 | 22.1622 | 38 | SFWMD
B435 | STFPS_PT_000095 | No C Rating | C-51 EAST | 10-Year Event | 245281 | 6665 | 47.0085 | Not Matched | SFWMD Communication
BIG CYPRESS BASIN FS | STFPS_PT_001634 | No C Rating | HENDERSON - BELLE MEADE | 25-Year Event | 11261 | 1897 | 44.4882 | Not Matched | SFWMD Facility
BIG CYPRESS BASIN SC | STFPS_PT_001635 | No C Rating | COASTAL BASINS | Not Studied | 132804 | 11783 | 62.7907 | Not Matched | SFWMD Facility
BOCA | STFPS_PT_000096 | No C Rating | HILLSBORO CANAL | 100-Year Event | 280959 | 6247 | 50.7022 | Not Matched | SFWMD Communication
Boyette Sa-2 | STFPS_PT_002344 | No C Rating | Not Found in SFWMD Database | Not Found | Not Found | Not Found | Not Found | Not Matched | Not Found in SFWMD Database | USACE National Dam Inventory, Needs Location QC
Boyette Sa-6 | STFPS_PT_002257 | No C Rating | Not Found in SFWMD Database | Not Found | Not Found | Not Found | Not Found | Not Matched | Not Found in SFWMD Database | USACE National Dam Inventory, Needs Location QC
BRIGHTON | STFPS_PT_000097 | No C Rating | C-41N | Not Studied | 2031 | 4657 | 42.2311 | Not Matched | SFWMD Communication
Butler #2 Wsp #2 | STFPS_PT_002247 | No C Rating | Not Found in SFWMD Database | Not Found | Not Found | Not Found | Not Found | Not Matched | Not Found in SFWMD Database | USACE National Dam Inventory, Needs Location QC
Butler 1 Wsp | STFPS_PT_002486 | No C Rating | Not Found in SFWMD Database | Not Found | Not Found | Not Found | Not Found | Not Matched | Not Found in SFWMD Database | USACE National Dam Inventory, OLD - Now S84
C1_PC01 | STFPS_PT_001225 | No C Rating | C-1 EAST | 5-Year Event | 45820 | 674 | 52.5424 | 61 | CS&F Culvert Maintained by SFWMD
C100_PC04 | STFPS_PT_001603 | No C Rating | C-100 WEST | 5-Year Event | 145884 | 1633 | 63.0137 | 8 | CS&F Culvert Maintained by SFWMD
C100C_PC07 | STFPS_PT_001206 | No C Rating | C-100 WEST | 5-Year Event | 145884 | 1633 | 63.0137 | 22 | CS&F Culvert Maintained by SFWMD
C100C_PC08 | STFPS_PT_001207 | No C Rating | C-100 WEST | 5-Year Event | 145884 | 1633 | 63.0137 | 10 | CS&F Culvert Maintained by SFWMD
C100C_PC09 | STFPS_PT_001588 | No C Rating | C-100 WEST | 5-Year Event | 145884 | 1633 | 63.0137 | 10 | CS&F Culvert Maintained by SFWMD
C102_PC01 | STFPS_PT_001227 | No C Rating | C-102 EAST | 10-Year Event | 29702 | 436 | 62.4 | 61 | CS&F Culvert Maintained by SFWMD
C102_PC03 | STFPS_PT_001230 | No C Rating | C-102 EAST | 10-Year Event | 29702 | 436 | 62.4 | 61 | CS&F Culvert Maintained by SFWMD
C102_PC07 | STFPS_PT_001589 | No C Rating | C-102 EAST | 10-Year Event | 29702 | 436 | 62.4 | 61 | CS&F Culvert Maintained by SFWMD
C102_PC12 | STFPS_PT_001229 | No C Rating | C-102 WEST | 10-Year Event | 5749 | 373 | 53.2663 | 61 | CS&F Culvert Maintained by SFWMD
C102_PC17 | STFPS_PT_001617 | No C Rating | C-102 WEST | 10-Year Event | 5749 | 373 | 53.2663 | 61 | CS&F Culvert Maintained by SFWMD
C102_PC23 | STFPS_PT_001228 | No C Rating | C-102 WEST | 10-Year Event | 5749 | 373 | 53.2663 | 61 | CS&F Culvert Maintained by SFWMD
C102N_PC26 | STFPS_PT_001231 | No C Rating | C-102 EAST | 10-Year Event | 29702 | 436 | 62.4 | 61 | CS&F Culvert Maintained by SFWMD
C102N_PC27 | STFPS_PT_001232 | No C Rating | C-102 EAST | 10-Year Event | 29702 | 436 | 62.4 | 61 | CS&F Culvert Maintained by SFWMD
C103_PC02 | STFPS_PT_001272 | No C Rating | BD-C103 EAST | 5-Year Event | 896 | 114 | 76.4706 | 10 | CS&F Culvert Maintained by SFWMD
C103_PC03 | STFPS_PT_001273 | No C Rating | BD-C103 EAST | 5-Year Event | 896 | 114 | 76.4706 | 10 | CS&F Culvert Maintained by SFWMD
C103_PC04 | STFPS_PT_001274 | No C Rating | BD-C103 EAST | 5-Year Event | 896 | 114 | 76.4706 | 10 | CS&F Culvert Maintained by SFWMD
C103_PC05 | STFPS_PT_001275 | No C Rating | BD-C103 EAST | 5-Year Event | 896 | 114 | 76.4706 | 10 | CS&F Culvert Maintained by SFWMD
C103_PC06 | STFPS_PT_001276 | No C Rating | BD-C103 CENTRAL | 5-Year Event | 78051 | 882 | 60.3636 | 10 | CS&F Culvert Maintained by SFWMD
C103_PC11 | STFPS_PT_001277 | No C Rating | BD-C103 CENTRAL | 5-Year Event | 78051 | 882 | 60.3636 | 61 | CS&F Culvert Maintained by SFWMD
C103_PC12 | STFPS_PT_001278 | No C Rating | BD-C103 CENTRAL | 5-Year Event | 78051 | 882 | 60.3636 | 61 | CS&F Culvert Maintained by SFWMD
C103_PC14 | STFPS_PT_001279 | No C Rating | BD-C103 CENTRAL | 5-Year Event | 78051 | 882 | 60.3636 | 61 | CS&F Culvert Maintained by SFWMD
C103_PC14A | STFPS_PT_001592 | No C Rating | BD-C103 WEST | 5-Year Event | 39860 | 1451 | 73.3879 | 61 | CS&F Culvert Maintained by SFWMD
C103_PC15 | STFPS_PT_001280 | No C Rating | BD-C103 WEST | 5-Year Event | 39860 | 1451 | 73.3879 | 61 | CS&F Culvert Maintained by SFWMD
C103N_PC23 | STFPS_PT_001270 | No C Rating | BD-C103 WEST | 5-Year Event | 39860 | 1451 | 73.3879 | 61 | CS&F Culvert Maintained by SFWMD
C103N_PC24 | STFPS_PT_001269 | No C Rating | BD-C103 WEST | 5-Year Event | 39860 | 1451 | 73.3879 | 61 | CS&F Culvert Maintained by SFWMD
C103N_PC25 | STFPS_PT_001268 | No C Rating | BD-C103 WEST | 5-Year Event | 39860 | 1451 | 73.3879 | 61 | CS&F Culvert Maintained by SFWMD
C103N_PC26 | STFPS_PT_001271 | No C Rating | BD-C103 WEST | 5-Year Event | 39860 | 1451 | 73.3879 | 61 | CS&F Culvert Maintained by SFWMD
C103N_PC27 | STFPS_PT_001267 | No C Rating | BD-C103 WEST | 5-Year Event | 39860 | 1451 | 73.3879 | 61 | CS&F Culvert Maintained by SFWMD
C103N_PC28 | STFPS_PT_001265 | No C Rating | BD-C103 WEST | 5-Year Event | 39860 | 1451 | 73.3879 | 61 | CS&F Culvert Maintained by SFWMD
C103N_PC29 | STFPS_PT_001266 | No C Rating | BD-C103 WEST | 5-Year Event | 39860 | 1451 | 73.3879 | 61 | CS&F Culvert Maintained by SFWMD
C103S_PC32 | STFPS_PT_001252 | No C Rating | BD-C103 CENTRAL | 5-Year Event | 78051 | 882 | 60.3636 | 61 | CS&F Culvert Maintained by SFWMD
C103S_PC33 | STFPS_PT_001251 | No C Rating | BD-C103 CENTRAL | 5-Year Event | 78051 | 882 | 60.3636 | 61 | CS&F Culvert Maintained by SFWMD
C103S_PC35 | STFPS_PT_001250 | No C Rating | BD-C103 CENTRAL | 5-Year Event | 78051 | 882 | 60.3636 | 61 | CS&F Culvert Maintained by SFWMD
C103S_PC36 | STFPS_PT_001249 | No C Rating | BD-C103 CENTRAL | 5-Year Event | 78051 | 882 | 60.3636 | 61 | CS&F Culvert Maintained by SFWMD
C11 | STFPS_PT_000164 | No C Rating | C-11 HW | Not Studied | 0 | 64 | 54.1667 | Not Matched | SFWMD Communication
C111_PC01SEC3 | STFPS_PT_001233 | No C Rating | C-111 AG | 10-Year Event | 18406 | 555 | 58.0488 | 60 | CS&F Culvert Maintained by SFWMD
C111_PC02ASEC3 | STFPS_PT_001238 | No C Rating | C-111 AG | 10-Year Event | 18406 | 555 | 58.0488 | 60 | CS&F Culvert Maintained by SFWMD
C111_PC02SEC3 | STFPS_PT_001234 | No C Rating | C-111 AG | 10-Year Event | 18406 | 555 | 58.0488 | 60 | CS&F Culvert Maintained by SFWMD
C111_PC03SEC1 | STFPS_PT_001253 | No C Rating | C-111 COASTAL | No Rating | 0 | 489 | 60.6061 | 62 | CS&F Culvert Maintained by SFWMD
C111_PC03SEC3 | STFPS_PT_001235 | No C Rating | C-111 AG | 10-Year Event | 18406 | 555 | 58.0488 | 60 | CS&F Culvert Maintained by SFWMD
C111_PC04ASEC3 | STFPS_PT_001237 | No C Rating | C-111 AG | 10-Year Event | 18406 | 555 | 58.0488 | 60 | CS&F Culvert Maintained by SFWMD
C111_PC04SEC1 | STFPS_PT_001254 | No C Rating | C-111 SOUTH | 10-Year Event | 4341 | 374 | 71.1864 | 62 | CS&F Culvert Maintained by SFWMD
C111_PC04SEC3 | STFPS_PT_001236 | No C Rating | C-111 AG | 10-Year Event | 18406 | 555 | 58.0488 | 60 | CS&F Culvert Maintained by SFWMD
C111_PC05SEC1 | STFPS_PT_001606 | No C Rating | C-111 COASTAL | No Rating | 0 | 489 | 60.6061 | 60 | CS&F Culvert Maintained by SFWMD
C111_PC05SEC3 | STFPS_PT_001605 | No C Rating | C-111 SOUTH | 10-Year Event | 4341 | 374 | 71.1864 | 60 | CS&F Culvert Maintained by SFWMD
C111_PC06SEC1 | STFPS_PT_001255 | No C Rating | C-111 SOUTH | 10-Year Event | 4341 | 374 | 71.1864 | 62 | CS&F Culvert Maintained by SFWMD
C111_PC07SEC1 | STFPS_PT_001256 | No C Rating | C-111 SOUTH | 10-Year Event | 4341 | 374 | 71.1864 | 62 | CS&F Culvert Maintained by SFWMD
C111_PC08SEC1 | STFPS_PT_001257 | No C Rating | C-111 SOUTH | 10-Year Event | 4341 | 374 | 71.1864 | 62 | CS&F Culvert Maintained by SFWMD
C111_PC09SEC1 | STFPS_PT_001258 | No C Rating | C-111 COASTAL | No Rating | 0 | 489 | 60.6061 | 62 | CS&F Culvert Maintained by SFWMD
C111_PC10SEC1 | STFPS_PT_001259 | No C Rating | C-111 COASTAL | No Rating | 0 | 489 | 60.6061 | 62 | CS&F Culvert Maintained by SFWMD
C111_PC11SEC1 | STFPS_PT_001260 | No C Rating | C-111 SOUTH | 10-Year Event | 4341 | 374 | 71.1864 | 62 | CS&F Culvert Maintained by SFWMD
C111E_PC06 | STFPS_PT_001247 | No C Rating | C-111 SOUTH | 10-Year Event | 4341 | 374 | 71.1864 | 60 | CS&F Culvert Maintained by SFWMD
C111E_PC07 | STFPS_PT_001248 | No C Rating | C-111 SOUTH | 10-Year Event | 4341 | 374 | 71.1864 | 60 | CS&F Culvert Maintained by SFWMD
C111E_PC08 | STFPS_PT_001245 | No C Rating | C-111 SOUTH | 10-Year Event | 4341 | 374 | 71.1864 | 60 | CS&F Culvert Maintained by SFWMD
C111E_PC09 | STFPS_PT_001246 | No C Rating | C-111 SOUTH | 10-Year Event | 4341 | 374 | 71.1864 | 60 | CS&F Culvert Maintained by SFWMD
C111E_PC10 | STFPS_PT_001244 | No C Rating | C-111 SOUTH | 10-Year Event | 4341 | 374 | 71.1864 | 60 | CS&F Culvert Maintained by SFWMD
C111E_PC11 | STFPS_PT_001243 | No C Rating | C-111 SOUTH | 10-Year Event | 4341 | 374 | 71.1864 | 60 | CS&F Culvert Maintained by SFWMD
C111E_PC12 | STFPS_PT_001242 | No C Rating | C-111 SOUTH | 10-Year Event | 4341 | 374 | 71.1864 | 60 | CS&F Culvert Maintained by SFWMD
C111E_PC13 | STFPS_PT_001241 | No C Rating | C-111 SOUTH | 10-Year Event | 4341 | 374 | 71.1864 | 60 | CS&F Culvert Maintained by SFWMD
C111E_PC14 | STFPS_PT_001240 | No C Rating | C-111 SOUTH | 10-Year Event | 4341 | 374 | 71.1864 | 60 | CS&F Culvert Maintained by SFWMD
C111E_PC15 | STFPS_PT_001239 | No C Rating | C-111 SOUTH | 10-Year Event | 4341 | 374 | 71.1864 | 60 | CS&F Culvert Maintained by SFWMD
C113_PC04 | STFPS_PT_001264 | No C Rating | C-111 AG | 10-Year Event | 18406 | 555 | 58.0488 | 58 | CS&F Culvert Maintained by SFWMD
C113_PC05 | STFPS_PT_001263 | No C Rating | C-111 AG | 10-Year Event | 18406 | 555 | 58.0488 | 58 | CS&F Culvert Maintained by SFWMD
C113_PC06 | STFPS_PT_001262 | No C Rating | C-111 AG | 10-Year Event | 18406 | 555 | 58.0488 | 58 | CS&F Culvert Maintained by SFWMD
C113_PC07 | STFPS_PT_001261 | No C Rating | C-111 AG | 10-Year Event | 18406 | 555 | 58.0488 | 58 | CS&F Culvert Maintained by SFWMD
C13_PC01 | STFPS_PT_001191 | No C Rating | C-13 WEST | 25-Year Event | 164041 | 2059 | 47.1698 | 14 | CS&F Culvert Maintained by SFWMD
C14 | STFPS_PT_000209 | No C Rating | Not Found in SFWMD Database | Not Found | Not Found | Not Found | Not Found | Not Matched | Not Found in SFWMD Database | No Information Found
C14_PC09 | STFPS_PT_001197 | No C Rating | C-14 EAST | 25-Year Event | 22073 | 831 | 52.4561 | 19 | CS&F Culvert Maintained by SFWMD
C14_PC12 | STFPS_PT_001198 | No C Rating | C-14 EAST | 25-Year Event | 22073 | 831 | 52.4561 | 18 | CS&F Culvert Maintained by SFWMD
C14_PC20 | STFPS_PT_001196 | No C Rating | C-14 WEST | 100-Year Event | 297653 | 4460 | 51.7766 | 18 | CS&F Culvert Maintained by SFWMD
C14_PC21 | STFPS_PT_001194 | No C Rating | C-14 WEST | 100-Year Event | 297653 | 4460 | 51.7766 | 15 | CS&F Culvert Maintained by SFWMD
C14_PC22 | STFPS_PT_001193 | No C Rating | C-14 WEST | 100-Year Event | 297653 | 4460 | 51.7766 | 18 | CS&F Culvert Maintained by SFWMD
C14_PC23 | STFPS_PT_001195 | No C Rating | C-14 WEST | 100-Year Event | 297653 | 4460 | 51.7766 | 17 | CS&F Culvert Maintained by SFWMD
C14_PC26 | STFPS_PT_001192 | No C Rating | C-14 WEST | 100-Year Event | 297653 | 4460 | 51.7766 | 17 | CS&F Culvert Maintained by SFWMD
C14_PC41 | STFPS_PT_001619 | No C Rating | C-14 WEST | 100-Year Event | 297653 | 4460 | 51.7766 | 17 | CS&F Culvert Maintained by SFWMD
C14_PC44 | STFPS_PT_001190 | No C Rating | C-14 WEST | 100-Year Event | 297653 | 4460 | 51.7766 | 15 | CS&F Culvert Maintained by SFWMD
C15_PC05 | STFPS_PT_001580 | No C Rating | C-15 | 100-Year Event | 174647 | 5063 | 38.5564 | 63 | CS&F Culvert Maintained by SFWMD
C15_PC07 | STFPS_PT_001581 | No C Rating | C-15 | 100-Year Event | 174647 | 5063 | 38.5564 | 63 | CS&F Culvert Maintained by SFWMD
C16_PC06 | STFPS_PT_001587 | No C Rating | C-16 | 25-Year Event | 219258 | 4753 | 35.9335 | 64 | CS&F Culvert Maintained by SFWMD
C17_PC16A | STFPS_PT_001586 | No C Rating | C-17 | 5-Year Event | 112058 | 3265 | 40.0656 | 21 | CS&F Culvert Maintained by SFWMD
C17_PC17 | STFPS_PT_001601 | No C Rating | C-17 | 5-Year Event | 112058 | 3265 | 40.0656 | Not Found | CS&F Culvert Maintained by SFWMD
C17_PC21 | STFPS_PT_001101 | No C Rating | C-17 | 5-Year Event | 112058 | 3265 | 40.0656 | 21 | CS&F Culvert Maintained by SFWMD
C17_PC24 | STFPS_PT_001585 | No C Rating | C-17 | 5-Year Event | 112058 | 3265 | 40.0656 | 121 | CS&F Culvert Maintained by SFWMD
C17_PC25 | STFPS_PT_001584 | No C Rating | C-17 | 5-Year Event | 112058 | 3265 | 40.0656 | 21 | CS&F Culvert Maintained by SFWMD
C17_PC26 | STFPS_PT_001100 | No C Rating | C-17 | 5-Year Event | 112058 | 3265 | 40.0656 | 61 | CS&F Culvert Maintained by SFWMD
C17_PC27 | STFPS_PT_001583 | No C Rating | C-17 | 5-Year Event | 112058 | 3265 | 40.0656 | 70 | CS&F Culvert Maintained by SFWMD
C17_PC28 | STFPS_PT_001099 | No C Rating | C-17 | 5-Year Event | 112058 | 3265 | 40.0656 | 21 | CS&F Culvert Maintained by SFWMD
C17_PC28A | STFPS_PT_001582 | No C Rating | C-17 | 5-Year Event | 112058 | 3265 | 40.0656 | 70 | CS&F Culvert Maintained by SFWMD
C18 | STFPS_PT_000098 | C-3 | C-18/CORBETT | Not Available | 17174 | 2982 | 28.3262 | 68 | SFWMD
C18 | STFPS_PT_000686 | C-3 | C-18/CORBETT | Not Available | 17174 | 2982 | 28.3262 | 68 | SFWMD
C18_PC04A | STFPS_PT_001118 | No C Rating | SOUTH LOXAHATCHEE ESTUARINE | Not Available | 38871 | 1264 | 58.371 | 34 | CS&F Culvert Maintained by SFWMD
C18_PC06 | STFPS_PT_001618 | No C Rating | SOUTH LOXAHATCHEE ESTUARINE | Not Available | 38871 | 1264 | 58.371 | Not Found | CS&F Culvert Maintained by SFWMD
C18_PC08 | STFPS_PT_001590 | No C Rating | C-18/CORBETT | Not Available | 17174 | 2982 | 28.3262 | 10 | CS&F Culvert Maintained by SFWMD
C18_PC18 | STFPS_PT_001117 | No C Rating | C-18/CORBETT | Not Available | 17174 | 2982 | 28.3262 | 70 | CS&F Culvert Maintained by SFWMD
C18_PC18A | STFPS_PT_001119 | No C Rating | C-18/CORBETT | Not Available | 17174 | 2982 | 28.3262 | 23 | CS&F Culvert Maintained by SFWMD
C18_PC18B | STFPS_PT_001120 | No C Rating | C-18/CORBETT | Not Available | 17174 | 2982 | 28.3262 | Not Found | CS&F Culvert Maintained by SFWMD
C18PC10 | STFPS_PT_000947 | No C Rating | C-18/CORBETT | Not Available | 17174 | 2982 | 28.3262 | Not Found | SFWMD
C18PC11 | STFPS_PT_000805 | No C Rating | C-18/CORBETT | Not Available | 17174 | 2982 | 28.3262 | Not Found | SFWMD
C18PC12 | STFPS_PT_000806 | No C Rating | C-18/CORBETT | Not Available | 17174 | 2982 | 28.3262 | Not Found | SFWMD
C18PC13 | STFPS_PT_000801 | No C Rating | C-18/CORBETT | Not Available | 17174 | 2982 | 28.3262 | Not Found | SFWMD
C18PC14 | STFPS_PT_000807 | No C Rating | C-18/CORBETT | Not Available | 17174 | 2982 | 28.3262 | Not Found | SFWMD
C18PC14A | STFPS_PT_000950 | No C Rating | C-18/CORBETT | Not Available | 17174 | 2982 | 28.3262 | Not Found | SFWMD
C18PC15 | STFPS_PT_000808 | No C Rating | C-18/CORBETT | Not Available | 17174 | 2982 | 28.3262 | Not Found | SFWMD
C18PC17A | STFPS_PT_000946 | No C Rating | C-18/CORBETT | Not Available | 17174 | 2982 | 28.3262 | Not Found | SFWMD
C18PC17B | STFPS_PT_000945 | No C Rating | C-18/CORBETT | Not Available | 17174 | 2982 | 28.3262 | Not Found | SFWMD
C18PC19 | STFPS_PT_000804 | No C Rating | C-18/CORBETT | Not Available | 17174 | 2982 | 28.3262 | Not Found | SFWMD
C18PC8A | STFPS_PT_000949 | No C Rating | C-18/CORBETT | Not Available | 17174 | 2982 | 28.3262 | Not Found | SFWMD
C18PC9 | STFPS_PT_000948 | No C Rating | C-18/CORBETT | Not Available | 17174 | 2982 | 28.3262 | Not Found | SFWMD
C19_PC01 | STFPS_PT_001159 | No C Rating | EAST CALOOSAHATCHEE | Not Available | 2945 | 5357 | 29.3375 | 21 | CS&F Culvert Maintained by SFWMD
C19_PC01A | STFPS_PT_001160 | No C Rating | EAST CALOOSAHATCHEE | Not Available | 2945 | 5357 | 29.3375 | 21 | CS&F Culvert Maintained by SFWMD
C19_PC02 | STFPS_PT_001158 | No C Rating | HICPOCHEE NORTH | Not Available | 2921 | 730 | 29.661 | 70 | CS&F Culvert Maintained by SFWMD
C19_PC03 | STFPS_PT_001155 | No C Rating | HICPOCHEE NORTH | Not Available | 2921 | 730 | 29.661 | 25 | CS&F Culvert Maintained by SFWMD
C19_PC03A | STFPS_PT_001154 | No C Rating | HICPOCHEE NORTH | Not Available | 2921 | 730 | 29.661 | 70 | CS&F Culvert Maintained by SFWMD
C19_PC04 | STFPS_PT_001153 | No C Rating | NICODEMUS SLOUGH SOUTH | Not Available | 16 | 199 | 50.8772 | 29 | CS&F Culvert Maintained by SFWMD
C19X_PC03 | STFPS_PT_001152 | No C Rating | NICODEMUS SLOUGH SOUTH | Not Available | 16 | 199 | 50.8772 | 25 | CS&F Culvert Maintained by SFWMD
C19X_PC04 | STFPS_PT_001150 | No C Rating | NICODEMUS SLOUGH SOUTH | Not Available | 16 | 199 | 50.8772 | 24 | CS&F Culvert Maintained by SFWMD
C19X_PC05 | STFPS_PT_001148 | No C Rating | NICODEMUS SLOUGH SOUTH | Not Available | 16 | 199 | 50.8772 | 24 | CS&F Culvert Maintained by SFWMD
C19X_PC06 | STFPS_PT_001149 | No C Rating | NICODEMUS SLOUGH SOUTH | Not Available | 16 | 199 | 50.8772 | 24 | CS&F Culvert Maintained by SFWMD
C19X_PC07 | STFPS_PT_001151 | No C Rating | NICODEMUS SLOUGH SOUTH | Not Available | 16 | 199 | 50.8772 | 24 | CS&F Culvert Maintained by SFWMD
C19X_PC08 | STFPS_PT_001146 | No C Rating | NICODEMUS SLOUGH SOUTH | Not Available | 16 | 199 | 50.8772 | 24 | CS&F Culvert Maintained by SFWMD
C19X_PC09 | STFPS_PT_001147 | No C Rating | NICODEMUS SLOUGH SOUTH | Not Available | 16 | 199 | 50.8772 | 24 | CS&F Culvert Maintained by SFWMD
C1N_PC01 | STFPS_PT_001224 | No C Rating | C-1 EAST | 5-Year Event | 45820 | 674 | 52.5424 | 62 | CS&F Culvert Maintained by SFWMD
C1N_PC03 | STFPS_PT_001223 | No C Rating | C-1 WEST | 5-Year Event | 169730 | 1740 | 57.5231 | 62 | CS&F Culvert Maintained by SFWMD
C1N_PC04 | STFPS_PT_001222 | No C Rating | C-1 WEST | 5-Year Event | 169730 | 1740 | 57.5231 | 62 | CS&F Culvert Maintained by SFWMD
C1N_PC05 | STFPS_PT_001221 | No C Rating | C-1 WEST | 5-Year Event | 169730 | 1740 | 57.5231 | 62 | CS&F Culvert Maintained by SFWMD
C1N_PC14 | STFPS_PT_001211 | No C Rating | C-1 WEST | 5-Year Event | 169730 | 1740 | 57.5231 | 62 | CS&F Culvert Maintained by SFWMD
C1W_PC05 | STFPS_PT_001219 | No C Rating | C-1 EAST | 5-Year Event | 45820 | 674 | 52.5424 | 64 | CS&F Culvert Maintained by SFWMD
C1W_PC07 | STFPS_PT_001220 | No C Rating | C-1 WEST | 5-Year Event | 169730 | 1740 | 57.5231 | 64 | CS&F Culvert Maintained by SFWMD
C1W_PC14 | STFPS_PT_001218 | No C Rating | C-1 WEST | 5-Year Event | 169730 | 1740 | 57.5231 | 64 | CS&F Culvert Maintained by SFWMD
C1W_PC15 | STFPS_PT_001217 | No C Rating | C-1 WEST | 5-Year Event | 169730 | 1740 | 57.5231 | 64 | CS&F Culvert Maintained by SFWMD
C1W_PC17 | STFPS_PT_001216 | No C Rating | C-1 WEST | 5-Year Event | 169730 | 1740 | 57.5231 | 64 | CS&F Culvert Maintained by SFWMD
C1W_PC24 | STFPS_PT_001214 | No C Rating | C-1 WEST | 5-Year Event | 169730 | 1740 | 57.5231 | 64 | CS&F Culvert Maintained by SFWMD
C1W_PC25 | STFPS_PT_001212 | No C Rating | C-1 WEST | 5-Year Event | 169730 | 1740 | 57.5231 | 64 | CS&F Culvert Maintained by SFWMD
C1W_PC26 | STFPS_PT_001213 | No C Rating | C-1 WEST | 5-Year Event | 169730 | 1740 | 57.5231 | 64 | CS&F Culvert Maintained by SFWMD
C1W_PC27 | STFPS_PT_001215 | No C Rating | C-1 WEST | 5-Year Event | 169730 | 1740 | 57.5231 | 64 | CS&F Culvert Maintained by SFWMD
C1W_PC48 | STFPS_PT_001604 | No C Rating | C-1 WEST | 5-Year Event | 169730 | 1740 | 57.5231 | 64 | CS&F Culvert Maintained by SFWMD
C1W_PC50 | STFPS_PT_001210 | No C Rating | C-1 WEST | 5-Year Event | 169730 | 1740 | 57.5231 | 64 | CS&F Culvert Maintained by SFWMD
C1W_PC52 | STFPS_PT_001209 | No C Rating | C-1 WEST | 5-Year Event | 169730 | 1740 | 57.5231 | 64 | CS&F Culvert Maintained by SFWMD
C1W_PC55N | STFPS_PT_001208 | No C Rating | C-1 WEST | 5-Year Event | 169730 | 1740 | 57.5231 | 64 | CS&F Culvert Maintained by SFWMD
C20_PC02 | STFPS_PT_001180 | No C Rating | S-4 | Not Available | 14086 | 1392 | 43.1487 | 21 | CS&F Culvert Maintained by SFWMD
C20_PC03 | STFPS_PT_001181 | No C Rating | S-4 | Not Available | 14086 | 1392 | 43.1487 | 21 | CS&F Culvert Maintained by SFWMD
C20_PC04 | STFPS_PT_001182 | No C Rating | S-4 | Not Available | 14086 | 1392 | 43.1487 | 21 | CS&F Culvert Maintained by SFWMD
C20_PC07 | STFPS_PT_001183 | No C Rating | S-4 | Not Available | 14086 | 1392 | 43.1487 | 21 | CS&F Culvert Maintained by SFWMD
C23/C24 | STFPS_PT_000163 | No C Rating | C-24 | Not Available | 23278 | 6457 | 23.3945 | Not Matched | SFWMD Communication
C23_PC02S | STFPS_PT_001538 | No C Rating | UPPER ST. LUCIE ESTUARY | Not Studied | 380 | 580 | 72.973 | 32 | CS&F Culvert Maintained by SFWMD
C23_PC04N | STFPS_PT_001542 | No C Rating | C-23 CONVEYANCE CANAL | Not Studied | 28 | 87 | 30.4348 | 61 | CS&F Culvert Maintained by SFWMD
C23_PC08S | STFPS_PT_001539 | No C Rating | C-23 | Not Available | 7321 | 5984 | 19.2157 | 25 | CS&F Culvert Maintained by SFWMD
C23_PC09S | STFPS_PT_001540 | No C Rating | C-23 | Not Available | 7321 | 5984 | 19.2157 | 23 | CS&F Culvert Maintained by SFWMD
C23_PC13S | STFPS_PT_001579 | No C Rating | C-23 | Not Available | 7321 | 5984 | 19.2157 | 27 | CS&F Culvert Maintained by SFWMD
C23_PC16N | STFPS_PT_001578 | No C Rating | C-23 | Not Available | 7321 | 5984 | 19.2157 | 16 | CS&F Culvert Maintained by SFWMD
C23_PC19S | STFPS_PT_001541 | No C Rating | C-23 | Not Available | 7321 | 5984 | 19.2157 | 23 | CS&F Culvert Maintained by SFWMD
C23_PC20N | STFPS_PT_001615 | No C Rating | C-23 | Not Available | 7321 | 5984 | 19.2157 | 13 | CS&F Culvert Maintained by SFWMD
C23_PC22N | STFPS_PT_001577 | No C Rating | C-23 | Not Available | 7321 | 5984 | 19.2157 | 25 | CS&F Culvert Maintained by SFWMD
C23_PC23N | STFPS_PT_001576 | No C Rating | C-23 | Not Available | 7321 | 5984 | 19.2157 | 61 | CS&F Culvert Maintained by SFWMD
C23_PC25AN | STFPS_PT_001543 | No C Rating | C-23 | Not Available | 7321 | 5984 | 19.2157 | 61 | CS&F Culvert Maintained by SFWMD
C23_PC25N | STFPS_PT_001575 | No C Rating | C-23 | Not Available | 7321 | 5984 | 19.2157 | 61 | CS&F Culvert Maintained by SFWMD
C23_PC26S | STFPS_PT_001544 | No C Rating | C-23 | Not Available | 7321 | 5984 | 19.2157 | 61 | CS&F Culvert Maintained by SFWMD
C23_PC27S | STFPS_PT_001545 | No C Rating | C-23 | Not Available | 7321 | 5984 | 19.2157 | 23 | CS&F Culvert Maintained by SFWMD
C23_PC28N | STFPS_PT_001563 | No C Rating | C-23 | Not Available | 7321 | 5984 | 19.2157 | 31 | CS&F Culvert Maintained by SFWMD
C23_PC29S | STFPS_PT_001546 | No C Rating | C-23 | Not Available | 7321 | 5984 | 19.2157 | 29 | CS&F Culvert Maintained by SFWMD
C23_PC30S | STFPS_PT_001547 | No C Rating | C-23 | Not Available | 7321 | 5984 | 19.2157 | 25 | CS&F Culvert Maintained by SFWMD
C23_PC31N | STFPS_PT_001564 | No C Rating | C-23 | Not Available | 7321 | 5984 | 19.2157 | 23 | CS&F Culvert Maintained by SFWMD
C23_PC32S | STFPS_PT_001548 | No C Rating | C-23 | Not Available | 7321 | 5984 | 19.2157 | 21 | CS&F Culvert Maintained by SFWMD
C23_PC33N | STFPS_PT_001565 | No C Rating | C-23 | Not Available | 7321 | 5984 | 19.2157 | 25 | CS&F Culvert Maintained by SFWMD
C23_PC34S | STFPS_PT_001549 | No C Rating | C-23 | Not Available | 7321 | 5984 | 19.2157 | 23 | CS&F Culvert Maintained by SFWMD
C23_PC35S | STFPS_PT_001566 | No C Rating | C-23 | Not Available | 7321 | 5984 | 19.2157 | 61 | CS&F Culvert Maintained by SFWMD
C23_PC36S | STFPS_PT_001550 | No C Rating | C-23 | Not Available | 7321 | 5984 | 19.2157 | 14 | CS&F Culvert Maintained by SFWMD
C23_PC37N | STFPS_PT_001567 | No C Rating | C-23 | Not Available | 7321 | 5984 | 19.2157 | 61 | CS&F Culvert Maintained by SFWMD
C23_PC38 | STFPS_PT_001551 | No C Rating | C-23 | Not Available | 7321 | 5984 | 19.2157 | 26 | CS&F Culvert Maintained by SFWMD
C23_PC38AS | STFPS_PT_001552 | No C Rating | C-23 | Not Available | 7321 | 5984 | 19.2157 | 24 | CS&F Culvert Maintained by SFWMD
C23_PC39W | STFPS_PT_001553 | No C Rating | C-23 | Not Available | 7321 | 5984 | 19.2157 | 24 | CS&F Culvert Maintained by SFWMD
C23_PC40E | STFPS_PT_001568 | No C Rating | C-23 | Not Available | 7321 | 5984 | 19.2157 | 23 | CS&F Culvert Maintained by SFWMD
C23_PC41W | STFPS_PT_001554 | No C Rating | C-23 | Not Available | 7321 | 5984 | 19.2157 | 23 | CS&F Culvert Maintained by SFWMD
C23_PC42AE | STFPS_PT_001620 | No C Rating | C-23 | Not Available | 7321 | 5984 | 19.2157 | 36 | CS&F Culvert Maintained by SFWMD
C23_PC42E | STFPS_PT_001569 | No C Rating | C-23 | Not Available | 7321 | 5984 | 19.2157 | 58 | CS&F Culvert Maintained by SFWMD
C23_PC45W | STFPS_PT_001555 | No C Rating | C-23 | Not Available | 7321 | 5984 | 19.2157 | 61 | CS&F Culvert Maintained by SFWMD
C23_PC46E | STFPS_PT_001570 | No C Rating | C-23 | Not Available | 7321 | 5984 | 19.2157 | 61 | CS&F Culvert Maintained by SFWMD
C23_PC47W | STFPS_PT_001556 | No C Rating | C-23 | Not Available | 7321 | 5984 | 19.2157 | 61 | CS&F Culvert Maintained by SFWMD
C23_PC49W | STFPS_PT_001557 | No C Rating | C-23 | Not Available | 7321 | 5984 | 19.2157 | 32 | CS&F Culvert Maintained by SFWMD
C23_PC50G77 | STFPS_PT_001571 | No C Rating | C-23 | Not Available | 7321 | 5984 | 19.2157 | 42 | CS&F Culvert Maintained by SFWMD
C23_PC51W | STFPS_PT_001558 | No C Rating | C-24 | Not Available | 23278 | 6457 | 23.3945 | 22 | CS&F Culvert Maintained by SFWMD
C23_PC52W | STFPS_PT_001559 | No C Rating | C-24 | Not Available | 23278 | 6457 | 23.3945 | 22 | CS&F Culvert Maintained by SFWMD
C23_PC53E | STFPS_PT_001573 | No C Rating | C-24 | Not Available | 23278 | 6457 | 23.3945 | 61 | CS&F Culvert Maintained by SFWMD
C23_PC54NW | STFPS_PT_001560 | No C Rating | C-24 | Not Available | 23278 | 6457 | 23.3945 | 38 | CS&F Culvert Maintained by SFWMD
C23_PC55N | STFPS_PT_001561 | No C Rating | C-24 | Not Available | 23278 | 6457 | 23.3945 | 61 | CS&F Culvert Maintained by SFWMD
C23_PC56S | STFPS_PT_001572 | No C Rating | C-24 | Not Available | 23278 | 6457 | 23.3945 | 22 | CS&F Culvert Maintained by SFWMD
C23_PC57N | STFPS_PT_001562 | No C Rating | C-24 | Not Available | 23278 | 6457 | 23.3945 | 36 | CS&F Culvert Maintained by SFWMD
C23_PC58S | STFPS_PT_001574 | No C Rating | C-24 | Not Available | 23278 | 6457 | 23.3945 | 61 | CS&F Culvert Maintained by SFWMD
C24_PC01AS | STFPS_PT_001621 | No C Rating | TIDAL ST. LUCIE NORTH FORK | Not Available | 246174 | 10583 | 39.7129 | 46 | CS&F Culvert Maintained by SFWMD
C24_PC01BS | STFPS_PT_001511 | No C Rating | TIDAL ST. LUCIE NORTH FORK | Not Available | 246174 | 10583 | 39.7129 | 61 | CS&F Culvert Maintained by SFWMD
C24_PC02S | STFPS_PT_001510 | No C Rating | TIDAL ST. LUCIE NORTH FORK | Not Available | 246174 | 10583 | 39.7129 | 37 | CS&F Culvert Maintained by SFWMD
C24_PC04N | STFPS_PT_001512 | No C Rating | TIDAL ST. LUCIE NORTH FORK | Not Available | 246174 | 10583 | 39.7129 | 28 | CS&F Culvert Maintained by SFWMD
C24_PC05N | STFPS_PT_001527 | No C Rating | C-24 | Not Available | 23278 | 6457 | 23.3945 | 28 | CS&F Culvert Maintained by SFWMD
C24_PC08N | STFPS_PT_001522 | No C Rating | C-24 | Not Available | 23278 | 6457 | 23.3945 | 30 | CS&F Culvert Maintained by SFWMD
C24_PC09N | STFPS_PT_001521 | No C Rating | C-24 | Not Available | 23278 | 6457 | 23.3945 | 30 | CS&F Culvert Maintained by SFWMD
C24_PC10N | STFPS_PT_001523 | No C Rating | C-24 | Not Available | 23278 | 6457 | 23.3945 | 30 | CS&F Culvert Maintained by SFWMD
C24_PC11S | STFPS_PT_001513 | No C Rating | TIDAL ST. LUCIE NORTH FORK | Not Available | 246174 | 10583 | 39.7129 | 28 | CS&F Culvert Maintained by SFWMD
C24_PC12S | STFPS_PT_001514 | No C Rating | C-24 | Not Available | 23278 | 6457 | 23.3945 | 25 | CS&F Culvert Maintained by SFWMD
C24_PC13S | STFPS_PT_001515 | No C Rating | C-24 | Not Available | 23278 | 6457 | 23.3945 | 61 | CS&F Culvert Maintained by SFWMD
C24_PC16S | STFPS_PT_001516 | No C Rating | C-24 | Not Available | 23278 | 6457 | 23.3945 | 61 | CS&F Culvert Maintained by SFWMD
C24_PC18N | STFPS_PT_001524 | No C Rating | C-24 | Not Available | 23278 | 6457 | 23.3945 | 25 | CS&F Culvert Maintained by SFWMD
C24_PC19N | STFPS_PT_001525 | No C Rating | C-24 | Not Available | 23278 | 6457 | 23.3945 | 25 | CS&F Culvert Maintained by SFWMD
C24_PC21N | STFPS_PT_001528 | No C Rating | C-24 | Not Available | 23278 | 6457 | 23.3945 | 61 | CS&F Culvert Maintained by SFWMD
C24_PC22S | STFPS_PT_001622 | No C Rating | C-24 | Not Available | 23278 | 6457 | 23.3945 | 19 | CS&F Culvert Maintained by SFWMD
C24_PC23N | STFPS_PT_001526 | No C Rating | C-24 | Not Available | 23278 | 6457 | 23.3945 | 31 | CS&F Culvert Maintained by SFWMD
C24_PC24AS | STFPS_PT_001518 | No C Rating | C-24 | Not Available | 23278 | 6457 | 23.3945 | 38 | CS&F Culvert Maintained by SFWMD
C24_PC24S | STFPS_PT_001517 | No C Rating | C-24 | Not Available | 23278 | 6457 | 23.3945 | 35 | CS&F Culvert Maintained by SFWMD
C24_PC25S | STFPS_PT_001519 | No C Rating | C-24 | Not Available | 23278 | 6457 | 23.3945 | 35 | CS&F Culvert Maintained by SFWMD
C24_PC26S | STFPS_PT_001520 | No C Rating | C-24 | Not Available | 23278 | 6457 | 23.3945 | 35 | CS&F Culvert Maintained by SFWMD
C24_PC30S | STFPS_PT_001529 | No C Rating | C-24 | Not Available | 23278 | 6457 | 23.3945 | 29 | CS&F Culvert Maintained by SFWMD
C24_PC31S | STFPS_PT_001530 | No C Rating | C-24 | Not Available | 23278 | 6457 | 23.3945 | 24 | CS&F Culvert Maintained by SFWMD
C24_PC33W | STFPS_PT_001531 | No C Rating | C-24 | Not Available | 23278 | 6457 | 23.3945 | 45 | CS&F Culvert Maintained by SFWMD
C24_PC36W | STFPS_PT_001537 | No C Rating | C-24 | Not Available | 23278 | 6457 | 23.3945 | 24 | CS&F Culvert Maintained by SFWMD
C24_PC38W | STFPS_PT_001536 | No C Rating | C-24 | Not Available | 23278 | 6457 | 23.3945 | 32 | CS&F Culvert Maintained by SFWMD
C24_PC39W | STFPS_PT_001535 | No C Rating | C-24 | Not Available | 23278 | 6457 | 23.3945 | 21 | CS&F Culvert Maintained by SFWMD
C24_PC40W | STFPS_PT_001534 | No C Rating | C-24 | Not Available | 23278 | 6457 | 23.3945 | 61 | CS&F Culvert Maintained by SFWMD
C24_PC41W | STFPS_PT_001533 | No C Rating | C-24 | Not Available | 23278 | 6457 | 23.3945 | 28 | CS&F Culvert Maintained by SFWMD
C24_PC42W | STFPS_PT_001532 | No C Rating | C-24 | Not Available | 23278 | 6457 | 23.3945 | 35 | CS&F Culvert Maintained by SFWMD
C24EXT_PC1W | STFPS_PT_001499 | No C Rating | C-25 | Not Available | 326 | 4652 | 23.7037 | 26 | CS&F Culvert Maintained by SFWMD
C24X_PC01AW | STFPS_PT_001500 | No C Rating | C-25 | Not Available | 326 | 4652 | 23.7037 | 61 | CS&F Culvert Maintained by SFWMD
C25_PC01S | STFPS_PT_001623 | No C Rating | C-25 CONVEYANCE CANAL | Not Studied | 588 | 211 | 22.449 | 26 | CS&F Culvert Maintained by SFWMD
C25_PC02AN | STFPS_PT_001502 | No C Rating | BASIN 1 | Not Available | 15668 | 2027 | 36.4286 | 24 | CS&F Culvert Maintained by SFWMD
C25_PC02BN | STFPS_PT_001504 | No C Rating | BASIN 1 | Not Available | 15668 | 2027 | 36.4286 | 24 | CS&F Culvert Maintained by SFWMD
C25_PC02CN | STFPS_PT_001505 | No C Rating | BASIN 1 | Not Available | 15668 | 2027 | 36.4286 | 24 | CS&F Culvert Maintained by SFWMD
C25_PC02N | STFPS_PT_001503 | No C Rating | BASIN 1 | Not Available | 15668 | 2027 | 36.4286 | 24 | CS&F Culvert Maintained by SFWMD
C25_PC03S | STFPS_PT_001501 | No C Rating | C-25 CONVEYANCE CANAL | Not Studied | 588 | 211 | 22.449 | 24 | CS&F Culvert Maintained by SFWMD
C25_PC05N | STFPS_PT_001506 | No C Rating | BASIN 1 | Not Available | 15668 | 2027 | 36.4286 | 27 | CS&F Culvert Maintained by SFWMD
C25_PC07N | STFPS_PT_001507 | No C Rating | C-25 | Not Available | 326 | 4652 | 23.7037 | 26 | CS&F Culvert Maintained by SFWMD
C25_PC08N | STFPS_PT_001508 | No C Rating | C-25 | Not Available | 326 | 4652 | 23.7037 | 24 | CS&F Culvert Maintained by SFWMD
C25_PC09N | STFPS_PT_001509 | No C Rating | C-25 | Not Available | 326 | 4652 | 23.7037 | 61 | CS&F Culvert Maintained by SFWMD
C25X_PC02E | STFPS_PT_001497 | No C Rating | C-25 | Not Available | 326 | 4652 | 23.7037 | 61 | CS&F Culvert Maintained by SFWMD
C25X_PC03S | STFPS_PT_001498 | No C Rating | C-25 | Not Available | 326 | 4652 | 23.7037 | 61 | CS&F Culvert Maintained by SFWMD
C29_PC01 | STFPS_PT_001335 | No C Rating | LAKE HART | < 5-Year Event | 43153 | 1529 | 10.4167 | 59 | CS&F Culvert Maintained by SFWMD
C29_PC02 | STFPS_PT_001334 | No C Rating | LAKE HART | < 5-Year Event | 43153 | 1529 | 10.4167 | 59 | CS&F Culvert Maintained by SFWMD
C29A_PC03 | STFPS_PT_001336 | No C Rating | EAST LAKE TOHOPEKALIGA | 5-Year Event | 80184 | 3146 | 12.0336 | 34 | CS&F Culvert Maintained by SFWMD
C29A_PC04 | STFPS_PT_001338 | No C Rating | EAST LAKE TOHOPEKALIGA | 5-Year Event | 80184 | 3146 | 12.0336 | 23 | CS&F Culvert Maintained by SFWMD
C29A_PC05 | STFPS_PT_001337 | No C Rating | EAST LAKE TOHOPEKALIGA | 5-Year Event | 80184 | 3146 | 12.0336 | 56 | CS&F Culvert Maintained by SFWMD
C29A_PC05A | STFPS_PT_001608 | No C Rating | EAST LAKE TOHOPEKALIGA | 5-Year Event | 80184 | 3146 | 12.0336 | 56 | CS&F Culvert Maintained by SFWMD
C29A_PC07 | STFPS_PT_001339 | No C Rating | EAST LAKE TOHOPEKALIGA | 5-Year Event | 80184 | 3146 | 12.0336 | 56 | CS&F Culvert Maintained by SFWMD
C29A_PC08 | STFPS_PT_001340 | No C Rating | EAST LAKE TOHOPEKALIGA | 5-Year Event | 80184 | 3146 | 12.0336 | 56 | CS&F Culvert Maintained by SFWMD
C30_PC13A | STFPS_PT_001351 | No C Rating | LAKE MYRTLE | < 5-Year Event | 717 | 382 | 36.3636 | 56 | CS&F Culvert Maintained by SFWMD
C30_PC14 | STFPS_PT_001355 | No C Rating | LAKE MYRTLE | < 5-Year Event | 717 | 382 | 36.3636 | 56 | CS&F Culvert Maintained by SFWMD
C30_PC15 | STFPS_PT_001352 | No C Rating | LAKE MYRTLE | < 5-Year Event | 717 | 382 | 36.3636 | 56 | CS&F Culvert Maintained by SFWMD
C30_PC16 | STFPS_PT_001354 | No C Rating | LAKE HART | < 5-Year Event | 43153 | 1529 | 10.4167 | 56 | CS&F Culvert Maintained by SFWMD
C30_PC17 | STFPS_PT_001353 | No C Rating | LAKE HART | < 5-Year Event | 43153 | 1529 | 10.4167 | 56 | CS&F Culvert Maintained by SFWMD
C31_PC01 | STFPS_PT_001288 | No C Rating | LAKE TOHOPEKALIGA | < 5-Year Event | 182361 | 8381 | 16.6162 | 22 | CS&F Culvert Maintained by SFWMD
C31_PC01A | STFPS_PT_001287 | No C Rating | LAKE TOHOPEKALIGA | < 5-Year Event | 182361 | 8381 | 16.6162 | 26 | CS&F Culvert Maintained by SFWMD
C31_PC01B | STFPS_PT_001284 | No C Rating | LAKE TOHOPEKALIGA | < 5-Year Event | 182361 | 8381 | 16.6162 | 22 | CS&F Culvert Maintained by SFWMD
C31_PC02 | STFPS_PT_001285 | No C Rating | LAKE TOHOPEKALIGA | < 5-Year Event | 182361 | 8381 | 16.6162 | 26 | CS&F Culvert Maintained by SFWMD
C31_PC02A | STFPS_PT_001599 | No C Rating | LAKE TOHOPEKALIGA | < 5-Year Event | 182361 | 8381 | 16.6162 | 63 | CS&F Culvert Maintained by SFWMD
C31_PC03 | STFPS_PT_001286 | No C Rating | LAKE TOHOPEKALIGA | < 5-Year Event | 182361 | 8381 | 16.6162 | 22 | CS&F Culvert Maintained by SFWMD
C31_PC04 | STFPS_PT_001607 | No C Rating | LAKE TOHOPEKALIGA | < 5-Year Event | 182361 | 8381 | 16.6162 | Not Found | CS&F Culvert Maintained by SFWMD
C31_PC05 | STFPS_PT_001300 | No C Rating | LAKE TOHOPEKALIGA | < 5-Year Event | 182361 | 8381 | 16.6162 | 63 | CS&F Culvert Maintained by SFWMD
C31_PC06 | STFPS_PT_001293 | No C Rating | LAKE TOHOPEKALIGA | < 5-Year Event | 182361 | 8381 | 16.6162 | 26 | CS&F Culvert Maintained by SFWMD
C31_PC08 | STFPS_PT_001289 | No C Rating | LAKE TOHOPEKALIGA | < 5-Year Event | 182361 | 8381 | 16.6162 | 63 | CS&F Culvert Maintained by SFWMD
C31_PC09 | STFPS_PT_001294 | No C Rating | LAKE TOHOPEKALIGA | < 5-Year Event | 182361 | 8381 | 16.6162 | 26 | CS&F Culvert Maintained by SFWMD
C31_PC10 | STFPS_PT_001299 | No C Rating | LAKE TOHOPEKALIGA | < 5-Year Event | 182361 | 8381 | 16.6162 | 25 | CS&F Culvert Maintained by SFWMD
C31_PC11 | STFPS_PT_001298 | No C Rating | LAKE TOHOPEKALIGA | < 5-Year Event | 182361 | 8381 | 16.6162 | 27 | CS&F Culvert Maintained by SFWMD
C31_PC12 | STFPS_PT_001295 | No C Rating | LAKE TOHOPEKALIGA | < 5-Year Event | 182361 | 8381 | 16.6162 | 22 | CS&F Culvert Maintained by SFWMD
C31_PC12A | STFPS_PT_001297 | No C Rating | LAKE TOHOPEKALIGA | < 5-Year Event | 182361 | 8381 | 16.6162 | 63 | CS&F Culvert Maintained by SFWMD
C31_PC13 | STFPS_PT_001296 | No C Rating | LAKE TOHOPEKALIGA | < 5-Year Event | 182361 | 8381 | 16.6162 | 34 | CS&F Culvert Maintained by SFWMD
C32B_PC18 | STFPS_PT_001350 | No C Rating | LAKE MYRTLE | < 5-Year Event | 717 | 382 | 36.3636 | 56 | CS&F Culvert Maintained by SFWMD
C32C_PC19 | STFPS_PT_001341 | No C Rating | ALLIGATOR LAKE | < 5-Year Event | 18888 | 1550 | 20.3488 | 25 | CS&F Culvert Maintained by SFWMD
C32C_PC20 | STFPS_PT_001342 | No C Rating | LAKE MYRTLE | < 5-Year Event | 717 | 382 | 36.3636 | 56 | CS&F Culvert Maintained by SFWMD
C32C_PC21 | STFPS_PT_001343 | No C Rating | LAKE MYRTLE | < 5-Year Event | 717 | 382 | 36.3636 | 25 | CS&F Culvert Maintained by SFWMD
C32C_PC21A | STFPS_PT_001345 | No C Rating | LAKE MYRTLE | < 5-Year Event | 717 | 382 | 36.3636 | 56 | CS&F Culvert Maintained by SFWMD
C32C_PC21B | STFPS_PT_001344 | No C Rating | LAKE MYRTLE | < 5-Year Event | 717 | 382 | 36.3636 | 25 | CS&F Culvert Maintained by SFWMD
C32C_PC22 | STFPS_PT_001346 | No C Rating | LAKE MYRTLE | < 5-Year Event | 717 | 382 | 36.3636 | 56 | CS&F Culvert Maintained by SFWMD
C32C_PC23 | STFPS_PT_001347 | No C Rating | LAKE MYRTLE | < 5-Year Event | 717 | 382 | 36.3636 | 25 | CS&F Culvert Maintained by SFWMD
C32C_PC24 | STFPS_PT_001349 | No C Rating | LAKE MYRTLE | < 5-Year Event | 717 | 382 | 36.3636 | 56 | CS&F Culvert Maintained by SFWMD
C32C_PC25 | STFPS_PT_001348 | No C Rating | LAKE MYRTLE | < 5-Year Event | 717 | 382 | 36.3636 | 25 | CS&F Culvert Maintained by SFWMD
C32F_PC27 | STFPS_PT_001356 | No C Rating | ALLIGATOR LAKE | < 5-Year Event | 18888 | 1550 | 20.3488 | 26 | CS&F Culvert Maintained by SFWMD
C32G_PC25 | STFPS_PT_001600 | No C Rating | ALLIGATOR LAKE | < 5-Year Event | 18888 | 1550 | 20.3488 | 16 | CS&F Culvert Maintained by SFWMD
C33_PC01 | STFPS_PT_001327 | No C Rating | LAKE GENTRY | < 5-Year Event | 1174 | 1316 | 19.6721 | 21 | CS&F Culvert Maintained by SFWMD
C33_PC01A | STFPS_PT_001326 | No C Rating | LAKE GENTRY | < 5-Year Event | 1174 | 1316 | 19.6721 | 21 | CS&F Culvert Maintained by SFWMD
C33_PC02 | STFPS_PT_001328 | No C Rating | LAKE GENTRY | < 5-Year Event | 1174 | 1316 | 19.6721 | 57 | CS&F Culvert Maintained by SFWMD
C33_PC02A | STFPS_PT_001325 | No C Rating | LAKE GENTRY | < 5-Year Event | 1174 | 1316 | 19.6721 | 57 | CS&F Culvert Maintained by SFWMD
C33_PC03 | STFPS_PT_001329 | No C Rating | LAKE GENTRY | < 5-Year Event | 1174 | 1316 | 19.6721 | 57 | CS&F Culvert Maintained by SFWMD
C33_PC04 | STFPS_PT_001330 | No C Rating | LAKE GENTRY | < 5-Year Event | 1174 | 1316 | 19.6721 | 57 | CS&F Culvert Maintained by SFWMD
C33_PC05 | STFPS_PT_001332 | No C Rating | ALLIGATOR LAKE | < 5-Year Event | 18888 | 1550 | 20.3488 | 57 | CS&F Culvert Maintained by SFWMD
C33_PC06 | STFPS_PT_001331 | No C Rating | ALLIGATOR LAKE | < 5-Year Event | 18888 | 1550 | 20.3488 | 27 | CS&F Culvert Maintained by SFWMD
C33_PC07 | STFPS_PT_001333 | No C Rating | ALLIGATOR LAKE | < 5-Year Event | 18888 | 1550 | 20.3488 | 30 | CS&F Culvert Maintained by SFWMD
C34_PC01 | STFPS_PT_001301 | No C Rating | LAKE CYPRESS | < 5-Year Event | 57 | 771 | 10.7143 | 21 | CS&F Culvert Maintained by SFWMD
C34_PC02 | STFPS_PT_001303 | No C Rating | LAKE CYPRESS | < 5-Year Event | 57 | 771 | 10.7143 | 24 | CS&F Culvert Maintained by SFWMD
C34_PC03 | STFPS_PT_001302 | No C Rating | LAKE CYPRESS | < 5-Year Event | 57 | 771 | 10.7143 | 24 | CS&F Culvert Maintained by SFWMD
C34_PC04 | STFPS_PT_001304 | No C Rating | LAKE CYPRESS | < 5-Year Event | 57 | 771 | 10.7143 | 29 | CS&F Culvert Maintained by SFWMD
C34_PC05 | STFPS_PT_001305 | No C Rating | LAKE CYPRESS | < 5-Year Event | 57 | 771 | 10.7143 | 33 | CS&F Culvert Maintained by SFWMD
C34_PC06 | STFPS_PT_001306 | No C Rating | LAKE CYPRESS | < 5-Year Event | 57 | 771 | 10.7143 | 27 | CS&F Culvert Maintained by SFWMD
C34_PC07 | STFPS_PT_001308 | No C Rating | LAKE CYPRESS | < 5-Year Event | 57 | 771 | 10.7143 | 57 | CS&F Culvert Maintained by SFWMD
C34_PC08 | STFPS_PT_001307 | No C Rating | LAKE CYPRESS | < 5-Year Event | 57 | 771 | 10.7143 | 33 | CS&F Culvert Maintained by SFWMD
C34_PC09 | STFPS_PT_001310 | No C Rating | LAKE CYPRESS | < 5-Year Event | 57 | 771 | 10.7143 | 33 | CS&F Culvert Maintained by SFWMD
C34_PC10 | STFPS_PT_001309 | No C Rating | LAKE CYPRESS | < 5-Year Event | 57 | 771 | 10.7143 | 33 | CS&F Culvert Maintained by SFWMD
C34_PC11 | STFPS_PT_001311 | No C Rating | S63A | < 5-Year Event | 54 | 1008 | 15.5556 | 29 | CS&F Culvert Maintained by SFWMD
C34_PC12 | STFPS_PT_001314 | No C Rating | S63A | < 5-Year Event | 54 | 1008 | 15.5556 | 25 | CS&F Culvert Maintained by SFWMD
C34_PC12A | STFPS_PT_001598 | No C Rating | S63A | < 5-Year Event | 54 | 1008 | 15.5556 | 28 | CS&F Culvert Maintained by SFWMD
C34_PC13 | STFPS_PT_001315 | No C Rating | S63A | < 5-Year Event | 54 | 1008 | 15.5556 | 27 | CS&F Culvert Maintained by SFWMD
C34_PC13A | STFPS_PT_001312 | No C Rating | S63A | < 5-Year Event | 54 | 1008 | 15.5556 | 28 | CS&F Culvert Maintained by SFWMD
C34_PC13B | STFPS_PT_001313 | No C Rating | S63A | < 5-Year Event | 54 | 1008 | 15.5556 | 33 | CS&F Culvert Maintained by SFWMD
C34_PC13C | STFPS_PT_001316 | No C Rating | S63A | < 5-Year Event | 54 | 1008 | 15.5556 | 28 | CS&F Culvert Maintained by SFWMD
C34_PC14 | STFPS_PT_001317 | No C Rating | S63A | < 5-Year Event | 54 | 1008 | 15.5556 | 21 | CS&F Culvert Maintained by SFWMD
C34_PC15 | STFPS_PT_001321 | No C Rating | S63A | < 5-Year Event | 54 | 1008 | 15.5556 | 29 | CS&F Culvert Maintained by SFWMD
C34_PC16 | STFPS_PT_001318 | No C Rating | S63A | < 5-Year Event | 54 | 1008 | 15.5556 | 21 | CS&F Culvert Maintained by SFWMD
C34_PC17 | STFPS_PT_001322 | No C Rating | S63A | < 5-Year Event | 54 | 1008 | 15.5556 | 29 | CS&F Culvert Maintained by SFWMD
C34_PC18 | STFPS_PT_001319 | No C Rating | S63A | < 5-Year Event | 54 | 1008 | 15.5556 | 21 | CS&F Culvert Maintained by SFWMD
C34_PC19 | STFPS_PT_001323 | No C Rating | S63A | < 5-Year Event | 54 | 1008 | 15.5556 | 28 | CS&F Culvert Maintained by SFWMD
C34_PC20 | STFPS_PT_001320 | No C Rating | S63A | < 5-Year Event | 54 | 1008 | 15.5556 | 35 | CS&F Culvert Maintained by SFWMD
C34_PC21 | STFPS_PT_001324 | No C Rating | S63A | < 5-Year Event | 54 | 1008 | 15.5556 | 28 | CS&F Culvert Maintained by SFWMD
C35_PC12 | STFPS_PT_001290 | No C Rating | LAKE CYPRESS | < 5-Year Event | 57 | 771 | 10.7143 | 29 | CS&F Culvert Maintained by SFWMD
C35_PC13 | STFPS_PT_001283 | No C Rating | LAKE CYPRESS | < 5-Year Event | 57 | 771 | 10.7143 | 33 | CS&F Culvert Maintained by SFWMD
C35_PC14 | STFPS_PT_001291 | No C Rating | LAKE CYPRESS | < 5-Year Event | 57 | 771 | 10.7143 | 29 | CS&F Culvert Maintained by SFWMD
C35_PC15 | STFPS_PT_001282 | No C Rating | LAKE CYPRESS | < 5-Year Event | 57 | 771 | 10.7143 | 28 | CS&F Culvert Maintained by SFWMD
C35_PC16 | STFPS_PT_001292 | No C Rating | LAKE CYPRESS | < 5-Year Event | 57 | 771 | 10.7143 | 29 | CS&F Culvert Maintained by SFWMD
C35_PC17 | STFPS_PT_001281 | No C Rating | LAKE CYPRESS | < 5-Year Event | 57 | 771 | 10.7143 | 36 | CS&F Culvert Maintained by SFWMD
C36_PC01 | STFPS_PT_001363 | No C Rating | LAKE HATCHINEHA | < 5-Year Event | 625 | 676 | 22.4138 | 25 | CS&F Culvert Maintained by SFWMD
C36_PC02 | STFPS_PT_001362 | No C Rating | LAKE HATCHINEHA | < 5-Year Event | 625 | 676 | 22.4138 | 25 | CS&F Culvert Maintained by SFWMD
C36_PC03 | STFPS_PT_001358 | No C Rating | LAKE HATCHINEHA | < 5-Year Event | 625 | 676 | 22.4138 | 27 | CS&F Culvert Maintained by SFWMD
C36_PC04 | STFPS_PT_001361 | No C Rating | LAKE HATCHINEHA | < 5-Year Event | 625 | 676 | 22.4138 | 35 | CS&F Culvert Maintained by SFWMD
C36_PC05 | STFPS_PT_001357 | No C Rating | LAKE HATCHINEHA | < 5-Year Event | 625 | 676 | 22.4138 | 27 | CS&F Culvert Maintained by SFWMD
C37 | STFPS_PT_000099 | No C Rating | LAKE HATCHINEHA | < 5-Year Event | 625 | 676 | 22.4138 | Not Matched | SFWMD Communication
C37_PC01 | STFPS_PT_001360 | No C Rating | LAKE HATCHINEHA | < 5-Year Event | 625 | 676 | 22.4138 | 11 | CS&F Culvert Maintained by SFWMD
C37_PC05 | STFPS_PT_001359 | No C Rating | LAKE HATCHINEHA | < 5-Year Event | 625 | 676 | 22.4138 | 62 | CS&F Culvert Maintained by SFWMD
C37WEIR | STFPS_PT_000167 | No C Rating | LAKE KISSIMMEE | 5-Year Event | 250 | 3789 | 33.7079 | Not Found | SFWMD
C38A_PC01 | STFPS_PT_001364 | No C Rating | S-65A | Not Studied | 290 | 2436 | 41.7582 | 41 | CS&F Culvert Maintained by SFWMD
C39A_PC33S | STFPS_PT_001445 | No C Rating | C-41N | Not Studied | 2031 | 4657 | 42.2311 | 28 | CS&F Culvert Maintained by SFWMD
C39A_PC34S | STFPS_PT_001446 | No C Rating | C-41N | Not Studied | 2031 | 4657 | 42.2311 | 65 | CS&F Culvert Maintained by SFWMD
C39A_PC35S | STFPS_PT_001447 | No C Rating | C-41N | Not Studied | 2031 | 4657 | 42.2311 | 28 | CS&F Culvert Maintained by SFWMD
C39A_PC36S | STFPS_PT_001448 | No C Rating | C-41N | Not Studied | 2031 | 4657 | 42.2311 | 28 | CS&F Culvert Maintained by SFWMD
C39A_PC37S | STFPS_PT_001449 | No C Rating | C-41N | Not Studied | 2031 | 4657 | 42.2311 | 28 | CS&F Culvert Maintained by SFWMD
C4_PC04 | STFPS_PT_001204 | No C Rating | C-4 | 10-Year Event | 181422 | 2805 | 57.99 | 22 | CS&F Culvert Maintained by SFWMD
C4_PC05 | STFPS_PT_001205 | No C Rating | C-4 | 10-Year Event | 181422 | 2805 | 57.99 | 24 | CS&F Culvert Maintained by SFWMD
C40_PC06S | STFPS_PT_001434 | No C Rating | C-40 | Not Studied | 72 | 940 | 20.4545 | 35 | CS&F Culvert Maintained by SFWMD
C40_PC07S | STFPS_PT_001458 | No C Rating | C-40 | Not Studied | 72 | 940 | 20.4545 | 26 | CS&F Culvert Maintained by SFWMD
C40_PC08S | STFPS_PT_001435 | No C Rating | C-40 | Not Studied | 72 | 940 | 20.4545 | 41 | CS&F Culvert Maintained by SFWMD
C40_PC09S | STFPS_PT_001436 | No C Rating | C-40 | Not Studied | 72 | 940 | 20.4545 | 41 | CS&F Culvert Maintained by SFWMD
C40_PC10S | STFPS_PT_001437 | No C Rating | C-40 | Not Studied | 72 | 940 | 20.4545 | 43 | CS&F Culvert Maintained by SFWMD
C40_PC11S | STFPS_PT_001438 | No C Rating | C-40 | Not Studied | 72 | 940 | 20.4545 | 45 | CS&F Culvert Maintained by SFWMD
C40_PC12S | STFPS_PT_001439 | No C Rating | C-40 | Not Studied | 72 | 940 | 20.4545 | 45 | CS&F Culvert Maintained by SFWMD
C40_PC13N | STFPS_PT_001457 | No C Rating | C-40 | Not Studied | 72 | 940 | 20.4545 | 43 | CS&F Culvert Maintained by SFWMD
C40_PC14N | STFPS_PT_001440 | No C Rating | C-40 | Not Studied | 72 | 940 | 20.4545 | 45 | CS&F Culvert Maintained by SFWMD
C40_PC15S | STFPS_PT_001456 | No C Rating | C-40 | Not Studied | 72 | 940 | 20.4545 | 43 | CS&F Culvert Maintained by SFWMD
C40_PC16S | STFPS_PT_001441 | No C Rating | C-40 | Not Studied | 72 | 940 | 20.4545 | 45 | CS&F Culvert Maintained by SFWMD
C40_PC17N | STFPS_PT_001455 | No C Rating | C-40 | Not Studied | 72 | 940 | 20.4545 | 43 | CS&F Culvert Maintained by SFWMD
C40_PC18N | STFPS_PT_001591 | No C Rating | C-40 | Not Studied | 72 | 940 | 20.4545 | 65 | CS&F Culvert Maintained by SFWMD
C40_PC19 | STFPS_PT_001611 | No C Rating | C-40 | Not Studied | 72 | 940 | 20.4545 | Not Found | CS&F Culvert Maintained by SFWMD
C40_PC20N | STFPS_PT_001454 | No C Rating | C-40 | Not Studied | 72 | 940 | 20.4545 | 65 | CS&F Culvert Maintained by SFWMD
C40_PC21N | STFPS_PT_001453 | No C Rating | C-40 | Not Studied | 72 | 940 | 20.4545 | 27 | CS&F Culvert Maintained by SFWMD
C40_PC22S | STFPS_PT_001442 | No C Rating | C-40 | Not Studied | 72 | 940 | 20.4545 | 41 | CS&F Culvert Maintained by SFWMD
C40_PC25N | STFPS_PT_001452 | No C Rating | C-40 | Not Studied | 72 | 940 | 20.4545 | 45 | CS&F Culvert Maintained by SFWMD
C40_PC26S | STFPS_PT_001443 | No C Rating | C-40 | Not Studied | 72 | 940 | 20.4545 | 65 | CS&F Culvert Maintained by SFWMD
C40_PC27N | STFPS_PT_001451 | No C Rating | C-40 | Not Studied | 72 | 940 | 20.4545 | 36 | CS&F Culvert Maintained by SFWMD
C40_PC28S | STFPS_PT_001444 | No C Rating | C-40 | Not Studied | 72 | 940 | 20.4545 | 31 | CS&F Culvert Maintained by SFWMD
C40_PC29N | STFPS_PT_001450 | No C Rating | C-40 | Not Studied | 72 | 940 | 20.4545 | 22 | CS&F Culvert Maintained by SFWMD
C40A_PC30S | STFPS_PT_001614 | No C Rating | C-41N | Not Studied | 2031 | 4657 | 42.2311 | 31 | CS&F Culvert Maintained by SFWMD
C40A_PC31S | STFPS_PT_001612 | No C Rating | C-41N | Not Studied | 2031 | 4657 | 42.2311 | 40 | CS&F Culvert Maintained by SFWMD
C40A_PC32S | STFPS_PT_001613 | No C Rating | C-41N | Not Studied | 2031 | 4657 | 42.2311 | 28 | CS&F Culvert Maintained by SFWMD
C41_PC08E | STFPS_PT_001609 | No C Rating | C-41S | Not Studied | 274 | 1173 | 22.5 | 39 | CS&F Culvert Maintained by SFWMD
C41_PC11W | STFPS_PT_001419 | No C Rating | C-41S | Not Studied | 274 | 1173 | 22.5 | 58 | CS&F Culvert Maintained by SFWMD
C41_PC12W | STFPS_PT_001399 | No C Rating | C-41S | Not Studied | 274 | 1173 | 22.5 | 58 | CS&F Culvert Maintained by SFWMD
C41_PC17N | STFPS_PT_001420 | No C Rating | C-41S | Not Studied | 274 | 1173 | 22.5 | 33 | CS&F Culvert Maintained by SFWMD
C41_PC18S | STFPS_PT_001400 | No C Rating | C-41S | Not Studied | 274 | 1173 | 22.5 | 58 | CS&F Culvert Maintained by SFWMD
C41_PC19N | STFPS_PT_001421 | No C Rating | C-41S | Not Studied | 274 | 1173 | 22.5 | 58 | CS&F Culvert Maintained by SFWMD
C41_PC20 | STFPS_PT_001401 | No C Rating | C-41S | Not Studied | 274 | 1173 | 22.5 | 44 | CS&F Culvert Maintained by SFWMD
C41_PC21N | STFPS_PT_001610 | No C Rating | C-41S | Not Studied | 274 | 1173 | 22.5 | 44 | CS&F Culvert Maintained by SFWMD
C41_PC22A-B | STFPS_PT_001402 | No C Rating | C-41S | Not Studied | 274 | 1173 | 22.5 | 16 | CS&F Culvert Maintained by SFWMD
C41_PC23N | STFPS_PT_001422 | No C Rating | C-41S | Not Studied | 274 | 1173 | 22.5 | 21 | CS&F Culvert Maintained by SFWMD
C41_PC24S | STFPS_PT_001403 | No C Rating | C-41S | Not Studied | 274 | 1173 | 22.5 | 21 | CS&F Culvert Maintained by SFWMD
C41_PC25N | STFPS_PT_001423 | No C Rating | C-41S | Not Studied | 274 | 1173 | 22.5 | 58 | CS&F Culvert Maintained by SFWMD
C41_PC26S | STFPS_PT_001404 | No C Rating | C-41S | Not Studied | 274 | 1173 | 22.5 | 39 | CS&F Culvert Maintained by SFWMD
C41_PC27S | STFPS_PT_001424 | No C Rating | C-41N | Not Studied | 2031 | 4657 | 42.2311 | 58 | CS&F Culvert Maintained by SFWMD
C41_PC28S | STFPS_PT_001405 | No C Rating | C-41N | Not Studied | 2031 | 4657 | 42.2311 | 40 | CS&F Culvert Maintained by SFWMD
C41_PC29N | STFPS_PT_001425 | No C Rating | C-41N | Not Studied | 2031 | 4657 | 42.2311 | 60 | CS&F Culvert Maintained by SFWMD
C41_PC30N | STFPS_PT_001426 | No C Rating | C-41N | Not Studied | 2031 | 4657 | 42.2311 | 58 | CS&F Culvert Maintained by SFWMD
C41_PC31S | STFPS_PT_001406 | No C Rating | C-41N | Not Studied | 2031 | 4657 | 42.2311 | 39 | CS&F Culvert Maintained by SFWMD
C41_PC32S | STFPS_PT_001407 | No C Rating | C-41N | Not Studied | 2031 | 4657 | 42.2311 | 38 | CS&F Culvert Maintained by SFWMD
C41_PC33N | STFPS_PT_001427 | No C Rating | C-41N | Not Studied | 2031 | 4657 | 42.2311 | 35 | CS&F Culvert Maintained by SFWMD
C41_PC35AS | STFPS_PT_001409 | No C Rating | C-41N | Not Studied | 2031 | 4657 | 42.2311 | 58 | CS&F Culvert Maintained by SFWMD
C41_PC35S | STFPS_PT_001408 | No C Rating | C-41N | Not Studied | 2031 | 4657 | 42.2311 | 38 | CS&F Culvert Maintained by SFWMD
C41_PC36N | STFPS_PT_001428 | No C Rating | C-41N | Not Studied | 2031 | 4657 | 42.2311 | 23 | CS&F Culvert Maintained by SFWMD
C41_PC40 | STFPS_PT_001411 | No C Rating | C-41N | Not Studied | 2031 | 4657 | 42.2311 | 23 | CS&F Culvert Maintained by SFWMD
C41_PC40A | STFPS_PT_001410 | No C Rating | C-41N | Not Studied | 2031 | 4657 | 42.2311 | 36 | CS&F Culvert Maintained by SFWMD
C41_PC40E | STFPS_PT_001429 | No C Rating | C-41N | Not Studied | 2031 | 4657 | 42.2311 | 22 | CS&F Culvert Maintained by SFWMD
C41_PC41AW | STFPS_PT_001412 | No C Rating | C-41N | Not Studied | 2031 | 4657 | 42.2311 | 36 | CS&F Culvert Maintained by SFWMD
C41_PC41E | STFPS_PT_001430 | No C Rating | C-41N | Not Studied | 2031 | 4657 | 42.2311 | 23 | CS&F Culvert Maintained by SFWMD
C41_PC42E | STFPS_PT_001431 | No C Rating | C-41N | Not Studied | 2031 | 4657 | 42.2311 | 23 | CS&F Culvert Maintained by SFWMD
C41_PC43N | STFPS_PT_001413 | No C Rating | C-41N | Not Studied | 2031 | 4657 | 42.2311 | 28 | CS&F Culvert Maintained by SFWMD
C41_PC44S | STFPS_PT_001432 | No C Rating | C-41N | Not Studied | 2031 | 4657 | 42.2311 | 23 | CS&F Culvert Maintained by SFWMD
C41_PC45S | STFPS_PT_001414 | No C Rating | C-41N | Not Studied | 2031 | 4657 | 42.2311 | 23 | CS&F Culvert Maintained by SFWMD
C41_PC46S | STFPS_PT_001415 | No C Rating | C-41N | Not Studied | 2031 | 4657 | 42.2311 | 21 | CS&F Culvert Maintained by SFWMD
C41_PC47S | STFPS_PT_001416 | No C Rating | C-41N | Not Studied | 2031 | 4657 | 42.2311 | 37 | CS&F Culvert Maintained by SFWMD
C41_PC48E | STFPS_PT_001433 | No C Rating | C-41N | Not Studied | 2031 | 4657 | 42.2311 | 61 | CS&F Culvert Maintained by SFWMD
C41_PC49W | STFPS_PT_001417 | No C Rating | C-41N | Not Studied | 2031 | 4657 | 42.2311 | 61 | CS&F Culvert Maintained by SFWMD
C41_PC50W | STFPS_PT_001418 | No C Rating | C-41N | Not Studied | 2031 | 4657 | 42.2311 | 40 | CS&F Culvert Maintained by SFWMD
C41_PC51 | STFPS_PT_001492 | No C Rating | C-41N | Not Studied | 2031 | 4657 | 42.2311 | 61 | CS&F Culvert Maintained by SFWMD
C41_PC52W | STFPS_PT_001491 | No C Rating | C-41N | Not Studied | 2031 | 4657 | 42.2311 | 61 | CS&F Culvert Maintained by SFWMD
C41A_PC02S | STFPS_PT_001388 | No C Rating | C-41AS | Not Studied | 66 | 1283 | 14.0351 | 35 | CS&F Culvert Maintained by SFWMD
C41A_PC03AS | STFPS_PT_001385 | No C Rating | C-41AS | Not Studied | 66 | 1283 | 14.0351 | 28 | CS&F Culvert Maintained by SFWMD
C41A_PC03N | STFPS_PT_001386 | No C Rating | C-41AS | Not Studied | 66 | 1283 | 14.0351 | 28 | CS&F Culvert Maintained by SFWMD
C41A_PC04AS | STFPS_PT_001384 | No C Rating | C-41AS | Not Studied | 66 | 1283 | 14.0351 | 28 | CS&F Culvert Maintained by SFWMD
C41A_PC04N | STFPS_PT_001389 | No C Rating | C-41AS | Not Studied | 66 | 1283 | 14.0351 | 28 | CS&F Culvert Maintained by SFWMD
C41A_PC05S | STFPS_PT_001390 | No C Rating | C-41AS | Not Studied | 66 | 1283 | 14.0351 | 39 | CS&F Culvert Maintained by SFWMD
C41A_PC06N | STFPS_PT_001391 | No C Rating | C-41AS | Not Studied | 66 | 1283 | 14.0351 | 24 | CS&F Culvert Maintained by SFWMD
C41A_PC07 | STFPS_PT_001493 | No C Rating | C-41AS | Not Studied | 66 | 1283 | 14.0351 | 24 | CS&F Culvert Maintained by SFWMD
C41A_PC08 | STFPS_PT_001383 | No C Rating | C-41AS | Not Studied | 66 | 1283 | 14.0351 | 24 | CS&F Culvert Maintained by SFWMD
C41A_PC09N | STFPS_PT_001395 | No C Rating | C-41AS | Not Studied | 66 | 1283 | 14.0351 | 22 | CS&F Culvert Maintained by SFWMD
C41A_PC10N | STFPS_PT_001394 | No C Rating | C-41AS | Not Studied | 66 | 1283 | 14.0351 | 22 | CS&F Culvert Maintained by SFWMD
C41A_PC11N | STFPS_PT_001393 | No C Rating | C-41AS | Not Studied | 66 | 1283 | 14.0351 | 25 | CS&F Culvert Maintained by SFWMD
C41A_PC12S | STFPS_PT_001382 | No C Rating | C-41AS | Not Studied | 66 | 1283 | 14.0351 | 25 | CS&F Culvert Maintained by SFWMD
C41A_PC13N | STFPS_PT_001392 | No C Rating | C-41AS | Not Studied | 66 | 1283 | 14.0351 | 58 | CS&F Culvert Maintained by SFWMD
C41A_PC14S | STFPS_PT_001381 | No C Rating | C-41AS | Not Studied | 66 | 1283 | 14.0351 | 22 | CS&F Culvert Maintained by SFWMD
C41A_PC15N | STFPS_PT_001373 | No C Rating | C-41AS | Not Studied | 66 | 1283 | 14.0351 | 26 | CS&F Culvert Maintained by SFWMD
C41A_PC16S | STFPS_PT_001380 | No C Rating | C-41AS | Not Studied | 66 | 1283 | 14.0351 | 28 | CS&F Culvert Maintained by SFWMD
C41A_PC17N | STFPS_PT_001372 | No C Rating | C-41AS | Not Studied | 66 | 1283 | 14.0351 | 39 | CS&F Culvert Maintained by SFWMD
C41A_PC18N | STFPS_PT_001371 | No C Rating | C-41AS | Not Studied | 66 | 1283 | 14.0351 | 58 | CS&F Culvert Maintained by SFWMD
C41A_PC19S | STFPS_PT_001379 | No C Rating | C-41AS | Not Studied | 66 | 1283 | 14.0351 | 39 | CS&F Culvert Maintained by SFWMD
C41A_PC1N | STFPS_PT_001387 | No C Rating | C-41AS | Not Studied | 66 | 1283 | 14.0351 | 28 | CS&F Culvert Maintained by SFWMD
C41A_PC20N | STFPS_PT_001370 | No C Rating | C-41AS | Not Studied | 66 | 1283 | 14.0351 | 39 | CS&F Culvert Maintained by SFWMD
C41A_PC21N | STFPS_PT_001369 | No C Rating | C-41AN | Not Studied | 64 | 1249 | 20 | 22 | CS&F Culvert Maintained by SFWMD
C41A_PC22N | STFPS_PT_001378 | No C Rating | C-41AN | Not Studied | 64 | 1249 | 20 | 58 | CS&F Culvert Maintained by SFWMD
C41A_PC23N | STFPS_PT_001368 | No C Rating | C-41AN | Not Studied | 64 | 1249 | 20 | 58 | CS&F Culvert Maintained by SFWMD
C41A_PC24S | STFPS_PT_001377 | No C Rating | C-41AN | Not Studied | 64 | 1249 | 20 | 37 | CS&F Culvert Maintained by SFWMD
C41A_PC25N | STFPS_PT_001367 | No C Rating | C-41AN | Not Studied | 64 | 1249 | 20 | 58 | CS&F Culvert Maintained by SFWMD
C41A_PC26S | STFPS_PT_001376 | No C Rating | C-41AN | Not Studied | 64 | 1249 | 20 | 37 | CS&F Culvert Maintained by SFWMD
C41A_PC27N | STFPS_PT_001366 | No C Rating | C-41AN | Not Studied | 64 | 1249 | 20 | 24 | CS&F Culvert Maintained by SFWMD
C41A_PC28S | STFPS_PT_001375 | No C Rating | C-41AN | Not Studied | 64 | 1249 | 20 | 37 | CS&F Culvert Maintained by SFWMD
C41A_PC29N | STFPS_PT_001398 | No C Rating | C-41AN | Not Studied | 64 | 1249 | 20 | Not Found | CS&F Culvert Maintained by SFWMD
C41A_PC30S | STFPS_PT_001374 | No C Rating | C-41AN | Not Studied | 64 | 1249 | 20 | 37 | CS&F Culvert Maintained by SFWMD
C41A_PC31N | STFPS_PT_001397 | No C Rating | LAKE ISTOKPOGA | Not Studied | 6131 | 2053 | 35.8974 | 28 | CS&F Culvert Maintained by SFWMD
C41A_PC32S | STFPS_PT_001396 | No C Rating | LAKE ISTOKPOGA | Not Studied | 6131 | 2053 | 35.8974 | 30 | CS&F Culvert Maintained by SFWMD
C41PC07 | STFPS_PT_000786 | No C Rating | FISHEATING CREK/L-61 | Not Found | Not Found | Not Found | Not Found | Not Found | SFWMD
C43 | STFPS_PT_000100 | No C Rating | WEST CALOOSAHATCHEE | Not Available | 54872 | 16241 | 53.3036 | Not Matched | SFWMD Communication
C44 | STFPS_PT_000101 | No C Rating | C-44 RESERVOIR | Not Studied | 0 | 43 | 50 | Not Matched | SFWMD Communication
C-44 Reservoir | STFPS_PT_002674 | No C Rating | Not Found in SFWMD Database | Not Found | Not Found | Not Found | Not Found | Not Matched | Not Found in SFWMD Database | Storage - Needs Changed to Plygon
C9_PC01 | STFPS_PT_001199 | No C Rating | L-33 CC | Not Studied | 1613 | 116 | 64.5161 | 10 | CS&F Culvert Maintained by SFWMD
C9_PC02 | STFPS_PT_001200 | No C Rating | L-33 CC | Not Studied | 1613 | 116 | 64.5161 | 10 | CS&F Culvert Maintained by SFWMD
C9_PC03 | STFPS_PT_001203 | No C Rating | C-9 WEST | 25-Year Event | 171767 | 1904 | 54.5276 | 22 | CS&F Culvert Maintained by SFWMD
C9_PC04 | STFPS_PT_001202 | No C Rating | C-9 WEST | 25-Year Event | 171767 | 1904 | 54.5276 | 22 | CS&F Culvert Maintained by SFWMD
C9_PC05 | STFPS_PT_001201 | No C Rating | C-9 WEST | 25-Year Event | 171767 | 1904 | 54.5276 | 22 | CS&F Culvert Maintained by SFWMD
Capron Trail #1 | STFPS_PT_002462 | No C Rating | Not Found in SFWMD Database | Not Found | Not Found | Not Found | Not Found | Not Matched | Not Found in SFWMD Database | USACE National Dam Inventory,
Capron Trail #2 | STFPS_PT_002577 | No C Rating | Not Found in SFWMD Database | Not Found | Not Found | Not Found | Not Found | Not Matched | Not Found in SFWMD Database | USACE National Dam Inventory, Needs QC, Not District Owned
CLEW-FS | STFPS_PT_000102 | No C Rating | S-4 | Not Available | 14086 | 1392 | 43.1487 | Not Matched | SFWMD Communication
CLEWISTON FS | STFPS_PT_001631 | No C Rating | S-4 | Not Available | 14086 | 1392 | 43.1487 | Not Matched | SFWMD Facility
COCO1 | STFPS_PT_000642 | C-3 | COCOHATCHEE | 10-Year Event | 28837 | 1075 | 22.1622 | 32 | SFWMD
COCO2 | STFPS_PT_000627 | C-3 | COCOHATCHEE | 10-Year Event | 28837 | 1075 | 22.1622 | 30 | SFWMD
COCO3 | STFPS_PT_000630 | C-3 | COCOHATCHEE | 10-Year Event | 28837 | 1075 | 22.1622 | 27 | SFWMD
COCO4 | STFPS_PT_000618 | C-3 | GOLDEN GATE MAIN | 5-Year Event | 123941 | 5546 | 22.4438 | 27 | SFWMD
Control Struc #2 | STFPS_PT_001832 | No C Rating | Not Found in SFWMD Database | Not Found | Not Found | Not Found | Not Found | Not Matched | Not Found in SFWMD Database | Name is GORDY_ROAD
Control Struc #3 | STFPS_PT_001857 | No C Rating | Not Found in SFWMD Database | Not Found | Not Found | Not Found | Not Found | Not Matched | Not Found in SFWMD Database | USACE National Dam Inventory, Needs Location QC
CORK1 | STFPS_PT_000617 | C-4 | GOLDEN GATE MAIN | 5-Year Event | 123941 | 5546 | 22.4438 | 22 | SFWMD
CORK2 | STFPS_PT_000628 | C-3 | GOLDEN GATE MAIN | 5-Year Event | 123941 | 5546 | 22.4438 | 21 | SFWMD
CORK3 | STFPS_PT_000625 | C-4 | GOLDEN GATE MAIN | 5-Year Event | 123941 | 5546 | 22.4438 | 26 | SFWMD
CR951N | STFPS_PT_000669 | C-3 | GOLDEN GATE MAIN | 5-Year Event | 123941 | 5546 | 22.4438 | Not Found | SFWMD
CR951S | STFPS_PT_000624 | C-3 | GOLDEN GATE MAIN | 5-Year Event | 123941 | 5546 | 22.4438 | Not Found | SFWMD
CUR1 | STFPS_PT_000968 | C-3 | Not Found in SFWMD Database | Not Found | Not Found | Not Found | Not Found | Not Matched | Not Found in SFWMD Database | No Information Found
CYPRESS1 | STFPS_PT_000631 | No C Rating | GOLDEN GATE MAIN | 5-Year Event | 123941 | 5546 | 22.4438 | 1 | SFWMD
DERM_CULVERT | STFPS_PT_001098 | No C Rating | C-4 | 10-Year Event | 181422 | 2805 | 57.99 | Not Found | NOT SFWMD
Dry Lake 1 Wsp | STFPS_PT_002263 | No C Rating | Not Found in SFWMD Database | Not Found | Not Found | Not Found | Not Found | Not Matched | Not Found in SFWMD Database | USACE National Dam Inventory, Needs Location QC
DUPUIS RESERVE AREA OFFICE | STFPS_PT_001627 | No C Rating | C-44 | Not Available | 8218 | 4758 | 25 | Not Matched | SFWMD Facility
Enrico Wsp | STFPS_PT_002012 | No C Rating | Not Found in SFWMD Database | Not Found | Not Found | Not Found | Not Found | Not Matched | Not Found in SFWMD Database | USACE National Dam Inventory, Needs Location QC
FAES | STFPS_PT_000103 | No C Rating | S-2_6_7 | Not Studied | 25154 | 3599 | 25.0331 | Not Matched | SFWMD Communication
FAKA UNION | STFPS_PT_000104 | No C Rating | FAKA UNION | 10-Year Event | 21566 | 4349 | 39.9225 | Not Matched | SFWMD Communication
FEEDER_WEIR | STFPS_PT_000770 | No C Rating | FEEDER CANAL | Not Available | 233 | 2413 | 42.5532 | Not Found | SFWMD
FIELD OPERATIONS CENTER | STFPS_PT_001637 | No C Rating | C-51 EAST | 10-Year Event | 245281 | 6665 | 47.0085 | Not Matched | SFWMD Facility
Fisheating Creek | STFPS_PT_002434 | No C Rating | Not Found in SFWMD Database | Not Found | Not Found | Not Found | Not Found | Not Matched | Not Found in SFWMD Database | USACE National Dam Inventory, Needs Location QC
FORT LAUDERDALE FS | STFPS_PT_001624 | No C Rating | C-11 EAST | 10-Year Event | 110563 | 2556 | 53.6032 | Not Matched | SFWMD Facility
FORT MYERS SC | STFPS_PT_001626 | No C Rating | TIDAL SOUTH | Not Studied | 233754 | 16837 | 72.7492 | Not Matched | SFWMD Facility
FTLAUD-FS | STFPS_PT_000105 | No C Rating | C-11 EAST | 10-Year Event | 110563 | 2556 | 53.6032 | Not Matched | SFWMD Communication
FTLAUD-W | STFPS_PT_000106 | No C Rating | C-11 WEST | 10-Year Event | 162149 | 3904 | 36.1619 | Not Matched | SFWMD Communication
FU1 | STFPS_PT_000634 | C-3 | FAKA UNION | 10-Year Event | 21566 | 4349 | 39.9225 | 45 | SFWMD
FU2 | STFPS_PT_000620 | No C Rating | Not Found in SFWMD Database | Not Found | Not Found | Not Found | Not Found | Not Matched | Not Found in SFWMD Database | Inactive Structure
FU4S | STFPS_PT_000641 | C-3 | FAKA UNION | 10-Year Event | 21566 | 4349 | 39.9225 | Not Found | SFWMD
FU5 | STFPS_PT_000619 | C-4 | FAKA UNION | 10-Year Event | 21566 | 4349 | 39.9225 | 24 | SFWMD
FU6 | STFPS_PT_000633 | C-4 | FAKA UNION | 10-Year Event | 21566 | 4349 | 39.9225 | 66 | SFWMD
FU7 | STFPS_PT_000613 | C-4 | FAKA UNION | 10-Year Event | 21566 | 4349 | 39.9225 | 66 | SFWMD
G103 | STFPS_PT_000168 | C-3 | LAKE ROSALIE | < 5-Year Event | 1352 | 633 | 34.2857 | 44 | SFWMD
G111 | STFPS_PT_000202 | No C Rating | LAKE KISSIMMEE | 5-Year Event | 250 | 3789 | 33.7079 | 17 | SFWMD
G111_WEIR | STFPS_PT_000800 | No C Rating | LAKE KISSIMMEE | 5-Year Event | 250 | 3789 | 33.7079 | Not Found | SFWMD
G113 | STFPS_PT_000169 | No C Rating | LAKE JACKSON | 5-Year Event | 47 | 753 | 17.8571 | 38 | SFWMD
G114 | STFPS_PT_000728 | C-4 | C-1 WEST | 5-Year Event | 169730 | 1740 | 57.5231 | 58 | SFWMD
G119 | STFPS_PT_000239 | C-3 | C-2 | 10-Year Event | 284464 | 3013 | 53.1088 | 62 | SFWMD
G135 | STFPS_PT_000650 | C-3 | EAST CALOOSAHATCHEE | Not Available | 2945 | 5357 | 29.3375 | 44 | SFWMD
G136 | STFPS_PT_000271 | C-4 | S-3_8 | Not Studied | 40 | 1246 | 34.2593 | 44 | SFWMD
G150 | STFPS_PT_000653 | C-4 | C-139 | Not Available | 3537 | 4856 | 29.2208 | 39 | SFWMD
G151W | STFPS_PT_000910 | C-3 | C-139 | Not Available | 3537 | 4856 | 29.2208 | 11 | SFWMD
G160 | STFPS_PT_000682 | C-3 | C-18/CORBETT | Not Available | 17174 | 2982 | 28.3262 | 20 | SFWMD
G161 | STFPS_PT_000687 | C-3 | W.P.B. WATER | No Rating | 10838 | 773 | 32.4324 | 21 | SFWMD
G200 | STFPS_PT_000881 | No C Rating | Not Found in SFWMD Database | Not Found | Not Found | Not Found | Not Found | Not Matched | Not Found in SFWMD Database | Inactive Structure
G204 | STFPS_PT_000345 | C-3 | HOLEY LAND | Not Studied | 0 | 65 | 57.1429 | 70 | SFWMD
G205 | STFPS_PT_000311 | C-3 | HOLEY LAND | Not Studied | 0 | 65 | 57.1429 | 70 | SFWMD
G206 | STFPS_PT_000249 | C-3 | HOLEY LAND | Not Studied | 0 | 65 | 57.1429 | 70 | SFWMD
G207 | STFPS_PT_000197 | C-3 | LAKE OKEECHOBEE | Not Studied | 592 | 860 | 36.5714 | 37 | SFWMD
G208 | STFPS_PT_000196 | C-3 | C-40 | Not Studied | 72 | 940 | 20.4545 | 35 | SFWMD
G211 | STFPS_PT_000717 | C-3 | L-29 CC | No Results | 18 | 46 | 38.8889 | 33 | SFWMD
G212 | STFPS_PT_000254 | C-3 | S-3_8 | Not Studied | 40 | 1246 | 34.2593 | 40 | SFWMD
G248A | STFPS_PT_000438 | C-3 | STA-1W | Not Studied | 7 | 259 | 18.1818 | 19 | SFWMD
G248B | STFPS_PT_000509 | C-3 | STA-1W | Not Studied | 7 | 259 | 18.1818 | 32 | SFWMD
G248C | STFPS_PT_000482 | C-4 | STA-1W | Not Studied | 7 | 259 | 18.1818 | 32 | SFWMD
G248D | STFPS_PT_000439 | C-4 | STA-1W | Not Studied | 7 | 259 | 18.1818 | 32 | SFWMD
G249A | STFPS_PT_000477 | C-1 | STA-1W | Not Studied | 7 | 259 | 18.1818 | 21 | SFWMD
G249B | STFPS_PT_000476 | C-3 | STA-1W | Not Studied | 7 | 259 | 18.1818 | 21 | SFWMD
G249C | STFPS_PT_000495 | C-3 | STA-1W | Not Studied | 7 | 259 | 18.1818 | 21 | SFWMD
G249D | STFPS_PT_000451 | C-3 | STA-1W | Not Studied | 7 | 259 | 18.1818 | 21 | SFWMD
G249E | STFPS_PT_000478 | C-1 | STA-1W | Not Studied | 7 | 259 | 18.1818 | 21 | SFWMD
G249F | STFPS_PT_000506 | C-1 | STA-1W | Not Studied | 7 | 259 | 18.1818 | 21 | SFWMD
G249G | STFPS_PT_000479 | C-2 | STA-1W | Not Studied | 7 | 259 | 18.1818 | 21 | SFWMD
G249H | STFPS_PT_000435 | C-2 | STA-1W | Not Studied | 7 | 259 | 18.1818 | 21 | SFWMD
G250S | STFPS_PT_000458 | C-3 | STA-1W | Not Studied | 7 | 259 | 18.1818 | Not Found | SFWMD
G251 | STFPS_PT_000459 | C-4 | CONSERVATION AREA 1 | Not Studied | 1 | 543 | 51.2821 | 33 | SFWMD
G253A | STFPS_PT_000436 | C-4 | STA-1W | Not Studied | 7 | 259 | 18.1818 | 27 | SFWMD
G253B | STFPS_PT_000533 | C-4 | STA-1W | Not Studied | 7 | 259 | 18.1818 | 27 | SFWMD
G253C | STFPS_PT_000480 | C-4 | STA-1W | Not Studied | 7 | 259 | 18.1818 | 27 | SFWMD
G253D | STFPS_PT_000507 | C-4 | STA-1W | Not Studied | 7 | 259 | 18.1818 | 27 | SFWMD
G253E | STFPS_PT_000437 | C-4 | STA-1W | Not Studied | 7 | 259 | 18.1818 | 27 | SFWMD
G253F | STFPS_PT_000452 | C-4 | STA-1W | Not Studied | 7 | 259 | 18.1818 | 27 | SFWMD
G253G | STFPS_PT_000453 | C-4 | STA-1W | Not Studied | 7 | 259 | 18.1818 | 27 | SFWMD
G253H | STFPS_PT_000508 | C-4 | STA-1W | Not Studied | 7 | 259 | 18.1818 | 27 | SFWMD
G253I | STFPS_PT_000520 | C-4 | STA-1W | Not Studied | 7 | 259 | 18.1818 | 27 | SFWMD
G253J | STFPS_PT_000465 | C-4 | STA-1W | Not Studied | 7 | 259 | 18.1818 | 27 | SFWMD
G255 | STFPS_PT_000481 | C-4 | STA-1W | Not Studied | 7 | 259 | 18.1818 | 21 | SFWMD
G258 | STFPS_PT_000429 | C-3 | STA-1W | Not Studied | 7 | 259 | 18.1818 | 27 | SFWMD
G261 | STFPS_PT_000943 | C-3 | L-8 | 5-Year Event | 36972 | 6390 | 32.5714 | 9 | SFWMD
G262 | STFPS_PT_000944 | C-3 | L-8 | 5-Year Event | 36972 | 6390 | 32.5714 | Not Found | SFWMD
G263 | STFPS_PT_000789 | C-3 | L-8 | 5-Year Event | 36972 | 6390 | 32.5714 | 9 | SFWMD
G270 | STFPS_PT_000782 | C-3 | L-8 | 5-Year Event | 36972 | 6390 | 32.5714 | 66 | SFWMD
G300 | STFPS_PT_000457 | C-3 | CONSERVATION AREA 1 | Not Studied | 1 | 543 | 51.2821 | 27 | SFWMD
G301 | STFPS_PT_000472 | C-3 | CONSERVATION AREA 1 | Not Studied | 1 | 543 | 51.2821 | 27 | SFWMD
G302 | STFPS_PT_000473 | C-3 | STA-1W | Not Studied | 7 | 259 | 18.1818 | 27 | SFWMD
G303 | STFPS_PT_000488 | C-3 | STA-1W | Not Studied | 7 | 259 | 18.1818 | 27 | SFWMD
G304A | STFPS_PT_000491 | C-3 | STA-1W | Not Studied | 7 | 259 | 18.1818 | 27 | SFWMD
G304B | STFPS_PT_000431 | C-3 | STA-1W | Not Studied | 7 | 259 | 18.1818 | 27 | SFWMD
G304C | STFPS_PT_000461 | C-3 | STA-1W | Not Studied | 7 | 259 | 18.1818 | 27 | SFWMD
G304D | STFPS_PT_000515 | C-3 | STA-1W | Not Studied | 7 | 259 | 18.1818 | 27 | SFWMD
G304E | STFPS_PT_000460 | C-3 | STA-1W | Not Studied | 7 | 259 | 18.1818 | 27 | SFWMD
G304F | STFPS_PT_000490 | C-3 | STA-1W | Not Studied | 7 | 259 | 18.1818 | 27 | SFWMD
G304G | STFPS_PT_000526 | C-3 | STA-1W | Not Studied | 7 | 259 | 18.1818 | 27 | SFWMD
G304H | STFPS_PT_000447 | C-3 | STA-1W | Not Studied | 7 | 259 | 18.1818 | 27 | SFWMD
G304I | STFPS_PT_000489 | C-3 | STA-1W | Not Studied | 7 | 259 | 18.1818 | 27 | SFWMD
G304J | STFPS_PT_000445 | C-3 | STA-1W | Not Studied | 7 | 259 | 18.1818 | 27 | SFWMD
G305A | STFPS_PT_000505 | C-3 | STA-1W | Not Studied | 7 | 259 | 18.1818 | 27 | SFWMD
G305B | STFPS_PT_000434 | C-3 | STA-1W | Not Studied | 7 | 259 | 18.1818 | 27 | SFWMD
G305C | STFPS_PT_000433 | C-4 | STA-1W | Not Studied | 7 | 259 | 18.1818 | 27 | SFWMD
G305D | STFPS_PT_000519 | C-1 | STA-1W | Not Studied | 7 | 259 | 18.1818 | 27 | SFWMD
G305E | STFPS_PT_000518 | C-2 | STA-1W | Not Studied | 7 | 259 | 18.1818 | 27 | SFWMD
G305F | STFPS_PT_000463 | C-1 | STA-1W | Not Studied | 7 | 259 | 18.1818 | 27 | SFWMD
G305G | STFPS_PT_000450 | C-3 | STA-1W | Not Studied | 7 | 259 | 18.1818 | 27 | SFWMD
G305H | STFPS_PT_000449 | C-1 | STA-1W | Not Studied | 7 | 259 | 18.1818 | 27 | SFWMD
G305I | STFPS_PT_000531 | C-2 | STA-1W | Not Studied | 7 | 259 | 18.1818 | 27 | SFWMD
G305J | STFPS_PT_000475 | C-3 | STA-1W | Not Studied | 7 | 259 | 18.1818 | 27 | SFWMD
G305K | STFPS_PT_000493 | C-3 | STA-1W | Not Studied | 7 | 259 | 18.1818 | 27 | SFWMD
G305L | STFPS_PT_000530 | C-1 | STA-1W | Not Studied | 7 | 259 | 18.1818 | 27 | SFWMD
G305M | STFPS_PT_000517 | C-2 | STA-1W | Not Studied | 7 | 259 | 18.1818 | 27 | SFWMD
G305N | STFPS_PT_000432 | C-3 | STA-1W | Not Studied | 7 | 259 | 18.1818 | 27 | SFWMD
G305O | STFPS_PT_000474 | C-4 | STA-1W | Not Studied | 7 | 259 | 18.1818 | 27 | SFWMD
G305P | STFPS_PT_000529 | C-1 | STA-1W | Not Studied | 7 | 259 | 18.1818 | 27 | SFWMD
G305Q | STFPS_PT_000492 | C-2 | STA-1W | Not Studied | 7 | 259 | 18.1818 | 27 | SFWMD
G305R | STFPS_PT_000504 | C-1 | STA-1W | Not Studied | 7 | 259 | 18.1818 | 27 | SFWMD
G305S | STFPS_PT_000462 | C-3 | STA-1W | Not Studied | 7 | 259 | 18.1818 | 27 | SFWMD
G305T | STFPS_PT_000448 | C-2 | STA-1W | Not Studied | 7 | 259 | 18.1818 | 27 | SFWMD
G305U | STFPS_PT_000503 | C-4 | STA-1W | Not Studied | 7 | 259 | 18.1818 | 27 | SFWMD
G305V | STFPS_PT_000516 | C-1 | STA-1W | Not Studied | 7 | 259 | 18.1818 | 27 | SFWMD
G306A | STFPS_PT_000471 | C-3 | STA-1W | Not Studied | 7 | 259 | 18.1818 | 27 | SFWMD
G306B | STFPS_PT_000502 | C-3 | STA-1W | Not Studied | 7 | 259 | 18.1818 | 27 | SFWMD
G306C | STFPS_PT_000527 | C-3 | STA-1W | Not Studied | 7 | 259 | 18.1818 | 27 | SFWMD
G306D | STFPS_PT_000470 | C-3 | STA-1W | Not Studied | 7 | 259 | 18.1818 | 27 | SFWMD
G306E | STFPS_PT_000501 | C-3 | STA-1W | Not Studied | 7 | 259 | 18.1818 | 27 | SFWMD
G306F | STFPS_PT_000446 | C-3 | STA-1W | Not Studied | 7 | 259 | 18.1818 | 27 | SFWMD
G306G | STFPS_PT_000430 | C-3 | STA-1W | Not Studied | 7 | 259 | 18.1818 | 27 | SFWMD
G306H | STFPS_PT_000514 | C-3 | STA-1W | Not Studied | 7 | 259 | 18.1818 | 27 | SFWMD
G306I | STFPS_PT_000469 | C-3 | Not Found in SFWMD Database | Not Found | Not Found | Not Found | Not Found | Not Matched | Not Found in SFWMD Database | Inactive Structure
G306J | STFPS_PT_000500 | C-3 | Not Found in SFWMD Database | Not Found | Not Found | Not Found | Not Found | Not Matched | Not Found in SFWMD Database | Inactive Structure
G307 | STFPS_PT_000532 | C-2 | STA-1W | Not Studied | 7 | 259 | 18.1818 | 32 | SFWMD
G308 | STFPS_PT_000487 | C-3 | STA-1W | Not Studied | 7 | 259 | 18.1818 | 27 | SFWMD
G309 | STFPS_PT_000525 | C-3 | STA-1W | Not Studied | 7 | 259 | 18.1818 | 27 | SFWMD
G310 | STFPS_PT_000107 | No C Rating | CONSERVATION AREA 1 | Not Studied | 1 | 543 | 51.2821 | 26 | SFWMD
G310 | STFPS_PT_000464 | No C Rating | CONSERVATION AREA 1 | Not Studied | 1 | 543 | 51.2821 | 26 | SFWMD
G311 | STFPS_PT_000579 | C-3 | STA-1E | Not Studied | 59 | 139 | 18.3099 | 22 | SFWMD
G327A | STFPS_PT_000528 | C-3 | STA-1W | Not Studied | 7 | 259 | 18.1818 | 27 | SFWMD
G327B | STFPS_PT_000454 | C-3 | STA-1W | Not Studied | 7 | 259 | 18.1818 | 19 | SFWMD
G327C | STFPS_PT_000494 | C-3 | STA-1W | Not Studied | 7 | 259 | 18.1818 | 32 | SFWMD
G328 | STFPS_PT_000277 | No C Rating | STA-2 | Not Studied | 0 | 278 | 10.989 | 26 | SFWMD
G329A | STFPS_PT_000383 | C-3 | STA-2 | Not Studied | 0 | 278 | 10.989 | 26 | SFWMD
G329B | STFPS_PT_000335 | C-3 | STA-2 | Not Studied | 0 | 278 | 10.989 | 26 | SFWMD
G329C | STFPS_PT_000334 | C-3 | STA-2 | Not Studied | 0 | 278 | 10.989 | 26 | SFWMD
G329D | STFPS_PT_000256 | C-3 | STA-2 | Not Studied | 0 | 278 | 10.989 | 26 | SFWMD
G330A | STFPS_PT_000316 | C-3 | STA-2 | Not Studied | 0 | 278 | 10.989 | 26 | SFWMD
G330B | STFPS_PT_000360 | C-3 | STA-2 | Not Studied | 0 | 278 | 10.989 | 26 | SFWMD
G330C | STFPS_PT_000274 | C-3 | STA-2 | Not Studied | 0 | 278 | 10.989 | 26 | SFWMD
G330D | STFPS_PT_000315 | C-3 | STA-2 | Not Studied | 0 | 278 | 10.989 | 26 | SFWMD
G330E | STFPS_PT_000332 | C-3 | STA-2 | Not Studied | 0 | 278 | 10.989 | 26 | SFWMD
G331A | STFPS_PT_000276 | C-3 | STA-2 | Not Studied | 0 | 278 | 10.989 | 26 | SFWMD
G331B | STFPS_PT_000362 | C-3 | STA-2 | Not Studied | 0 | 278 | 10.989 | 26 | SFWMD
G331C | STFPS_PT_000257 | C-3 | STA-2 | Not Studied | 0 | 278 | 10.989 | 26 | SFWMD
G331D | STFPS_PT_000321 | C-3 | STA-2 | Not Studied | 0 | 278 | 10.989 | 26 | SFWMD
G331E | STFPS_PT_000320 | C-3 | STA-2 | Not Studied | 0 | 278 | 10.989 | 26 | SFWMD
G331F | STFPS_PT_000319 | C-3 | STA-2 | Not Studied | 0 | 278 | 10.989 | 26 | SFWMD
G331G | STFPS_PT_000333 | C-3 | STA-2 | Not Studied | 0 | 278 | 10.989 | 26 | SFWMD
G332 | STFPS_PT_000348 | C-3 | STA-2 | Not Studied | 0 | 278 | 10.989 | 26 | SFWMD
G333A | STFPS_PT_000361 | C-3 | STA-2 | Not Studied | 0 | 278 | 10.989 | 26 | SFWMD
G333B | STFPS_PT_000275 | C-3 | STA-2 | Not Studied | 0 | 278 | 10.989 | 26 | SFWMD
G333C | STFPS_PT_000318 | C-3 | STA-2 | Not Studied | 0 | 278 | 10.989 | 26 | SFWMD
G333D | STFPS_PT_000317 | C-3 | STA-2 | Not Studied | 0 | 278 | 10.989 | 26 | SFWMD
G333E | STFPS_PT_000291 | C-3 | STA-2 | Not Studied | 0 | 278 | 10.989 | 26 | SFWMD
G334 | STFPS_PT_000255 | C-3 | STA-2 | Not Studied | 0 | 278 | 10.989 | 26 | SFWMD
G335 | STFPS_PT_000108 | No C Rating | STA-2 | Not Studied | 0 | 278 | 10.989 | 26 | SFWMD
G335 | STFPS_PT_000414 | No C Rating | STA-2 | Not Studied | 0 | 278 | 10.989 | 26 | SFWMD
G336A | STFPS_PT_000483 | C-3 | CONSERVATION AREA 2A | Not Studied | 0 | 276 | 45.2381 | 26 | SFWMD
G336B | STFPS_PT_000513 | C-3 | CONSERVATION AREA 2A | Not Studied | 0 | 276 | 45.2381 | 26 | SFWMD
G336C | STFPS_PT_000484 | C-3 | CONSERVATION AREA 2A | Not Studied | 0 | 276 | 45.2381 | 26 | SFWMD
G336D | STFPS_PT_000498 | C-3 | CONSERVATION AREA 2A | Not Studied | 0 | 276 | 45.2381 | 26 | SFWMD
G336E | STFPS_PT_000511 | C-3 | CONSERVATION AREA 2A | Not Studied | 0 | 276 | 45.2381 | 26 | SFWMD
G336F | STFPS_PT_000428 | C-3 | CONSERVATION AREA 2A | Not Studied | 0 | 276 | 45.2381 | 26 | SFWMD
G336G | STFPS_PT_000339 | C-3 | CONSERVATION AREA 2A | Not Studied | 0 | 276 | 45.2381 | 26 | SFWMD
G337 | STFPS_PT_000258 | C-3 | STA-2 | Not Studied | 0 | 278 | 10.989 | 27 | SFWMD
G337A | STFPS_PT_000344 | C-3 | STA-2 | Not Studied | 0 | 278 | 10.989 | 26 | SFWMD
G338 | STFPS_PT_000496 | C-4 | CONSERVATION AREA 1 | Not Studied | 1 | 543 | 51.2821 | 26 | SFWMD
G339 | STFPS_PT_000522 | C-3 | STA-2 | Not Studied | 0 | 278 | 10.989 | 26 | SFWMD
G341 | STFPS_PT_000765 | C-4 | S-2_6_7 | Not Studied | 25154 | 3599 | 25.0331 | 21 | SFWMD
G342A | STFPS_PT_000365 | C-3 | STA-5/6 | Not Studied | 2 | 448 | 11.4286 | 27 | SFWMD
G342B | STFPS_PT_000293 | C-3 | STA-5/6 | Not Studied | 2 | 448 | 11.4286 | 27 | SFWMD
G342C | STFPS_PT_000363 | C-3 | STA-5/6 | Not Studied | 2 | 448 | 11.4286 | 27 | SFWMD
G342D | STFPS_PT_000259 | C-3 | STA-5/6 | Not Studied | 2 | 448 | 11.4286 | 27 | SFWMD
G342E | STFPS_PT_000645 | C-3 | STA-5/6 | Not Studied | 2 | 448 | 11.4286 | 27 | SFWMD
G342F | STFPS_PT_000644 | C-3 | STA-5/6 | Not Studied | 2 | 448 | 11.4286 | 27 | SFWMD
G342G | STFPS_PT_000813 | C-1 | STA-5/6 | Not Studied | 2 | 448 | 11.4286 | 15 | SFWMD
G342H | STFPS_PT_000814 | C-1 | STA-5/6 | Not Studied | 2 | 448 | 11.4286 | 15 | SFWMD
G342I | STFPS_PT_000811 | C-3 | STA-5/6 | Not Studied | 2 | 448 | 11.4286 | 15 | SFWMD
G342J | STFPS_PT_000812 | C-3 | STA-5/6 | Not Studied | 2 | 448 | 11.4286 | 15 | SFWMD
G342K | STFPS_PT_000848 | C-2 | STA-5/6 | Not Studied | 2 | 448 | 11.4286 | 15 | SFWMD
G342L | STFPS_PT_000849 | C-2 | STA-5/6 | Not Studied | 2 | 448 | 11.4286 | 15 | SFWMD
G342M | STFPS_PT_000850 | C-2 | STA-5/6 | Not Studied | 2 | 448 | 11.4286 | 15 | SFWMD
G342N | STFPS_PT_000847 | C-3 | STA-5/6 | Not Studied | 2 | 448 | 11.4286 | 15 | SFWMD
G342O | STFPS_PT_000874 | No C Rating | STA-5/6 | Not Studied | 2 | 448 | 11.4286 | 14 | SFWMD
G343A | STFPS_PT_000338 | C-3 | STA-5/6 | Not Studied | 2 | 448 | 11.4286 | 27 | SFWMD
G343B | STFPS_PT_000350 | C-3 | STA-5/6 | Not Studied | 2 | 448 | 11.4286 | 27 | SFWMD
G343C | STFPS_PT_000337 | C-3 | STA-5/6 | Not Studied | 2 | 448 | 11.4286 | 27 | SFWMD
G343D | STFPS_PT_000336 | C-3 | STA-5/6 | Not Studied | 2 | 448 | 11.4286 | 27 | SFWMD
G343E | STFPS_PT_000278 | C-3 | STA-5/6 | Not Studied | 2 | 448 | 11.4286 | 27 | SFWMD
G343F | STFPS_PT_000349 | C-3 | STA-5/6 | Not Studied | 2 | 448 | 11.4286 | 27 | SFWMD
G343G | STFPS_PT_000386 | C-3 | STA-5/6 | Not Studied | 2 | 448 | 11.4286 | 27 | SFWMD
G343H | STFPS_PT_000385 | C-3 | STA-5/6 | Not Studied | 2 | 448 | 11.4286 | 27 | SFWMD
G343I | STFPS_PT_000666 | C-3 | STA-5/6 | Not Studied | 2 | 448 | 11.4286 | 27 | SFWMD
G343J | STFPS_PT_000664 | C-3 | STA-5/6 | Not Studied | 2 | 448 | 11.4286 | 27 | SFWMD
G343K | STFPS_PT_000815 | C-3 | STA-5/6 | Not Studied | 2 | 448 | 11.4286 | 15 | SFWMD
G343L | STFPS_PT_000816 | C-3 | STA-5/6 | Not Studied | 2 | 448 | 11.4286 | 15 | SFWMD
G343M | STFPS_PT_000851 | C-3 | STA-5/6 | Not Studied | 2 | 448 | 11.4286 | 15 | SFWMD
G343N | STFPS_PT_000852 | C-3 | STA-5/6 | Not Studied | 2 | 448 | 11.4286 | 15 | SFWMD
G343O | STFPS_PT_000853 | C-3 | STA-5/6 | Not Studied | 2 | 448 | 11.4286 | 15 | SFWMD
G344A | STFPS_PT_000322 | C-3 | STA-5/6 | Not Studied | 2 | 448 | 11.4286 | 27 | SFWMD
G344B | STFPS_PT_000294 | C-3 | STA-5/6 | Not Studied | 2 | 448 | 11.4286 | 27 | SFWMD
G344C | STFPS_PT_000387 | C-3 | STA-5/6 | Not Studied | 2 | 448 | 11.4286 | 27 | SFWMD
G344D | STFPS_PT_000260 | C-4 | STA-5/6 | Not Studied | 2 | 448 | 11.4286 | 27 | SFWMD
G344E | STFPS_PT_000661 | C-3 | STA-5/6 | Not Studied | 2 | 448 | 11.4286 | 27 | SFWMD
G344F | STFPS_PT_000662 | C-3 | STA-5/6 | Not Studied | 2 | 448 | 11.4286 | 27 | SFWMD
G344G | STFPS_PT_000817 | C-3 | STA-5/6 | Not Studied | 2 | 448 | 11.4286 | 15 | SFWMD
G344H | STFPS_PT_000818 | C-3 | STA-5/6 | Not Studied | 2 | 448 | 11.4286 | 15 | SFWMD
G344I | STFPS_PT_000854 | C-3 | STA-5/6 | Not Studied | 2 | 448 | 11.4286 | 15 | SFWMD
G344J | STFPS_PT_000855 | C-3 | STA-5/6 | Not Studied | 2 | 448 | 11.4286 | 15 | SFWMD
G344K | STFPS_PT_000856 | C-3 | STA-5/6 | Not Studied | 2 | 448 | 11.4286 | 15 | SFWMD
G345 | STFPS_PT_000663 | C-2 | STA-5/6 | Not Studied | 2 | 448 | 11.4286 | 27 | SFWMD
G348 | STFPS_PT_000668 | C-2 | STA-5/6 | Not Studied | 2 | 448 | 11.4286 | 27 | SFWMD
G349A | STFPS_PT_000366 | C-3 | STA-5/6 | Not Studied | 2 | 448 | 11.4286 | 27 | SFWMD
G349B | STFPS_PT_000364 | C-3 | STA-5/6 | Not Studied | 2 | 448 | 11.4286 | 27 | SFWMD
G349C | STFPS_PT_000665 | C-3 | STA-5/6 | Not Studied | 2 | 448 | 11.4286 | 20 | SFWMD
G35 | STFPS_PT_000165 | C-3 | S-154 | Not Available | 4985 | 1638 | 13.3333 | 53 | SFWMD
G350B | STFPS_PT_000292 | C-3 | STA-5/6 | Not Studied | 2 | 448 | 11.4286 | 27 | SFWMD
G351 | STFPS_PT_000652 | C-4 | STA-5/6 | Not Studied | 2 | 448 | 11.4286 | 15 | SFWMD
G352A | STFPS_PT_000656 | C-3 | STA-5/6 | Not Studied | 2 | 448 | 11.4286 | 19 | SFWMD
G352B | STFPS_PT_000655 | C-3 | STA-5/6 | Not Studied | 2 | 448 | 11.4286 | 19 | SFWMD
G352C | STFPS_PT_000660 | C-3 | STA-5/6 | Not Studied | 2 | 448 | 11.4286 | 19 | SFWMD
G353A | STFPS_PT_000648 | C-3 | STA-5/6 | Not Studied | 2 | 448 | 11.4286 | 19 | SFWMD
G353B | STFPS_PT_000651 | C-4 | STA-5/6 | Not Studied | 2 | 448 | 11.4286 | 19 | SFWMD
G353C | STFPS_PT_000643 | C-3 | STA-5/6 | Not Studied | 2 | 448 | 11.4286 | 19 | SFWMD
G354A | STFPS_PT_000324 | C-3 | STA-5/6 | Not Studied | 2 | 448 | 11.4286 | 29 | SFWMD
G354B | STFPS_PT_000280 | C-3 | STA-5/6 | Not Studied | 2 | 448 | 11.4286 | 29 | SFWMD
G354C | STFPS_PT_000279 | C-4 | STA-5/6 | Not Studied | 2 | 448 | 11.4286 | 29 | SFWMD
G357 | STFPS_PT_000367 | C-4 | STA-3/4 | Not Studied | 0 | 452 | 18.0451 | 69 | SFWMD
G36 | STFPS_PT_000194 | C-3 | LAKE OKEECHOBEE | Not Studied | 592 | 860 | 36.5714 | 56 | SFWMD
G360B | STFPS_PT_000295 | C-4 | STA-5/6 | Not Studied | 2 | 448 | 11.4286 | 27 | SFWMD
G367A | STFPS_PT_000413 | C-1 | STA-2 | Not Studied | 0 | 278 | 10.989 | 19 | SFWMD
G367B | STFPS_PT_000420 | C-3 | STA-2 | Not Studied | 0 | 278 | 10.989 | 19 | SFWMD
G367C | STFPS_PT_000419 | C-2 | STA-2 | Not Studied | 0 | 278 | 10.989 | 19 | SFWMD
G367D | STFPS_PT_000598 | C-2 | STA-2 | Not Studied | 0 | 278 | 10.989 | 19 | SFWMD
G367E | STFPS_PT_000415 | C-3 | STA-2 | Not Studied | 0 | 278 | 10.989 | 19 | SFWMD
G367F | STFPS_PT_000417 | C-1 | STA-2 | Not Studied | 0 | 278 | 10.989 | 19 | SFWMD
G368 | STFPS_PT_000422 | C-3 | STA-2 | Not Studied | 0 | 278 | 10.989 | 26 | SFWMD
G370 | STFPS_PT_000109 | No C Rating | STA-3/4 | Not Studied | 0 | 452 | 18.0451 | 22 | SFWMD
G370 | STFPS_PT_000368 | No C Rating | STA-3/4 | Not Studied | 0 | 452 | 18.0451 | 22 | SFWMD
G370S | STFPS_PT_000763 | No C Rating | STA-3/4 | Not Studied | 0 | 452 | 18.0451 | Not Found | SFWMD
G371 | STFPS_PT_000270 | C-3 | STA-3/4 | Not Studied | 0 | 452 | 18.0451 | 21 | SFWMD
G372 | STFPS_PT_000110 | No C Rating | STA-3/4 | Not Studied | 0 | 452 | 18.0451 | 22 | SFWMD
G372 | STFPS_PT_000378 | No C Rating | STA-3/4 | Not Studied | 0 | 452 | 18.0451 | 22 | SFWMD
G372HL | STFPS_PT_000777 | No C Rating | HOLEY LAND | Not Studied | 0 | 65 | 57.1429 | Not Found | SFWMD
G372S | STFPS_PT_000764 | No C Rating | STA-3/4 | Not Studied | 0 | 452 | 18.0451 | Not Found | SFWMD
G373 | STFPS_PT_000373 | C-3 | STA-3/4 | Not Studied | 0 | 452 | 18.0451 | 21 | SFWMD
G374A | STFPS_PT_000297 | C-2 | STA-3/4 | Not Studied | 0 | 452 | 18.0451 | 23 | SFWMD
G374B | STFPS_PT_000325 | C-3 | STA-3/4 | Not Studied | 0 | 452 | 18.0451 | 23 | SFWMD
G374C | STFPS_PT_000388 | C-3 | STA-3/4 | Not Studied | 0 | 452 | 18.0451 | 23 | SFWMD
G374D | STFPS_PT_000281 | C-3 | STA-3/4 | Not Studied | 0 | 452 | 18.0451 | 23 | SFWMD
G374E | STFPS_PT_000282 | C-3 | STA-3/4 | Not Studied | 0 | 452 | 18.0451 | 23 | SFWMD
G374F | STFPS_PT_000352 | C-3 | STA-3/4 | Not Studied | 0 | 452 | 18.0451 | 23 | SFWMD
G375A | STFPS_PT_000369 | C-3 | STA-3/4 | Not Studied | 0 | 452 | 18.0451 | 23 | SFWMD
G375B | STFPS_PT_000341 | C-3 | STA-3/4 | Not Studied | 0 | 452 | 18.0451 | 23 | SFWMD
G375C | STFPS_PT_000298 | C-3 | STA-3/4 | Not Studied | 0 | 452 | 18.0451 | 23 | SFWMD
G375D | STFPS_PT_000353 | C-3 | STA-3/4 | Not Studied | 0 | 452 | 18.0451 | 23 | SFWMD
G375E | STFPS_PT_000389 | C-3 | STA-3/4 | Not Studied | 0 | 452 | 18.0451 | 23 | SFWMD
G375F | STFPS_PT_000299 | C-3 | STA-3/4 | Not Studied | 0 | 452 | 18.0451 | 23 | SFWMD
G376A | STFPS_PT_000370 | C-3 | STA-3/4 | Not Studied | 0 | 452 | 18.0451 | 23 | SFWMD
G376B | STFPS_PT_000390 | C-3 | STA-3/4 | Not Studied | 0 | 452 | 18.0451 | 23 | SFWMD
G376C | STFPS_PT_000283 | C-3 | STA-3/4 | Not Studied | 0 | 452 | 18.0451 | 23 | SFWMD
G376D | STFPS_PT_000262 | C-3 | STA-3/4 | Not Studied | 0 | 452 | 18.0451 | 23 | SFWMD
G376E | STFPS_PT_000391 | C-3 | STA-3/4 | Not Studied | 0 | 452 | 18.0451 | 23 | SFWMD
G376F | STFPS_PT_000263 | C-3 | STA-3/4 | Not Studied | 0 | 452 | 18.0451 | 23 | SFWMD
G377A | STFPS_PT_000264 | C-3 | STA-3/4 | Not Studied | 0 | 452 | 18.0451 | 23 | SFWMD
G377B | STFPS_PT_000354 | C-3 | STA-3/4 | Not Studied | 0 | 452 | 18.0451 | 23 | SFWMD
G377C | STFPS_PT_000265 | C-3 | STA-3/4 | Not Studied | 0 | 452 | 18.0451 | 23 | SFWMD
G377D | STFPS_PT_000284 | C-3 | STA-3/4 | Not Studied | 0 | 452 | 18.0451 | 23 | SFWMD
G377E | STFPS_PT_000266 | C-3 | STA-3/4 | Not Studied | 0 | 452 | 18.0451 | 23 | SFWMD
G378A | STFPS_PT_000342 | C-3 | STA-3/4 | Not Studied | 0 | 452 | 18.0451 | 23 | SFWMD
G378B | STFPS_PT_000392 | C-3 | STA-3/4 | Not Studied | 0 | 452 | 18.0451 | 23 | SFWMD
G378C | STFPS_PT_000267 | C-3 | STA-3/4 | Not Studied | 0 | 452 | 18.0451 | 23 | SFWMD
G378D | STFPS_PT_000300 | C-3 | STA-3/4 | Not Studied | 0 | 452 | 18.0451 | 23 | SFWMD
G378E | STFPS_PT_000285 | C-3 | STA-3/4 | Not Studied | 0 | 452 | 18.0451 | 23 | SFWMD
G379A | STFPS_PT_000326 | C-3 | STA-3/4 | Not Studied | 0 | 452 | 18.0451 | 23 | SFWMD
G379B | STFPS_PT_000371 | C-3 | STA-3/4 | Not Studied | 0 | 452 | 18.0451 | 23 | SFWMD
G379C | STFPS_PT_000301 | C-3 | STA-3/4 | Not Studied | 0 | 452 | 18.0451 | 23 | SFWMD
G379D | STFPS_PT_000268 | C-3 | STA-3/4 | Not Studied | 0 | 452 | 18.0451 | 23 | SFWMD
G379E | STFPS_PT_000302 | C-3 | STA-3/4 | Not Studied | 0 | 452 | 18.0451 | 23 | SFWMD
G380A | STFPS_PT_000286 | C-3 | STA-3/4 | Not Studied | 0 | 452 | 18.0451 | 23 | SFWMD
G380B | STFPS_PT_000269 | C-3 | STA-3/4 | Not Studied | 0 | 452 | 18.0451 | 23 | SFWMD
G380C | STFPS_PT_000343 | C-3 | STA-3/4 | Not Studied | 0 | 452 | 18.0451 | 23 | SFWMD
G380D | STFPS_PT_000327 | C-3 | STA-3/4 | Not Studied | 0 | 452 | 18.0451 | 23 | SFWMD
G380E | STFPS_PT_000393 | C-3 | STA-3/4 | Not Studied | 0 | 452 | 18.0451 | 23 | SFWMD
G380F | STFPS_PT_000355 | C-3 | STA-3/4 | Not Studied | 0 | 452 | 18.0451 | 23 | SFWMD
G381A | STFPS_PT_000303 | C-3 | STA-3/4 | Not Studied | 0 | 452 | 18.0451 | 23 | SFWMD
G381B | STFPS_PT_000304 | C-3 | STA-3/4 | Not Studied | 0 | 452 | 18.0451 | 23 | SFWMD
G381C | STFPS_PT_000287 | C-3 | STA-3/4 | Not Studied | 0 | 452 | 18.0451 | 23 | SFWMD
G381D | STFPS_PT_000305 | C-3 | STA-3/4 | Not Studied | 0 | 452 | 18.0451 | 23 | SFWMD
G381E | STFPS_PT_000372 | C-3 | STA-3/4 | Not Studied | 0 | 452 | 18.0451 | 23 | SFWMD
G381F | STFPS_PT_000394 | C-3 | STA-3/4 | Not Studied | 0 | 452 | 18.0451 | 23 | SFWMD
G382A | STFPS_PT_000356 | C-3 | STA-3/4 | Not Studied | 0 | 452 | 18.0451 | 23 | SFWMD
G382B | STFPS_PT_000328 | C-3 | STA-3/4 | Not Studied | 0 | 452 | 18.0451 | 23 | SFWMD
G383 | STFPS_PT_000306 | C-3 | STA-3/4 | Not Studied | 0 | 452 | 18.0451 | 23 | SFWMD
G384A | STFPS_PT_000399 | C-3 | STA-3/4 | Not Studied | 0 | 452 | 18.0451 | 21 | SFWMD
G384B | STFPS_PT_000407 | C-3 | STA-3/4 | Not Studied | 0 | 452 | 18.0451 | 21 | SFWMD
G384C | STFPS_PT_000406 | C-3 | STA-3/4 | Not Studied | 0 | 452 | 18.0451 | 21 | SFWMD
G384D | STFPS_PT_000400 | C-3 | STA-3/4 | Not Studied | 0 | 452 | 18.0451 | 21 | SFWMD
G384E | STFPS_PT_000401 | C-4 | STA-3/4 | Not Studied | 0 | 452 | 18.0451 | 21 | SFWMD
G384F | STFPS_PT_000402 | C-3 | STA-3/4 | Not Studied | 0 | 452 | 18.0451 | 21 | SFWMD
G385 | STFPS_PT_000408 | C-3 | STA-3/4 | Not Studied | 0 | 452 | 18.0451 | 21 | SFWMD
G386 | STFPS_PT_000409 | C-4 | STA-3/4 | Not Studied | 0 | 452 | 18.0451 | 21 | SFWMD
G387 | STFPS_PT_000398 | C-3 | STA-3/4 | Not Studied | 0 | 452 | 18.0451 | 21 | SFWMD
G388 | STFPS_PT_000397 | C-3 | STA-3/4 | Not Studied | 0 | 452 | 18.0451 | 21 | SFWMD
G389A | STFPS_PT_000403 | C-3 | STA-3/4 | Not Studied | 0 | 452 | 18.0451 | 21 | SFWMD
G389B | STFPS_PT_000404 | C-3 | STA-3/4 | Not Studied | 0 | 452 | 18.0451 | 21 | SFWMD
G390A | STFPS_PT_000787 | C-3 | STA-3/4 | Not Studied | 0 | 452 | 18.0451 | 21 | SFWMD
G390B | STFPS_PT_000405 | C-3 | STA-3/4 | Not Studied | 0 | 452 | 18.0451 | 21 | SFWMD
G393A | STFPS_PT_000323 | C-3 | STA-5/6 | Not Studied | 2 | 448 | 11.4286 | 29 | SFWMD
G393B | STFPS_PT_000261 | C-3 | STA-5/6 | Not Studied | 2 | 448 | 11.4286 | 29 | SFWMD
G393C | STFPS_PT_000351 | C-3 | STA-5/6 | Not Studied | 2 | 448 | 11.4286 | 29 | SFWMD
G396A | STFPS_PT_000658 | C-3 | STA-5/6 | Not Studied | 2 | 448 | 11.4286 | 19 | SFWMD
G396B | STFPS_PT_000657 | C-4 | STA-5/6 | Not Studied | 2 | 448 | 11.4286 | 19 | SFWMD
G396C | STFPS_PT_000659 | C-3 | STA-5/6 | Not Studied | 2 | 448 | 11.4286 | 19 | SFWMD
G402A | STFPS_PT_000288 | C-4 | STA-3/4 | Not Studied | 0 | 452 | 18.0451 | 26 | SFWMD
G402B | STFPS_PT_000307 | C-4 | STA-3/4 | Not Studied | 0 | 452 | 18.0451 | 26 | SFWMD
G402C | STFPS_PT_000396 | C-4 | STA-3/4 | Not Studied | 0 | 452 | 18.0451 | 26 | SFWMD
G402D | STFPS_PT_000374 | C-4 | ROTENBERGER | Not Studied | 0 | 76 | 52.9412 | 26 | SFWMD
G404 | STFPS_PT_000340 | No C Rating | STA-3/4 | Not Studied | 0 | 452 | 18.0451 | 26 | SFWMD
G406 | STFPS_PT_000384 | C-3 | STA-5/6 | Not Studied | 2 | 448 | 11.4286 | 26 | SFWMD
G407 | STFPS_PT_000649 | C-3 | STA-5/6 | Not Studied | 2 | 448 | 11.4286 | Not Found | SFWMD
G408 | STFPS_PT_000857 | C-3 | STA-5/6 | Not Studied | 2 | 448 | 11.4286 | 15 | SFWMD
G409 | STFPS_PT_000654 | C-4 | L-28 | Not Available | 19 | 1661 | 20.2532 | 26 | SFWMD
G410 | STFPS_PT_000309 | C-3 | ROTENBERGER | Not Studied | 0 | 76 | 52.9412 | 26 | SFWMD
G411 | STFPS_PT_000858 | C-3 | STA-5/6 | Not Studied | 2 | 448 | 11.4286 | 15 | SFWMD
G420 | STFPS_PT_000244 | No C Rating | C-4 | 10-Year Event | 181422 | 2805 | 57.99 | 23 | SFWMD
G420S | STFPS_PT_000776 | No C Rating | C-4 | 10-Year Event | 181422 | 2805 | 57.99 | 23 | SFWMD
G421 | STFPS_PT_000774 | C-3 | C-4 | 10-Year Event | 181422 | 2805 | 57.99 | 23 | SFWMD
G422 | STFPS_PT_000773 | No C Rating | C-4 | 10-Year Event | 181422 | 2805 | 57.99 | 21 | SFWMD
G423 | STFPS_PT_000775 | C-3 | C-4 | 10-Year Event | 181422 | 2805 | 57.99 | 21 | SFWMD
G434 | STFPS_PT_000111 | C-3 | STA-2 | Not Studied | 0 | 278 | 10.989 | 15 | SFWMD
G434 | STFPS_PT_000841 | C-3 | STA-2 | Not Studied | 0 | 278 | 10.989 | 15 | SFWMD
G435 | STFPS_PT_000842 | C-3 | STA-2 | Not Studied | 0 | 278 | 10.989 | 15 | SFWMD
G436 | STFPS_PT_000843 | C-4 | STA-2 | Not Studied | 0 | 278 | 10.989 | 15 | SFWMD
G436 | STFPS_PT_000112 | C-4 | STA-2 | Not Studied | 0 | 278 | 10.989 | 15 | SFWMD
G438A | STFPS_PT_000820 | C-3 | STA-2 | Not Studied | 0 | 278 | 10.989 | 15 | SFWMD
G438B | STFPS_PT_000821 | C-3 | STA-2 | Not Studied | 0 | 278 | 10.989 | 15 | SFWMD
G438C | STFPS_PT_000822 | C-3 | STA-2 | Not Studied | 0 | 278 | 10.989 | 15 | SFWMD
G438D | STFPS_PT_000823 | C-3 | STA-2 | Not Studied | 0 | 278 | 10.989 | 15 | SFWMD
G438E | STFPS_PT_000824 | C-3 | STA-2 | Not Studied | 0 | 278 | 10.989 | 15 | SFWMD
G438F | STFPS_PT_000825 | C-3 | STA-2 | Not Studied | 0 | 278 | 10.989 | 15 | SFWMD
G438G | STFPS_PT_000826 | C-3 | STA-2 | Not Studied | 0 | 278 | 10.989 | 15 | SFWMD
G438H | STFPS_PT_000827 | C-3 | STA-2 | Not Studied | 0 | 278 | 10.989 | 15 | SFWMD
G438I | STFPS_PT_000828 | C-3 | STA-2 | Not Studied | 0 | 278 | 10.989 | 15 | SFWMD
G438J | STFPS_PT_000829 | C-3 | STA-2 | Not Studied | 0 | 278 | 10.989 | 15 | SFWMD
G440A | STFPS_PT_000830 | C-3 | STA-2 | Not Studied | 0 | 278 | 10.989 | 15 | SFWMD
G440B | STFPS_PT_000831 | C-3 | STA-2 | Not Studied | 0 | 278 | 10.989 | 15 | SFWMD
G440C | STFPS_PT_000832 | C-3 | STA-2 | Not Studied | 0 | 278 | 10.989 | 15 | SFWMD
G440D | STFPS_PT_000833 | C-3 | STA-2 | Not Studied | 0 | 278 | 10.989 | 15 | SFWMD
G440E | STFPS_PT_000834 | C-3 | STA-2 | Not Studied | 0 | 278 | 10.989 | 15 | SFWMD
G440F | STFPS_PT_000835 | C-3 | STA-2 | Not Studied | 0 | 278 | 10.989 | 15 | SFWMD
G441 | STFPS_PT_000836 | C-3 | STA-2 | Not Studied | 0 | 278 | 10.989 | 15 | SFWMD
G443A | STFPS_PT_000837 | C-3 | STA-2 | Not Studied | 0 | 278 | 10.989 | 15 | SFWMD
G443B | STFPS_PT_000838 | C-3 | STA-2 | Not Studied | 0 | 278 | 10.989 | 15 | SFWMD
G445 | STFPS_PT_000844 | C-3 | STA-2 | Not Studied | 0 | 278 | 10.989 | 15 | SFWMD
G450 | STFPS_PT_000783 | No C Rating | C-23 | Not Available | 7321 | 5984 | 19.2157 | 19 | SFWMD
G507 | STFPS_PT_000667 | C-3 | STA-5/6 | Not Studied | 2 | 448 | 11.4286 | 27 | SFWMD
G508 | STFPS_PT_000113 | C-3 | STA-5/6 | Not Studied | 2 | 448 | 11.4286 | 15 | SFWMD
G508 | STFPS_PT_000810 | C-3 | STA-5/6 | Not Studied | 2 | 448 | 11.4286 | 15 | SFWMD
G508S | STFPS_PT_000894 | No C Rating | STA-5/6 | Not Studied | 2 | 448 | 11.4286 | Not Found | SFWMD
G509 | STFPS_PT_000819 | C-3 | STA-5/6 | Not Studied | 2 | 448 | 11.4286 | 15 | SFWMD
G510 | STFPS_PT_000859 | C-3 | STA-5/6 | Not Studied | 2 | 448 | 11.4286 | 15 | SFWMD
G511 | STFPS_PT_000860 | C-1 | STA-5/6 | Not Studied | 2 | 448 | 11.4286 | 15 | SFWMD
G512 | STFPS_PT_000861 | C-1 | STA-5/6 | Not Studied | 2 | 448 | 11.4286 | 15 | SFWMD
G513 | STFPS_PT_000862 | C-3 | STA-5/6 | Not Studied | 2 | 448 | 11.4286 | 15 | SFWMD
G514 | STFPS_PT_000863 | C-1 | STA-5/6 | Not Studied | 2 | 448 | 11.4286 | 15 | SFWMD
G515 | STFPS_PT_000879 | C-2 | STA-5/6 | Not Studied | 2 | 448 | 11.4286 | 15 | SFWMD
G516 | STFPS_PT_000880 | C-3 | STA-5/6 | Not Studied | 2 | 448 | 11.4286 | 15 | SFWMD
G517 | STFPS_PT_000878 | C-2 | STA-5/6 | Not Studied | 2 | 448 | 11.4286 | 15 | SFWMD
G518 | STFPS_PT_000877 | C-1 | STA-5/6 | Not Studied | 2 | 448 | 11.4286 | 15 | SFWMD
G519 | STFPS_PT_000864 | C-3 | STA-5/6 | Not Studied | 2 | 448 | 11.4286 | 15 | SFWMD
G520 | STFPS_PT_000875 | C-3 | STA-5/6 | Not Studied | 2 | 448 | 11.4286 | 15 | SFWMD
G521 | STFPS_PT_000876 | C-3 | STA-5/6 | Not Studied | 2 | 448 | 11.4286 | 15 | SFWMD
G538 | STFPS_PT_000913 | C-4 | L-8 | 5-Year Event | 36972 | 6390 | 32.5714 | 10 | SFWMD
G539 | STFPS_PT_000915 | C-4 | L-8 | 5-Year Event | 36972 | 6390 | 32.5714 | 10 | SFWMD
G54 | STFPS_PT_000732 | C-4 | NORTH NEW RIVER CANAL WEST | 100-Year Event | 107540 | 2132 | 56.129 | 34 | SFWMD
G541 | STFPS_PT_000916 | C-3 | L-8 | 5-Year Event | 36972 | 6390 | 32.5714 | 10 | SFWMD
G56 | STFPS_PT_000741 | C-4 | HILLSBORO CANAL | 100-Year Event | 280959 | 6247 | 50.7022 | 34 | SFWMD
G57 | STFPS_PT_000750 | C-4 | POMPANO CANAL | 5-Year Event | 18314 | 490 | 47.4576 | 31 | SFWMD
G58 | STFPS_PT_000703 | C-3 | NORTH BISCAYNE BAY | Not Studied | 355143 | 8950 | 72.8079 | 44 | SFWMD
G603 | STFPS_PT_000296 | C-1 | STA-5/6 | Not Studied | 2 | 448 | 11.4286 | 29 | SFWMD
G64 | STFPS_PT_000375 | C-5 | OLD CHANNEL OF NORTH NEW RIVER | Not Studied | 0 | 37 | 25 | 31 | SFWMD
G65 | STFPS_PT_000751 | C-4 | POMPANO CANAL | 5-Year Event | 18314 | 490 | 47.4576 | 31 | SFWMD
G69 | STFPS_PT_000791 | No C Rating | Not Found in SFWMD Database | Not Found | Not Found | Not Found | Not Found | Not Matched | Not Found in SFWMD Database | Inactive Structure
G70 | STFPS_PT_000253 | No C Rating | CONSERVATION AREA 3B | Not Studied | 3 | 313 | 36.6667 | 63 | SFWMD
G700 | STFPS_PT_000752 | C-3 | S-65A | Not Studied | 290 | 2436 | 41.7582 | 18 | SFWMD
G709 | STFPS_PT_000779 | C-4 | L-60W | Not Studied | 30 | 152 | 10 | 16 | SFWMD
G711 | STFPS_PT_000788 | No C Rating | Not Found in SFWMD Database | Not Found | Not Found | Not Found | Not Found | Not Matched | Not Found in SFWMD Database | Inactive Structure
G715 | STFPS_PT_000873 | C-1 | STA-5/6 | Not Studied | 2 | 448 | 11.4286 | 14 | SFWMD
G716 | STFPS_PT_000762 | C-3 | STA-1E | Not Studied | 59 | 139 | 18.3099 | 9 | SFWMD
G72 | STFPS_PT_000240 | C-5 | C-6 | 5-Year Event | 222051 | 3902 | 80.2424 | 66 | SFWMD
G720 | STFPS_PT_000898 | C-3 | STA-3/4 | Not Studied | 0 | 452 | 18.0451 | 8 | SFWMD
G721 | STFPS_PT_000895 | C-3 | STA-3/4 | Not Studied | 0 | 452 | 18.0451 | 8 | SFWMD
G722 | STFPS_PT_000896 | C-3 | A1 FEB | Not Studied | 0 | 155 | 25.9259 | 8 | SFWMD
G723N | STFPS_PT_000897 | C-3 | A1 FEB | Not Studied | 0 | 155 | 25.9259 | 8 | SFWMD
G723S | STFPS_PT_000909 | C-4 | STA-3/4 | Not Studied | 0 | 452 | 18.0451 | 8 | SFWMD
G724A | STFPS_PT_000908 | C-3 | STA-3/4 | Not Studied | 0 | 452 | 18.0451 | 8 | SFWMD
G724B | STFPS_PT_000907 | C-3 | STA-3/4 | Not Studied | 0 | 452 | 18.0451 | 8 | SFWMD
G724C | STFPS_PT_000906 | C-3 | STA-3/4 | Not Studied | 0 | 452 | 18.0451 | 8 | SFWMD
G724D | STFPS_PT_000905 | C-3 | STA-3/4 | Not Studied | 0 | 452 | 18.0451 | 8 | SFWMD
G724E | STFPS_PT_000904 | C-3 | STA-3/4 | Not Studied | 0 | 452 | 18.0451 | 8 | SFWMD
G724F | STFPS_PT_000903 | C-3 | STA-3/4 | Not Studied | 0 | 452 | 18.0451 | 8 | SFWMD
G724G | STFPS_PT_000902 | C-3 | STA-3/4 | Not Studied | 0 | 452 | 18.0451 | 8 | SFWMD
G724H | STFPS_PT_000901 | C-3 | STA-3/4 | Not Studied | 0 | 452 | 18.0451 | 8 | SFWMD
G724I | STFPS_PT_000900 | C-3 | STA-3/4 | Not Studied | 0 | 452 | 18.0451 | 8 | SFWMD
G724J | STFPS_PT_000899 | C-3 | STA-3/4 | Not Studied | 0 | 452 | 18.0451 | 8 | SFWMD
G725 | STFPS_PT_001033 | C-3 | HICPOCHEE NORTH | Not Available | 2921 | 730 | 29.661 | 8 | SFWMD
G725S | STFPS_PT_001034 | No C Rating | HICPO FEB | Not Available | 2 | 18 | 50 | Not Found | SFWMD
G726 | STFPS_PT_001035 | No C Rating | EAST CALOOSAHATCHEE | Not Available | 2945 | 5357 | 29.3375 | Not Found | SFWMD
G727A | STFPS_PT_001024 | No C Rating | STA-1W | Not Studied | 7 | 259 | 18.1818 | 8 | SFWMD
G727B | STFPS_PT_001025 | No C Rating | STA-1W | Not Studied | 7 | 259 | 18.1818 | 8 | SFWMD
G727C | STFPS_PT_001026 | No C Rating | STA-1W | Not Studied | 7 | 259 | 18.1818 | 8 | SFWMD
G728 | STFPS_PT_001019 | C-3 | STA-1W | Not Studied | 7 | 259 | 18.1818 | 8 | SFWMD
G729 | STFPS_PT_001013 | C-3 | STA-1W | Not Studied | 7 | 259 | 18.1818 | 8 | SFWMD
G730 | STFPS_PT_001012 | C-3 | STA-1W | Not Studied | 7 | 259 | 18.1818 | 8 | SFWMD
G731A | STFPS_PT_001017 | C-3 | STA-1W | Not Studied | 7 | 259 | 18.1818 | 8 | SFWMD
G731B | STFPS_PT_001016 | C-3 | STA-1W | Not Studied | 7 | 259 | 18.1818 | 8 | SFWMD
G732 | STFPS_PT_001011 | C-3 | STA-1W | Not Studied | 7 | 259 | 18.1818 | 8 | SFWMD
G733A | STFPS_PT_001014 | C-4 | STA-1W | Not Studied | 7 | 259 | 18.1818 | 8 | SFWMD
G733B | STFPS_PT_001015 | C-4 | STA-1W | Not Studied | 7 | 259 | 18.1818 | 8 | SFWMD
G734 | STFPS_PT_001018 | C-3 | STA-1W | Not Studied | 7 | 259 | 18.1818 | 8 | SFWMD
G735A | STFPS_PT_001021 | No C Rating | STA-1W | Not Studied | 7 | 259 | 18.1818 | 8 | SFWMD
G735B | STFPS_PT_001022 | No C Rating | STA-1W | Not Studied | 7 | 259 | 18.1818 | 8 | SFWMD
G735C | STFPS_PT_001023 | No C Rating | STA-1W | Not Studied | 7 | 259 | 18.1818 | 8 | SFWMD
G737 | STFPS_PT_000922 | C-3 | TAYLOR SLOUGH | Not Studied | 2 | 818 | 44.7368 | 58 | SFWMD
G738 | STFPS_PT_000967 | No C Rating | C-24 | Not Available | 23278 | 6457 | 23.3945 | 10 | SFWMD
G738A | STFPS_PT_000966 | No C Rating | C-24 | Not Available | 23278 | 6457 | 23.3945 | 8 | SFWMD
G751 | STFPS_PT_001006 | No C Rating | EAST CALOOSAHATCHEE | Not Available | 2945 | 5357 | 29.3375 | 7 | SFWMD
G752 | STFPS_PT_001004 | No C Rating | EAST CALOOSAHATCHEE | Not Available | 2945 | 5357 | 29.3375 | 7 | SFWMD
G753 | STFPS_PT_001005 | No C Rating | EAST CALOOSAHATCHEE | Not Available | 2945 | 5357 | 29.3375 | Not Found | SFWMD
G754 | STFPS_PT_001003 | No C Rating | EAST CALOOSAHATCHEE | Not Available | 2945 | 5357 | 29.3375 | 7 | SFWMD
G755 | STFPS_PT_001007 | No C Rating | EAST CALOOSAHATCHEE | Not Available | 2945 | 5357 | 29.3375 | 7 | SFWMD
G756 | STFPS_PT_001008 | No C Rating | EAST CALOOSAHATCHEE | Not Available | 2945 | 5357 | 29.3375 | Not Found | SFWMD
G78 | STFPS_PT_000590 | C-3 | C-23 | Not Available | 7321 | 5984 | 19.2157 | 63 | SFWMD
G79 | STFPS_PT_000592 | C-3 | C-24 | Not Available | 23278 | 6457 | 23.3945 | 63 | SFWMD
G80 | STFPS_PT_000166 | C-3 | S-154 | Not Available | 4985 | 1638 | 13.3333 | 53 | SFWMD
G81 | STFPS_PT_000594 | C-3 | C-24 | Not Available | 23278 | 6457 | 23.3945 | 63 | SFWMD
G86N | STFPS_PT_000748 | C-3 | L-37 CC | Not Studied | 0 | 32 | 66.6667 | 15 | SFWMD
G86S | STFPS_PT_000743 | C-5 | L-33 CC | Not Studied | 1613 | 116 | 64.5161 | 69 | SFWMD
G87 | STFPS_PT_000746 | C-3 | C-11 WEST | 10-Year Event | 162149 | 3904 | 36.1619 | 37 | SFWMD
G89 | STFPS_PT_000330 | C-3 | L-28 | Not Available | 19 | 1661 | 20.2532 | 59 | SFWMD
G92 | STFPS_PT_000684 | C-3 | JUPITER FARMS | Not Available | 12566 | 908 | 58.0645 | 39 | SFWMD
G93 | STFPS_PT_000730 | C-4 | C-3 | Not Studied | 75255 | 2774 | 56.5503 | 36 | SFWMD
G94A | STFPS_PT_000468 | C-3 | HILLSBORO CANAL | 100-Year Event | 280959 | 6247 | 50.7022 | 76 | SFWMD
G94C | STFPS_PT_000426 | C-3 | CONSERVATION AREA 1 | Not Studied | 1 | 543 | 51.2821 | 76 | SFWMD
G94D | STFPS_PT_000499 | C-3 | CONSERVATION AREA 1 | Not Studied | 1 | 543 | 51.2821 | 76 | SFWMD
G96 | STFPS_PT_000646 | C-3 | C-139 | Not Available | 3537 | 4856 | 29.2208 | 50 | SFWMD
GG1 | STFPS_PT_000614 | C-3 | GOLDEN GATE MAIN | 5-Year Event | 123941 | 5546 | 22.4438 | 23 | SFWMD
GG2 | STFPS_PT_000622 | C-3 | GOLDEN GATE MAIN | 5-Year Event | 123941 | 5546 | 22.4438 | 19 | SFWMD
GG3 | STFPS_PT_000611 | C-3 | GOLDEN GATE MAIN | 5-Year Event | 123941 | 5546 | 22.4438 | 16 | SFWMD
GG4 | STFPS_PT_000623 | C-3 | GOLDEN GATE MAIN | 5-Year Event | 123941 | 5546 | 22.4438 | 6 | SFWMD
GG5 | STFPS_PT_000639 | C-3 | GOLDEN GATE MAIN | 5-Year Event | 123941 | 5546 | 22.4438 | 38 | SFWMD
GG6 | STFPS_PT_000616 | C-3 | GOLDEN GATE MAIN | 5-Year Event | 123941 | 5546 | 22.4438 | 14 | SFWMD
GG7 | STFPS_PT_000635 | C-3 | GOLDEN GATE MAIN | 5-Year Event | 123941 | 5546 | 22.4438 | 14 | SFWMD
GRASSY ISLAND HWTT | STFPS_PT_000162 | No C Rating | S191 | Not Available | 8595 | 7527 | 42.3469 | Not Matched | SFWMD Communication
HC1 | STFPS_PT_000612 | C-3 | HENDERSON - BELLE MEADE | 25-Year Event | 11261 | 1897 | 44.4882 | 26 | SFWMD
HC2 | STFPS_PT_000636 | C-3 | HENDERSON - BELLE MEADE | 25-Year Event | 11261 | 1897 | 44.4882 | 22 | SFWMD
Herbert Hoover Dike | STFPS_PT_002681 | No C Rating | Not Found in SFWMD Database | Not Found | Not Found | Not Found | Not Found | Not Matched | Not Found in SFWMD Database | Should be Polyline
HIGHLANDS | STFPS_PT_000114 | No C Rating | KISSIMMEE RIVER | Not Studied | 1760 | 9861 | 36.1257 | Not Matched | SFWMD Communication
HMSTD-FS | STFPS_PT_000115 | No C Rating | BD-C103 CENTRAL | 5-Year Event | 78051 | 882 | 60.3636 | Not Matched | SFWMD Communication
HOMESTEAD FS | STFPS_PT_001630 | No C Rating | BD-C103 CENTRAL | 5-Year Event | 78051 | 882 | 60.3636 | Not Matched | SFWMD Facility
I75_1 | STFPS_PT_000629 | C-4 | GOLDEN GATE MAIN | 5-Year Event | 123941 | 5546 | 22.4438 | 35 | SFWMD
I75_2 | STFPS_PT_000640 | C-4 | GOLDEN GATE MAIN | 5-Year Event | 123941 | 5546 | 22.4438 | 34 | SFWMD
I75_3 | STFPS_PT_000621 | C-3 | GOLDEN GATE MAIN | 5-Year Event | 123941 | 5546 | 22.4438 | 18 | SFWMD
IMMOKALEE | STFPS_PT_000116 | No C Rating | FAKAHATCHEE | Not Studied | 1292 | 3035 | 50.4425 | Not Matched | SFWMD Communication
L10_PC01 | STFPS_PT_001596 | No C Rating | S-5A | Not Studied | 7895 | 2302 | 30.3846 | 27 | CS&F Culvert Maintained by SFWMD
L10_PC02 | STFPS_PT_001597 | No C Rating | S-5A | Not Studied | 7895 | 2302 | 30.3846 | 72 | CS&F Culvert Maintained by SFWMD
L10_PC03 | STFPS_PT_001114 | No C Rating | S-5A | Not Studied | 7895 | 2302 | 30.3846 | 22 | CS&F Culvert Maintained by SFWMD
L10_PC04 | STFPS_PT_001115 | No C Rating | S-5A | Not Studied | 7895 | 2302 | 30.3846 | 25 | CS&F Culvert Maintained by SFWMD
L10_PC05 | STFPS_PT_001116 | No C Rating | S-5A | Not Studied | 7895 | 2302 | 30.3846 | 20 | CS&F Culvert Maintained by SFWMD
L12_PC01 | STFPS_PT_001113 | No C Rating | S-5A | Not Studied | 7895 | 2302 | 30.3846 | 72 | CS&F Culvert Maintained by SFWMD
L12_PC03 | STFPS_PT_001112 | No C Rating | S-5A | Not Studied | 7895 | 2302 | 30.3846 | 12 | CS&F Culvert Maintained by SFWMD
L12_PC03A | STFPS_PT_001111 | No C Rating | S-5A | Not Studied | 7895 | 2302 | 30.3846 | 22 | CS&F Culvert Maintained by SFWMD
L12_PC04 | STFPS_PT_001109 | No C Rating | S-5A | Not Studied | 7895 | 2302 | 30.3846 | 11 | CS&F Culvert Maintained by SFWMD
L12_PC05 | STFPS_PT_001110 | No C Rating | S-5A | Not Studied | 7895 | 2302 | 30.3846 | 73 | CS&F Culvert Maintained by SFWMD
L12_PC06 | STFPS_PT_001108 | No C Rating | S-5A | Not Studied | 7895 | 2302 | 30.3846 | 58 | CS&F Culvert Maintained by SFWMD
L14_PC03 | STFPS_PT_001102 | No C Rating | S-2_6_7 | Not Studied | 25154 | 3599 | 25.0331 | 22 | CS&F Culvert Maintained by SFWMD
L14_PC04 | STFPS_PT_001103 | No C Rating | S-2_6_7 | Not Studied | 25154 | 3599 | 25.0331 | 22 | CS&F Culvert Maintained by SFWMD
L14_PC05 | STFPS_PT_001104 | No C Rating | S-2_6_7 | Not Studied | 25154 | 3599 | 25.0331 | 22 | CS&F Culvert Maintained by SFWMD
L14_PC08 | STFPS_PT_001105 | No C Rating | S-2_6_7 | Not Studied | 25154 | 3599 | 25.0331 | 10 | CS&F Culvert Maintained by SFWMD
L14_PC10 | STFPS_PT_001106 | No C Rating | S-2_6_7 | Not Studied | 25154 | 3599 | 25.0331 | 14 | CS&F Culvert Maintained by SFWMD
L14_PC11 | STFPS_PT_001107 | No C Rating | S-2_6_7 | Not Studied | 25154 | 3599 | 25.0331 | 10 | CS&F Culvert Maintained by SFWMD
L15_PC01 | STFPS_PT_001132 | No C Rating | S-2_6_7 | Not Studied | 25154 | 3599 | 25.0331 | 34 | CS&F Culvert Maintained by SFWMD
L15_PC02 | STFPS_PT_001131 | No C Rating | S-2_6_7 | Not Studied | 25154 | 3599 | 25.0331 | 34 | CS&F Culvert Maintained by SFWMD
L15_PC03 | STFPS_PT_001133 | No C Rating | S-2_6_7 | Not Studied | 25154 | 3599 | 25.0331 | 66 | CS&F Culvert Maintained by SFWMD
L15_PC04 | STFPS_PT_001130 | No C Rating | S-2_6_7 | Not Studied | 25154 | 3599 | 25.0331 | 37 | CS&F Culvert Maintained by SFWMD
L15_PC05 | STFPS_PT_001129 | No C Rating | S-2_6_7 | Not Studied | 25154 | 3599 | 25.0331 | 14 | CS&F Culvert Maintained by SFWMD
L15_PC06 | STFPS_PT_001121 | No C Rating | S-2_6_7 | Not Studied | 25154 | 3599 | 25.0331 | 11 | CS&F Culvert Maintained by SFWMD
L15_PC07 | STFPS_PT_001122 | No C Rating | S-2_6_7 | Not Studied | 25154 | 3599 | 25.0331 | 11 | CS&F Culvert Maintained by SFWMD
L15_PC08 | STFPS_PT_001123 | No C Rating | S-2_6_7 | Not Studied | 25154 | 3599 | 25.0331 | 11 | CS&F Culvert Maintained by SFWMD
L15_PC09 | STFPS_PT_001124 | No C Rating | S-2_6_7 | Not Studied | 25154 | 3599 | 25.0331 | 36 | CS&F Culvert Maintained by SFWMD
L15_PC10 | STFPS_PT_001125 | No C Rating | S-2_6_7 | Not Studied | 25154 | 3599 | 25.0331 | 36 | CS&F Culvert Maintained by SFWMD
L15_PC11 | STFPS_PT_001126 | No C Rating | S-2_6_7 | Not Studied | 25154 | 3599 | 25.0331 | 34 | CS&F Culvert Maintained by SFWMD
L15_PC12 | STFPS_PT_001127 | No C Rating | S-2_6_7 | Not Studied | 25154 | 3599 | 25.0331 | 34 | CS&F Culvert Maintained by SFWMD
L15_PC13 | STFPS_PT_001128 | No C Rating | S-2_6_7 | Not Studied | 25154 | 3599 | 25.0331 | 11 | CS&F Culvert Maintained by SFWMD
L19_PC01 | STFPS_PT_001166 | No C Rating | S-2_6_7 | Not Studied | 25154 | 3599 | 25.0331 | 11 | CS&F Culvert Maintained by SFWMD
L19_PC02 | STFPS_PT_001165 | No C Rating | S-2_6_7 | Not Studied | 25154 | 3599 | 25.0331 | 11 | CS&F Culvert Maintained by SFWMD
L19_PC03 | STFPS_PT_001164 | No C Rating | S-2_6_7 | Not Studied | 25154 | 3599 | 25.0331 | 10 | CS&F Culvert Maintained by SFWMD
L19_PC04 | STFPS_PT_001163 | No C Rating | S-2_6_7 | Not Studied | 25154 | 3599 | 25.0331 | 25 | CS&F Culvert Maintained by SFWMD
L19_PC05 | STFPS_PT_001162 | No C Rating | S-2_6_7 | Not Studied | 25154 | 3599 | 25.0331 | 11 | CS&F Culvert Maintained by SFWMD
L19_PC06 | STFPS_PT_001161 | No C Rating | S-2_6_7 | Not Studied | 25154 | 3599 | 25.0331 | 11 | CS&F Culvert Maintained by SFWMD
L20_PC03 | STFPS_PT_001179 | No C Rating | S-2_6_7 | Not Studied | 25154 | 3599 | 25.0331 | 69 | CS&F Culvert Maintained by SFWMD
L20_PC05 | STFPS_PT_001168 | No C Rating | S-2_6_7 | Not Studied | 25154 | 3599 | 25.0331 | 24 | CS&F Culvert Maintained by SFWMD
L20_PC07 | STFPS_PT_001167 | No C Rating | S-2_6_7 | Not Studied | 25154 | 3599 | 25.0331 | 16 | CS&F Culvert Maintained by SFWMD
L21_PC01 | STFPS_PT_001184 | No C Rating | S-2_6_7 | Not Studied | 25154 | 3599 | 25.0331 | 15 | CS&F Culvert Maintained by SFWMD
L23_PC16 | STFPS_PT_001144 | No C Rating | A-2 STA | Not Studied | 0 | 48 | 50 | 11 | CS&F Culvert Maintained by SFWMD
L24_PC07 | STFPS_PT_001138 | No C Rating | S-3_8 | Not Studied | 40 | 1246 | 34.2593 | 14 | CS&F Culvert Maintained by SFWMD
L24_PC08 | STFPS_PT_001142 | No C Rating | S-3_8 | Not Studied | 40 | 1246 | 34.2593 | 12 | CS&F Culvert Maintained by SFWMD
L24_PC08A | STFPS_PT_001140 | No C Rating | S-3_8 | Not Studied | 40 | 1246 | 34.2593 | 12 | CS&F Culvert Maintained by SFWMD
L24_PC08B | STFPS_PT_001141 | No C Rating | S-3_8 | Not Studied | 40 | 1246 | 34.2593 | 11 | CS&F Culvert Maintained by SFWMD
L24_PC09 | STFPS_PT_001139 | No C Rating | S-3_8 | Not Studied | 40 | 1246 | 34.2593 | 11 | CS&F Culvert Maintained by SFWMD
L24_PC14 | STFPS_PT_001143 | No C Rating | S-3_8 | Not Studied | 40 | 1246 | 34.2593 | Not Found | CS&F Culvert Maintained by SFWMD
L24_PC15 | STFPS_PT_001145 | No C Rating | S-3_8 | Not Studied | 40 | 1246 | 34.2593 | 9 | CS&F Culvert Maintained by SFWMD
L25_PC01 | STFPS_PT_001135 | No C Rating | S-3_8 | Not Studied | 40 | 1246 | 34.2593 | 11 | CS&F Culvert Maintained by SFWMD
L25_PC01A | STFPS_PT_001134 | No C Rating | S-3_8 | Not Studied | 40 | 1246 | 34.2593 | Not Found | CS&F Culvert Maintained by SFWMD
L25_PC03 | STFPS_PT_001136 | No C Rating | S-3_8 | Not Studied | 40 | 1246 | 34.2593 | 10 | CS&F Culvert Maintained by SFWMD
L25_PC04 | STFPS_PT_001137 | No C Rating | S-3_8 | Not Studied | 40 | 1246 | 34.2593 | 10 | CS&F Culvert Maintained by SFWMD
L28 | STFPS_PT_000117 | No C Rating | EAST COLLIER | Not Studied | 392 | 15936 | 27.8351 | Not Matched | SFWMD Communication
L28_PC01 | STFPS_PT_001185 | No C Rating | L-28 | Not Available | 19 | 1661 | 20.2532 | 62 | CS&F Culvert Maintained by SFWMD
L28_PC02 | STFPS_PT_001186 | No C Rating | L-28 | Not Available | 19 | 1661 | 20.2532 | 32 | CS&F Culvert Maintained by SFWMD
L28_PC03 | STFPS_PT_001187 | No C Rating | L-28 | Not Available | 19 | 1661 | 20.2532 | 62 | CS&F Culvert Maintained by SFWMD
L28_PC04 | STFPS_PT_001188 | No C Rating | L-28 | Not Available | 19 | 1661 | 20.2532 | 62 | CS&F Culvert Maintained by SFWMD
L28_PC05 | STFPS_PT_001189 | No C Rating | L-28 | Not Available | 19 | 1661 | 20.2532 | 62 | CS&F Culvert Maintained by SFWMD
L28_WEIR | STFPS_PT_000769 | No C Rating | L-28 | Not Available | 19 | 1661 | 20.2532 | Not Found | TRIBE
L28I NF_PC13 | STFPS_PT_001174 | No C Rating | FEEDER CANAL | Not Available | 233 | 2413 | 42.5532 | 10 | CS&F Culvert Maintained by SFWMD
L28I NF_PC14 | STFPS_PT_001178 | No C Rating | FEEDER CANAL | Not Available | 233 | 2413 | 42.5532 | 22 | CS&F Culvert Maintained by SFWMD
L28I NF_PC15 | STFPS_PT_001175 | No C Rating | FEEDER CANAL | Not Available | 233 | 2413 | 42.5532 | 22 | CS&F Culvert Maintained by SFWMD
L28I NF_PC16 | STFPS_PT_001176 | No C Rating | FEEDER CANAL | Not Available | 233 | 2413 | 42.5532 | 22 | CS&F Culvert Maintained by SFWMD
L28I NF_PC17 | STFPS_PT_001177 | No C Rating | FEEDER CANAL | Not Available | 233 | 2413 | 42.5532 | 22 | CS&F Culvert Maintained by SFWMD
L28I WF_PC01 | STFPS_PT_001172 | No C Rating | FEEDER CANAL | Not Available | 233 | 2413 | 42.5532 | 22 | CS&F Culvert Maintained by SFWMD
L28I WF_PC02 | STFPS_PT_001169 | No C Rating | FEEDER CANAL | Not Available | 233 | 2413 | 42.5532 | 22 | CS&F Culvert Maintained by SFWMD
L28I WF_PC03 | STFPS_PT_001173 | No C Rating | FEEDER CANAL | Not Available | 233 | 2413 | 42.5532 | 10 | CS&F Culvert Maintained by SFWMD
L28I WF_PC04 | STFPS_PT_001170 | No C Rating | L-28 GAP | Not Studied | 15 | 3965 | 9.434 | 10 | CS&F Culvert Maintained by SFWMD
L28I WF_PC05 | STFPS_PT_001171 | No C Rating | FEEDER CANAL | Not Available | 233 | 2413 | 42.5532 | 10 | CS&F Culvert Maintained by SFWMD
L31E_PC01SEC2 | STFPS_PT_001226 | No C Rating | C-1 EAST | 5-Year Event | 45820 | 674 | 52.5424 | 61 | CS&F Culvert Maintained by SFWMD
L31E_PC01SEC3 | STFPS_PT_001616 | No C Rating | MODEL-LAND | 5-Year Event | 0 | 187 | 52.9412 | 61 | CS&F Culvert Maintained by SFWMD
L31W_PC01 | STFPS_PT_001595 | No C Rating | S332D DETENTION AREA | Not Studied | 0 | 63 | 60 | 44 | CS&F Culvert Maintained by SFWMD
L31W_PC02 | STFPS_PT_001594 | No C Rating | S332D DETENTION AREA | Not Studied | 0 | 63 | 60 | 44 | CS&F Culvert Maintained by SFWMD
L31W_PC03 | STFPS_PT_001593 | No C Rating | TAYLOR SLOUGH | Not Studied | 2 | 818 | 44.7368 | 44 | CS&F Culvert Maintained by SFWMD
L321A | STFPS_PT_000936 | No C Rating | SDA | Not Studied | 10 | 59 | 25 | Not Found | SFWMD
L321B | STFPS_PT_000937 | No C Rating | SDA | Not Studied | 10 | 59 | 25 | Not Found | SFWMD
L321C | STFPS_PT_000941 | No C Rating | SDA | Not Studied | 10 | 59 | 25 | Not Found | SFWMD
L42_PC04A | STFPS_PT_001157 | No C Rating | NICODEMUS SLOUGH SOUTH | Not Available | 16 | 199 | 50.8772 | 29 | CS&F Culvert Maintained by SFWMD
L42_PC05 | STFPS_PT_001156 | No C Rating | NICODEMUS SLOUGH SOUTH | Not Available | 16 | 199 | 50.8772 | 24 | CS&F Culvert Maintained by SFWMD
L59_72S | STFPS_PT_000798 | No C Rating | C-40 | Not Studied | 72 | 940 | 20.4545 | Not Found | SFWMD
L59PC01 | STFPS_PT_000845 | No C Rating | L-59E | Not Studied | 57 | 806 | 46.6667 | Not Found | SFWMD
L61_PC01 | STFPS_PT_001494 | No C Rating | FISHEATING CREEK/L-61 | Not Studied | 1838 | 10317 | 34.7682 | 29 | CS&F Culvert Maintained by SFWMD
L61_PC02 | STFPS_PT_001459 | No C Rating | FISHEATING CREEK/L-61 | Not Studied | 1838 | 10317 | 34.7682 | 38 | CS&F Culvert Maintained by SFWMD
L62_PC01AN | STFPS_PT_001486 | No C Rating | S-154 | Not Available | 4985 | 1638 | 13.3333 | 55 | CS&F Culvert Maintained by SFWMD
L62_PC01N | STFPS_PT_001365 | No C Rating | S-154 | Not Available | 4985 | 1638 | 13.3333 | 34 | CS&F Culvert Maintained by SFWMD
L62_PC02N | STFPS_PT_001485 | No C Rating | S-154 | Not Available | 4985 | 1638 | 13.3333 | 30 | CS&F Culvert Maintained by SFWMD
L62_PC03N | STFPS_PT_001484 | No C Rating | S-154 | Not Available | 4985 | 1638 | 13.3333 | 30 | CS&F Culvert Maintained by SFWMD
L62_PC04N | STFPS_PT_001483 | No C Rating | S-154 | Not Available | 4985 | 1638 | 13.3333 | 28 | CS&F Culvert Maintained by SFWMD
L62_PC05N | STFPS_PT_001482 | No C Rating | S-154 | Not Available | 4985 | 1638 | 13.3333 | 55 | CS&F Culvert Maintained by SFWMD
L62_PC06 | STFPS_PT_001495 | No C Rating | S-154 | Not Available | 4985 | 1638 | 13.3333 | 28 | CS&F Culvert Maintained by SFWMD
L62_PC07AS | STFPS_PT_001481 | No C Rating | S-154 | Not Available | 4985 | 1638 | 13.3333 | 55 | CS&F Culvert Maintained by SFWMD
L62_PC07N | STFPS_PT_001480 | No C Rating | S-154 | Not Available | 4985 | 1638 | 13.3333 | 22 | CS&F Culvert Maintained by SFWMD
L62_PC08N | STFPS_PT_001479 | No C Rating | S-154 | Not Available | 4985 | 1638 | 13.3333 | 55 | CS&F Culvert Maintained by SFWMD
L62_PC09N | STFPS_PT_001478 | No C Rating | S-154 | Not Available | 4985 | 1638 | 13.3333 | 55 | CS&F Culvert Maintained by SFWMD
L63N_PC01AN | STFPS_PT_001476 | No C Rating | S191 | Not Available | 8595 | 7527 | 42.3469 | 18 | CS&F Culvert Maintained by SFWMD
L63N_PC01N | STFPS_PT_001475 | No C Rating | S191 | Not Available | 8595 | 7527 | 42.3469 | 18 | CS&F Culvert Maintained by SFWMD
L63N_PC02AN | STFPS_PT_001477 | No C Rating | S191 | Not Available | 8595 | 7527 | 42.3469 | 55 | CS&F Culvert Maintained by SFWMD
L63N_PC04N | STFPS_PT_001496 | No C Rating | S191 | Not Available | 8595 | 7527 | 42.3469 | 55 | CS&F Culvert Maintained by SFWMD
L63N_PC05N | STFPS_PT_001487 | No C Rating | S191 | Not Available | 8595 | 7527 | 42.3469 | 55 | CS&F Culvert Maintained by SFWMD
L63N_PC06N | STFPS_PT_001490 | No C Rating | S191 | Not Available | 8595 | 7527 | 42.3469 | 55 | CS&F Culvert Maintained by SFWMD
L63N_PC07N | STFPS_PT_001489 | No C Rating | S191 | Not Available | 8595 | 7527 | 42.3469 | 25 | CS&F Culvert Maintained by SFWMD
L63N_PC09N | STFPS_PT_001488 | No C Rating | S191 | Not Available | 8595 | 7527 | 42.3469 | 55 | CS&F Culvert Maintained by SFWMD
L63S_PC06N | STFPS_PT_001474 | No C Rating | S191 | Not Available | 8595 | 7527 | 42.3469 | 55 | CS&F Culvert Maintained by SFWMD
L63S_PC07N | STFPS_PT_001473 | No C Rating | S191 | Not Available | 8595 | 7527 | 42.3469 | 55 | CS&F Culvert Maintained by SFWMD
L63S_PC08N | STFPS_PT_001472 | No C Rating | S191 | Not Available | 8595 | 7527 | 42.3469 | 55 | CS&F Culvert Maintained by SFWMD
L64_PC01N | STFPS_PT_001469 | No C Rating | S-135 | Not Available | 2670 | 1597 | 33.6207 | 38 | CS&F Culvert Maintained by SFWMD
L64_PC05N | STFPS_PT_001470 | No C Rating | S-135 | Not Available | 2670 | 1597 | 33.6207 | 21 | CS&F Culvert Maintained by SFWMD
L64_PC09N | STFPS_PT_001471 | No C Rating | S-135 | Not Available | 2670 | 1597 | 33.6207 | 21 | CS&F Culvert Maintained by SFWMD
L65_PC03N | STFPS_PT_001460 | No C Rating | S-153 | Not Available | 351 | 670 | 30.2326 | 27 | CS&F Culvert Maintained by SFWMD
L65_PC04N | STFPS_PT_001461 | No C Rating | S-153 | Not Available | 351 | 670 | 30.2326 | 21 | CS&F Culvert Maintained by SFWMD
L65_PC05N | STFPS_PT_001462 | No C Rating | S-153 | Not Available | 351 | 670 | 30.2326 | 27 | CS&F Culvert Maintained by SFWMD
L65_PC06N | STFPS_PT_001463 | No C Rating | S-153 | Not Available | 351 | 670 | 30.2326 | 26 | CS&F Culvert Maintained by SFWMD
L65_PC07N | STFPS_PT_001464 | No C Rating | S-153 | Not Available | 351 | 670 | 30.2326 | 21 | CS&F Culvert Maintained by SFWMD
L65_PC08N | STFPS_PT_001465 | No C Rating | S-153 | Not Available | 351 | 670 | 30.2326 | 55 | CS&F Culvert Maintained by SFWMD
L65_PC09N | STFPS_PT_001466 | No C Rating | S-153 | Not Available | 351 | 670 | 30.2326 | 21 | CS&F Culvert Maintained by SFWMD
L65_PC10N | STFPS_PT_001467 | No C Rating | S-153 | Not Available | 351 | 670 | 30.2326 | 21 | CS&F Culvert Maintained by SFWMD
L65_PC11N | STFPS_PT_001468 | No C Rating | S-153 | Not Available | 351 | 670 | 30.2326 | 21 | CS&F Culvert Maintained by SFWMD
L65C | STFPS_PT_000758 | No C Rating | S-153 | Not Available | 351 | 670 | 30.2326 | Not Found | SFWMD
L67ATEMP | STFPS_PT_000952 | No C Rating | CONSERVATION AREA 3B | Not Studied | 3 | 313 | 36.6667 | Not Found | SFWMD
L8_PC01 | STFPS_PT_001602 | No C Rating | L-8 | 5-Year Event | 36972 | 6390 | 32.5714 | 73 | CS&F Culvert Maintained by SFWMD
LAINHART_DAM | STFPS_PT_000760 | C-4 | JUPITER FARMS | Not Available | 12566 | 908 | 58.0645 | Not Found | SFWMD
Lake Trafford Proposed | STFPS_PT_000159 | No C Rating | Not Found in SFWMD Database | Not Found | Not Found | Not Found | Not Found | Not Matched | Not Found in SFWMD Database | Name Change to BCB
Larson #1 Wsp | STFPS_PT_002465 | No C Rating | Not Found in SFWMD Database | Not Found | Not Found | Not Found | Not Found | Not Matched | Not Found in SFWMD Database | USACE National Dam Inventory, Needs Location QC
Larson #2 Fwrs | STFPS_PT_002535 | No C Rating | Not Found in SFWMD Database | Not Found | Not Found | Not Found | Not Found | Not Matched | Not Found in SFWMD Database | USACE National Dam Inventory, Needs Location QC
Larson #2 Wsp | STFPS_PT_002610 | No C Rating | Not Found in SFWMD Database | Not Found | Not Found | Not Found | Not Found | Not Matched | Not Found in SFWMD Database | USACE National Dam Inventory, Needs Location QC
Martin Plant Cooling Water Reservoir | STFPS_PT_002140 | No C Rating | Not Found in SFWMD Database | Not Found | Not Found | Not Found | Not Found | Not Matched | Not Found in SFWMD Database | USACE National Dam Inventory
MASTEN_DAM | STFPS_PT_000761 | C-4 | LOXAHATCHEE WILD AND SCENIC | Not Available | 816 | 236 | 36.3636 | Not Found | SFWMD
Mcarthur 1&2 Wsp | STFPS_PT_002216 | No C Rating | Not Found in SFWMD Database | Not Found | Not Found | Not Found | Not Found | Not Matched | Not Found in SFWMD Database | USACE National Dam Inventory, Needs Location QC
Mcarthur 4 FRS | STFPS_PT_001873 | No C Rating | Not Found in SFWMD Database | Not Found | Not Found | Not Found | Not Found | Not Matched | Not Found in SFWMD Database | USACE National Dam Inventory, Needs Location QC
Mcarthur 4 Wsp | STFPS_PT_002090 | No C Rating | Not Found in SFWMD Database | Not Found | Not Found | Not Found | Not Found | Not Matched | Not Found in SFWMD Database | USACE National Dam Inventory, Needs Location QC
MERRITT | STFPS_PT_000118 | No C Rating | FAKA UNION | 10-Year Event | 21566 | 4349 | 39.9225 | Not Matched | SFWMD Communication
MIAMI FS | STFPS_PT_001625 | No C Rating | C-6 | 5-Year Event | 222051 | 3902 | 80.2424 | Not Matched | SFWMD Facility
MIAMI-FS | STFPS_PT_000119 | No C Rating | C-6 | 5-Year Event | 222051 | 3902 | 80.2424 | Not Matched | SFWMD Communication
MIAMI-SOUTH | STFPS_PT_000120 | No C Rating | C-1 WEST | 5-Year Event | 169730 | 1740 | 57.5231 | Not Matched | SFWMD Communication
MILES CITY | STFPS_PT_000121 | No C Rating | FAKAHATCHEE | Not Studied | 1292 | 3035 | 50.4425 | Not Matched | SFWMD Communication
MILLER | STFPS_PT_000122 | No C Rating | FAKA UNION | 10-Year Event | 21566 | 4349 | 39.9225 | Not Matched | SFWMD Communication
MILLER1 | STFPS_PT_000632 | No C Rating | Not Found in SFWMD Database | Not Found | Not Found | Not Found | Not Found | Not Matched | Not Found in SFWMD Database | Inactive Structure, Decommission Date 2025
MILLER2 | STFPS_PT_000637 | No C Rating | Not Found in SFWMD Database | Not Found | Not Found | Not Found | Not Found | Not Matched | Not Found in SFWMD Database | Inactive Structure
MILLER3 | STFPS_PT_000615 | C-3 | FAKA UNION | 10-Year Event | 21566 | 4349 | 39.9225 | 11 | SFWMD
MOORE HAVEN | STFPS_PT_000123 | No C Rating | HICPOCHEE NORTH | Not Available | 2921 | 730 | 29.661 | Not Matched | SFWMD Communication
NAPLES-TW | STFPS_PT_000124 | No C Rating | Not Found in SFWMD Database | Not Found | Not Found | Not Found | Not Found | Not Matched | Not Found in SFWMD Database | New Name - County Barn Road
NEW FAES | STFPS_PT_000125 | No C Rating | Not Found in SFWMD Database | Not Found | Not Found | Not Found | Not Found | Not Matched | Not Found in SFWMD Database | Name Change - FAES
NEW OKEECHOBEE | STFPS_PT_000161 | No C Rating | S191 | Not Available | 8595 | 7527 | 42.3469 | Not Matched | SFWMD Communication
OASIS | STFPS_PT_000126 | No C Rating | EAST COLLIER | Not Studied | 392 | 15936 | 27.8351 | Not Matched | SFWMD Communication
OKEECHOBEE FS | STFPS_PT_001629 | No C Rating | S191 | Not Available | 8595 | 7527 | 42.3469 | Not Matched | SFWMD Facility
OKEECHOBEE SC | STFPS_PT_001639 | No C Rating | S-133 | Not Available | 19997 | 2652 | 44.539 | Not Matched | SFWMD Facility
OKEE-FS | STFPS_PT_000127 | No C Rating | S191 | Not Available | 8595 | 7527 | 42.3469 | Not Matched | SFWMD Communication
ORLANDO SC | STFPS_PT_001638 | No C Rating | SHINGLE CREEK | < 5-Year Event | 299729 | 9131 | 25.4819 | Not Matched | SFWMD Facility
Ortona Lock and Dam | STFPS_PT_002679 | No C Rating | Not Found in SFWMD Database | Not Found | Not Found | Not Found | Not Found | Not Matched | Not Found in SFWMD Database | USACE National Dam Inventory, at S78
PC17A | STFPS_PT_000794 | No C Rating | FEEDER CANAL | Not Available | 233 | 2413 | 42.5532 | Not Found | SFWMD
Rcid Levee D-6, D-6a | STFPS_PT_001828 | No C Rating | Not Found in SFWMD Database | Not Found | Not Found | Not Found | Not Found | Not Matched | Not Found in SFWMD Database | Inactive Structure at REED40
S10A | STFPS_PT_000497 | No C Rating | CONSERVATION AREA 1 | Not Studied | 1 | 543 | 51.2821 | Not Found | USACE
S10C | STFPS_PT_000521 | No C Rating | CONSERVATION AREA 1 | Not Studied | 1 | 543 | 51.2821 | Not Found | USACE
S10D | STFPS_PT_000523 | No C Rating | CONSERVATION AREA 1 | Not Studied | 1 | 543 | 51.2821 | Not Found | USACE
S118 | STFPS_PT_000699 | C-4 | C-100 WEST | 5-Year Event | 145884 | 1633 | 63.0137 | 62 | SFWMD
S119 | STFPS_PT_000706 | C-4 | C-100 WEST | 5-Year Event | 145884 | 1633 | 63.0137 | 62 | SFWMD
S11A | STFPS_PT_000381 | No C Rating | CONSERVATION AREA 2A | Not Studied | 0 | 276 | 45.2381 | Not Found | USACE
S11B | STFPS_PT_000379 | No C Rating | CONSERVATION AREA 2A | Not Studied | 0 | 276 | 45.2381 | Not Found | USACE
S11C | STFPS_PT_000313 | No C Rating | CONSERVATION AREA 2A | Not Studied | 0 | 276 | 45.2381 | Not Found | USACE
S12 | STFPS_PT_000128 | No C Rating | Not Found in SFWMD Database | Not Found | Not Found | Not Found | Not Found | Not Matched | Not Found in SFWMD Database | No Information Found
S120 | STFPS_PT_000705 | C-3 | C-100 WEST | 5-Year Event | 145884 | 1633 | 63.0137 | 60 | SFWMD
S121 | STFPS_PT_000714 | C-3 | C-2 | 10-Year Event | 284464 | 3013 | 53.1088 | 60 | SFWMD
S122 | STFPS_PT_000715 | C-3 | C-100 EAST | 5-Year Event | 43996 | 951 | 46.2963 | 61 | SFWMD
S123 | STFPS_PT_000711 | C-4 | SOUTH BISCAYNE BAY | Not Studied | 21953 | 1141 | 84.8624 | 60 | SFWMD
S124 | STFPS_PT_000440 | C-3 | C-13 WEST | 25-Year Event | 164041 | 2059 | 47.1698 | 60 | SFWMD
S125 | STFPS_PT_000735 | C-4 | C-13 WEST | 25-Year Event | 164041 | 2059 | 47.1698 | 60 | SFWMD
S127 | STFPS_PT_000129 | C-3 | LAKE OKEECHOBEE | Not Studied | 592 | 860 | 36.5714 | 61 | SFWMD
S127 | STFPS_PT_000200 | C-3 | LAKE OKEECHOBEE | Not Studied | 592 | 860 | 36.5714 | 61 | SFWMD
S127_LOCK | STFPS_PT_000201 | C-3 | LAKE OKEECHOBEE | Not Studied | 592 | 860 | 36.5714 | 61 | SFWMD
S129 | STFPS_PT_000130 | C-3 | L-49 | Not Studied | 75 | 796 | 14.2857 | 61 | SFWMD
S129 | STFPS_PT_000199 | C-3 | L-49 | Not Studied | 75 | 796 | 14.2857 | 61 | SFWMD
S12A | STFPS_PT_000740 | No C Rating | EVERGLADES NATIONAL PARK | Not Studied | 624 | 3169 | 28.777 | 66 | USACE
S12B | STFPS_PT_000359 | No C Rating | EVERGLADES NATIONAL PARK | Not Studied | 624 | 3169 | 28.777 | 66 | USACE
S12C | STFPS_PT_000251 | No C Rating | EVERGLADES NATIONAL PARK | Not Studied | 624 | 3169 | 28.777 | 66 | USACE
S12D | STFPS_PT_000290 | No C Rating | EVERGLADES NATIONAL PARK | Not Studied | 624 | 3169 | 28.777 | 66 | USACE
S13 | STFPS_PT_000736 | C-3 | C-11 EAST | 10-Year Event | 110563 | 2556 | 53.6032 | 72 | SFWMD
S131 | STFPS_PT_000204 | C-3 | S-131 | Not Studied | 1320 | 470 | 52.9412 | 63 | SFWMD
S131 | STFPS_PT_000131 | C-3 | S-131 | Not Studied | 1320 | 470 | 52.9412 | 63 | SFWMD
S131_LOCK | STFPS_PT_000203 | C-4 | S-131 | Not Studied | 1320 | 470 | 52.9412 | 63 | SFWMD
S133 | STFPS_PT_000132 | C-4 | LAKE OKEECHOBEE | Not Studied | 592 | 860 | 36.5714 | 57 | SFWMD
S133 | STFPS_PT_000190 | C-4 | LAKE OKEECHOBEE | Not Studied | 592 | 860 | 36.5714 | 57 | SFWMD
S135 | STFPS_PT_000223 | No C Rating | LAKE OKEECHOBEE | Not Studied | 592 | 860 | 36.5714 | 56 | SFWMD
S135 | STFPS_PT_000133 | No C Rating | LAKE OKEECHOBEE | Not Studied | 592 | 860 | 36.5714 | 56 | SFWMD
S135_LOCK | STFPS_PT_000224 | C-3 | LAKE OKEECHOBEE | Not Studied | 592 | 860 | 36.5714 | 56 | SFWMD
S13AW | STFPS_PT_000742 | C-3 | C-11 EAST | 10-Year Event | 110563 | 2556 | 53.6032 | 18 | SFWMD
S140 | STFPS_PT_000134 | C-3 | L-28 | Not Available | 19 | 1661 | 20.2532 | 56 | SFWMD
S140 | STFPS_PT_000312 | C-3 | L-28 | Not Available | 19 | 1661 | 20.2532 | 56 | SFWMD
S141 | STFPS_PT_000427 | C-3 | CONSERVATION AREA 2B | Not Studied | 0 | 189 | 66.6667 | 7 | SFWMD
S142 | STFPS_PT_000308 | C-3 | WCU L38E-2 | Not Studied | 0 | 27 | 38.4615 | 65 | SFWMD
S143 | STFPS_PT_000456 | C-3 | WCU L38E-2 | Not Studied | 0 | 27 | 38.4615 | 65 | SFWMD
S144 | STFPS_PT_000443 | C-4 | CONSERVATION AREA 2B | Not Studied | 0 | 189 | 66.6667 | 33 | SFWMD
S145 | STFPS_PT_000524 | C-4 | CONSERVATION AREA 2B | Not Studied | 0 | 189 | 66.6667 | 33 | SFWMD
S146 | STFPS_PT_000485 | C-4 | CONSERVATION AREA 2B | Not Studied | 0 | 189 | 66.6667 | 33 | SFWMD
S148 | STFPS_PT_000702 | C-3 | C-1 WEST | 5-Year Event | 169730 | 1740 | 57.5231 | 61 | SFWMD
S149 | STFPS_PT_000729 | C-3 | C-1 WEST | 5-Year Event | 169730 | 1740 | 57.5231 | 61 | SFWMD
S150 | STFPS_PT_000376 | C-3 | STA-3/4 | Not Studied | 0 | 452 | 18.0451 | 58 | SFWMD
S151 | STFPS_PT_000347 | C-3 | CONSERVATION AREA 3B | Not Studied | 3 | 313 | 36.6667 | 64 | SFWMD
S152 | STFPS_PT_000917 | C-3 | CONSERVATION AREA 3B | Not Studied | 3 | 313 | 36.6667 | 14 | SFWMD
S153 | STFPS_PT_000227 | C-3 | S-153 | Not Available | 351 | 670 | 30.2326 | 54 | SFWMD
S154 | STFPS_PT_000187 | C-3 | LAKE OKEECHOBEE | Not Studied | 592 | 860 | 36.5714 | 54 | SFWMD
S154C | STFPS_PT_000186 | C-4 | S-154C | Not Available | 15 | 123 | No Results | 53 | SFWMD
S155 | STFPS_PT_000689 | C-3 | LAKE WORTH LAGOON | Not Studied | 207540 | 15602 | 47.3144 | 38 | SFWMD
S155A | STFPS_PT_000685 | C-3 | C-51 EAST | 10-Year Event | 245281 | 6665 | 47.0085 | 22 | SFWMD
S165 | STFPS_PT_000698 | C-3 | C-102 WEST | 10-Year Event | 5749 | 373 | 53.2663 | 60 | SFWMD
S166 | STFPS_PT_000710 | C-3 | BD-C103 WEST | 5-Year Event | 39860 | 1451 | 73.3879 | 59 | SFWMD
S167 | STFPS_PT_000709 | C-4 | BD-C103 WEST | 5-Year Event | 39860 | 1451 | 73.3879 | 59 | SFWMD
S169 | STFPS_PT_001094 | C-4 | Not Found in SFWMD Database | Not Found | Not Found | Not Found | Not Found | Not Matched | Not Found in SFWMD Database | Inactive Structure
S169W | STFPS_PT_000357 | C-3 | S-4 | Not Available | 14086 | 1392 | 43.1487 | 5 | SFWMD
S173 | STFPS_PT_000135 | C-4 | L-31NS | 10-Year Event | 7588 | 372 | 51.25 | 59 | SFWMD
S173 | STFPS_PT_000720 | C-4 | L-31NS | 10-Year Event | 7588 | 372 | 51.25 | 59 | SFWMD
S176 | STFPS_PT_000722 | C-3 | L-31NS | 10-Year Event | 7588 | 372 | 51.25 | 59 | SFWMD
S177 | STFPS_PT_000725 | C-3 | C-111 SOUTH | 10-Year Event | 4341 | 374 | 71.1864 | 59 | SFWMD
S178 | STFPS_PT_000716 | C-4 | C-111 SOUTH | 10-Year Event | 4341 | 374 | 71.1864 | 59 | SFWMD
S179 | STFPS_PT_000701 | C-4 | BD-C103 CENTRAL | 5-Year Event | 78051 | 882 | 60.3636 | 59 | SFWMD
S18C | STFPS_PT_000704 | C-3 | C-111 SOUTH | 10-Year Event | 4341 | 374 | 71.1864 | 60 | SFWMD
S190 | STFPS_PT_000647 | C-3 | FEEDER CANAL | Not Available | 233 | 2413 | 42.5532 | 59 | SFWMD
S191 | STFPS_PT_000193 | C-3 | LAKE OKEECHOBEE | Not Studied | 592 | 860 | 36.5714 | 55 | SFWMD
S191A | STFPS_PT_001036 | C-4 | S-135 | Not Available | 2670 | 1597 | 33.6207 | 5 | SFWMD
S192 | STFPS_PT_000180 | C-4 | S191 | Not Available | 8595 | 7527 | 42.3469 | 53 | SFWMD
S193 | STFPS_PT_000191 | C-4 | LAKE OKEECHOBEE | Not Studied | 592 | 860 | 36.5714 | 54 | SFWMD
S194 | STFPS_PT_000708 | No C Rating | L-31NS | 10-Year Event | 7588 | 372 | 51.25 | 7 | SFWMD
S195 | STFPS_PT_000721 | C-4 | C-102 WEST | 10-Year Event | 5749 | 373 | 53.2663 | 60 | SFWMD
S196 | STFPS_PT_000707 | C-3 | L-31NS | 10-Year Event | 7588 | 372 | 51.25 | 59 | SFWMD
S197 | STFPS_PT_000700 | C-3 | US1 | No Rating | 67 | 274 | 37.7358 | 57 | SFWMD
S199 | STFPS_PT_000160 | C-3 | C-111 COASTAL | No Rating | 0 | 489 | 60.6061 | 15 | SFWMD
S199 | STFPS_PT_000839 | C-3 | C-111 COASTAL | No Rating | 0 | 489 | 60.6061 | 15 | SFWMD
S2 | STFPS_PT_000136 | C-4 | LAKE OKEECHOBEE | Not Studied | 592 | 860 | 36.5714 | 70 | SFWMD
S2 | STFPS_PT_000233 | C-4 | LAKE OKEECHOBEE | Not Studied | 592 | 860 | 36.5714 | 70 | SFWMD
S20 | STFPS_PT_000723 | C-4 | DA-4 | Not Studied | 8022 | 845 | 76.7442 | 58 | SFWMD
S200 | STFPS_PT_000840 | C-3 | C-111 AG | 10-Year Event | 18406 | 555 | 58.0488 | 15 | SFWMD
S201 | STFPS_PT_000891 | C-2 | FROG POND DETENTION AREA | Not Studied | 0 | 35 | 50 | 13 | SFWMD
S202A | STFPS_PT_000961 | No C Rating | FROG POND DETENTION AREA | Not Studied | 0 | 35 | 50 | 13 | SFWMD
S202B | STFPS_PT_000963 | No C Rating | FROG POND DETENTION AREA | Not Studied | 0 | 35 | 50 | 13 | SFWMD
S202C | STFPS_PT_000965 | No C Rating | FROG POND DETENTION AREA | Not Studied | 0 | 35 | 50 | 13 | SFWMD
S203 | STFPS_PT_000887 | C-2 | C-111 COASTAL | No Rating | 0 | 489 | 60.6061 | 13 | SFWMD
S203A | STFPS_PT_000960 | No C Rating | FROG POND DETENTION AREA | Not Studied | 0 | 35 | 50 | 13 | SFWMD
S203B | STFPS_PT_000962 | No C Rating | FROG POND DETENTION AREA | Not Studied | 0 | 35 | 50 | 13 | SFWMD
S203C | STFPS_PT_000964 | No C Rating | FROG POND DETENTION AREA | Not Studied | 0 | 35 | 50 | 13 | SFWMD
S204 | STFPS_PT_000912 | C-3 | C-111 COASTAL | No Rating | 0 | 489 | 60.6061 | 13 | SFWMD
S205 | STFPS_PT_000974 | No C Rating | TAYLOR SLOUGH | Not Studied | 2 | 818 | 44.7368 | 13 | SFWMD
S20F | STFPS_PT_000731 | C-4 | DA-4 | Not Studied | 8022 | 845 | 76.7442 | 59 | SFWMD
S20G | STFPS_PT_000726 | C-4 | HARB | 5-Year Event | 1376 | 254 | 75.5814 | 60 | SFWMD
S21 | STFPS_PT_000712 | C-3 | DA-4 | Not Studied | 8022 | 845 | 76.7442 | 63 | SFWMD
S21A | STFPS_PT_000713 | C-4 | DA-4 | Not Studied | 8022 | 845 | 76.7442 | 59 | SFWMD
S22 | STFPS_PT_000697 | C-4 | C-2 | 10-Year Event | 284464 | 3013 | 53.1088 | 70 | SFWMD
S235 | STFPS_PT_000380 | No C Rating | S-4 | Not Available | 14086 | 1392 | 43.1487 | 69 | SFWMD
S236 | STFPS_PT_000214 | C-4 | LAKE OKEECHOBEE | Not Studied | 592 | 860 | 36.5714 | 49 | SFWMD
S23A | STFPS_PT_000885 | C-3 | DA-4 | Not Studied | 8022 | 845 | 76.7442 | 16 | SFWMD
S23B | STFPS_PT_000884 | C-4 | DA-4 | Not Studied | 8022 | 845 | 76.7442 | 16 | SFWMD
S23C | STFPS_PT_000882 | C-3 | DA-4 | Not Studied | 8022 | 845 | 76.7442 | 16 | SFWMD
S23D | STFPS_PT_000883 | C-3 | DA-4 | Not Studied | 8022 | 845 | 76.7442 | 16 | SFWMD
S23E | STFPS_PT_000892 | No C Rating | DA-4 | Not Studied | 8022 | 845 | 76.7442 | 16 | SFWMD
S23F | STFPS_PT_000893 | No C Rating | DA-4 | Not Studied | 8022 | 845 | 76.7442 | 16 | SFWMD
S24A | STFPS_PT_000792 | No C Rating | Not Found in SFWMD Database | Not Found | Not Found | Not Found | Not Found | Not Matched | Not Found in SFWMD Database | Inactive Structure
S25 | STFPS_PT_000242 | C-3 | MIAMI RIVER | Not Studied | 159883 | 3830 | 62.0514 | 54 | SFWMD
S25A | STFPS_PT_000235 | C-3 | C-4 | 10-Year Event | 181422 | 2805 | 57.99 | 54 | SFWMD
S25B | STFPS_PT_000696 | C-4 | MIAMI RIVER | Not Studied | 159883 | 3830 | 62.0514 | 65 | SFWMD
S25BP | STFPS_PT_000785 | C-4 | MIAMI RIVER | Not Studied | 159883 | 3830 | 62.0514 | 24 | SFWMD
S26 | STFPS_PT_000241 | C-4 | C-6 | 5-Year Event | 222051 | 3902 | 80.2424 | 54 | SFWMD
S265 | STFPS_PT_000185 | No C Rating | LAKE OKEECHOBEE | Not Studied | 592 | 860 | 36.5714 | Not Found | USACE
S266 | STFPS_PT_000188 | No C Rating | LAKE OKEECHOBEE | Not Studied | 592 | 860 | 36.5714 | Not Found | USACE
S267 | STFPS_PT_000189 | No C Rating | LAKE OKEECHOBEE | Not Studied | 592 | 860 | 36.5714 | Not Found | USACE
S268 | STFPS_PT_000192 | No C Rating | LAKE OKEECHOBEE | Not Studied | 592 | 860 | 36.5714 | Not Found | USACE
S269 | STFPS_PT_000207 | No C Rating | LAKE OKEECHOBEE | Not Studied | 592 | 860 | 36.5714 | Not Found | USACE
S26P | STFPS_PT_000784 | C-4 | C-6 | 5-Year Event | 222051 | 3902 | 80.2424 | 20 | SFWMD
S27 | STFPS_PT_000719 | C-4 | NORTH BISCAYNE BAY | Not Studied | 355143 | 8950 | 72.8079 | 67 | SFWMD
S270 | STFPS_PT_000208 | No C Rating | LAKE OKEECHOBEE | Not Studied | 592 | 860 | 36.5714 | Not Found | USACE
S271 | STFPS_PT_000210 | No C Rating | LAKE OKEECHOBEE | Not Studied | 592 | 860 | 36.5714 | Not Found | USACE
S272 | STFPS_PT_000211 | No C Rating | LAKE OKEECHOBEE | Not Studied | 592 | 860 | 36.5714 | Not Found | USACE
S273 | STFPS_PT_000248 | No C Rating | LAKE OKEECHOBEE | Not Studied | 592 | 860 | 36.5714 | Not Found | USACE
S274 | STFPS_PT_000213 | No C Rating | LAKE OKEECHOBEE | Not Studied | 592 | 860 | 36.5714 | Not Found | USACE
S275 | STFPS_PT_000218 | No C Rating | LAKE OKEECHOBEE | Not Studied | 592 | 860 | 36.5714 | Not Found | USACE
S276 | STFPS_PT_000289 | No C Rating | SOUTH SHORE | Not Studied | 306 | 94 | 38.8889 | Not Found | USACE
S277 | STFPS_PT_000215 | No C Rating | LAKE OKEECHOBEE | Not Studied | 592 | 860 | 36.5714 | Not Found | USACE
S278 | STFPS_PT_000230 | No C Rating | LAKE OKEECHOBEE | Not Studied | 592 | 860 | 36.5714 | Not Found | USACE
S279 | STFPS_PT_000247 | No C Rating | LAKE OKEECHOBEE | Not Studied | 592 | 860 | 36.5714 | Not Found | USACE
S28 | STFPS_PT_000727 | C-4 | NORTH BISCAYNE BAY | Not Studied | 355143 | 8950 | 72.8079 | 61 | SFWMD
S280 | STFPS_PT_000212 | No C Rating | LAKE OKEECHOBEE | Not Studied | 592 | 860 | 36.5714 | Not Found | USACE
S281 | STFPS_PT_000226 | No C Rating | LAKE OKEECHOBEE | Not Studied | 592 | 860 | 36.5714 | Not Found | USACE
S282 | STFPS_PT_000225 | No C Rating | LAKE OKEECHOBEE | Not Studied | 592 | 860 | 36.5714 | Not Found | USACE
S283 | STFPS_PT_000759 | No C Rating | FISHEATING CREEK/L-61 | Not Studied | 1838 | 10317 | 34.7682 | Not Found | USACE
S284 | STFPS_PT_000846 | No C Rating | LAKE OKEECHOBEE | Not Studied | 592 | 860 | 36.5714 | Not Found | USACE
S285 | STFPS_PT_000221 | No C Rating | LAKE OKEECHOBEE | Not Studied | 592 | 860 | 36.5714 | Not Found | USACE
S286 | STFPS_PT_001027 | No C Rating | S-131 | Not Studied | 1320 | 470 | 52.9412 | Not Found | USACE
S287 | STFPS_PT_001030 | No C Rating | S-131 | Not Studied | 1320 | 470 | 52.9412 | Not Found | USACE
S288 | STFPS_PT_001028 | No C Rating | S-131 | Not Studied | 1320 | 470 | 52.9412 | Not Found | USACE
S289 | STFPS_PT_001029 | No C Rating | L-49 | Not Studied | 75 | 796 | 14.2857 | Not Found | USACE
S29 | STFPS_PT_000733 | C-4 | C-9 EAST | 25-Year Event | 370883 | 4829 | 57.0771 | 73 | SFWMD
S290 | STFPS_PT_000220 | No C Rating | LAKE OKEECHOBEE | Not Studied | 592 | 860 | 36.5714 | Not Found | USACE
S291 | STFPS_PT_000973 | No C Rating | LAKE OKEECHOBEE | Not Studied | 592 | 860 | 36.5714 | 3 | USACE
S3 | STFPS_PT_000137 | C-4 | LAKE OKEECHOBEE | Not Studied | 592 | 860 | 36.5714 | 69 | SFWMD
S3 | STFPS_PT_000216 | C-4 | LAKE OKEECHOBEE | Not Studied | 592 | 860 | 36.5714 | 69 | SFWMD
S30 | STFPS_PT_000749 | C-3 | C-9 WEST | 25-Year Event | 171767 | 1904 | 54.5276 | 66 | SFWMD
S308 | STFPS_PT_000205 | No C Rating | LAKE OKEECHOBEE | Not Studied | 592 | 860 | 36.5714 | Not Found | USACE
S308_LOCK | STFPS_PT_000206 | No C Rating | LAKE OKEECHOBEE | Not Studied | 592 | 860 | 36.5714 | Not Found | USACE
S31 | STFPS_PT_000245 | C-4 | C-6 | 5-Year Event | 222051 | 3902 | 80.2424 | 63 | SFWMD
S310 | STFPS_PT_000231 | C-4 | LAKE OKEECHOBEE | Not Studied | 592 | 860 | 36.5714 | 91 | USACE/SFWMD
S316A | STFPS_PT_000925 | C-2 | NDA | Not Studied | 4 | 34 | 56.25 | 9 | SFWMD
S316B | STFPS_PT_000926 | C-2 | NDA | Not Studied | 4 | 34 | 56.25 | 9 | SFWMD
S316C | STFPS_PT_000927 | C-2 | NDA | Not Studied | 4 | 34 | 56.25 | 9 | SFWMD
S316D | STFPS_PT_000928 | C-2 | NDA | Not Studied | 4 | 34 | 56.25 | 10 | SFWMD
S318 | STFPS_PT_000929 | No C Rating | NDA | Not Studied | 4 | 34 | 56.25 | 58 | SFWMD
S319 | STFPS_PT_000138 | C-4 | STA-1E | Not Studied | 59 | 139 | 18.3099 | 23 | SFWMD
S319 | STFPS_PT_000580 | C-4 | STA-1E | Not Studied | 59 | 139 | 18.3099 | 23 | SFWMD
S32 | STFPS_PT_000246 | C-5 | C-6 | 5-Year Event | 222051 | 3902 | 80.2424 | 74 | SFWMD
S322A | STFPS_PT_000931 | No C Rating | SDA | Not Studied | 10 | 59 | 25 | 10 | SFWMD
S322B | STFPS_PT_000930 | No C Rating | Not Found in SFWMD Database | Not Found | Not Found | Not Found | Not Found | Not Matched | Not Found in SFWMD Database | Inactive Structure
S322C | STFPS_PT_000932 | No C Rating | SDA | Not Studied | 10 | 59 | 25 | 58 | SFWMD
S322D | STFPS_PT_000933 | No C Rating | Not Found in SFWMD Database | Not Found | Not Found | Not Found | Not Found | Not Matched | Not Found in SFWMD Database | Inactive Structure
S322E | STFPS_PT_000934 | No C Rating | SDA | Not Studied | 10 | 59 | 25 | 10 | SFWMD
S322F | STFPS_PT_001009 | No C Rating | SDA | Not Studied | 10 | 59 | 25 | 9 | SFWMD
S322G | STFPS_PT_000938 | No C Rating | SDA | Not Studied | 10 | 59 | 25 | 10 | SFWMD
S322H | STFPS_PT_000940 | No C Rating | SDA | Not Studied | 10 | 59 | 25 | 9 | SFWMD
S323A | STFPS_PT_001010 | C-1 | SDA | Not Studied | 10 | 59 | 25 | 9 | SFWMD
S323B | STFPS_PT_000935 | C-1 | SDA | Not Studied | 10 | 59 | 25 | 9 | SFWMD
S326 | STFPS_PT_000939 | No C Rating | SDA | Not Studied | 10 | 59 | 25 | Not Found | SFWMD
S327 | STFPS_PT_000942 | No C Rating | Not Found in SFWMD Database | Not Found | Not Found | Not Found | Not Found | Not Matched | Not Found in SFWMD Database | Inactive Structure
S328 | STFPS_PT_000921 | C-3 | TAYLOR SLOUGH | Not Studied | 2 | 818 | 44.7368 | 11 | SFWMD
S329 | STFPS_PT_000959 | No C Rating | S332D DETENTION AREA | Not Studied | 0 | 63 | 60 | 58 | SFWMD
S32A | STFPS_PT_000236 | C-3 | C-6 | 5-Year Event | 222051 | 3902 | 80.2424 | 50 | SFWMD
S33 | STFPS_PT_000747 | C-3 | C-12E | Not Studied | 51051 | 1594 | 74.75 | 31 | SFWMD
S331 | STFPS_PT_000695 | No C Rating | L-31NS | 10-Year Event | 7588 | 372 | 51.25 | 43 | SFWMD
S332B | STFPS_PT_000139 | C-4 | L-31NS | 10-Year Event | 7588 | 372 | 51.25 | 26 | SFWMD
S332B | STFPS_PT_000693 | C-4 | L-31NS | 10-Year Event | 7588 | 372 | 51.25 | 26 | SFWMD
S332C | STFPS_PT_000140 | C-4 | L-31NS | 10-Year Event | 7588 | 372 | 51.25 | 20 | SFWMD
S332C | STFPS_PT_000692 | C-4 | L-31NS | 10-Year Event | 7588 | 372 | 51.25 | 20 | SFWMD
S332D | STFPS_PT_000141 | C-4 | L-31NS | 10-Year Event | 7588 | 372 | 51.25 | 27 | SFWMD
S332D | STFPS_PT_000724 | C-4 | L-31NS | 10-Year Event | 7588 | 372 | 51.25 | 27 | SFWMD
S332DX1 | STFPS_PT_000739 | C-3 | SDA | Not Studied | 10 | 59 | 25 | 17 | SFWMD
S333 | STFPS_PT_000252 | C-3 | EVERGLADES NATIONAL PARK | Not Studied | 624 | 3169 | 28.777 | 48 | SFWMD
S333N | STFPS_PT_001031 | C-3 | EVERGLADES NATIONAL PARK | Not Studied | 624 | 3169 | 28.777 | 6 | SFWMD
S334 | STFPS_PT_000273 | C-3 | L-29 CC | No Results | 18 | 46 | 38.8889 | 52 | SFWMD
S335 | STFPS_PT_000238 | C-3 | L-30 CC | Not Studied | 0 | 44 | 28 | 50 | SFWMD
S336 | STFPS_PT_000237 | C-3 | C-4 | 10-Year Event | 181422 | 2805 | 57.99 | 48 | SFWMD
S337 | STFPS_PT_000410 | C-3 | CONSERVATION AREA 3B | Not Studied | 3 | 313 | 36.6667 | 47 | SFWMD
S338 | STFPS_PT_000718 | C-3 | C-1 WEST | 5-Year Event | 169730 | 1740 | 57.5231 | 47 | SFWMD
S339 | STFPS_PT_000346 | C-4 | CONSERVATION AREA 3A | Not Studied | 0 | 3305 | 25.8373 | 51 | SFWMD
S340 | STFPS_PT_000358 | C-4 | CONSERVATION AREA 3A | Not Studied | 0 | 3305 | 25.8373 | 51 | SFWMD
S342 | STFPS_PT_000607 | No C Rating | NICODEMUS SLOUGH NORTH | Not Available | 170 | 517 | 31.0345 | 38 | SFWMD
S342S | STFPS_PT_000605 | C-3 | NICODEMUS SLOUGH SOUTH | Not Available | 16 | 199 | 50.8772 | 38 | SFWMD
S343A | STFPS_PT_000382 | C-4 | EVERGLADES NATIONAL PARK | Not Studied | 624 | 3169 | 28.777 | 44 | SFWMD
S343B | STFPS_PT_000331 | C-4 | EVERGLADES NATIONAL PARK | Not Studied | 624 | 3169 | 28.777 | 44 | SFWMD
S344 | STFPS_PT_000314 | C-3 | EAST COLLIER | Not Studied | 392 | 15936 | 27.8351 | 44 | SFWMD
S346 | STFPS_PT_000738 | No C Rating | Not Found in SFWMD Database | Not Found | Not Found | Not Found | Not Found | Not Matched | Not Found in SFWMD Database | Inactive Structure
S347 | STFPS_PT_000694 | No C Rating | Not Found in SFWMD Database | Not Found | Not Found | Not Found | Not Found | Not Matched | Not Found in SFWMD Database | Inactive Structure
S34E | STFPS_PT_000442 | C-3 | NORTH NEW RIVER CANAL WEST | 100-Year Event | 107540 | 2132 | 56.129 | 7 | SFWMD
S351 | STFPS_PT_000234 | No C Rating | LAKE OKEECHOBEE | Not Studied | 592 | 860 | 36.5714 | 37 | USACE
S352 | STFPS_PT_000232 | No C Rating | LAKE OKEECHOBEE | Not Studied | 592 | 860 | 36.5714 | 37 | USACE
S354 | STFPS_PT_000217 | No C Rating | LAKE OKEECHOBEE | Not Studied | 592 | 860 | 36.5714 | 37 | USACE
S356 | STFPS_PT_000142 | C-3 | L-29 CC | No Results | 18 | 46 | 38.8889 | 24 | SFWMD
S356 | STFPS_PT_000329 | C-3 | L-29 CC | No Results | 18 | 46 | 38.8889 | 24 | SFWMD
S357 | STFPS_PT_000691 | C-3 | 8.5 SQ. MILE AREA | Not Studied | 885 | 88 | 45.8333 | 18 | SFWMD
S357 | STFPS_PT_000143 | C-3 | 8.5 SQ. MILE AREA | Not Studied | 885 | 88 | 45.8333 | 18 | SFWMD
S357N | STFPS_PT_000951 | C-3 | 8.5 SQ. MILE AREA | Not Studied | 885 | 88 | 45.8333 | 9 | SFWMD
S36 | STFPS_PT_000734 | C-3 | C-13 EAST | Not Studied | 47181 | 1335 | 66.2304 | 72 | SFWMD
S360E | STFPS_PT_000923 | C-3 | 8.5 SQ. MILE AREA | Not Studied | 885 | 88 | 45.8333 | 18 | SFWMD
S360W | STFPS_PT_000924 | No C Rating | Not Found in SFWMD Database | Not Found | Not Found | Not Found | Not Found | Not Matched | Not Found in SFWMD Database | Inactive Structure
S361 | STFPS_PT_000144 | C-4 | STA-1E | Not Studied | 59 | 139 | 18.3099 | 24 | SFWMD
S361 | STFPS_PT_000581 | C-4 | STA-1E | Not Studied | 59 | 139 | 18.3099 | 24 | SFWMD
S362 | STFPS_PT_000145 | C-4 | CONSERVATION AREA 1 | Not Studied | 1 | 543 | 51.2821 | 22 | SFWMD
S362 | STFPS_PT_000584 | C-4 | CONSERVATION AREA 1 | Not Studied | 1 | 543 | 51.2821 | 22 | SFWMD
S363A | STFPS_PT_000566 | C-3 | STA-1E | Not Studied | 59 | 139 | 18.3099 | 22 | SFWMD
S363B | STFPS_PT_000565 | C-2 | STA-1E | Not Studied | 59 | 139 | 18.3099 | 22 | SFWMD
S363C | STFPS_PT_000564 | C-3 | STA-1E | Not Studied | 59 | 139 | 18.3099 | 22 | SFWMD
S364A | STFPS_PT_000552 | C-3 | STA-1E | Not Studied | 59 | 139 | 18.3099 | 22 | SFWMD
S364B | STFPS_PT_000551 | C-3 | STA-1E | Not Studied | 59 | 139 | 18.3099 | 22 | SFWMD
S364C | STFPS_PT_000550 | C-3 | STA-1E | Not Studied | 59 | 139 | 18.3099 | 22 | SFWMD
S365A | STFPS_PT_000544 | C-3 | STA-1E | Not Studied | 59 | 139 | 18.3099 | 22 | SFWMD
S365B | STFPS_PT_000578 | C-3 | STA-1E | Not Studied | 59 | 139 | 18.3099 | 22 | SFWMD
S366A | STFPS_PT_000571 | C-2 | STA-1E | Not Studied | 59 | 139 | 18.3099 | 22 | SFWMD
S366B | STFPS_PT_000570 | C-4 | STA-1E | Not Studied | 59 | 139 | 18.3099 | 22 | SFWMD
S366C | STFPS_PT_000569 | C-4 | STA-1E | Not Studied | 59 | 139 | 18.3099 | 22 | SFWMD
S366D | STFPS_PT_000568 | C-3 | STA-1E | Not Studied | 59 | 139 | 18.3099 | 22 | SFWMD
S366E | STFPS_PT_000567 | No C Rating | STA-1E | Not Studied | 59 | 139 | 18.3099 | 22 | SFWMD
S367A | STFPS_PT_000557 | C-3 | STA-1E | Not Studied | 59 | 139 | 18.3099 | 22 | SFWMD
S367B | STFPS_PT_000556 | C-3 | STA-1E | Not Studied | 59 | 139 | 18.3099 | 22 | SFWMD
S367C | STFPS_PT_000555 | C-3 | STA-1E | Not Studied | 59 | 139 | 18.3099 | 22 | SFWMD
S367D | STFPS_PT_000554 | C-3 | STA-1E | Not Studied | 59 | 139 | 18.3099 | 22 | SFWMD
S367E | STFPS_PT_000553 | C-3 | STA-1E | Not Studied | 59 | 139 | 18.3099 | 22 | SFWMD
S368A | STFPS_PT_000549 | C-3 | STA-1E | Not Studied | 59 | 139 | 18.3099 | 22 | SFWMD
S368B | STFPS_PT_000548 | C-3 | STA-1E | Not Studied | 59 | 139 | 18.3099 | 22 | SFWMD
S368C | STFPS_PT_000547 | C-3 | STA-1E | Not Studied | 59 | 139 | 18.3099 | 22 | SFWMD
S368D | STFPS_PT_000546 | C-3 | STA-1E | Not Studied | 59 | 139 | 18.3099 | 22 | SFWMD
S368E | STFPS_PT_000545 | C-3 | STA-1E | Not Studied | 59 | 139 | 18.3099 | 22 | SFWMD
S369A | STFPS_PT_000539 | C-3 | STA-1E | Not Studied | 59 | 139 | 18.3099 | 22 | SFWMD
S369B | STFPS_PT_000538 | C-3 | STA-1E | Not Studied | 59 | 139 | 18.3099 | 22 | SFWMD
S369C | STFPS_PT_000537 | C-3 | STA-1E | Not Studied | 59 | 139 | 18.3099 | 22 | SFWMD
S369D | STFPS_PT_000536 | C-3 | STA-1E | Not Studied | 59 | 139 | 18.3099 | 22 | SFWMD
S370A | STFPS_PT_000575 | C-3 | STA-1E | Not Studied | 59 | 139 | 18.3099 | 22 | SFWMD
S370B | STFPS_PT_000574 | C-3 | STA-1E | Not Studied | 59 | 139 | 18.3099 | 22 | SFWMD
S370C | STFPS_PT_000573 | C-3 | STA-1E | Not Studied | 59 | 139 | 18.3099 | 22 | SFWMD
S371A | STFPS_PT_000560 | C-3 | STA-1E | Not Studied | 59 | 139 | 18.3099 | 22 | SFWMD
S371B | STFPS_PT_000559 | C-3 | STA-1E | Not Studied | 59 | 139 | 18.3099 | 22 | SFWMD
S371C | STFPS_PT_000558 | C-3 | STA-1E | Not Studied | 59 | 139 | 18.3099 | 22 | SFWMD
S372A | STFPS_PT_000535 | C-3 | STA-1E | Not Studied | 59 | 139 | 18.3099 | 22 | SFWMD
S372B | STFPS_PT_000543 | C-3 | STA-1E | Not Studied | 59 | 139 | 18.3099 | 22 | SFWMD
S372C | STFPS_PT_000542 | C-4 | STA-1E | Not Studied | 59 | 139 | 18.3099 | 22 | SFWMD
S372D | STFPS_PT_000541 | C-3 | STA-1E | Not Studied | 59 | 139 | 18.3099 | 22 | SFWMD
S372E | STFPS_PT_000540 | C-4 | STA-1E | Not Studied | 59 | 139 | 18.3099 | 22 | SFWMD
S373A | STFPS_PT_000577 | C-3 | STA-1E | Not Studied | 59 | 139 | 18.3099 | 22 | SFWMD
S373B | STFPS_PT_000576 | C-3 | STA-1E | Not Studied | 59 | 139 | 18.3099 | 22 | SFWMD
S374A | STFPS_PT_000563 | C-3 | STA-1E | Not Studied | 59 | 139 | 18.3099 | 22 | SFWMD
S374B | STFPS_PT_000562 | C-3 | STA-1E | Not Studied | 59 | 139 | 18.3099 | 22 | SFWMD
S374C | STFPS_PT_000561 | C-3 | STA-1E | Not Studied | 59 | 139 | 18.3099 | 22 | SFWMD
S375 | STFPS_PT_000572 | C-3 | STA-1E | Not Studied | 59 | 139 | 18.3099 | 22 | SFWMD
S376 | STFPS_PT_000583 | C-3 | STA-1E | Not Studied | 59 | 139 | 18.3099 | 22 | SFWMD
S377 | STFPS_PT_000600 | C-3 | STA-1E | Not Studied | 59 | 139 | 18.3099 | 13 | SFWMD
S37A | STFPS_PT_000745 | C-3 | C-14 EAST | 25-Year Event | 22073 | 831 | 52.4561 | 65 | SFWMD
S37B | STFPS_PT_000744 | C-3 | C-14 WEST | 100-Year Event | 297653 | 4460 | 51.7766 | 65 | SFWMD
S38 | STFPS_PT_000510 | C-3 | C-14 WEST | 100-Year Event | 297653 | 4460 | 51.7766 | 65 | SFWMD
S380 | STFPS_PT_000243 | C-3 | C-2 | 10-Year Event | 284464 | 3013 | 53.1088 | 24 | SFWMD
S381 | STFPS_PT_000737 | C-3 | C-11 WEST | 10-Year Event | 162149 | 3904 | 36.1619 | 21 | SFWMD
S382 | STFPS_PT_000587 | C-4 | TEN MILE CREEK | Not Available | 2635 | 3940 | 21.7877 | 21 | SFWMD
S382W | STFPS_PT_000790 | No C Rating | TEN MILE CREEK | Not Available | 2635 | 3940 | 21.7877 | Not Found | SFWMD
S383 | STFPS_PT_000588 | C-4 | TEN MILE CREEK RESERVOIR | Not Studied | 0 | 46 | 16.6667 | 21 | SFWMD
S384 | STFPS_PT_000914 | C-3 | TIDAL ST. LUCIE NORTH FORK | Not Available | 246174 | 10583 | 39.7129 | 21 | SFWMD
S385 | STFPS_PT_000679 | C-4 | S191 | Not Available | 8595 | 7527 | 42.3469 | 20 | SFWMD
S386A | STFPS_PT_000673 | C-2 | NUBBIN SLOUGH STA | Not Studied | 11 | 53 | 20 | 20 | SFWMD
S386B | STFPS_PT_000674 | C-3 | NUBBIN SLOUGH STA | Not Studied | 11 | 53 | 20 | 20 | SFWMD
S386C | STFPS_PT_000675 | C-3 | NUBBIN SLOUGH STA | Not Studied | 11 | 53 | 20 | 20 | SFWMD
S387A | STFPS_PT_000677 | C-3 | NUBBIN SLOUGH STA | Not Studied | 11 | 53 | 20 | 20 | SFWMD
S387B | STFPS_PT_000678 | C-3 | NUBBIN SLOUGH STA | Not Studied | 11 | 53 | 20 | 20 | SFWMD
S387C | STFPS_PT_000676 | C-3 | NUBBIN SLOUGH STA | Not Studied | 11 | 53 | 20 | 20 | SFWMD
S38A | STFPS_PT_000444 | C-4 | C-14 WEST | 100-Year Event | 297653 | 4460 | 51.7766 | 21 | SFWMD
S38B | STFPS_PT_000441 | C-4 | C-14 WEST | 100-Year Event | 297653 | 4460 | 51.7766 | 65 | SFWMD
S38C | STFPS_PT_000486 | C-4 | C-13 WEST | 25-Year Event | 164041 | 2059 | 47.1698 | 22 | SFWMD
S39 | STFPS_PT_000467 | C-3 | HILLSBORO CANAL | 100-Year Event | 280959 | 6247 | 50.7022 | 74 | SFWMD
S390 | STFPS_PT_000670 | C-3 | TAYLOR CREEK STA | Not Studied | 25 | 15 | 100 | 21 | SFWMD
S391 | STFPS_PT_000671 | C-4 | TAYLOR CREEK STA | Not Studied | 25 | 15 | 100 | 21 | SFWMD
S392 | STFPS_PT_000672 | C-3 | TAYLOR CREEK STA | Not Studied | 25 | 15 | 100 | 21 | SFWMD
S39A | STFPS_PT_000455 | C-3 | HILLSBORO CANAL | 100-Year Event | 280959 | 6247 | 50.7022 | 55 | SFWMD
S4 | STFPS_PT_000146 | C-4 | LAKE OKEECHOBEE | Not Studied | 592 | 860 | 36.5714 | 51 | SFWMD
S4 | STFPS_PT_000222 | C-4 | LAKE OKEECHOBEE | Not Studied | 592 | 860 | 36.5714 | 51 | SFWMD
S40 | STFPS_PT_000683 | C-3 | C-15 | 100-Year Event | 174647 | 5063 | 38.5564 | 62 | SFWMD
S401T | STFPS_PT_001097 | No C Rating | C-44 STA | Not Studied | 0 | 170 | 13.1579 | 7 | SFWMD
S404 | STFPS_PT_001037 | C-3 | C-44 STA | Not Studied | 0 | 170 | 13.1579 | 8 | SFWMD
S405 | STFPS_PT_001067 | No C Rating | C-44 STA | Not Studied | 0 | 170 | 13.1579 | 8 | SFWMD
S406A | STFPS_PT_001038 | No C Rating | C-44 STA | Not Studied | 0 | 170 | 13.1579 | 8 | SFWMD
S406B | STFPS_PT_001039 | No C Rating | C-44 STA | Not Studied | 0 | 170 | 13.1579 | 8 | SFWMD
S406C | STFPS_PT_001040 | No C Rating | C-44 STA | Not Studied | 0 | 170 | 13.1579 | 8 | SFWMD
S407A | STFPS_PT_001057 | No C Rating | C-44 STA | Not Studied | 0 | 170 | 13.1579 | 8 | SFWMD
S407B | STFPS_PT_001058 | No C Rating | C-44 STA | Not Studied | 0 | 170 | 13.1579 | 8 | SFWMD
S407C | STFPS_PT_001060 | No C Rating | C-44 STA | Not Studied | 0 | 170 | 13.1579 | 8 | SFWMD
S407E | STFPS_PT_001059 | No C Rating | C-44 STA | Not Studied | 0 | 170 | 13.1579 | 8 | SFWMD
S408A | STFPS_PT_001041 | No C Rating | C-44 STA | Not Studied | 0 | 170 | 13.1579 | 8 | SFWMD
S408B | STFPS_PT_001056 | No C Rating | C-44 STA | Not Studied | 0 | 170 | 13.1579 | 8 | SFWMD
S408C | STFPS_PT_001051 | No C Rating | C-44 STA | Not Studied | 0 | 170 | 13.1579 | 8 | SFWMD
S409A | STFPS_PT_001091 | No C Rating | C-44 STA | Not Studied | 0 | 170 | 13.1579 | 8 | SFWMD
S409B | STFPS_PT_001090 | No C Rating | C-44 STA | Not Studied | 0 | 170 | 13.1579 | 8 | SFWMD
S409C | STFPS_PT_001088 | No C Rating | C-44 STA | Not Studied | 0 | 170 | 13.1579 | 8 | SFWMD
S409E | STFPS_PT_001089 | No C Rating | C-44 STA | Not Studied | 0 | 170 | 13.1579 | 8 | SFWMD
S41 | STFPS_PT_000681 | C-4 | LAKE WORTH LAGOON | Not Studied | 207540 | 15602 | 47.3144 | 59 | SFWMD
S410A | STFPS_PT_001052 | No C Rating | C-44 STA | Not Studied | 0 | 170 | 13.1579 | 8 | SFWMD
S410B | STFPS_PT_001042 | No C Rating | C-44 STA | Not Studied | 0 | 170 | 13.1579 | 8 | SFWMD
S411A | STFPS_PT_001062 | No C Rating | C-44 STA | Not Studied | 0 | 170 | 13.1579 | 8 | SFWMD
S411B | STFPS_PT_001064 | No C Rating | C-44 STA | Not Studied | 0 | 170 | 13.1579 | 8 | SFWMD
S411E | STFPS_PT_001063 | No C Rating | C-44 STA | Not Studied | 0 | 170 | 13.1579 | 8 | SFWMD
S412A | STFPS_PT_001093 | No C Rating | C-44 STA | Not Studied | 0 | 170 | 13.1579 | 8 | SFWMD
S412B | STFPS_PT_001043 | No C Rating | C-44 STA | Not Studied | 0 | 170 | 13.1579 | 8 | SFWMD
S412C | STFPS_PT_001053 | No C Rating | C-44 STA | Not Studied | 0 | 170 | 13.1579 | 8 | SFWMD
S412D | STFPS_PT_001044 | No C Rating | C-44 STA | Not Studied | 0 | 170 | 13.1579 | 8 | SFWMD
S413A | STFPS_PT_001068 | No C Rating | C-44 STA | Not Studied | 0 | 170 | 13.1579 | 8 | SFWMD
S413B | STFPS_PT_001069 | No C Rating | C-44 STA | Not Studied | 0 | 170 | 13.1579 | 8 | SFWMD
S413C | STFPS_PT_001071 | No C Rating | C-44 STA | Not Studied | 0 | 170 | 13.1579 | 8 | SFWMD
S413D | STFPS_PT_001072 | No C Rating | C-44 STA | Not Studied | 0 | 170 | 13.1579 | 8 | SFWMD
S413E | STFPS_PT_001070 | No C Rating | C-44 STA | Not Studied | 0 | 170 | 13.1579 | 8 | SFWMD
S414A | STFPS_PT_001045 | No C Rating | C-44 STA | Not Studied | 0 | 170 | 13.1579 | 8 | SFWMD
S414B | STFPS_PT_001054 | No C Rating | C-44 STA | Not Studied | 0 | 170 | 13.1579 | 8 | SFWMD
S414C | STFPS_PT_001046 | No C Rating | C-44 STA | Not Studied | 0 | 170 | 13.1579 | 8 | SFWMD
S414D | STFPS_PT_001047 | No C Rating | C-44 STA | Not Studied | 0 | 170 | 13.1579 | 8 | SFWMD
S415A | STFPS_PT_001074 | No C Rating | C-44 STA | Not Studied | 0 | 170 | 13.1579 | 8 | SFWMD
S415B | STFPS_PT_001075 | No C Rating | C-44 STA | Not Studied | 0 | 170 | 13.1579 | 8 | SFWMD
S415C | STFPS_PT_001077 | No C Rating | C-44 STA | Not Studied | 0 | 170 | 13.1579 | 8 | SFWMD
S415D | STFPS_PT_001078 | No C Rating | C-44 STA | Not Studied | 0 | 170 | 13.1579 | 8 | SFWMD
S415E | STFPS_PT_001076 | No C Rating | C-44 STA | Not Studied | 0 | 170 | 13.1579 | 8 | SFWMD
S416A | STFPS_PT_001048 | No C Rating | C-44 STA | Not Studied | 0 | 170 | 13.1579 | 8 | SFWMD
S416B | STFPS_PT_001055 | No C Rating | C-44 STA | Not Studied | 0 | 170 | 13.1579 | 8 | SFWMD
S416C | STFPS_PT_001049 | No C Rating | C-44 STA | Not Studied | 0 | 170 | 13.1579 | 8 | SFWMD
S416D | STFPS_PT_001050 | No C Rating | C-44 STA | Not Studied | 0 | 170 | 13.1579 | 8 | SFWMD
S417A | STFPS_PT_001080 | No C Rating | C-44 STA | Not Studied | 0 | 170 | 13.1579 | 8 | SFWMD
S417B | STFPS_PT_001081 | No C Rating | C-44 STA | Not Studied | 0 | 170 | 13.1579 | 8 | SFWMD
S417C | STFPS_PT_001083 | No C Rating | C-44 STA | Not Studied | 0 | 170 | 13.1579 | 8 | SFWMD
S417D | STFPS_PT_001084 | No C Rating | C-44 STA | Not Studied | 0 | 170 | 13.1579 | 8 | SFWMD
S417E | STFPS_PT_001082 | No C Rating | C-44 STA | Not Studied | 0 | 170 | 13.1579 | 8 | SFWMD
S421A | STFPS_PT_001092 | No C Rating | C-44 STA | Not Studied | 0 | 170 | 13.1579 | 8 | SFWMD
S421B | STFPS_PT_001065 | No C Rating | C-44 STA | Not Studied | 0 | 170 | 13.1579 | 8 | SFWMD
S421C | STFPS_PT_001066 | No C Rating | C-44 STA | Not Studied | 0 | 170 | 13.1579 | 8 | SFWMD
S421D | STFPS_PT_001086 | No C Rating | C-44 STA | Not Studied | 0 | 170 | 13.1579 | 8 | SFWMD
S422A | STFPS_PT_001061 | No C Rating | C-44 STA | Not Studied | 0 | 170 | 13.1579 | 8 | SFWMD
S422B | STFPS_PT_001073 | No C Rating | C-44 STA | Not Studied | 0 | 170 | 13.1579 | 8 | SFWMD
S422C | STFPS_PT_001079 | No C Rating | C-44 STA | Not Studied | 0 | 170 | 13.1579 | 8 | SFWMD
S423A | STFPS_PT_001087 | No C Rating | C-44 STA | Not Studied | 0 | 170 | 13.1579 | 8 | SFWMD
S423B | STFPS_PT_001085 | No C Rating | C-44 STA | Not Studied | 0 | 170 | 13.1579 | 8 | SFWMD
S424N | STFPS_PT_001095 | No C Rating | C-44 STA | Not Studied | 0 | 170 | 13.1579 | 8 | SFWMD
S424S | STFPS_PT_001096 | No C Rating | C-44 STA | Not Studied | 0 | 170 | 13.1579 | 8 | SFWMD
S44 | STFPS_PT_000688 | C-3 | C-17 | 5-Year Event | 112058 | 3265 | 40.0656 | 68 | SFWMD
S46 | STFPS_PT_000680 | C-4 | C-18/CORBETT | Not Available | 17174 | 2982 | 28.3262 | 68 | SFWMD
S46_WEIR | STFPS_PT_000918 | C-3 | SOUTH LOXAHATCHEE ESTUARINE | Not Available | 38871 | 1264 | 58.371 | 10 | SFWMD
S476 | STFPS_PT_001032 | No C Rating | WEST CALOOSAHATCHEE | Not Available | 54872 | 16241 | 53.3036 | 8 | SFWMD
S47B | STFPS_PT_000608 | C-4 | NICODEMUS SLOUGH SOUTH | Not Available | 16 | 199 | 50.8772 | 69 | SFWMD
S47D | STFPS_PT_000606 | C-3 | EAST CALOOSAHATCHEE | Not Available | 2945 | 5357 | 29.3375 | 69 | SFWMD
S48 | STFPS_PT_000591 | C-3 | UPPER ST. LUCIE ESTUARY | Not Studied | 380 | 580 | 72.973 | 57 | SFWMD
S486 | STFPS_PT_001002 | C-3 | FAKA UNION | 10-Year Event | 21566 | 4349 | 39.9225 | 10 | SFWMD
S487 | STFPS_PT_000919 | C-3 | FAKA UNION | 10-Year Event | 21566 | 4349 | 39.9225 | 12 | SFWMD
S488 | STFPS_PT_000886 | C-3 | FAKA UNION | 10-Year Event | 21566 | 4349 | 39.9225 | 14 | SFWMD
S489 | STFPS_PT_000920 | C-4 | COASTAL BASINS | Not Studied | 132804 | 11783 | 62.7907 | 10 | SFWMD
S49 | STFPS_PT_000589 | C-4 | C-24 | Not Available | 23278 | 6457 | 23.3945 | 65 | SFWMD
S50 | STFPS_PT_000593 | C-3 | NORTH COASTAL | Not Studied | 9944 | 1244 | 42.5837 | 65 | SFWMD
S57 | STFPS_PT_000599 | C-4 | LAKE MYRTLE | < 5-Year Event | 717 | 382 | 36.3636 | 56 | SFWMD
S58 | STFPS_PT_000597 | C-3 | LAKE MYRTLE | < 5-Year Event | 717 | 382 | 36.3636 | 56 | SFWMD
S59 | STFPS_PT_000418 | C-3 | LAKE TOHOPEKALIGA | < 5-Year Event | 182361 | 8381 | 16.6162 | 63 | SFWMD
S59WEIR | STFPS_PT_000421 | C-3 | LAKE TOHOPEKALIGA | < 5-Year Event | 182361 | 8381 | 16.6162 | 48 | SFWMD
S5A | STFPS_PT_000147 | No C Rating | STA-1W | Not Studied | 7 | 259 | 18.1818 | 71 | SFWMD
S5A | STFPS_PT_000466 | No C Rating | STA-1W | Not Studied | 7 | 259 | 18.1818 | 71 | SFWMD
S5AE | STFPS_PT_000690 | C-3 | L-8 | 5-Year Event | 36972 | 6390 | 32.5714 | 72 | SFWMD
S5AS | STFPS_PT_000602 | C-3 | L-8 | 5-Year Event | 36972 | 6390 | 32.5714 | 72 | SFWMD
S5AW | STFPS_PT_000534 | C-3 | L-8 | 5-Year Event | 36972 | 6390 | 32.5714 | 72 | SFWMD
S6 | STFPS_PT_000148 | C-4 | STA-2 | Not Studied | 0 | 278 | 10.989 | 69 | SFWMD
S6 | STFPS_PT_000425 | C-4 | STA-2 | Not Studied | 0 | 278 | 10.989 | 69 | SFWMD
S60 | STFPS_PT_000424 | C-3 | LAKE GENTRY | < 5-Year Event | 1174 | 1316 | 19.6721 | 59 | SFWMD
S61 | STFPS_PT_000149 | C-4 | LAKE CYPRESS | < 5-Year Event | 57 | 771 | 10.7143 | 62 | SFWMD
S61 | STFPS_PT_000412 | C-4 | LAKE CYPRESS | < 5-Year Event | 57 | 771 | 10.7143 | 62 | SFWMD
S61_LOCK | STFPS_PT_000416 | C-4 | LAKE CYPRESS | < 5-Year Event | 57 | 771 | 10.7143 | 62 | SFWMD
S62 | STFPS_PT_000411 | C-3 | EAST LAKE TOHOPEKALIGA | 5-Year Event | 80184 | 3146 | 12.0336 | 56 | SFWMD
S63 | STFPS_PT_000423 | C-3 | S63A | < 5-Year Event | 54 | 1008 | 15.5556 | 59 | SFWMD
S63A | STFPS_PT_000596 | C-3 | S63A | < 5-Year Event | 54 | 1008 | 15.5556 | 59 | SFWMD
S65 | STFPS_PT_000150 | C-4 | S-65A | Not Studied | 290 | 2436 | 41.7582 | 61 | SFWMD
S65 | STFPS_PT_000171 | C-4 | S-65A | Not Studied | 290 | 2436 | 41.7582 | 61 | SFWMD
S65_LOCK | STFPS_PT_000170 | C-3 | S-65A | Not Studied | 290 | 2436 | 41.7582 | Not Found | SFWMD
S650 | STFPS_PT_000865 | C-3 | S-135 | Not Available | 2670 | 1597 | 33.6207 | 14 | SFWMD
S651 | STFPS_PT_000866 | C-3 | LAKESIDE RANCH STA | Not Studied | 1 | 162 | 53.4483 | 14 | SFWMD
S652A | STFPS_PT_000871 | C-3 | LAKESIDE RANCH STA | Not Studied | 1 | 162 | 53.4483 | 14 | SFWMD
S652B | STFPS_PT_000999 | C-3 | LAKESIDE RANCH STA | Not Studied | 1 | 162 | 53.4483 | 14 | SFWMD
S653 | STFPS_PT_000867 | C-3 | LAKESIDE RANCH STA | Not Studied | 1 | 162 | 53.4483 | 14 | SFWMD
S654A | STFPS_PT_000870 | C-3 | LAKESIDE RANCH STA | Not Studied | 1 | 162 | 53.4483 | 14 | SFWMD
S654B | STFPS_PT_001000 | C-3 | LAKESIDE RANCH STA | Not Studied | 1 | 162 | 53.4483 | 14 | SFWMD
S655 | STFPS_PT_000868 | C-3 | LAKESIDE RANCH STA | Not Studied | 1 | 162 | 53.4483 | 14 | SFWMD
S656A | STFPS_PT_000869 | C-3 | LAKESIDE RANCH STA | Not Studied | 1 | 162 | 53.4483 | 14 | SFWMD
S656B | STFPS_PT_001001 | C-2 | LAKESIDE RANCH STA | Not Studied | 1 | 162 | 53.4483 | 14 | SFWMD
S659A | STFPS_PT_000994 | No C Rating | LAKESIDE RANCH STA | Not Studied | 1 | 162 | 53.4483 | 14 | SFWMD
S659B | STFPS_PT_000995 | No C Rating | LAKESIDE RANCH STA | Not Studied | 1 | 162 | 53.4483 | 14 | SFWMD
S659C | STFPS_PT_000996 | No C Rating | LAKESIDE RANCH STA | Not Studied | 1 | 162 | 53.4483 | 14 | SFWMD
S659D | STFPS_PT_000997 | No C Rating | LAKESIDE RANCH STA | Not Studied | 1 | 162 | 53.4483 | 14 | SFWMD
S659E | STFPS_PT_000998 | No C Rating | LAKESIDE RANCH STA | Not Studied | 1 | 162 | 53.4483 | 14 | SFWMD
S659G | STFPS_PT_000993 | No C Rating | LAKESIDE RANCH STA | Not Studied | 1 | 162 | 53.4483 | 14 | SFWMD
S65A | STFPS_PT_000173 | C-4 | KISSIMMEE RIVER | Not Studied | 1760 | 9861 | 36.1257 | 61 | SFWMD
S65A_LOCK | STFPS_PT_000172 | C-3 | KISSIMMEE RIVER | Not Studied | 1760 | 9861 | 36.1257 | 61 | SFWMD
S65AX | STFPS_PT_000799 | C-4 | KISSIMMEE RIVER | Not Studied | 1760 | 9861 | 36.1257 | 41 | SFWMD
S65AX2 | STFPS_PT_000771 | No C Rating | KISSIMMEE RIVER | Not Studied | 1760 | 9861 | 36.1257 | Not Found | SFWMD
S65AX3 | STFPS_PT_000772 | No C Rating | KISSIMMEE RIVER | Not Studied | 1760 | 9861 | 36.1257 | Not Found | SFWMD
S65AXA | STFPS_PT_000768 | No C Rating | KISSIMMEE RIVER | Not Studied | 1760 | 9861 | 36.1257 | Not Found | SFWMD
S65AXB | STFPS_PT_000767 | No C Rating | KISSIMMEE RIVER | Not Studied | 1760 | 9861 | 36.1257 | Not Found | SFWMD
S65AXC | STFPS_PT_000766 | No C Rating | KISSIMMEE RIVER | Not Studied | 1760 | 9861 | 36.1257 | Not Found | SFWMD
S65D | STFPS_PT_000178 | C-4 | KISSIMMEE RIVER | Not Studied | 1760 | 9861 | 36.1257 | 60 | SFWMD
S65D_LOCK | STFPS_PT_000179 | C-3 | KISSIMMEE RIVER | Not Studied | 1760 | 9861 | 36.1257 | 60 | SFWMD
S65DX1 | STFPS_PT_000177 | C-3 | KISSIMMEE RIVER | Not Studied | 1760 | 9861 | 36.1257 | 18 | SFWMD
S65DX2 | STFPS_PT_000778 | C-4 | KISSIMMEE RIVER | Not Studied | 1760 | 9861 | 36.1257 | 18 | SFWMD
S65DX3 | STFPS_PT_000958 | C-3 | KISSIMMEE RIVER | Not Studied | 1760 | 9861 | 36.1257 | 10 | SFWMD
S65E | STFPS_PT_000183 | C-4 | S-65E | Not Studied | 1011 | 1164 | 26.6667 | 18 | SFWMD
S65E_LOCK | STFPS_PT_000184 | C-4 | S-65E | Not Studied | 1011 | 1164 | 26.6667 | 61 | SFWMD
S65EW | STFPS_PT_000754 | C-3 | LAKE OKEECHOBEE | Not Studied | 592 | 860 | 36.5714 | Not Found | SFWMD
S65EX1 | STFPS_PT_000911 | C-4 | S-65E | Not Studied | 1011 | 1164 | 26.6667 | 12 | SFWMD
S660 | STFPS_PT_000872 | No C Rating | S-135 | Not Available | 2670 | 1597 | 33.6207 | 14 | SFWMD
S661A | STFPS_PT_000992 | C-2 | LAKESIDE RANCH STA | Not Studied | 1 | 162 | 53.4483 | 14 | SFWMD
S661B | STFPS_PT_000985 | No C Rating | LAKESIDE RANCH STA | Not Studied | 1 | 162 | 53.4483 | 8 | SFWMD
S661C | STFPS_PT_000984 | No C Rating | LAKESIDE RANCH STA | Not Studied | 1 | 162 | 53.4483 | 8 | SFWMD
S663A | STFPS_PT_000953 | No C Rating | LAKESIDE RANCH STA | Not Studied | 1 | 162 | 53.4483 | 8 | SFWMD
S663B | STFPS_PT_001020 | No C Rating | LAKESIDE RANCH STA | Not Studied | 1 | 162 | 53.4483 | 8 | SFWMD
S664A | STFPS_PT_000969 | No C Rating | LAKESIDE RANCH STA | Not Studied | 1 | 162 | 53.4483 | 8 | SFWMD
S664B | STFPS_PT_000975 | No C Rating | LAKESIDE RANCH STA | Not Studied | 1 | 162 | 53.4483 | 8 | SFWMD
S665A | STFPS_PT_000970 | C-3 | LAKESIDE RANCH STA | Not Studied | 1 | 162 | 53.4483 | 8 | SFWMD
S665B | STFPS_PT_000976 | No C Rating | LAKESIDE RANCH STA | Not Studied | 1 | 162 | 53.4483 | 8 | SFWMD
S666A | STFPS_PT_000971 | No C Rating | S-135 | Not Available | 2670 | 1597 | 33.6207 | 8 | SFWMD
S666B | STFPS_PT_000977 | No C Rating | S-135 | Not Available | 2670 | 1597 | 33.6207 | 8 | SFWMD
S667A | STFPS_PT_000957 | No C Rating | LAKESIDE RANCH STA | Not Studied | 1 | 162 | 53.4483 | 8 | SFWMD
S667B | STFPS_PT_000956 | No C Rating | LAKESIDE RANCH STA | Not Studied | 1 | 162 | 53.4483 | 8 | SFWMD
S668A | STFPS_PT_000972 | No C Rating | LAKESIDE RANCH STA | Not Studied | 1 | 162 | 53.4483 | 8 | SFWMD
S668B | STFPS_PT_000979 | No C Rating | LAKESIDE RANCH STA | Not Studied | 1 | 162 | 53.4483 | 8 | SFWMD
S669 | STFPS_PT_000955 | No C Rating | LAKESIDE RANCH STA | Not Studied | 1 | 162 | 53.4483 | 8 | SFWMD
S67 | STFPS_PT_000780 | C-4 | KISSIMMEE RIVER | Not Studied | 1760 | 9861 | 36.1257 | 15 | SFWMD
S670A | STFPS_PT_000954 | No C Rating | LAKESIDE RANCH STA | Not Studied | 1 | 162 | 53.4483 | 8 | SFWMD
S670B | STFPS_PT_000978 | No C Rating | LAKESIDE RANCH STA | Not Studied | 1 | 162 | 53.4483 | 8 | SFWMD
S672A | STFPS_PT_000987 | No C Rating | LAKESIDE RANCH STA | Not Studied | 1 | 162 | 53.4483 | 8 | SFWMD
S672B | STFPS_PT_000988 | No C Rating | LAKESIDE RANCH STA | Not Studied | 1 | 162 | 53.4483 | 8 | SFWMD
S672C | STFPS_PT_000986 | No C Rating | LAKESIDE RANCH STA | Not Studied | 1 | 162 | 53.4483 | 8 | SFWMD
S672D | STFPS_PT_000990 | No C Rating | S-135 | Not Available | 2670 | 1597 | 33.6207 | 8 | SFWMD
S673A | STFPS_PT_000983 | No C Rating | LAKESIDE RANCH STA | Not Studied | 1 | 162 | 53.4483 | 8 | SFWMD
S673B | STFPS_PT_000982 | No C Rating | LAKESIDE RANCH STA | Not Studied | 1 | 162 | 53.4483 | 8 | SFWMD
S673C | STFPS_PT_000981 | No C Rating | LAKESIDE RANCH STA | Not Studied | 1 | 162 | 53.4483 | 8 | SFWMD
S673D | STFPS_PT_000980 | No C Rating | S-135 | Not Available | 2670 | 1597 | 33.6207 | 8 | SFWMD
S674A | STFPS_PT_000989 | No C Rating | LAKESIDE RANCH STA | Not Studied | 1 | 162 | 53.4483 | 8 | SFWMD
S674B | STFPS_PT_000991 | No C Rating | S-135 | Not Available | 2670 | 1597 | 33.6207 | 8 | SFWMD
S67X | STFPS_PT_000781 | C-3 | KISSIMMEE RIVER | Not Studied | 1760 | 9861 | 36.1257 | Not Found | SFWMD
S68 | STFPS_PT_000174 | C-4 | C-41AN | Not Studied | 64 | 1249 | 20 | 21 | SFWMD
S68W | STFPS_PT_000797 | C-3 | C-41AN | Not Studied | 64 | 1249 | 20 | Not Found | SFWMD
S68X | STFPS_PT_000796 | C-3 | C-41AN | Not Studied | 64 | 1249 | 20 | Not Found | SFWMD
S7 | STFPS_PT_000151 | C-4 | STA-3/4 | Not Studied | 0 | 452 | 18.0451 | 65 | SFWMD
S7 | STFPS_PT_000512 | C-4 | STA-3/4 | Not Studied | 0 | 452 | 18.0451 | 65 | SFWMD
S70 | STFPS_PT_000195 | C-4 | C-41N | Not Studied | 2031 | 4657 | 42.2311 | 65 | SFWMD
S700 | STFPS_PT_000809 | C-4 | C-100 EAST | 5-Year Event | 43996 | 951 | 46.2963 | 14 | SFWMD
S71 | STFPS_PT_000198 | C-4 | LAKE OKEECHOBEE | Not Studied | 592 | 860 | 36.5714 | 18 | SFWMD
S71W | STFPS_PT_000757 | C-3 | LAKE OKEECHOBEE | Not Studied | 592 | 860 | 36.5714 | Not Found | SFWMD
S72 | STFPS_PT_000219 | No C Rating | C-40 | Not Studied | 72 | 940 | 20.4545 | 18 | SFWMD
S72W | STFPS_PT_000756 | C-3 | LAKE OKEECHOBEE | Not Studied | 592 | 860 | 36.5714 | Not Found | SFWMD
S75 | STFPS_PT_000181 | C-3 | C-40 | Not Studied | 72 | 940 | 20.4545 | 66 | SFWMD
S76 | STFPS_PT_000582 | C-4 | L-8 | 5-Year Event | 36972 | 6390 | 32.5714 | 72 | SFWMD
S77 | STFPS_PT_000228 | No C Rating | LAKE OKEECHOBEE | Not Studied | 592 | 860 | 36.5714 | 57 | USACE
S77_LOCK | STFPS_PT_000229 | No C Rating | LAKE OKEECHOBEE | Not Studied | 592 | 860 | 36.5714 | Not Found | USACE
S78 | STFPS_PT_000609 | No C Rating | EAST CALOOSAHATCHEE | Not Available | 2945 | 5357 | 29.3375 | 57 | USACE
S78_LOCK | STFPS_PT_000604 | No C Rating | EAST CALOOSAHATCHEE | Not Available | 2945 | 5357 | 29.3375 | Not Found | USACE
S79 | STFPS_PT_000610 | No C Rating | CALOOSAHATCHEE ESTUARY | Not Studied | 333 | 662 | 50 | 57 | USACE
S79_LOCK | STFPS_PT_000603 | No C Rating | CALOOSAHATCHEE ESTUARY | Not Studied | 333 | 662 | 50 | Not Found | USACE
S8 | STFPS_PT_000152 | C-4 | STA-3/4 | Not Studied | 0 | 452 | 18.0451 | 65 | SFWMD
S8 | STFPS_PT_000310 | C-4 | STA-3/4 | Not Studied | 0 | 452 | 18.0451 | 65 | SFWMD
S80 | STFPS_PT_000601 | No C Rating | UPPER ST. LUCIE ESTUARY | Not Studied | 380 | 580 | 72.973 | Not Found | USACE
S80_LOCK | STFPS_PT_000595 | No C Rating | UPPER ST. LUCIE ESTUARY | Not Studied | 380 | 580 | 72.973 | Not Found | USACE
S82 | STFPS_PT_000175 | No C Rating | C-41AN | Not Studied | 64 | 1249 | 20 | 57 | SFWMD
S82W | STFPS_PT_000802 | C-3 | C-41N | Not Studied | 2031 | 4657 | 42.2311 | Not Found | SFWMD
S83 | STFPS_PT_000176 | C-4 | C-41AN | Not Studied | 64 | 1249 | 20 | 20 | SFWMD
S83W | STFPS_PT_000803 | C-3 | C-41AS | Not Studied | 66 | 1283 | 14.0351 | 66 | SFWMD
S83X | STFPS_PT_000755 | C-3 | C-41AN | Not Studied | 64 | 1249 | 20 | Not Found | SFWMD
S84 | STFPS_PT_000182 | C-4 | LAKE OKEECHOBEE | Not Studied | 592 | 860 | 36.5714 | 63 | SFWMD
S84X | STFPS_PT_000753 | C-3 | LAKE OKEECHOBEE | Not Studied | 592 | 860 | 36.5714 | Not Found | SFWMD
S9 | STFPS_PT_000377 | C-4 | C-11 HW | Not Studied | 0 | 64 | 54.1667 | 69 | SFWMD
S97 | STFPS_PT_000585 | C-4 | C-23 | Not Available | 7321 | 5984 | 19.2157 | 57 | SFWMD
S99 | STFPS_PT_000586 | C-4 | C-25 | Not Available | 326 | 4652 | 23.7037 | 64 | SFWMD
S9A | STFPS_PT_000395 | C-4 | C-11 HW | Not Studied | 0 | 64 | 54.1667 | 24 | SFWMD
S9XN | STFPS_PT_000250 | C-4 | L-37 CC | Not Studied | 0 | 32 | 66.6667 | 24 | SFWMD
S9XS | STFPS_PT_000272 | C-3 | L-33 CC | Not Studied | 1613 | 116 | 64.5161 | 69 | SFWMD
SA-N | STFPS_PT_000153 | No C Rating | C-139 | Not Available | 3537 | 4856 | 29.2208 | Not Matched | SFWMD Communication
SA-S | STFPS_PT_000154 | No C Rating | L-28 | Not Available | 19 | 1661 | 20.2532 | Not Matched | SFWMD Communication
SFWMD HQ | STFPS_PT_001632 | No C Rating | C-51 EAST | 10-Year Event | 245281 | 6665 | 47.0085 | Not Matched | SFWMD Facility
SM02.1TW | STFPS_PT_000795 | No C Rating | C-139 | Not Available | 3537 | 4856 | 29.2208 | Not Found | USACE
ST CLOUD FS | STFPS_PT_001633 | No C Rating | LAKE TOHOPEKALIGA | < 5-Year Event | 182361 | 8381 | 16.6162 | Not Matched | SFWMD Facility
St. Lucie Lock and Dam | STFPS_PT_002680 | No C Rating | Not Found in SFWMD Database | Not Found | Not Found | Not Found | Not Found | Not Matched | Not Found in SFWMD Database | USACE National Dam Inventory, at S80
St. Road 846 Land Trust Imp | STFPS_PT_002071 | No C Rating | Not Found in SFWMD Database | Not Found | Not Found | Not Found | Not Found | Not Matched | Not Found in SFWMD Database | USACE National Dam Inventory, Needs Location QC
STCLOUD-FS | STFPS_PT_000155 | No C Rating | LAKE TOHOPEKALIGA | < 5-Year Event | 182361 | 8381 | 16.6162 | Not Matched | SFWMD Communication
TEN MILE CREEK | STFPS_PT_000156 | No C Rating | TEN MILE CREEK | Not Available | 2635 | 3940 | 21.7877 | Not Matched | SFWMD Communication
USSO | STFPS_PT_000793 | No C Rating | Not Found in SFWMD Database | Not Found | Not Found | Not Found | Not Found | Not Matched | Not Found in SFWMD Database | Inactive?
VIKING | STFPS_PT_000157 | No C Rating | KISSIMMEE RIVER | Not Studied | 1760 | 9861 | 36.1257 | Not Matched | SFWMD Communication
Water Control Structure 2 | STFPS_PT_002519 | No C Rating | Not Found in SFWMD Database | Not Found | Not Found | Not Found | Not Found | Not Matched | Not Found in SFWMD Database | USACE National Dam Inventory, Needs Location QC
WATER QUALITY MONITORING LAB | STFPS_PT_001636 | No C Rating | C-51 EAST | 10-Year Event | 245281 | 6665 | 47.0085 | Not Matched | SFWMD Facility
WEST PALM BEACH FS | STFPS_PT_001628 | No C Rating | C-51 EAST | 10-Year Event | 245281 | 6665 | 47.0085 | Not Matched | SFWMD Facility
Williamson FRS | STFPS_PT_002460 | No C Rating | Not Found in SFWMD Database | Not Found | Not Found | Not Found | Not Found | Not Matched | Not Found in SFWMD Database | USACE National Dam Inventory, Needs Location QC
Williamson Wsp | STFPS_PT_002144 | No C Rating | Not Found in SFWMD Database | Not Found | Not Found | Not Found | Not Found | Not Matched | USACE National Dam Inventory, Needs Location QC
WPB-FS | STFPS_PT_000158 | No C Rating | C-51 EAST | 10-Year Event | 245281 | 6665 | 47.0085 | Not Matched

## Assets Not Included With FDEP
Assets Not in FDEP Database
Name | Structure Type | Included in FDEP Database | Notes (Name in FDEP Database) | Ownership
10_ST | Secondary Structures | No |  | NOT SFWMD
127_ST | Secondary Structures | No |  | NOT SFWMD
80_ST | Secondary Structures | No |  | NOT SFWMD
AC1 | Secondary Structures | No |  | NOT SFWMD
AC2 | Secondary Structures | No |  | NOT SFWMD
BCB | Microwave Tower | Name Change | Lake Trafford | SFWMD
BEECUL | Primary Structures | No |  | NOT SFWMD
BG | Secondary Structures | No |  | NOT SFWMD
BRN_00_S0105 | Primary Structures | No |  | NOT SFWMD
BS_1 | Secondary Structures | No |  | NOT SFWMD
BS_2 | Secondary Structures | No |  | NOT SFWMD
BS_3 | Secondary Structures | No |  | NOT SFWMD
C1745 | Primary Structures | No |  | NOT SFWMD
C17S | Secondary Structures | No |  | NOT SFWMD
C18REESE1 | Secondary Structures | No |  | NOT SFWMD
C18REESE2 | Secondary Structures | No |  | NOT SFWMD
C18REESE3 | Secondary Structures | No |  | NOT SFWMD
C4MRSHSPILL | Secondary Structures | No |  | NOT SFWMD
CORBETT_L8 | Secondary Structures | No |  | NOT SFWMD
COUNTY BARN ROAD | Microwave Tower | Name Change | NAPLES-TW | SFWMD
CS_1 | Primary Structures | No |  | NOT SFWMD
CS_2 | Secondary Structures | No |  | NOT SFWMD
CS_3 | Secondary Structures | No |  | NOT SFWMD
CS_4 | Secondary Structures | No |  | NOT SFWMD
CS_NO_1 | Primary Structures | No |  | NOT SFWMD
CS_NO_11 | Primary Structures | No |  | NOT SFWMD
CS_NO_3 | Primary Structures | No |  | NOT SFWMD
CS_NO_8 | Primary Structures | No |  | NOT SFWMD
CWPB_STUB | Primary Structures | No |  | NOT SFWMD
CWPB2S | Primary Structures | No |  | NOT SFWMD
CWPB6 | Primary Structures | No |  | NOT SFWMD
CWPB7 | Primary Structures | No |  | NOT SFWMD
DRY_INTAKE | Primary Structures | No |  | NOT SFWMD
EAST_BEACH | Primary Structures | No |  | NOT SFWMD
EBEACH_PS3 | Secondary Structures | No |  | NOT SFWMD
ESPS2 | Primary Structures | No |  | NOT SFWMD
FDOT_42A | Secondary Structures | No |  | NOT SFWMD
FDOT_46A | Secondary Structures | No |  | NOT SFWMD
FDOT_51A | Secondary Structures | No |  | NOT SFWMD
FDOT_51B | Secondary Structures | No |  | NOT SFWMD
FDOT_51C | Secondary Structures | No |  | NOT SFWMD
FDOT_55A | Secondary Structures | No |  | NOT SFWMD
FDOT_62A | Secondary Structures | No |  | NOT SFWMD
FDOT_66A | Secondary Structures | No |  | NOT SFWMD
FDOT_66B | Secondary Structures | No |  | NOT SFWMD
FDOT_70A | Secondary Structures | No |  | NOT SFWMD
FDOT_72A | Secondary Structures | No |  | NOT SFWMD
FDOT_72B | Secondary Structures | No |  | NOT SFWMD
FDOT_72C | Secondary Structures | No |  | NOT SFWMD
FDOT_73A | Secondary Structures | No |  | NOT SFWMD
FDOT_73B | Secondary Structures | No |  | NOT SFWMD
FDOT_75A | Secondary Structures | No |  | NOT SFWMD
FP_FARM_WCD | Primary Structures | No |  | NOT SFWMD
FPC1 | Secondary Structures | No |  | NOT SFWMD
FPC2 | Secondary Structures | No |  | NOT SFWMD
FPC3 | Secondary Structures | No |  | NOT SFWMD
FPC4 | Secondary Structures | No |  | NOT SFWMD
FPC5 | Secondary Structures | No |  | NOT SFWMD
FPC6 | Secondary Structures | No |  | NOT SFWMD
FU4SW | Primary Structures | No |  | SFWMD
G106 | Secondary Structures | No |  | SFWMD
G200E | Primary Structures | No |  | SFWMD
G328I | Secondary Structures | No |  | SFWMD
G442 | Secondary Structures | No |  | SFWMD
G550 | Primary Structures | No |  | SFWMD
G551 | Primary Structures | No |  | SFWMD
G552 | Primary Structures | No |  | SFWMD
G711E | Primary Structures | No |  | SFWMD
G744N | Secondary Structures | No |  | SFWMD
G744S | Secondary Structures | No |  | SFWMD
G748 | Secondary Structures | No |  | SFWMD
G749 | Secondary Structures | No |  | SFWMD
G765S | Secondary Structures | No |  | SFWMD
G771 | Primary Structures | No |  | SFWMD
G775 | Secondary Structures | No |  | SFWMD
G780 | Primary Structures | No |  | SFWMD
G781 | Secondary Structures | No |  | SFWMD
G781S | Secondary Structures | No |  | SFWMD
G782 | Primary Structures | No |  | SFWMD
G783 | Secondary Structures | No |  | SFWMD
G784 | Secondary Structures | No |  | SFWMD
G785A | Secondary Structures | No |  | SFWMD
G785B | Secondary Structures | No |  | SFWMD
G786A | Secondary Structures | No |  | SFWMD
G786B | Secondary Structures | No |  | SFWMD
G787A | Secondary Structures | No |  | SFWMD
G787B | Secondary Structures | No |  | SFWMD
G788A | Secondary Structures | No |  | SFWMD
G788B | Secondary Structures | No |  | SFWMD
G789A | Secondary Structures | No |  | SFWMD
G789B | Secondary Structures | No |  | SFWMD
G798A | Secondary Structures | No |  | SFWMD
G798B | Secondary Structures | No |  | SFWMD
G798C | Secondary Structures | No |  | SFWMD
G798D | Secondary Structures | No |  | SFWMD
G90 | Secondary Structures | No |  | NOT SFWMD
G91 | Secondary Structures | No |  | NOT SFWMD
GORDY_ROAD | Primary Structures | Name Change | Control Struc #2 | NOT SFWMD
ITDD_CORBETT | Secondary Structures | No |  | NOT SFWMD
ITID_C51W | Primary Structures | No |  | NOT SFWMD
KEHL1 | Primary Structures | No |  | LEE COUNTY
L_59W | Secondary Structures | No |  | PERMITTEE
L39TEMP | Secondary Structures | No |  | NOT SFWMD
L60E | Secondary Structures | No |  | NOT SFWMD
L60W | Secondary Structures | No |  | NOT SFWMD
L61PMP | Secondary Structures | No |  | NOT SFWMD
LA_02 | Secondary Structures | No |  | NOT SFWMD
LCB_00_S0070 | Primary Structures | No |  | NOT SFWMD
LGX | Secondary Structures | No |  | NOT SFWMD
LHPS | Secondary Structures | No |  | NOT SFWMD
LOOP1 | Secondary Structures | No |  | NOT SFWMD
LOOP2 | Secondary Structures | No |  | NOT SFWMD
LWDD_12 | Primary Structures | No |  | NOT SFWMD
LWDD_17W | Primary Structures | No |  | NOT SFWMD
LWDD_17W | Primary Structures | No |  | NOT SFWMD
LWDD_2_P | Primary Structures | No |  | NOT SFWMD
LWDD_2_S | Primary Structures | No |  | NOT SFWMD
LWDD_4_P | Primary Structures | No |  | NOT SFWMD
LWDD_4_S | Primary Structures | No |  | NOT SFWMD
LWDD_9_P | Primary Structures | No |  | NOT SFWMD
MONTURA | Primary Structures | No |  | NOT SFWMD
MONTURA_P | Primary Structures | No |  | 298 DISTRICT
MONTURAS_S | Primary Structures | No |  | 298 DISTRICT
NR51C | Secondary Structures | No |  | SFWMD
OAKPS | Secondary Structures | No |  | NOT SFWMD
OP_WCD_P1 | Secondary Structures | No |  | NOT SFWMD
PLM_00_S0100 | Primary Structures | No |  | NOT SFWMD
RCID | Primary Structures | No |  | NOT SFWMD
RX_7 | Secondary Structures | No |  | NOT SFWMD
S14 | Primary Structures | No |  | SFWMD
S155AP | Primary Structures | No |  | NOT SFWMD
S292 | Secondary Structures | No |  | USACE
S355A | Secondary Structures | No |  | USACE
S355B | Secondary Structures | No |  | USACE
S385W | Primary Structures | No |  | SFWMD
S401 | Primary Structures | No |  | SFWMD
S402 | Primary Structures | No |  | SFWMD
S402C | Primary Structures | No |  | SFWMD
S403 | Secondary Structures | No |  | SFWMD
S418 | Primary Structures | No |  | SFWMD
S419 | Secondary Structures | No |  | SFWMD
S420A | Secondary Structures | No |  | SFWMD
S457 | Primary Structures | No |  | USACE
S470 | Primary Structures | No |  | SFWMD
S471 | Secondary Structures | No |  | SFWMD
S473 | Secondary Structures | No |  | SFWMD
S475 | Secondary Structures | No |  | SFWMD
S477 | Secondary Structures | No |  | SFWMD
S478 | Secondary Structures | No |  | SFWMD
S479 | Secondary Structures | No |  | SFWMD
S480 | Secondary Structures | No |  | SFWMD
S481A | Secondary Structures | No |  | SFWMD
S481B | Secondary Structures | No |  | SFWMD
S481C | Secondary Structures | No |  | SFWMD
S482 | Secondary Structures | No |  | SFWMD
S640 | Secondary Structures | No |  | SFWMD
S641A | Secondary Structures | No |  | SFWMD
S641B | Secondary Structures | No |  | SFWMD
S642 | Secondary Structures | No |  | SFWMD
S643A | Secondary Structures | No |  | SFWMD
S643B | Secondary Structures | No |  | SFWMD
S644A | Secondary Structures | No |  | SFWMD
S644B | Secondary Structures | No |  | SFWMD
S645A | Secondary Structures | No |  | SFWMD
S645B | Secondary Structures | No |  | SFWMD
S646A | Secondary Structures | No |  | SFWMD
S646B | Secondary Structures | No |  | SFWMD
S647 | Primary Structures | No |  | SFWMD
S648 | Secondary Structures | No |  | SFWMD
S649 | Primary Structures | No |  | SFWMD
S658 | Secondary Structures | No |  | SFWMD
S69 | Primary Structures | No |  | SFWMD
S701 | Primary Structures | No |  | SFWMD
S701A | Primary Structures | No |  | SFWMD
S703 | Primary Structures | No |  | USACE
S705 | Primary Structures | No |  | USACE
S709 | Primary Structures | No |  | USACE
S710 | Primary Structures | No |  | USACE
S711 | Primary Structures | No |  | USACE
S711W | Primary Structures | No |  | USACE
SA_02 | Secondary Structures | No |  | NOT SFWMD
SFCD5E | Secondary Structures | No |  | 298 DISTRICT
SR29_1 | Primary Structures | No |  | NOT SFWMD
SR29_2 | Primary Structures | No |  | NOT SFWMD
SR29_3 | Primary Structures | No |  | NOT SFWMD
SR29_4 | Primary Structures | No |  | NOT SFWMD
SR29_5 | Primary Structures | No |  | NOT SFWMD
SR29_6 | Primary Structures | No |  | NOT SFWMD
SR29_6A | Primary Structures | No |  | NOT SFWMD
SR29_6B | Primary Structures | No |  | NOT SFWMD
SR29_7 | Primary Structures | No |  | NOT SFWMD
SR29_8 | Primary Structures | No |  | NOT SFWMD
SSDDMC | Secondary Structures | No |  | 298 DISTRICT
STDA | Secondary Structures | No |  | NOT SFWMD
TELEG_WEIR1 | Secondary Structures | No |  | NOT SFWMD
TELEG_WEIR3 | Secondary Structures | No |  | NOT SFWMD
VERANO | Secondary Structures | No |  | NOT SFWMD
WEIRTCWC | Secondary Structures | No |  | NOT SFWMD
WET_INTAKE | Primary Structures | No |  | NOT SFWMD
WPB_CS_3 | Primary Structures | No |  | NOT SFWMD
WPB_CS_4 | Primary Structures | No |  | NOT SFWMD