## All Assets
Asset Group | Asset Type | Asset Feature | Asset Name | Asset ID | FEMA Flood Zone | Coastal Tidal Flood Risk - 2020 | Coastal Tidal Flood Risk - 2040 Intermediate-Low | Coastal Tidal Flood Risk - 2040 Intermediate | Coastal Tidal Flood Risk - 2070 Intermediate-Low | Coastal Tidal Flood Risk - 2070 Intermediate | Storm Surge Flood Risk - 100-Year Current | Storm Surge Flood Risk - 100-Year 2040 Intermediate-Low | Storm Surge Flood Risk - 100-Year 2040 Intermediate | Storm Surge Flood Risk - 100-Year 2070 Intermediate-Low | Storm Surge Flood Risk - 100-Year 2070 Intermediate | Storm Surge Flood Risk - 500-Year Current | Storm Surge Flood Risk - 500-Year 2040 Intermediate-Low | Storm Surge Flood Risk - 500-Year 2040 Intermediate | Storm Surge Flood Risk - 500-Year 2070 Intermediate-Low | Storm Surge Flood Risk - 500-Year 2070 Intermediate | Rainfall-Induced Flood Risk - 100-Year 2020 | Rainfall-Induced Flood Risk - 100-Year 2040 | Rainfall-Induced Flood Risk - 100-Year 2070 | Rainfall-Induced Flood Risk - 500-Year 2020 | Rainfall-Induced Flood Risk - 500-Year 2040 | Rainfall-Induced Flood Risk - 500-Year 2070 |  |  |  | Priority Score | not affected scenarios | Vector Type | Inspection Maintenance Schedule | Age of Infrastructure | Other factors that may lead to failure | C Rating | Upstream Impacts | LOS Ranking - Current | Population | Critical Assets | % of FDEP Assets in Areas Vulnerable to Flooding | NOTES
Critical Infrastructure | Stormwater Treatment Facilities and Pump Stations | Drainage Assets - NWFWMD; SFWMD; SJRWMD; SWFWMD | FU2 | STFPS_PT_000620 | AE | High | High | High | High | High | High | High | High | High | High | High | High | High | High | High | High | High | High | High | High | High | 0 | 0 | 21 | 63 | 0 | Point |  | Not Matched |  | No C Rating |  | Not Found | Not Found | Not Found | Not Found
Critical Infrastructure | Stormwater Treatment Facilities and Pump Stations | Drainage Assets - NWFWMD; SFWMD; SJRWMD; SWFWMD | COCO1 | STFPS_PT_000642 | AE | High | High | High | High | High | High | High | High | High | High | High | High | High | High | High | High | High | High | High | High | High | 0 | 0 | 21 | 63 | 0 | Point |  | 32 |  | C-3 |  | 10-Year Event | 28837 | 1075 | 22.1622
Critical Infrastructure | Stormwater Treatment Facilities and Pump Stations | Drainage Assets - NWFWMD; SFWMD; SJRWMD; SWFWMD | HC1 | STFPS_PT_000612 | AE | High | High | High | High | High | High | High | High | High | High | High | High | High | High | High | High | High | High | High | High | High | 0 | 0 | 21 | 63 | 0 | Point |  | 26 |  | C-3 |  | 25-Year Event | 11261 | 1897 | 44.4882
Critical Infrastructure | Stormwater Treatment Facilities and Pump Stations | Drainage Assets - NWFWMD; SFWMD; SJRWMD; SWFWMD | GG1 | STFPS_PT_000614 | AE | High | High | High | High | High | High | High | High | High | High | High | High | High | High | High | High | High | High | High | High | High | 0 | 0 | 21 | 63 | 0 | Point |  | 23 |  | C-3 |  | 5-Year Event | 123941 | 5546 | 22.4438
Critical Infrastructure | Stormwater Treatment Facilities and Pump Stations | Drainage Assets - NWFWMD; SFWMD; SJRWMD; SWFWMD | S46_WEIR | STFPS_PT_000918 | AE | High | High | High | High | High | High | High | High | High | High | High | High | High | High | High | High | High | High | High | High | High | 0 | 0 | 21 | 63 | 0 | Point |  | 10 |  | C-3 |  | Not Available | 38871 | 1264 | 58.371
Critical Infrastructure | Stormwater Treatment Facilities and Pump Stations | Drainage Assets - NWFWMD; SFWMD; SJRWMD; SWFWMD | G733B | STFPS_PT_001015 | X | High | High | High | High | High | High | High | High | High | High | High | High | High | High | High | High | High | High | High | High | High | 0 | 0 | 21 | 63 | 0 | Point |  | 8 |  | C-4 |  | Not Studied | 7 | 259 | 18.1818
Critical Infrastructure | Stormwater Treatment Facilities and Pump Stations | Drainage Assets - NWFWMD; SFWMD; SJRWMD; SWFWMD | I75_1 | STFPS_PT_000629 | AE | Medium | High | High | High | High | High | High | High | High | High | High | High | High | High | High | High | High | High | High | High | High | 0 | 1 | 20 | 62 | 0 | Point |  | 35 |  | C-4 |  | 5-Year Event | 123941 | 5546 | 22.4438
Critical Infrastructure | Stormwater Treatment Facilities and Pump Stations | Drainage Assets - NWFWMD; SFWMD; SJRWMD; SWFWMD | AR1 | STFPS_PT_000626 | AE | Medium | High | High | High | High | High | High | High | High | High | High | High | High | High | High | High | High | High | High | High | High | 0 | 1 | 20 | 62 | 0 | Point |  | 21 |  | C-4 |  | 5-Year Event | 123941 | 5546 | 22.4438
Critical Infrastructure | Stormwater Treatment Facilities and Pump Stations | Drainage Assets - NWFWMD; SFWMD; SJRWMD; SWFWMD | GG2 | STFPS_PT_000622 | AE | Medium | High | High | High | High | High | High | High | High | High | High | High | High | High | High | High | High | High | High | High | High | 0 | 1 | 20 | 62 | 0 | Point |  | 19 |  | C-3 |  | 5-Year Event | 123941 | 5546 | 22.4438
Critical Infrastructure | Stormwater Treatment Facilities and Pump Stations | Drainage Assets - NWFWMD; SFWMD; SJRWMD; SWFWMD | S20 | STFPS_PT_000723 | AE | Medium | Medium | Medium | High | High | High | High | High | High | High | High | High | High | High | High | High | High | High | High | High | High | 0 | 3 | 18 | 60 | 0 | Point |  | 58 |  | C-4 |  | Not Studied | 8022 | 845 | 76.7442
Critical Infrastructure | Stormwater Treatment Facilities and Pump Stations | Drainage Assets - NWFWMD; SFWMD; SJRWMD; SWFWMD | G93 | STFPS_PT_000730 | AE | Medium | Medium | Medium | High | High | High | High | High | High | High | High | High | High | High | High | High | High | High | High | High | High | 0 | 3 | 18 | 60 | 0 | Point |  | 36 |  | C-4 |  | Not Studied | 75255 | 2774 | 56.5503
Critical Infrastructure | Stormwater Treatment Facilities and Pump Stations | Drainage Assets - NWFWMD; SFWMD; SJRWMD; SWFWMD | MILLER1 | STFPS_PT_000632 | AE | Medium | Medium | Medium | Medium | High | High | High | High | High | High | High | High | High | High | High | High | High | High | High | High | High | 0 | 4 | 17 | 59 | 0 | Point |  | Not Matched |  | No C Rating |  | Not Found | Not Found | Not Found | Not Found
Critical Infrastructure | Stormwater Treatment Facilities and Pump Stations | Drainage Assets - NWFWMD; SFWMD; SJRWMD; SWFWMD | S124 | STFPS_PT_000440 | AE | Medium | Medium | Medium | Medium | High | High | High | High | High | High | High | High | High | High | High | High | High | High | High | High | High | 0 | 4 | 17 | 59 | 0 | Point |  | 60 |  | C-3 |  | 25-Year Event | 164041 | 2059 | 47.1698
Critical Infrastructure | Stormwater Treatment Facilities and Pump Stations | Drainage Assets - NWFWMD; SFWMD; SJRWMD; SWFWMD | L31E_PC01SEC2 | STFPS_PT_001226 | AE | Not Affected | Low | Medium | Medium | Medium | High | High | High | High | High | High | High | High | High | High | High | High | High | High | High | High | 1 | 3 | 16 | 55 | 1 | Point |  | 61 |  | No C Rating |  | 5-Year Event | 45820 | 674 | 52.5424
Critical Infrastructure | Stormwater Treatment Facilities and Pump Stations | Drainage Assets - NWFWMD; SFWMD; SJRWMD; SWFWMD | S203 | STFPS_PT_000887 | A | Not Affected | Not Affected | Low | Medium | Medium | High | High | High | High | High | High | High | High | High | High | High | High | High | High | High | High | 1 | 2 | 16 | 53 | 2 | Point |  | 13 |  | C-2 |  | No Rating | 0 | 489 | 60.6061
Critical Infrastructure | Stormwater Treatment Facilities and Pump Stations | Drainage Assets - NWFWMD; SFWMD; SJRWMD; SWFWMD | AJ-2 | STFPS_PT_000888 | A | Not Affected | Not Affected | Not Affected | Medium | Medium | High | High | High | High | High | High | High | High | High | High | High | High | High | High | High | High | 0 | 2 | 16 | 52 | 3 | Point |  | Not Found |  | No C Rating |  | Not Studied | 2 | 818 | 44.7368
Critical Infrastructure | Stormwater Treatment Facilities and Pump Stations | Drainage Assets - NWFWMD; SFWMD; SJRWMD; SWFWMD | S27 | STFPS_PT_000719 | AE | Not Affected | Not Affected | Not Affected | Medium | Medium | High | High | High | High | High | High | High | High | High | High | High | High | High | High | High | High | 0 | 2 | 16 | 52 | 3 | Point |  | 67 |  | C-4 |  | Not Studied | 355143 | 8950 | 72.8079
Critical Infrastructure | Stormwater Treatment Facilities and Pump Stations | Drainage Assets - NWFWMD; SFWMD; SJRWMD; SWFWMD | S44 | STFPS_PT_000688 | AE | Not Affected | Not Affected | Not Affected | Low | Medium | High | High | High | High | High | High | High | High | High | High | High | High | High | High | High | High | 1 | 1 | 16 | 51 | 3 | Point |  | 68 |  | C-3 |  | 5-Year Event | 112058 | 3265 | 40.0656
Critical Infrastructure | Stormwater Treatment Facilities and Pump Stations | Drainage Assets - NWFWMD; SFWMD; SJRWMD; SWFWMD | L31E_PC01SEC3 | STFPS_PT_001616 | AE | Not Affected | Not Affected | Not Affected | Low | Medium | High | High | High | High | High | High | High | High | High | High | High | High | High | High | High | High | 1 | 1 | 16 | 51 | 3 | Point |  | 61 |  | No C Rating |  | 5-Year Event | 0 | 187 | 52.9412
Critical Infrastructure | Stormwater Treatment Facilities and Pump Stations | Drainage Assets - NWFWMD; SFWMD; SJRWMD; SWFWMD | S28 | STFPS_PT_000727 | AE | Not Affected | Not Affected | Not Affected | Not Affected | Medium | High | High | High | High | High | High | High | High | High | High | High | High | High | High | High | High | 0 | 1 | 16 | 50 | 4 | Point |  | 61 |  | C-4 |  | Not Studied | 355143 | 8950 | 72.8079
Critical Infrastructure | Stormwater Treatment Facilities and Pump Stations | Drainage Assets - NWFWMD; SFWMD; SJRWMD; SWFWMD | G114 | STFPS_PT_000728 | AE | Not Affected | Not Affected | Not Affected | Not Affected | Medium | High | High | High | High | High | High | High | High | High | High | High | High | High | High | High | High | 0 | 1 | 16 | 50 | 4 | Point |  | 58 |  | C-4 |  | 5-Year Event | 169730 | 1740 | 57.5231
Critical Infrastructure | Stormwater Treatment Facilities and Pump Stations | Drainage Assets - NWFWMD; SFWMD; SJRWMD; SWFWMD | MILLER | STFPS_PT_000122 | AH | Not Affected | Not Affected | Not Affected | Not Affected | Medium | Medium | High | High | High | High | High | High | High | High | High | High | High | High | High | High | High | 0 | 2 | 15 | 49 | 4 | Point |  | Not Matched |  | No C Rating |  | 10-Year Event | 21566 | 4349 | 39.9225
Critical Infrastructure | Stormwater Treatment Facilities and Pump Stations | Drainage Assets - NWFWMD; SFWMD; SJRWMD; SWFWMD | S37A | STFPS_PT_000745 | AE | Not Affected | Not Affected | Not Affected | Not Affected | Medium | High | High | High | High | High | High | High | High | High | High | Medium | High | High | High | High | High | 0 | 2 | 15 | 49 | 4 | Point |  | 65 |  | C-3 |  | 25-Year Event | 22073 | 831 | 52.4561
Critical Infrastructure | Stormwater Treatment Facilities and Pump Stations | Drainage Assets - NWFWMD; SFWMD; SJRWMD; SWFWMD | S25 | STFPS_PT_000242 | AE | Not Affected | Not Affected | Not Affected | Not Affected | Low | High | High | High | High | High | High | High | High | High | High | High | High | High | High | High | High | 1 | 0 | 16 | 49 | 4 | Point |  | 54 |  | C-3 |  | Not Studied | 159883 | 3830 | 62.0514
Critical Infrastructure | Stormwater Treatment Facilities and Pump Stations | Drainage Assets - NWFWMD; SFWMD; SJRWMD; SWFWMD | S282 | STFPS_PT_000225 | X | Medium | Medium | Medium | Medium | Medium | Medium | Medium | Medium | Medium | Medium | Medium | Medium | Medium | Medium | Medium | High | High | High | High | High | High | 0 | 15 | 6 | 48 | 0 | Point |  | Not Found |  | No C Rating |  | Not Studied | 592 | 860 | 36.5714
Critical Infrastructure | Stormwater Treatment Facilities and Pump Stations | Drainage Assets - NWFWMD; SFWMD; SJRWMD; SWFWMD | AJ-4 | STFPS_PT_000890 | A | Not Affected | Not Affected | Not Affected | Medium | Medium | High | High | High | High | High | High | High | High | High | High | Medium | Medium | Medium | Medium | High | High | 0 | 6 | 12 | 48 | 3 | Point |  | Not Found |  | No C Rating |  | Not Studied | 2 | 818 | 44.7368
Critical Infrastructure | Stormwater Treatment Facilities and Pump Stations | Drainage Assets - NWFWMD; SFWMD; SJRWMD; SWFWMD | S78_LOCK | STFPS_PT_000604 | AE | Not Affected | Not Affected | Not Affected | Not Affected | Not Affected | High | High | High | High | High | High | High | High | High | High | High | High | High | High | High | High | 0 | 0 | 16 | 48 | 5 | Point |  | Not Found |  | No C Rating |  | Not Available | 2945 | 5357 | 29.3375
Critical Infrastructure | Stormwater Treatment Facilities and Pump Stations | Drainage Assets - NWFWMD; SFWMD; SJRWMD; SWFWMD | S22 | STFPS_PT_000697 | AE | Not Affected | Not Affected | Not Affected | Not Affected | Not Affected | High | High | High | High | High | High | High | High | High | High | High | High | High | High | High | High | 0 | 0 | 16 | 48 | 5 | Point |  | 70 |  | C-4 |  | 10-Year Event | 284464 | 3013 | 53.1088
Critical Infrastructure | Stormwater Treatment Facilities and Pump Stations | Drainage Assets - NWFWMD; SFWMD; SJRWMD; SWFWMD | C1W_PC05 | STFPS_PT_001219 | X | Not Affected | Not Affected | Not Affected | Not Affected | Not Affected | High | High | High | High | High | High | High | High | High | High | High | High | High | High | High | High | 0 | 0 | 16 | 48 | 5 | Point |  | 64 |  | No C Rating |  | 5-Year Event | 45820 | 674 | 52.5424
Critical Infrastructure | Stormwater Treatment Facilities and Pump Stations | Drainage Assets - NWFWMD; SFWMD; SJRWMD; SWFWMD | C1N_PC05 | STFPS_PT_001221 | X | Not Affected | Not Affected | Not Affected | Not Affected | Not Affected | High | High | High | High | High | High | High | High | High | High | High | High | High | High | High | High | 0 | 0 | 16 | 48 | 5 | Point |  | 62 |  | No C Rating |  | 5-Year Event | 169730 | 1740 | 57.5231
Critical Infrastructure | Stormwater Treatment Facilities and Pump Stations | Drainage Assets - NWFWMD; SFWMD; SJRWMD; SWFWMD | S40 | STFPS_PT_000683 | AE | Not Affected | Not Affected | Not Affected | Not Affected | Not Affected | High | High | High | High | High | High | High | High | High | High | High | High | High | High | High | High | 0 | 0 | 16 | 48 | 5 | Point |  | 62 |  | C-3 |  | 100-Year Event | 174647 | 5063 | 38.5564
Critical Infrastructure | Stormwater Treatment Facilities and Pump Stations | Drainage Assets - NWFWMD; SFWMD; SJRWMD; SWFWMD | C102_PC07 | STFPS_PT_001589 | AE | Not Affected | Not Affected | Not Affected | Not Affected | Not Affected | High | High | High | High | High | High | High | High | High | High | High | High | High | High | High | High | 0 | 0 | 16 | 48 | 5 | Point |  | 61 |  | No C Rating |  | 10-Year Event | 29702 | 436 | 62.4
Critical Infrastructure | Stormwater Treatment Facilities and Pump Stations | Drainage Assets - NWFWMD; SFWMD; SJRWMD; SWFWMD | C102N_PC27 | STFPS_PT_001232 | X | Not Affected | Not Affected | Not Affected | Not Affected | Not Affected | High | High | High | High | High | High | High | High | High | High | High | High | High | High | High | High | 0 | 0 | 16 | 48 | 5 | Point |  | 61 |  | No C Rating |  | 10-Year Event | 29702 | 436 | 62.4
Critical Infrastructure | Stormwater Treatment Facilities and Pump Stations | Drainage Assets - NWFWMD; SFWMD; SJRWMD; SWFWMD | C103_PC11 | STFPS_PT_001277 | AH | Not Affected | Not Affected | Not Affected | Not Affected | Not Affected | High | High | High | High | High | High | High | High | High | High | High | High | High | High | High | High | 0 | 0 | 16 | 48 | 5 | Point |  | 61 |  | No C Rating |  | 5-Year Event | 78051 | 882 | 60.3636
Critical Infrastructure | Stormwater Treatment Facilities and Pump Stations | Drainage Assets - NWFWMD; SFWMD; SJRWMD; SWFWMD | C103_PC12 | STFPS_PT_001278 | AH | Not Affected | Not Affected | Not Affected | Not Affected | Not Affected | High | High | High | High | High | High | High | High | High | High | High | High | High | High | High | High | 0 | 0 | 16 | 48 | 5 | Point |  | 61 |  | No C Rating |  | 5-Year Event | 78051 | 882 | 60.3636
Critical Infrastructure | Stormwater Treatment Facilities and Pump Stations | Drainage Assets - NWFWMD; SFWMD; SJRWMD; SWFWMD | C103N_PC23 | STFPS_PT_001270 | AH | Not Affected | Not Affected | Not Affected | Not Affected | Not Affected | High | High | High | High | High | High | High | High | High | High | High | High | High | High | High | High | 0 | 0 | 16 | 48 | 5 | Point |  | 61 |  | No C Rating |  | 5-Year Event | 39860 | 1451 | 73.3879
Critical Infrastructure | Stormwater Treatment Facilities and Pump Stations | Drainage Assets - NWFWMD; SFWMD; SJRWMD; SWFWMD | C103N_PC24 | STFPS_PT_001269 | AH | Not Affected | Not Affected | Not Affected | Not Affected | Not Affected | High | High | High | High | High | High | High | High | High | High | High | High | High | High | High | High | 0 | 0 | 16 | 48 | 5 | Point |  | 61 |  | No C Rating |  | 5-Year Event | 39860 | 1451 | 73.3879
Critical Infrastructure | Stormwater Treatment Facilities and Pump Stations | Drainage Assets - NWFWMD; SFWMD; SJRWMD; SWFWMD | C103N_PC25 | STFPS_PT_001268 | AH | Not Affected | Not Affected | Not Affected | Not Affected | Not Affected | High | High | High | High | High | High | High | High | High | High | High | High | High | High | High | High | 0 | 0 | 16 | 48 | 5 | Point |  | 61 |  | No C Rating |  | 5-Year Event | 39860 | 1451 | 73.3879
Critical Infrastructure | Stormwater Treatment Facilities and Pump Stations | Drainage Assets - NWFWMD; SFWMD; SJRWMD; SWFWMD | C103N_PC26 | STFPS_PT_001271 | AH | Not Affected | Not Affected | Not Affected | Not Affected | Not Affected | High | High | High | High | High | High | High | High | High | High | High | High | High | High | High | High | 0 | 0 | 16 | 48 | 5 | Point |  | 61 |  | No C Rating |  | 5-Year Event | 39860 | 1451 | 73.3879
Critical Infrastructure | Stormwater Treatment Facilities and Pump Stations | Drainage Assets - NWFWMD; SFWMD; SJRWMD; SWFWMD | C103N_PC27 | STFPS_PT_001267 | AH | Not Affected | Not Affected | Not Affected | Not Affected | Not Affected | High | High | High | High | High | High | High | High | High | High | High | High | High | High | High | High | 0 | 0 | 16 | 48 | 5 | Point |  | 61 |  | No C Rating |  | 5-Year Event | 39860 | 1451 | 73.3879
Critical Infrastructure | Stormwater Treatment Facilities and Pump Stations | Drainage Assets - NWFWMD; SFWMD; SJRWMD; SWFWMD | C103N_PC28 | STFPS_PT_001265 | AH | Not Affected | Not Affected | Not Affected | Not Affected | Not Affected | High | High | High | High | High | High | High | High | High | High | High | High | High | High | High | High | 0 | 0 | 16 | 48 | 5 | Point |  | 61 |  | No C Rating |  | 5-Year Event | 39860 | 1451 | 73.3879
Critical Infrastructure | Stormwater Treatment Facilities and Pump Stations | Drainage Assets - NWFWMD; SFWMD; SJRWMD; SWFWMD | S122 | STFPS_PT_000715 | AE | Not Affected | Not Affected | Not Affected | Not Affected | Not Affected | High | High | High | High | High | High | High | High | High | High | High | High | High | High | High | High | 0 | 0 | 16 | 48 | 5 | Point |  | 61 |  | C-3 |  | 5-Year Event | 43996 | 951 | 46.2963
Critical Infrastructure | Stormwater Treatment Facilities and Pump Stations | Drainage Assets - NWFWMD; SFWMD; SJRWMD; SWFWMD | S148 | STFPS_PT_000702 | AE | Not Affected | Not Affected | Not Affected | Not Affected | Not Affected | High | High | High | High | High | High | High | High | High | High | High | High | High | High | High | High | 0 | 0 | 16 | 48 | 5 | Point |  | 61 |  | C-3 |  | 5-Year Event | 169730 | 1740 | 57.5231
Critical Infrastructure | Stormwater Treatment Facilities and Pump Stations | Drainage Assets - NWFWMD; SFWMD; SJRWMD; SWFWMD | S41 | STFPS_PT_000681 | AE | Not Affected | Not Affected | Not Affected | Not Affected | Not Affected | High | High | High | High | High | High | High | High | High | High | High | High | High | High | High | High | 0 | 0 | 16 | 48 | 5 | Point |  | 59 |  | C-4 |  | Not Studied | 207540 | 15602 | 47.3144
Critical Infrastructure | Stormwater Treatment Facilities and Pump Stations | Drainage Assets - NWFWMD; SFWMD; SJRWMD; SWFWMD | S25A | STFPS_PT_000235 | AE | Not Affected | Not Affected | Not Affected | Not Affected | Not Affected | High | High | High | High | High | High | High | High | High | High | High | High | High | High | High | High | 0 | 0 | 16 | 48 | 5 | Point |  | 54 |  | C-3 |  | 10-Year Event | 181422 | 2805 | 57.99
Critical Infrastructure | Stormwater Treatment Facilities and Pump Stations | Drainage Assets - NWFWMD; SFWMD; SJRWMD; SWFWMD | S26 | STFPS_PT_000241 | AE | Not Affected | Not Affected | Not Affected | Not Affected | Not Affected | High | High | High | High | High | High | High | High | High | High | High | High | High | High | High | High | 0 | 0 | 16 | 48 | 5 | Point |  | 54 |  | C-4 |  | 5-Year Event | 222051 | 3902 | 80.2424
Critical Infrastructure | Stormwater Treatment Facilities and Pump Stations | Drainage Assets - NWFWMD; SFWMD; SJRWMD; SWFWMD | S155 | STFPS_PT_000689 | AE | Not Affected | Not Affected | Not Affected | Not Affected | Not Affected | High | High | High | High | High | High | High | High | High | High | High | High | High | High | High | High | 0 | 0 | 16 | 48 | 5 | Point |  | 38 |  | C-3 |  | Not Studied | 207540 | 15602 | 47.3144
Critical Infrastructure | Stormwater Treatment Facilities and Pump Stations | Drainage Assets - NWFWMD; SFWMD; SJRWMD; SWFWMD | I75_2 | STFPS_PT_000640 | AE | Not Affected | Not Affected | Not Affected | Not Affected | Not Affected | High | High | High | High | High | High | High | High | High | High | High | High | High | High | High | High | 0 | 0 | 16 | 48 | 5 | Point |  | 34 |  | C-4 |  | 5-Year Event | 123941 | 5546 | 22.4438
Critical Infrastructure | Stormwater Treatment Facilities and Pump Stations | Drainage Assets - NWFWMD; SFWMD; SJRWMD; SWFWMD | COCO2 | STFPS_PT_000627 | AE | Not Affected | Not Affected | Not Affected | Not Affected | Not Affected | High | High | High | High | High | High | High | High | High | High | High | High | High | High | High | High | 0 | 0 | 16 | 48 | 5 | Point |  | 30 |  | C-3 |  | 10-Year Event | 28837 | 1075 | 22.1622
Critical Infrastructure | Stormwater Treatment Facilities and Pump Stations | Drainage Assets - NWFWMD; SFWMD; SJRWMD; SWFWMD | COCO3 | STFPS_PT_000630 | X | Not Affected | Not Affected | Not Affected | Not Affected | Not Affected | High | High | High | High | High | High | High | High | High | High | High | High | High | High | High | High | 0 | 0 | 16 | 48 | 5 | Point |  | 27 |  | C-3 |  | 10-Year Event | 28837 | 1075 | 22.1622
Critical Infrastructure | Stormwater Treatment Facilities and Pump Stations | Drainage Assets - NWFWMD; SFWMD; SJRWMD; SWFWMD | S26P | STFPS_PT_000784 | AE | Not Affected | Not Affected | Not Affected | Not Affected | Not Affected | High | High | High | High | High | High | High | High | High | High | High | High | High | High | High | High | 0 | 0 | 16 | 48 | 5 | Point |  | 20 |  | C-4 |  | 5-Year Event | 222051 | 3902 | 80.2424
Critical Infrastructure | Stormwater Treatment Facilities and Pump Stations | Drainage Assets - NWFWMD; SFWMD; SJRWMD; SWFWMD | GG4 | STFPS_PT_000623 | AE | Not Affected | Not Affected | Not Affected | Not Affected | Not Affected | High | High | High | High | High | High | High | High | High | High | High | High | High | High | High | High | 0 | 0 | 16 | 48 | 5 | Point |  | 6 |  | C-3 |  | 5-Year Event | 123941 | 5546 | 22.4438 | Name Change (Tower) - County Barn Road
Critical Infrastructure | Stormwater Treatment Facilities and Pump Stations | Drainage Assets - NWFWMD; SFWMD; SJRWMD; SWFWMD | S21A | STFPS_PT_000713 | AE | Not Affected | Not Affected | Low | Medium | Medium | High | High | High | High | High | High | High | High | High | High | Medium | Medium | Medium | Medium | Medium | Medium | 1 | 8 | 10 | 47 | 2 | Point |  | 59 |  | C-4 |  | Not Studied | 8022 | 845 | 76.7442
Critical Infrastructure | Stormwater Treatment Facilities and Pump Stations | Drainage Assets - NWFWMD; SFWMD; SJRWMD; SWFWMD | C103N_PC29 | STFPS_PT_001266 | AH | Not Affected | Not Affected | Not Affected | Not Affected | Not Affected | Medium | High | High | High | High | High | High | High | High | High | High | High | High | High | High | High | 0 | 1 | 15 | 47 | 5 | Point |  | 61 |  | No C Rating |  | 5-Year Event | 39860 | 1451 | 73.3879
Critical Infrastructure | Stormwater Treatment Facilities and Pump Stations | Drainage Assets - NWFWMD; SFWMD; SJRWMD; SWFWMD | G56 | STFPS_PT_000741 | AE | Not Affected | Not Affected | Not Affected | Not Affected | Not Affected | Medium | High | High | High | High | High | High | High | High | High | High | High | High | High | High | High | 0 | 1 | 15 | 47 | 5 | Point |  | 34 |  | C-4 |  | 100-Year Event | 280959 | 6247 | 50.7022
Critical Infrastructure | Stormwater Treatment Facilities and Pump Stations | Drainage Assets - NWFWMD; SFWMD; SJRWMD; SWFWMD | GG3 | STFPS_PT_000611 | AE | Not Affected | Not Affected | Not Affected | Not Affected | Not Affected | Medium | High | High | High | High | High | High | High | High | High | High | High | High | High | High | High | 0 | 1 | 15 | 47 | 5 | Point |  | 16 |  | C-3 |  | 5-Year Event | 123941 | 5546 | 22.4438
Critical Infrastructure | Stormwater Treatment Facilities and Pump Stations | Drainage Assets - NWFWMD; SFWMD; SJRWMD; SWFWMD | S487 | STFPS_PT_000919 | AH | Not Affected | Not Affected | Not Affected | Not Affected | Not Affected | Medium | High | High | High | High | High | High | High | High | High | High | High | High | High | High | High | 0 | 1 | 15 | 47 | 5 | Point |  | 12 |  | C-3 |  | 10-Year Event | 21566 | 4349 | 39.9225
Critical Infrastructure | Stormwater Treatment Facilities and Pump Stations | Drainage Assets - NWFWMD; SFWMD; SJRWMD; SWFWMD | S204 | STFPS_PT_000912 | A | Not Affected | Not Affected | Not Affected | Not Affected | Not Affected | Medium | High | High | High | High | High | High | High | High | High | Medium | High | High | High | High | High | 0 | 2 | 14 | 46 | 5 | Point |  | 13 |  | C-3 |  | No Rating | 0 | 489 | 60.6061
Critical Infrastructure | Stormwater Treatment Facilities and Pump Stations | Drainage Assets - NWFWMD; SFWMD; SJRWMD; SWFWMD | S486 | STFPS_PT_001002 | AH | Not Affected | Not Affected | Not Affected | Not Affected | Not Affected | Medium | Medium | High | High | High | High | High | High | High | High | High | High | High | High | High | High | 0 | 2 | 14 | 46 | 5 | Point |  | 10 |  | C-3 |  | 10-Year Event | 21566 | 4349 | 39.9225
Critical Infrastructure | Stormwater Treatment Facilities and Pump Stations | Drainage Assets - NWFWMD; SFWMD; SJRWMD; SWFWMD | MILLER2 | STFPS_PT_000637 | AE | Not Affected | Not Affected | Not Affected | Not Affected | Not Affected | Medium | Medium | Medium | High | High | High | High | High | High | High | High | High | High | High | High | High | 0 | 3 | 13 | 45 | 5 | Point |  | Not Matched |  | No C Rating |  | Not Found | Not Found | Not Found | Not Found
Critical Infrastructure | Stormwater Treatment Facilities and Pump Stations | Drainage Assets - NWFWMD; SFWMD; SJRWMD; SWFWMD | CR951S | STFPS_PT_000624 | AE | Not Affected | Not Affected | Not Affected | Not Affected | Not Affected | Medium | Medium | Medium | High | High | High | High | High | High | High | High | High | High | High | High | High | 0 | 3 | 13 | 45 | 5 | Point |  | Not Found |  | C-3 |  | 5-Year Event | 123941 | 5546 | 22.4438
Critical Infrastructure | Stormwater Treatment Facilities and Pump Stations | Drainage Assets - NWFWMD; SFWMD; SJRWMD; SWFWMD | C1N_PC01 | STFPS_PT_001224 | X | Not Affected | Not Affected | Not Affected | Not Affected | Not Affected | Medium | Medium | Medium | High | High | High | High | High | High | High | High | High | High | High | High | High | 0 | 3 | 13 | 45 | 5 | Point |  | 62 |  | No C Rating |  | 5-Year Event | 45820 | 674 | 52.5424
Critical Infrastructure | Stormwater Treatment Facilities and Pump Stations | Drainage Assets - NWFWMD; SFWMD; SJRWMD; SWFWMD | C1N_PC03 | STFPS_PT_001223 | AH | Not Affected | Not Affected | Not Affected | Not Affected | Not Affected | Medium | Medium | Medium | High | High | High | High | High | High | High | High | High | High | High | High | High | 0 | 3 | 13 | 45 | 5 | Point |  | 62 |  | No C Rating |  | 5-Year Event | 169730 | 1740 | 57.5231
Critical Infrastructure | Stormwater Treatment Facilities and Pump Stations | Drainage Assets - NWFWMD; SFWMD; SJRWMD; SWFWMD | C1N_PC04 | STFPS_PT_001222 | AH | Not Affected | Not Affected | Not Affected | Not Affected | Not Affected | Medium | Medium | Medium | High | High | High | High | High | High | High | High | High | High | High | High | High | 0 | 3 | 13 | 45 | 5 | Point |  | 62 |  | No C Rating |  | 5-Year Event | 169730 | 1740 | 57.5231
Critical Infrastructure | Stormwater Treatment Facilities and Pump Stations | Drainage Assets - NWFWMD; SFWMD; SJRWMD; SWFWMD | C103_PC14 | STFPS_PT_001279 | X | Not Affected | Not Affected | Not Affected | Not Affected | Not Affected | Medium | Medium | Medium | High | High | High | High | High | High | High | High | High | High | High | High | High | 0 | 3 | 13 | 45 | 5 | Point |  | 61 |  | No C Rating |  | 5-Year Event | 78051 | 882 | 60.3636
Critical Infrastructure | Stormwater Treatment Facilities and Pump Stations | Drainage Assets - NWFWMD; SFWMD; SJRWMD; SWFWMD | C103S_PC35 | STFPS_PT_001250 | AH | Not Affected | Not Affected | Not Affected | Not Affected | Not Affected | High | High | High | High | High | High | High | High | High | High | Medium | Medium | Medium | High | High | High | 0 | 3 | 13 | 45 | 5 | Point |  | 61 |  | No C Rating |  | 5-Year Event | 78051 | 882 | 60.3636
Critical Infrastructure | Stormwater Treatment Facilities and Pump Stations | Drainage Assets - NWFWMD; SFWMD; SJRWMD; SWFWMD | C103S_PC36 | STFPS_PT_001249 | X | Not Affected | Not Affected | Not Affected | Not Affected | Not Affected | High | High | High | High | High | High | High | High | High | High | Medium | Medium | Medium | High | High | High | 0 | 3 | 13 | 45 | 5 | Point |  | 61 |  | No C Rating |  | 5-Year Event | 78051 | 882 | 60.3636
Critical Infrastructure | Stormwater Treatment Facilities and Pump Stations | Drainage Assets - NWFWMD; SFWMD; SJRWMD; SWFWMD | FU5 | STFPS_PT_000619 | AE | Not Affected | Not Affected | Not Affected | Not Affected | Not Affected | Medium | Medium | Medium | High | High | High | High | High | High | High | High | High | High | High | High | High | 0 | 3 | 13 | 45 | 5 | Point |  | 24 |  | C-4 |  | 10-Year Event | 21566 | 4349 | 39.9225
Critical Infrastructure | Stormwater Treatment Facilities and Pump Stations | Drainage Assets - NWFWMD; SFWMD; SJRWMD; SWFWMD | C103_PC06 | STFPS_PT_001276 | AH | Not Affected | Not Affected | Not Affected | Not Affected | Not Affected | High | High | High | High | High | High | High | High | High | High | Medium | Medium | Medium | High | High | High | 0 | 3 | 13 | 45 | 5 | Point |  | 10 |  | No C Rating |  | 5-Year Event | 78051 | 882 | 60.3636
Critical Infrastructure | Stormwater Treatment Facilities and Pump Stations | Drainage Assets - NWFWMD; SFWMD; SJRWMD; SWFWMD | S79_LOCK | STFPS_PT_000603 | AE | High | High | High | High | High | High | High | High | High | High | High | High | High | High | High | Not Affected | Not Affected | Not Affected | Not Affected | Not Affected | Not Affected | 0 | 0 | 15 | 45 | 6 | Point |  | Not Found |  | No C Rating |  | Not Studied | 333 | 662 | 50
Critical Infrastructure | Stormwater Treatment Facilities and Pump Stations | Drainage Assets - NWFWMD; SFWMD; SJRWMD; SWFWMD | FU1 | STFPS_PT_000634 | AE | High | High | High | High | High | High | High | High | High | High | High | High | High | High | High | Not Affected | Not Affected | Not Affected | Not Affected | Not Affected | Not Affected | 0 | 0 | 15 | 45 | 6 | Point |  | 45 |  | C-3 |  | 10-Year Event | 21566 | 4349 | 39.9225
Critical Infrastructure | Stormwater Treatment Facilities and Pump Stations | Drainage Assets - NWFWMD; SFWMD; SJRWMD; SWFWMD | HMSTD-FS | STFPS_PT_000115 | X | Not Affected | Not Affected | Not Affected | Not Affected | Not Affected | High | High | High | High | High | High | High | High | High | High | Medium | Medium | Medium | Medium | High | High | 0 | 4 | 12 | 44 | 5 | Point |  | Not Matched |  | No C Rating |  | 5-Year Event | 78051 | 882 | 60.3636
Critical Infrastructure | Stormwater Treatment Facilities and Pump Stations | Drainage Assets - NWFWMD; SFWMD; SJRWMD; SWFWMD | C102N_PC26 | STFPS_PT_001231 | X | Not Affected | Not Affected | Not Affected | Not Affected | Not Affected | Medium | High | High | High | High | High | High | High | High | High | Medium | Medium | Medium | High | High | High | 0 | 4 | 12 | 44 | 5 | Point |  | 61 |  | No C Rating |  | 10-Year Event | 29702 | 436 | 62.4
Critical Infrastructure | Stormwater Treatment Facilities and Pump Stations | Drainage Assets - NWFWMD; SFWMD; SJRWMD; SWFWMD | C103S_PC33 | STFPS_PT_001251 | AH | Not Affected | Not Affected | Not Affected | Not Affected | Not Affected | Medium | High | High | High | High | High | High | High | High | High | Medium | Medium | Medium | High | High | High | 0 | 4 | 12 | 44 | 5 | Point |  | 61 |  | No C Rating |  | 5-Year Event | 78051 | 882 | 60.3636
Critical Infrastructure | Stormwater Treatment Facilities and Pump Stations | Drainage Assets - NWFWMD; SFWMD; SJRWMD; SWFWMD | S149 | STFPS_PT_000729 | AE | Not Affected | Not Affected | Not Affected | Not Affected | Not Affected | Medium | Medium | Medium | Medium | High | High | High | High | High | High | High | High | High | High | High | High | 0 | 4 | 12 | 44 | 5 | Point |  | 61 |  | C-3 |  | 5-Year Event | 169730 | 1740 | 57.5231
Critical Infrastructure | Stormwater Treatment Facilities and Pump Stations | Drainage Assets - NWFWMD; SFWMD; SJRWMD; SWFWMD | S48 | STFPS_PT_000591 | X | Not Affected | Not Affected | Not Affected | Not Affected | Not Affected | Medium | Medium | Medium | Medium | High | High | High | High | High | High | High | High | High | High | High | High | 0 | 4 | 12 | 44 | 5 | Point |  | 57 |  | C-3 |  | Not Studied | 380 | 580 | 72.973
Critical Infrastructure | Stormwater Treatment Facilities and Pump Stations | Drainage Assets - NWFWMD; SFWMD; SJRWMD; SWFWMD | S202C | STFPS_PT_000965 | A | Not Affected | Not Affected | Not Affected | Not Affected | Not Affected | Medium | Medium | Medium | Medium | High | High | High | High | High | High | High | High | High | High | High | High | 0 | 4 | 12 | 44 | 5 | Point |  | 13 |  | No C Rating |  | Not Studied | 0 | 35 | 50
Critical Infrastructure | Stormwater Treatment Facilities and Pump Stations | Drainage Assets - NWFWMD; SFWMD; SJRWMD; SWFWMD | S29 | STFPS_PT_000733 | AE | Medium | High | High | High | High | High | High | High | High | High | High | High | High | High | High | Not Affected | Not Affected | Not Affected | Not Affected | Not Affected | Not Affected | 0 | 1 | 14 | 44 | 6 | Point |  | 73 |  | C-4 |  | 25-Year Event | 370883 | 4829 | 57.0771
Critical Infrastructure | Stormwater Treatment Facilities and Pump Stations | Drainage Assets - NWFWMD; SFWMD; SJRWMD; SWFWMD | L31W_PC02 | STFPS_PT_001594 | A | Not Affected | Not Affected | Not Affected | Not Affected | Not Affected | Medium | Medium | Medium | High | High | High | High | High | High | High | Medium | High | Medium | High | High | High | 0 | 5 | 11 | 43 | 5 | Point |  | 44 |  | No C Rating |  | Not Studied | 0 | 63 | 60
Critical Infrastructure | Stormwater Treatment Facilities and Pump Stations | Drainage Assets - NWFWMD; SFWMD; SJRWMD; SWFWMD | S21 | STFPS_PT_000712 | AE | Not Affected | Not Affected | Not Affected | Not Affected | Medium | High | High | High | High | High | High | High | High | High | High | Low | Medium | Low | Medium | Medium | Medium | 2 | 5 | 10 | 42 | 4 | Point |  | 63 |  | C-3 |  | Not Studied | 8022 | 845 | 76.7442
Critical Infrastructure | Stormwater Treatment Facilities and Pump Stations | Drainage Assets - NWFWMD; SFWMD; SJRWMD; SWFWMD | S25BP | STFPS_PT_000785 | AE | Not Affected | Not Affected | Not Affected | Not Affected | Not Affected | High | High | High | High | High | High | High | High | High | High | Low | Medium | Low | Medium | High | High | 2 | 2 | 12 | 42 | 5 | Point |  | 24 |  | C-4 |  | Not Studied | 159883 | 3830 | 62.0514
Critical Infrastructure | Stormwater Treatment Facilities and Pump Stations | Drainage Assets - NWFWMD; SFWMD; SJRWMD; SWFWMD | S79 | STFPS_PT_000610 | AE | Medium | Medium | Medium | High | High | High | High | High | High | High | High | High | High | High | High | Not Affected | Not Affected | Not Affected | Not Affected | Not Affected | Not Affected | 0 | 3 | 12 | 42 | 6 | Point |  | 57 |  | No C Rating |  | Not Studied | 333 | 662 | 50
Critical Infrastructure | Stormwater Treatment Facilities and Pump Stations | Drainage Assets - NWFWMD; SFWMD; SJRWMD; SWFWMD | C111_PC03SEC1 | STFPS_PT_001253 | AE | Not Affected | Not Affected | Not Affected | Not Affected | Low | High | High | High | High | High | High | High | High | High | High | Low | Medium | Low | Medium | Medium | Medium | 3 | 4 | 10 | 41 | 4 | Point |  | 62 |  | No C Rating |  | No Rating | 0 | 489 | 60.6061
Critical Infrastructure | Stormwater Treatment Facilities and Pump Stations | Drainage Assets - NWFWMD; SFWMD; SJRWMD; SWFWMD | HOMESTEAD FS | STFPS_PT_001630 | X | Not Affected | Not Affected | Not Affected | Not Affected | Not Affected | Medium | High | High | High | High | High | High | High | High | High | Medium | Medium | Medium | Medium | Medium | Medium | 0 | 7 | 9 | 41 | 5 | Point |  | Not Matched |  | No C Rating |  | 5-Year Event | 78051 | 882 | 60.3636
Critical Infrastructure | Stormwater Treatment Facilities and Pump Stations | Drainage Assets - NWFWMD; SFWMD; SJRWMD; SWFWMD | AJ-3 | STFPS_PT_000889 | A | Not Affected | Not Affected | Not Affected | Not Affected | Not Affected | Medium | High | High | High | High | High | High | High | High | High | Medium | Medium | Medium | Medium | Medium | Medium | 0 | 7 | 9 | 41 | 5 | Point |  | Not Found |  | No C Rating |  | Not Studied | 2 | 818 | 44.7368
Critical Infrastructure | Stormwater Treatment Facilities and Pump Stations | Drainage Assets - NWFWMD; SFWMD; SJRWMD; SWFWMD | C111_PC07SEC1 | STFPS_PT_001256 | AE | Not Affected | Not Affected | Not Affected | Not Affected | Not Affected | Medium | High | High | High | High | High | High | High | High | High | Medium | Medium | Medium | Medium | Medium | Medium | 0 | 7 | 9 | 41 | 5 | Point |  | 62 |  | No C Rating |  | 10-Year Event | 4341 | 374 | 71.1864
Critical Infrastructure | Stormwater Treatment Facilities and Pump Stations | Drainage Assets - NWFWMD; SFWMD; SJRWMD; SWFWMD | C111_PC11SEC1 | STFPS_PT_001260 | AE | Not Affected | Not Affected | Not Affected | Not Affected | Not Affected | Medium | High | High | High | High | High | High | High | High | High | Medium | Medium | Medium | Medium | Medium | Medium | 0 | 7 | 9 | 41 | 5 | Point |  | 62 |  | No C Rating |  | 10-Year Event | 4341 | 374 | 71.1864
Critical Infrastructure | Stormwater Treatment Facilities and Pump Stations | Drainage Assets - NWFWMD; SFWMD; SJRWMD; SWFWMD | C103S_PC32 | STFPS_PT_001252 | AH | Not Affected | Not Affected | Not Affected | Not Affected | Not Affected | Medium | High | High | High | High | High | High | High | High | High | Medium | Medium | Medium | Medium | Medium | Medium | 0 | 7 | 9 | 41 | 5 | Point |  | 61 |  | No C Rating |  | 5-Year Event | 78051 | 882 | 60.3636
Critical Infrastructure | Stormwater Treatment Facilities and Pump Stations | Drainage Assets - NWFWMD; SFWMD; SJRWMD; SWFWMD | S166 | STFPS_PT_000710 | AH | Not Affected | Not Affected | Not Affected | Not Affected | Not Affected | Medium | Medium | Medium | Medium | High | High | High | High | High | High | Medium | Medium | Medium | High | High | High | 0 | 7 | 9 | 41 | 5 | Point |  | 59 |  | C-3 |  | 5-Year Event | 39860 | 1451 | 73.3879
Critical Infrastructure | Stormwater Treatment Facilities and Pump Stations | Drainage Assets - NWFWMD; SFWMD; SJRWMD; SWFWMD | L31W_PC01 | STFPS_PT_001595 | A | Not Affected | Not Affected | Not Affected | Not Affected | Not Affected | Medium | Medium | Medium | High | High | High | High | High | High | High | Medium | Medium | Medium | Medium | High | High | 0 | 7 | 9 | 41 | 5 | Point |  | 44 |  | No C Rating |  | Not Studied | 0 | 63 | 60
Critical Infrastructure | Stormwater Treatment Facilities and Pump Stations | Drainage Assets - NWFWMD; SFWMD; SJRWMD; SWFWMD | S25B | STFPS_PT_000696 | AE | Not Affected | Not Affected | Not Affected | Not Affected | Not Affected | High | High | High | High | High | High | High | High | High | High | Not Affected | Low | Low | Medium | High | High | 2 | 1 | 12 | 40 | 6 | Point |  | 65 |  | C-4 |  | Not Studied | 159883 | 3830 | 62.0514
Critical Infrastructure | Stormwater Treatment Facilities and Pump Stations | Drainage Assets - NWFWMD; SFWMD; SJRWMD; SWFWMD | C103_PC14A | STFPS_PT_001592 | AH | Not Affected | Not Affected | Not Affected | Not Affected | Not Affected | Not Affected | Low | Medium | Medium | Medium | High | High | High | High | High | High | High | High | High | High | High | 1 | 3 | 11 | 40 | 6 | Point |  | 61 |  | No C Rating |  | 5-Year Event | 39860 | 1451 | 73.3879
Critical Infrastructure | Stormwater Treatment Facilities and Pump Stations | Drainage Assets - NWFWMD; SFWMD; SJRWMD; SWFWMD | S489 | STFPS_PT_000920 | AE | Low | Medium | Medium | Medium | High | High | High | High | High | High | High | High | High | High | High | Not Affected | Not Affected | Not Affected | Not Affected | Not Affected | Not Affected | 1 | 3 | 11 | 40 | 6 | Point |  | 10 |  | C-4 |  | Not Studied | 132804 | 11783 | 62.7907
Critical Infrastructure | Stormwater Treatment Facilities and Pump Stations | Drainage Assets - NWFWMD; SFWMD; SJRWMD; SWFWMD | C111_PC10SEC1 | STFPS_PT_001259 | AE | Not Affected | Not Affected | Not Affected | Not Affected | Not Affected | Medium | Medium | Medium | High | High | High | High | High | High | High | Medium | Medium | Medium | Medium | Medium | Medium | 0 | 9 | 7 | 39 | 5 | Point |  | 62 |  | No C Rating |  | No Rating | 0 | 489 | 60.6061
Critical Infrastructure | Stormwater Treatment Facilities and Pump Stations | Drainage Assets - NWFWMD; SFWMD; SJRWMD; SWFWMD | S18C | STFPS_PT_000704 | A | Not Affected | Not Affected | Not Affected | Not Affected | Not Affected | Medium | Medium | Medium | High | High | High | High | High | High | High | Medium | Medium | Medium | Medium | Medium | Medium | 0 | 9 | 7 | 39 | 5 | Point |  | 60 |  | C-3 |  | 10-Year Event | 4341 | 374 | 71.1864
Critical Infrastructure | Stormwater Treatment Facilities and Pump Stations | Drainage Assets - NWFWMD; SFWMD; SJRWMD; SWFWMD | MIAMI-FS | STFPS_PT_000119 | X | Not Affected | Not Affected | Not Affected | Not Affected | Not Affected | Medium | Medium | Medium | High | High | Medium | High | High | High | High | Medium | Medium | Medium | Medium | Medium | Medium | 0 | 10 | 6 | 38 | 5 | Point |  | Not Matched |  | No C Rating |  | 5-Year Event | 222051 | 3902 | 80.2424
Critical Infrastructure | Stormwater Treatment Facilities and Pump Stations | Drainage Assets - NWFWMD; SFWMD; SJRWMD; SWFWMD | FU4S | STFPS_PT_000641 | AE | Not Affected | Not Affected | Not Affected | Not Affected | Not Affected | Not Affected | Not Affected | Low | Medium | Medium | High | High | High | High | High | High | High | High | High | High | High | 1 | 2 | 11 | 38 | 7 | Point |  | Not Found |  | C-3 |  | 10-Year Event | 21566 | 4349 | 39.9225
Critical Infrastructure | Stormwater Treatment Facilities and Pump Stations | Drainage Assets - NWFWMD; SFWMD; SJRWMD; SWFWMD | G57 | STFPS_PT_000750 | X | Not Affected | Not Affected | Not Affected | Not Affected | Not Affected | Low | Medium | Medium | Medium | High | High | High | High | High | High | Medium | Medium | Medium | Medium | Medium | Medium | 1 | 9 | 6 | 37 | 5 | Point |  | 31 |  | C-4 |  | 5-Year Event | 18314 | 490 | 47.4576
Critical Infrastructure | Stormwater Treatment Facilities and Pump Stations | Drainage Assets - NWFWMD; SFWMD; SJRWMD; SWFWMD | L321B | STFPS_PT_000937 | A | Not Affected | Not Affected | Not Affected | Not Affected | Not Affected | Not Affected | Not Affected | Not Affected | Medium | Medium | High | High | High | High | High | High | High | High | High | High | High | 0 | 2 | 11 | 37 | 8 | Point |  | Not Found |  | No C Rating |  | Not Studied | 10 | 59 | 25
Critical Infrastructure | Stormwater Treatment Facilities and Pump Stations | Drainage Assets - NWFWMD; SFWMD; SJRWMD; SWFWMD | C1W_PC07 | STFPS_PT_001220 | AH | Not Affected | Not Affected | Not Affected | Not Affected | Not Affected | Not Affected | Not Affected | Not Affected | Medium | Medium | High | High | High | High | High | High | High | High | High | High | High | 0 | 2 | 11 | 37 | 8 | Point |  | 64 |  | No C Rating |  | 5-Year Event | 169730 | 1740 | 57.5231
Critical Infrastructure | Stormwater Treatment Facilities and Pump Stations | Drainage Assets - NWFWMD; SFWMD; SJRWMD; SWFWMD | C1W_PC17 | STFPS_PT_001216 | AH | Not Affected | Not Affected | Not Affected | Not Affected | Not Affected | Not Affected | Not Affected | Not Affected | Medium | Medium | High | High | High | High | High | High | High | High | High | High | High | 0 | 2 | 11 | 37 | 8 | Point |  | 64 |  | No C Rating |  | 5-Year Event | 169730 | 1740 | 57.5231
Critical Infrastructure | Stormwater Treatment Facilities and Pump Stations | Drainage Assets - NWFWMD; SFWMD; SJRWMD; SWFWMD | S316B | STFPS_PT_000926 | A | Not Affected | Not Affected | Not Affected | Not Affected | Not Affected | Not Affected | Not Affected | Not Affected | Medium | Medium | High | High | High | High | High | High | High | High | High | High | High | 0 | 2 | 11 | 37 | 8 | Point |  | 9 |  | C-2 |  | Not Studied | 4 | 34 | 56.25
Critical Infrastructure | Stormwater Treatment Facilities and Pump Stations | Drainage Assets - NWFWMD; SFWMD; SJRWMD; SWFWMD | S316C | STFPS_PT_000927 | A | Not Affected | Not Affected | Not Affected | Not Affected | Not Affected | Not Affected | Not Affected | Not Affected | Medium | Medium | High | High | High | High | High | High | High | High | High | High | High | 0 | 2 | 11 | 37 | 8 | Point |  | 9 |  | C-2 |  | Not Studied | 4 | 34 | 56.25
Critical Infrastructure | Stormwater Treatment Facilities and Pump Stations | Drainage Assets - NWFWMD; SFWMD; SJRWMD; SWFWMD | MIAMI FS | STFPS_PT_001625 | X | Not Affected | Not Affected | Not Affected | Not Affected | Not Affected | Low | Medium | Medium | Medium | High | Medium | High | High | High | High | Medium | Medium | Medium | Medium | Medium | Medium | 1 | 10 | 5 | 36 | 5 | Point |  | Not Matched |  | No C Rating |  | 5-Year Event | 222051 | 3902 | 80.2424
Critical Infrastructure | Stormwater Treatment Facilities and Pump Stations | Drainage Assets - NWFWMD; SFWMD; SJRWMD; SWFWMD | C111_PC04SEC1 | STFPS_PT_001254 | AE | Not Affected | Not Affected | Not Affected | Not Affected | Not Affected | Medium | Medium | Medium | High | High | High | High | High | High | High | Low | Low | Low | Medium | Medium | Medium | 3 | 6 | 7 | 36 | 5 | Point |  | 62 |  | No C Rating |  | 10-Year Event | 4341 | 374 | 71.1864
Critical Infrastructure | Stormwater Treatment Facilities and Pump Stations | Drainage Assets - NWFWMD; SFWMD; SJRWMD; SWFWMD | C111_PC09SEC1 | STFPS_PT_001258 | AE | Not Affected | Not Affected | Not Affected | Not Affected | Not Affected | Medium | Medium | Medium | High | High | High | High | High | High | High | Low | Low | Low | Medium | Medium | Medium | 3 | 6 | 7 | 36 | 5 | Point |  | 62 |  | No C Rating |  | No Rating | 0 | 489 | 60.6061
Critical Infrastructure | Stormwater Treatment Facilities and Pump Stations | Drainage Assets - NWFWMD; SFWMD; SJRWMD; SWFWMD | S205 | STFPS_PT_000974 | A | Not Affected | Not Affected | Not Affected | Not Affected | Not Affected | Low | Medium | Medium | Medium | High | High | High | High | High | High | Low | Medium | Medium | Medium | Medium | Medium | 2 | 8 | 6 | 36 | 5 | Point |  | 13 |  | No C Rating |  | Not Studied | 2 | 818 | 44.7368
Critical Infrastructure | Stormwater Treatment Facilities and Pump Stations | Drainage Assets - NWFWMD; SFWMD; SJRWMD; SWFWMD | DERM_CULVERT | STFPS_PT_001098 | AE | Not Affected | Not Affected | Not Affected | Not Affected | Not Affected | Not Affected | Not Affected | Not Affected | Low | Medium | High | High | High | High | High | High | High | High | High | High | High | 1 | 1 | 11 | 36 | 8 | Point |  | Not Found |  | No C Rating |  | 10-Year Event | 181422 | 2805 | 57.99
Critical Infrastructure | Stormwater Treatment Facilities and Pump Stations | Drainage Assets - NWFWMD; SFWMD; SJRWMD; SWFWMD | AR2 | STFPS_PT_000638 | AE | Not Affected | Not Affected | Not Affected | Not Affected | Not Affected | Not Affected | Not Affected | Not Affected | Low | Medium | High | High | High | High | High | High | High | High | High | High | High | 1 | 1 | 11 | 36 | 8 | Point |  | 38 |  | C-3 |  | 10-Year Event | 28837 | 1075 | 22.1622
Critical Infrastructure | Stormwater Treatment Facilities and Pump Stations | Drainage Assets - NWFWMD; SFWMD; SJRWMD; SWFWMD | C111_PC05SEC1 | STFPS_PT_001606 | AE | Not Affected | Not Affected | Not Affected | Not Affected | Not Affected | Medium | Medium | Medium | High | High | High | High | High | High | High | Not Affected | Low | Low | Medium | Medium | Medium | 2 | 6 | 7 | 35 | 6 | Point |  | 60 |  | No C Rating |  | No Rating | 0 | 489 | 60.6061
Critical Infrastructure | Stormwater Treatment Facilities and Pump Stations | Drainage Assets - NWFWMD; SFWMD; SJRWMD; SWFWMD | L321C | STFPS_PT_000941 | A | Not Affected | Not Affected | Not Affected | Not Affected | Not Affected | Not Affected | Not Affected | Low | Medium | Medium | High | High | High | High | High | Medium | Medium | Medium | High | High | High | 1 | 5 | 8 | 35 | 7 | Point |  | Not Found |  | No C Rating |  | Not Studied | 10 | 59 | 25
Critical Infrastructure | Stormwater Treatment Facilities and Pump Stations | Drainage Assets - NWFWMD; SFWMD; SJRWMD; SWFWMD | CYPRESS1 | STFPS_PT_000631 | AE | Not Affected | Not Affected | Not Affected | Not Affected | Not Affected | Not Affected | Not Affected | Not Affected | Low | Medium | Medium | High | High | High | High | High | High | High | High | High | High | 1 | 2 | 10 | 35 | 8 | Point |  | 1 |  | No C Rating |  | 5-Year Event | 123941 | 5546 | 22.4438
Critical Infrastructure | Stormwater Treatment Facilities and Pump Stations | Drainage Assets - NWFWMD; SFWMD; SJRWMD; SWFWMD | S13 | STFPS_PT_000736 | X | Not Affected | Not Affected | Not Affected | Not Affected | Not Affected | Low | Medium | Medium | Medium | High | High | High | High | High | High | Low | Low | Low | Medium | Medium | Medium | 4 | 6 | 6 | 34 | 5 | Point |  | 72 |  | C-3 |  | 10-Year Event | 110563 | 2556 | 53.6032
Critical Infrastructure | Stormwater Treatment Facilities and Pump Stations | Drainage Assets - NWFWMD; SFWMD; SJRWMD; SWFWMD | C111_PC06SEC1 | STFPS_PT_001255 | AE | Not Affected | Not Affected | Not Affected | Not Affected | Not Affected | Medium | Medium | Medium | High | High | High | High | High | High | High | Not Affected | Low | Not Affected | Medium | Medium | Medium | 1 | 6 | 7 | 34 | 7 | Point |  | 62 |  | No C Rating |  | 10-Year Event | 4341 | 374 | 71.1864
Critical Infrastructure | Stormwater Treatment Facilities and Pump Stations | Drainage Assets - NWFWMD; SFWMD; SJRWMD; SWFWMD | MASTEN_DAM | STFPS_PT_000761 | A | Not Affected | Not Affected | Not Affected | Not Affected | Not Affected | Not Affected | Not Affected | Not Affected | Medium | Medium | Medium | Medium | Medium | High | High | High | High | High | High | High | High | 0 | 5 | 8 | 34 | 8 | Point |  | Not Found |  | C-4 |  | Not Available | 816 | 236 | 36.3636
Critical Infrastructure | Stormwater Treatment Facilities and Pump Stations | Drainage Assets - NWFWMD; SFWMD; SJRWMD; SWFWMD | S178 | STFPS_PT_000716 | AH | Not Affected | Not Affected | Not Affected | Not Affected | Not Affected | Not Affected | Not Affected | Not Affected | Medium | Medium | High | High | High | High | High | Medium | Medium | Medium | High | High | High | 0 | 5 | 8 | 34 | 8 | Point |  | 59 |  | C-4 |  | 10-Year Event | 4341 | 374 | 71.1864
Critical Infrastructure | Stormwater Treatment Facilities and Pump Stations | Drainage Assets - NWFWMD; SFWMD; SJRWMD; SWFWMD | S329 | STFPS_PT_000959 | A | Not Affected | Not Affected | Not Affected | Not Affected | Not Affected | Not Affected | Not Affected | Not Affected | Medium | Medium | High | High | High | High | High | Medium | Medium | Medium | High | High | High | 0 | 5 | 8 | 34 | 8 | Point |  | 58 |  | No C Rating |  | Not Studied | 0 | 63 | 60
Critical Infrastructure | Stormwater Treatment Facilities and Pump Stations | Drainage Assets - NWFWMD; SFWMD; SJRWMD; SWFWMD | S338 | STFPS_PT_000718 | X | Not Affected | Not Affected | Not Affected | Not Affected | Not Affected | Not Affected | Not Affected | Not Affected | Not Affected | Medium | Medium | High | High | High | High | High | High | High | High | High | High | 0 | 2 | 10 | 34 | 9 | Point |  | 47 |  | C-3 |  | 5-Year Event | 169730 | 1740 | 57.5231
Critical Infrastructure | Stormwater Treatment Facilities and Pump Stations | Drainage Assets - NWFWMD; SFWMD; SJRWMD; SWFWMD | S700 | STFPS_PT_000809 | AE | Not Affected | Not Affected | Not Affected | Not Affected | Not Affected | Not Affected | Not Affected | Not Affected | Not Affected | Low | High | High | High | High | High | High | High | High | High | High | High | 1 | 0 | 11 | 34 | 9 | Point |  | 14 |  | C-4 |  | 5-Year Event | 43996 | 951 | 46.2963
Critical Infrastructure | Stormwater Treatment Facilities and Pump Stations | Drainage Assets - NWFWMD; SFWMD; SJRWMD; SWFWMD | G72 | STFPS_PT_000240 | X | Not Affected | Not Affected | Not Affected | Not Affected | Not Affected | Not Affected | Low | Medium | Medium | Medium | Medium | High | High | High | High | Medium | Medium | Medium | Medium | Medium | Medium | 1 | 10 | 4 | 33 | 6 | Point |  | 66 |  | C-5 |  | 5-Year Event | 222051 | 3902 | 80.2424
Critical Infrastructure | Stormwater Treatment Facilities and Pump Stations | Drainage Assets - NWFWMD; SFWMD; SJRWMD; SWFWMD | L321A | STFPS_PT_000936 | A | Not Affected | Not Affected | Not Affected | Not Affected | Not Affected | Not Affected | Not Affected | Not Affected | Low | Medium | High | High | High | High | High | Medium | Medium | Medium | High | High | High | 1 | 4 | 8 | 33 | 8 | Point |  | Not Found |  | No C Rating |  | Not Studied | 10 | 59 | 25
Critical Infrastructure | Stormwater Treatment Facilities and Pump Stations | Drainage Assets - NWFWMD; SFWMD; SJRWMD; SWFWMD | S179 | STFPS_PT_000701 | AE | Not Affected | Not Affected | Not Affected | Not Affected | Not Affected | High | High | High | High | High | High | High | High | High | High | Not Affected | Not Affected | Not Affected | Low | Low | Low | 3 | 0 | 10 | 33 | 8 | Point |  | 59 |  | C-4 |  | 5-Year Event | 78051 | 882 | 60.3636
Critical Infrastructure | Stormwater Treatment Facilities and Pump Stations | Drainage Assets - NWFWMD; SFWMD; SJRWMD; SWFWMD | S318 | STFPS_PT_000929 | A | Not Affected | Not Affected | Not Affected | Not Affected | Not Affected | Not Affected | Not Affected | Not Affected | Low | Medium | High | High | High | High | High | Medium | Medium | Medium | High | High | High | 1 | 4 | 8 | 33 | 8 | Point |  | 58 |  | No C Rating |  | Not Studied | 4 | 34 | 56.25
Critical Infrastructure | Stormwater Treatment Facilities and Pump Stations | Drainage Assets - NWFWMD; SFWMD; SJRWMD; SWFWMD | GG5 | STFPS_PT_000639 | AE | Not Affected | Not Affected | Not Affected | Not Affected | Not Affected | Not Affected | Not Affected | Not Affected | Low | Medium | High | High | High | High | High | High | Not Affected | High | High | High | High | 1 | 1 | 10 | 33 | 9 | Point |  | 38 |  | C-3 |  | 5-Year Event | 123941 | 5546 | 22.4438
Critical Infrastructure | Stormwater Treatment Facilities and Pump Stations | Drainage Assets - NWFWMD; SFWMD; SJRWMD; SWFWMD | C1W_PC15 | STFPS_PT_001217 | X | Not Affected | Not Affected | Not Affected | Not Affected | Not Affected | Not Affected | Not Affected | Not Affected | Not Affected | Not Affected | High | High | High | High | High | High | High | High | High | High | High | 0 | 0 | 11 | 33 | 10 | Point |  | 64 |  | No C Rating |  | 5-Year Event | 169730 | 1740 | 57.5231
Critical Infrastructure | Stormwater Treatment Facilities and Pump Stations | Drainage Assets - NWFWMD; SFWMD; SJRWMD; SWFWMD | C1W_PC27 | STFPS_PT_001215 | X | Not Affected | Not Affected | Not Affected | Not Affected | Not Affected | Not Affected | Not Affected | Not Affected | Not Affected | Not Affected | High | High | High | High | High | High | High | High | High | High | High | 0 | 0 | 11 | 33 | 10 | Point |  | 64 |  | No C Rating |  | 5-Year Event | 169730 | 1740 | 57.5231
Critical Infrastructure | Stormwater Treatment Facilities and Pump Stations | Drainage Assets - NWFWMD; SFWMD; SJRWMD; SWFWMD | S118 | STFPS_PT_000699 | AE | Not Affected | Not Affected | Not Affected | Not Affected | Not Affected | Not Affected | Not Affected | Not Affected | Not Affected | Not Affected | High | High | High | High | High | High | High | High | High | High | High | 0 | 0 | 11 | 33 | 10 | Point |  | 62 |  | C-4 |  | 5-Year Event | 145884 | 1633 | 63.0137
Critical Infrastructure | Stormwater Treatment Facilities and Pump Stations | Drainage Assets - NWFWMD; SFWMD; SJRWMD; SWFWMD | C103_PC15 | STFPS_PT_001280 | AH | Not Affected | Not Affected | Not Affected | Not Affected | Not Affected | Not Affected | Not Affected | Not Affected | Not Affected | Not Affected | High | High | High | High | High | High | High | High | High | High | High | 0 | 0 | 11 | 33 | 10 | Point |  | 61 |  | No C Rating |  | 5-Year Event | 39860 | 1451 | 73.3879
Critical Infrastructure | Stormwater Treatment Facilities and Pump Stations | Drainage Assets - NWFWMD; SFWMD; SJRWMD; SWFWMD | S196 | STFPS_PT_000707 | AH | Not Affected | Not Affected | Not Affected | Not Affected | Not Affected | Not Affected | Not Affected | Not Affected | Not Affected | Not Affected | High | High | High | High | High | High | High | High | High | High | High | 0 | 0 | 11 | 33 | 10 | Point |  | 59 |  | C-3 |  | 10-Year Event | 7588 | 372 | 51.25
Critical Infrastructure | Stormwater Treatment Facilities and Pump Stations | Drainage Assets - NWFWMD; SFWMD; SJRWMD; SWFWMD | C100C_PC09 | STFPS_PT_001588 | AH | Not Affected | Not Affected | Not Affected | Not Affected | Not Affected | Not Affected | Not Affected | Not Affected | Not Affected | Not Affected | High | High | High | High | High | High | High | High | High | High | High | 0 | 0 | 11 | 33 | 10 | Point |  | 10 |  | No C Rating |  | 5-Year Event | 145884 | 1633 | 63.0137
Critical Infrastructure | Stormwater Treatment Facilities and Pump Stations | Drainage Assets - NWFWMD; SFWMD; SJRWMD; SWFWMD | C113_PC05 | STFPS_PT_001263 | X | Not Affected | Not Affected | Not Affected | Not Affected | Not Affected | Not Affected | Not Affected | Not Affected | Low | Medium | High | High | High | High | High | Medium | Medium | Medium | Medium | High | High | 1 | 5 | 7 | 32 | 8 | Point |  | 58 |  | No C Rating |  | 10-Year Event | 18406 | 555 | 58.0488
Critical Infrastructure | Stormwater Treatment Facilities and Pump Stations | Drainage Assets - NWFWMD; SFWMD; SJRWMD; SWFWMD | C100C_PC08 | STFPS_PT_001207 | AH | Not Affected | Not Affected | Not Affected | Not Affected | Not Affected | Not Affected | Not Affected | Not Affected | Not Affected | Not Affected | Medium | High | High | High | High | High | High | High | High | High | High | 0 | 1 | 10 | 32 | 10 | Point |  | 10 |  | No C Rating |  | 5-Year Event | 145884 | 1633 | 63.0137
Critical Infrastructure | Stormwater Treatment Facilities and Pump Stations | Drainage Assets - NWFWMD; SFWMD; SJRWMD; SWFWMD | C111_PC08SEC1 | STFPS_PT_001257 | AE | Not Affected | Not Affected | Not Affected | Not Affected | Not Affected | Medium | Medium | Medium | High | High | High | High | High | High | High | Not Affected | Low | Not Affected | Low | Low | Low | 4 | 3 | 7 | 31 | 7 | Point |  | 62 |  | No C Rating |  | 10-Year Event | 4341 | 374 | 71.1864
Critical Infrastructure | Stormwater Treatment Facilities and Pump Stations | Drainage Assets - NWFWMD; SFWMD; SJRWMD; SWFWMD | S202B | STFPS_PT_000963 | A | Not Affected | Not Affected | Not Affected | Not Affected | Not Affected | Not Affected | Not Affected | Not Affected | Medium | Medium | High | High | High | High | High | Medium | Medium | Medium | Medium | Medium | Medium | 0 | 8 | 5 | 31 | 8 | Point |  | 13 |  | No C Rating |  | Not Studied | 0 | 35 | 50
Critical Infrastructure | Stormwater Treatment Facilities and Pump Stations | Drainage Assets - NWFWMD; SFWMD; SJRWMD; SWFWMD | C111E_PC06 | STFPS_PT_001247 | A | Not Affected | Not Affected | Not Affected | Not Affected | Not Affected | Not Affected | Not Affected | Not Affected | Low | Medium | High | High | High | High | High | Medium | Medium | Medium | Medium | Medium | Medium | 1 | 7 | 5 | 30 | 8 | Point |  | 60 |  | No C Rating |  | 10-Year Event | 4341 | 374 | 71.1864
Critical Infrastructure | Stormwater Treatment Facilities and Pump Stations | Drainage Assets - NWFWMD; SFWMD; SJRWMD; SWFWMD | C1W_PC14 | STFPS_PT_001218 | AH | Not Affected | Not Affected | Not Affected | Not Affected | Not Affected | Not Affected | Not Affected | Not Affected | Not Affected | Not Affected | High | High | High | High | High | Medium | Medium | Medium | High | High | High | 0 | 3 | 8 | 30 | 10 | Point |  | 64 |  | No C Rating |  | 5-Year Event | 169730 | 1740 | 57.5231
Critical Infrastructure | Stormwater Treatment Facilities and Pump Stations | Drainage Assets - NWFWMD; SFWMD; SJRWMD; SWFWMD | S119 | STFPS_PT_000706 | AE | Not Affected | Not Affected | Not Affected | Not Affected | Not Affected | Not Affected | Not Affected | Not Affected | Not Affected | Not Affected | High | High | High | High | High | Medium | Medium | Medium | High | High | High | 0 | 3 | 8 | 30 | 10 | Point |  | 62 |  | C-4 |  | 5-Year Event | 145884 | 1633 | 63.0137
Critical Infrastructure | Stormwater Treatment Facilities and Pump Stations | Drainage Assets - NWFWMD; SFWMD; SJRWMD; SWFWMD | S165 | STFPS_PT_000698 | AE | Not Affected | Not Affected | Not Affected | Not Affected | Not Affected | Not Affected | Not Affected | Not Affected | Not Affected | Not Affected | High | High | High | High | High | Medium | Medium | Medium | High | High | High | 0 | 3 | 8 | 30 | 10 | Point |  | 60 |  | C-3 |  | 10-Year Event | 5749 | 373 | 53.2663
Critical Infrastructure | Stormwater Treatment Facilities and Pump Stations | Drainage Assets - NWFWMD; SFWMD; SJRWMD; SWFWMD | S167 | STFPS_PT_000709 | AE | Not Affected | Not Affected | Not Affected | Not Affected | Not Affected | Not Affected | Not Affected | Not Affected | Not Affected | Not Affected | High | High | High | High | High | Medium | Medium | Medium | High | High | High | 0 | 3 | 8 | 30 | 10 | Point |  | 59 |  | C-4 |  | 5-Year Event | 39860 | 1451 | 73.3879
Critical Infrastructure | Stormwater Treatment Facilities and Pump Stations | Drainage Assets - NWFWMD; SFWMD; SJRWMD; SWFWMD | HC2 | STFPS_PT_000636 | AE | Not Affected | Not Affected | Not Affected | Not Affected | Not Affected | Not Affected | Not Affected | Not Affected | Not Affected | Not Affected | Medium | Medium | Medium | High | High | High | High | High | High | High | High | 0 | 3 | 8 | 30 | 10 | Point |  | 22 |  | C-3 |  | 25-Year Event | 11261 | 1897 | 44.4882
Critical Infrastructure | Stormwater Treatment Facilities and Pump Stations | Drainage Assets - NWFWMD; SFWMD; SJRWMD; SWFWMD | C102_PC01 | STFPS_PT_001227 | AE | Not Affected | Not Affected | Not Affected | Not Affected | Not Affected | High | High | High | High | High | High | High | High | High | High | Not Affected | Not Affected | Not Affected | Not Affected | Not Affected | Not Affected | 0 | 0 | 10 | 30 | 11 | Point |  | 61 |  | No C Rating |  | 10-Year Event | 29702 | 436 | 62.4
Critical Infrastructure | Stormwater Treatment Facilities and Pump Stations | Drainage Assets - NWFWMD; SFWMD; SJRWMD; SWFWMD | C102_PC03 | STFPS_PT_001230 | AE | Not Affected | Not Affected | Not Affected | Not Affected | Not Affected | High | High | High | High | High | High | High | High | High | High | Not Affected | Not Affected | Not Affected | Not Affected | Not Affected | Not Affected | 0 | 0 | 10 | 30 | 11 | Point |  | 61 |  | No C Rating |  | 10-Year Event | 29702 | 436 | 62.4
Critical Infrastructure | Stormwater Treatment Facilities and Pump Stations | Drainage Assets - NWFWMD; SFWMD; SJRWMD; SWFWMD | S123 | STFPS_PT_000711 | VE | Not Affected | Not Affected | Not Affected | Not Affected | Not Affected | High | High | High | High | High | High | High | High | High | High | Not Affected | Not Affected | Not Affected | Not Affected | Not Affected | Not Affected | 0 | 0 | 10 | 30 | 11 | Point |  | 60 |  | C-4 |  | Not Studied | 21953 | 1141 | 84.8624
Critical Infrastructure | Stormwater Treatment Facilities and Pump Stations | Drainage Assets - NWFWMD; SFWMD; SJRWMD; SWFWMD | S20G | STFPS_PT_000726 | AE | Not Affected | Not Affected | Not Affected | Not Affected | Not Affected | High | High | High | High | High | High | High | High | High | High | Not Affected | Not Affected | Not Affected | Not Affected | Not Affected | Not Affected | 0 | 0 | 10 | 30 | 11 | Point |  | 60 |  | C-4 |  | 5-Year Event | 1376 | 254 | 75.5814 | Inactive
Critical Infrastructure | Stormwater Treatment Facilities and Pump Stations | Drainage Assets - NWFWMD; SFWMD; SJRWMD; SWFWMD | S20F | STFPS_PT_000731 | AE | Not Affected | Not Affected | Not Affected | Not Affected | Not Affected | High | High | High | High | High | High | High | High | High | High | Not Affected | Not Affected | Not Affected | Not Affected | Not Affected | Not Affected | 0 | 0 | 10 | 30 | 11 | Point |  | 59 |  | C-4 |  | Not Studied | 8022 | 845 | 76.7442
Critical Infrastructure | Stormwater Treatment Facilities and Pump Stations | Drainage Assets - NWFWMD; SFWMD; SJRWMD; SWFWMD | S197 | STFPS_PT_000700 | AE | Not Affected | Not Affected | Not Affected | Not Affected | Not Affected | High | High | High | High | High | High | High | High | High | High | Not Affected | Not Affected | Not Affected | Not Affected | Not Affected | Not Affected | 0 | 0 | 10 | 30 | 11 | Point |  | 57 |  | C-3 |  | No Rating | 67 | 274 | 37.7358
Critical Infrastructure | Stormwater Treatment Facilities and Pump Stations | Drainage Assets - NWFWMD; SFWMD; SJRWMD; SWFWMD | C103_PC03 | STFPS_PT_001273 | AE | Not Affected | Not Affected | Not Affected | Not Affected | Not Affected | High | High | High | High | High | High | High | High | High | High | Not Affected | Not Affected | Not Affected | Not Affected | Not Affected | Not Affected | 0 | 0 | 10 | 30 | 11 | Point |  | 10 |  | No C Rating |  | 5-Year Event | 896 | 114 | 76.4706
Critical Infrastructure | Stormwater Treatment Facilities and Pump Stations | Drainage Assets - NWFWMD; SFWMD; SJRWMD; SWFWMD | C103_PC04 | STFPS_PT_001274 | AE | Not Affected | Not Affected | Not Affected | Not Affected | Not Affected | High | High | High | High | High | High | High | High | High | High | Not Affected | Not Affected | Not Affected | Not Affected | Not Affected | Not Affected | 0 | 0 | 10 | 30 | 11 | Point |  | 10 |  | No C Rating |  | 5-Year Event | 896 | 114 | 76.4706
Critical Infrastructure | Stormwater Treatment Facilities and Pump Stations | Drainage Assets - NWFWMD; SFWMD; SJRWMD; SWFWMD | C17_PC24 | STFPS_PT_001585 | AE | Not Affected | Not Affected | Not Affected | Not Affected | Not Affected | Not Affected | Low | Low | Medium | Medium | Medium | High | High | High | High | Not Affected | Not Affected | Not Affected | High | High | High | 2 | 3 | 7 | 29 | 9 | Point |  | 121 |  | No C Rating |  | 5-Year Event | 112058 | 3265 | 40.0656
Critical Infrastructure | Stormwater Treatment Facilities and Pump Stations | Drainage Assets - NWFWMD; SFWMD; SJRWMD; SWFWMD | C113_PC07 | STFPS_PT_001261 | X | Not Affected | Not Affected | Not Affected | Not Affected | Not Affected | Not Affected | Not Affected | Not Affected | Not Affected | Medium | High | High | High | High | High | Medium | Medium | Medium | Medium | Medium | Medium | 0 | 7 | 5 | 29 | 9 | Point |  | 58 |  | No C Rating |  | 10-Year Event | 18406 | 555 | 58.0488
Critical Infrastructure | Stormwater Treatment Facilities and Pump Stations | Drainage Assets - NWFWMD; SFWMD; SJRWMD; SWFWMD | S23A | STFPS_PT_000885 | AE | Not Affected | Not Affected | Not Affected | Not Affected | Not Affected | Medium | High | High | High | High | High | High | High | High | High | Not Affected | Not Affected | Not Affected | Not Affected | Not Affected | Not Affected | 0 | 1 | 9 | 29 | 11 | Point |  | 16 |  | C-3 |  | Not Studied | 8022 | 845 | 76.7442
Critical Infrastructure | Stormwater Treatment Facilities and Pump Stations | Drainage Assets - NWFWMD; SFWMD; SJRWMD; SWFWMD | C103_PC02 | STFPS_PT_001272 | AE | Not Affected | Not Affected | Not Affected | Not Affected | Not Affected | Medium | High | High | High | High | High | High | High | High | High | Not Affected | Not Affected | Not Affected | Not Affected | Not Affected | Not Affected | 0 | 1 | 9 | 29 | 11 | Point |  | 10 |  | No C Rating |  | 5-Year Event | 896 | 114 | 76.4706 | Inactive
Critical Infrastructure | Stormwater Treatment Facilities and Pump Stations | Drainage Assets - NWFWMD; SFWMD; SJRWMD; SWFWMD | C103_PC05 | STFPS_PT_001275 | AE | Not Affected | Not Affected | Not Affected | Not Affected | Not Affected | Medium | High | High | High | High | High | High | High | High | High | Not Affected | Not Affected | Not Affected | Not Affected | Not Affected | Not Affected | 0 | 1 | 9 | 29 | 11 | Point |  | 10 |  | No C Rating |  | 5-Year Event | 896 | 114 | 76.4706
Critical Infrastructure | Stormwater Treatment Facilities and Pump Stations | Drainage Assets - NWFWMD; SFWMD; SJRWMD; SWFWMD | C111_PC01SEC3 | STFPS_PT_001233 | A | Not Affected | Not Affected | Not Affected | Not Affected | Not Affected | Not Affected | Not Affected | Not Affected | Not Affected | Not Affected | High | High | High | High | High | Medium | Medium | Medium | Medium | High | Medium | 0 | 5 | 6 | 28 | 10 | Point |  | 60 |  | No C Rating |  | 10-Year Event | 18406 | 555 | 58.0488
Critical Infrastructure | Stormwater Treatment Facilities and Pump Stations | Drainage Assets - NWFWMD; SFWMD; SJRWMD; SWFWMD | C102_PC12 | STFPS_PT_001229 | X | Not Affected | Not Affected | Not Affected | Not Affected | Not Affected | Not Affected | Not Affected | Not Affected | Low | Medium | High | High | High | High | High | Low | Low | Low | Medium | Medium | Medium | 4 | 4 | 5 | 27 | 8 | Point |  | 61 |  | No C Rating |  | 10-Year Event | 5749 | 373 | 53.2663
Critical Infrastructure | Stormwater Treatment Facilities and Pump Stations | Drainage Assets - NWFWMD; SFWMD; SJRWMD; SWFWMD | CUR1 | STFPS_PT_000968 | AE | Not Affected | Not Affected | Not Affected | Not Affected | Not Affected | Not Affected | Not Affected | Not Affected | Not Affected | Not Affected | Low | Medium | Medium | Medium | Medium | High | High | High | High | High | High | 1 | 4 | 6 | 27 | 10 | Point |  | Not Matched |  | C-3 |  | Not Found | Not Found | Not Found | Not Found
Critical Infrastructure | Stormwater Treatment Facilities and Pump Stations | Drainage Assets - NWFWMD; SFWMD; SJRWMD; SWFWMD | C1W_PC55N | STFPS_PT_001208 | X | Not Affected | Not Affected | Not Affected | Not Affected | Not Affected | Not Affected | Not Affected | Not Affected | Not Affected | Not Affected | Medium | Medium | Medium | Medium | High | Medium | High | Medium | High | High | High | 0 | 6 | 5 | 27 | 10 | Point |  | 64 |  | No C Rating |  | 5-Year Event | 169730 | 1740 | 57.5231
Critical Infrastructure | Stormwater Treatment Facilities and Pump Stations | Drainage Assets - NWFWMD; SFWMD; SJRWMD; SWFWMD | C113_PC04 | STFPS_PT_001264 | X | Not Affected | Not Affected | Not Affected | Not Affected | Not Affected | Not Affected | Not Affected | Not Affected | Not Affected | Not Affected | High | High | High | High | High | Medium | Medium | Medium | Medium | Medium | Medium | 0 | 6 | 5 | 27 | 10 | Point |  | 58 |  | No C Rating |  | 10-Year Event | 18406 | 555 | 58.0488
Critical Infrastructure | Stormwater Treatment Facilities and Pump Stations | Drainage Assets - NWFWMD; SFWMD; SJRWMD; SWFWMD | C1_PC01 | STFPS_PT_001225 | AE | Not Affected | Not Affected | Not Affected | Not Affected | Not Affected | Medium | Medium | Medium | High | High | High | High | High | High | High | Not Affected | Not Affected | Not Affected | Not Affected | Not Affected | Not Affected | 0 | 3 | 7 | 27 | 11 | Point |  | 61 |  | No C Rating |  | 5-Year Event | 45820 | 674 | 52.5424
Critical Infrastructure | Stormwater Treatment Facilities and Pump Stations | Drainage Assets - NWFWMD; SFWMD; SJRWMD; SWFWMD | S23B | STFPS_PT_000884 | AE | Not Affected | Not Affected | Not Affected | Not Affected | Not Affected | Medium | Medium | Medium | High | High | High | High | High | High | High | Not Affected | Not Affected | Not Affected | Not Affected | Not Affected | Not Affected | 0 | 3 | 7 | 27 | 11 | Point |  | 16 |  | C-4 |  | Not Studied | 8022 | 845 | 76.7442
Critical Infrastructure | Stormwater Treatment Facilities and Pump Stations | Drainage Assets - NWFWMD; SFWMD; SJRWMD; SWFWMD | S23C | STFPS_PT_000882 | AE | Not Affected | Not Affected | Not Affected | Not Affected | Not Affected | Medium | Medium | Medium | High | High | High | High | High | High | High | Not Affected | Not Affected | Not Affected | Not Affected | Not Affected | Not Affected | 0 | 3 | 7 | 27 | 11 | Point |  | 16 |  | C-3 |  | Not Studied | 8022 | 845 | 76.7442
Critical Infrastructure | Stormwater Treatment Facilities and Pump Stations | Drainage Assets - NWFWMD; SFWMD; SJRWMD; SWFWMD | S23D | STFPS_PT_000883 | AE | Not Affected | Not Affected | Not Affected | Not Affected | Not Affected | Medium | Medium | Medium | High | High | High | High | High | High | High | Not Affected | Not Affected | Not Affected | Not Affected | Not Affected | Not Affected | 0 | 3 | 7 | 27 | 11 | Point |  | 16 |  | C-3 |  | Not Studied | 8022 | 845 | 76.7442
Critical Infrastructure | Stormwater Treatment Facilities and Pump Stations | Drainage Assets - NWFWMD; SFWMD; SJRWMD; SWFWMD | S23E | STFPS_PT_000892 | AE | Not Affected | Not Affected | Not Affected | Not Affected | Not Affected | Medium | Medium | Medium | High | High | High | High | High | High | High | Not Affected | Not Affected | Not Affected | Not Affected | Not Affected | Not Affected | 0 | 3 | 7 | 27 | 11 | Point |  | 16 |  | No C Rating |  | Not Studied | 8022 | 845 | 76.7442
Critical Infrastructure | Stormwater Treatment Facilities and Pump Stations | Drainage Assets - NWFWMD; SFWMD; SJRWMD; SWFWMD | S23F | STFPS_PT_000893 | AE | Not Affected | Not Affected | Not Affected | Not Affected | Not Affected | Medium | Medium | Medium | High | High | High | High | High | High | High | Not Affected | Not Affected | Not Affected | Not Affected | Not Affected | Not Affected | 0 | 3 | 7 | 27 | 11 | Point |  | 16 |  | No C Rating |  | Not Studied | 8022 | 845 | 76.7442
Critical Infrastructure | Stormwater Treatment Facilities and Pump Stations | Drainage Assets - NWFWMD; SFWMD; SJRWMD; SWFWMD | S203B | STFPS_PT_000962 | A | Not Affected | Not Affected | Not Affected | Not Affected | Not Affected | Not Affected | Not Affected | Not Affected | Low | Medium | Medium | High | High | High | High | Low | Low | Low | Medium | Medium | Medium | 4 | 5 | 4 | 26 | 8 | Point |  | 13 |  | No C Rating |  | Not Studied | 0 | 35 | 50
Critical Infrastructure | Stormwater Treatment Facilities and Pump Stations | Drainage Assets - NWFWMD; SFWMD; SJRWMD; SWFWMD | S203C | STFPS_PT_000964 | A | Not Affected | Not Affected | Not Affected | Not Affected | Not Affected | Not Affected | Not Affected | Not Affected | Low | Medium | Medium | High | High | High | High | Low | Low | Low | Medium | Medium | Medium | 4 | 5 | 4 | 26 | 8 | Point |  | 13 |  | No C Rating |  | Not Studied | 0 | 35 | 50
Critical Infrastructure | Stormwater Treatment Facilities and Pump Stations | Drainage Assets - NWFWMD; SFWMD; SJRWMD; SWFWMD | C1W_PC25 | STFPS_PT_001212 | X | Not Affected | Not Affected | Not Affected | Not Affected | Not Affected | Not Affected | Not Affected | Not Affected | Not Affected | Not Affected | Medium | High | High | High | High | Medium | Medium | Medium | Medium | Medium | Medium | 0 | 7 | 4 | 26 | 10 | Point |  | 64 |  | No C Rating |  | 5-Year Event | 169730 | 1740 | 57.5231
Critical Infrastructure | Stormwater Treatment Facilities and Pump Stations | Drainage Assets - NWFWMD; SFWMD; SJRWMD; SWFWMD | C1W_PC48 | STFPS_PT_001604 | AH | Not Affected | Not Affected | Not Affected | Not Affected | Not Affected | Not Affected | Not Affected | Not Affected | Not Affected | Not Affected | Medium | Medium | Medium | High | High | Medium | Medium | Medium | Medium | High | High | 0 | 7 | 4 | 26 | 10 | Point |  | 64 |  | No C Rating |  | 5-Year Event | 169730 | 1740 | 57.5231
Critical Infrastructure | Stormwater Treatment Facilities and Pump Stations | Drainage Assets - NWFWMD; SFWMD; SJRWMD; SWFWMD | C111_PC03SEC3 | STFPS_PT_001235 | A | Not Affected | Not Affected | Not Affected | Not Affected | Not Affected | Not Affected | Not Affected | Not Affected | Not Affected | Not Affected | Medium | High | High | High | High | Medium | Medium | Medium | Medium | Medium | Medium | 0 | 7 | 4 | 26 | 10 | Point |  | 60 |  | No C Rating |  | 10-Year Event | 18406 | 555 | 58.0488
Critical Infrastructure | Stormwater Treatment Facilities and Pump Stations | Drainage Assets - NWFWMD; SFWMD; SJRWMD; SWFWMD | C9_PC03 | STFPS_PT_001203 | A | Not Affected | Not Affected | Not Affected | Not Affected | Not Affected | Not Affected | Not Affected | Low | Medium | Medium | High | High | High | High | High | Not Affected | Not Affected | Not Affected | Medium | Medium | Medium | 1 | 5 | 5 | 26 | 10 | Point |  | 22 |  | No C Rating |  | 25-Year Event | 171767 | 1904 | 54.5276
Critical Infrastructure | Stormwater Treatment Facilities and Pump Stations | Drainage Assets - NWFWMD; SFWMD; SJRWMD; SWFWMD | C100_PC04 | STFPS_PT_001603 | AH | Not Affected | Not Affected | Not Affected | Not Affected | Not Affected | Not Affected | Not Affected | Not Affected | Not Affected | Not Affected | Medium | High | High | High | High | Medium | Medium | Medium | Medium | Medium | Medium | 0 | 7 | 4 | 26 | 10 | Point |  | 8 |  | No C Rating |  | 5-Year Event | 145884 | 1633 | 63.0137
Critical Infrastructure | Stormwater Treatment Facilities and Pump Stations | Drainage Assets - NWFWMD; SFWMD; SJRWMD; SWFWMD | C111E_PC07 | STFPS_PT_001248 | A | Not Affected | Not Affected | Not Affected | Not Affected | Not Affected | Not Affected | Not Affected | Not Affected | Not Affected | Low | High | High | High | High | High | Low | Low | Low | Medium | Medium | Medium | 4 | 3 | 5 | 25 | 9 | Point |  | 60 |  | No C Rating |  | 10-Year Event | 4341 | 374 | 71.1864
Critical Infrastructure | Stormwater Treatment Facilities and Pump Stations | Drainage Assets - NWFWMD; SFWMD; SJRWMD; SWFWMD | S199 | STFPS_PT_000160 | A | Not Affected | Not Affected | Not Affected | Not Affected | Not Affected | Not Affected | Not Affected | Not Affected | Not Affected | Not Affected | Medium | Medium | High | High | High | Medium | Medium | Medium | Medium | Medium | Medium | 0 | 8 | 3 | 25 | 10 | Point |  | 15 |  | C-3 |  | No Rating | 0 | 489 | 60.6061
Critical Infrastructure | Stormwater Treatment Facilities and Pump Stations | Drainage Assets - NWFWMD; SFWMD; SJRWMD; SWFWMD | BIG CYPRESS BASIN SC | STFPS_PT_001635 | AE | Not Affected | Not Affected | Not Affected | Not Affected | Not Affected | Low | Medium | Medium | Medium | High | High | High | High | High | High | Not Affected | Not Affected | Not Affected | Not Affected | Not Affected | Not Affected | 1 | 3 | 6 | 25 | 11 | Point |  | Not Matched |  | No C Rating |  | Not Studied | 132804 | 11783 | 62.7907
Critical Infrastructure | Stormwater Treatment Facilities and Pump Stations | Drainage Assets - NWFWMD; SFWMD; SJRWMD; SWFWMD | C111E_PC10 | STFPS_PT_001244 | A | Not Affected | Not Affected | Not Affected | Not Affected | Not Affected | Low | Medium | Medium | Medium | High | High | High | High | High | High | Not Affected | Not Affected | Not Affected | Not Affected | Not Affected | Not Affected | 1 | 3 | 6 | 25 | 11 | Point |  | 60 |  | No C Rating |  | 10-Year Event | 4341 | 374 | 71.1864
Critical Infrastructure | Stormwater Treatment Facilities and Pump Stations | Drainage Assets - NWFWMD; SFWMD; SJRWMD; SWFWMD | C111E_PC11 | STFPS_PT_001243 | A | Not Affected | Not Affected | Not Affected | Not Affected | Not Affected | Low | Medium | Medium | Medium | High | High | High | High | High | High | Not Affected | Not Affected | Not Affected | Not Affected | Not Affected | Not Affected | 1 | 3 | 6 | 25 | 11 | Point |  | 60 |  | No C Rating |  | 10-Year Event | 4341 | 374 | 71.1864
Critical Infrastructure | Stormwater Treatment Facilities and Pump Stations | Drainage Assets - NWFWMD; SFWMD; SJRWMD; SWFWMD | S327 | STFPS_PT_000942 | A | Not Affected | Not Affected | Not Affected | Not Affected | Not Affected | Not Affected | Not Affected | Not Affected | Not Affected | Not Affected | Medium | Medium | High | High | High | Low | Medium | Medium | Medium | Medium | Medium | 1 | 7 | 3 | 24 | 10 | Point |  | Not Matched |  | No C Rating |  | Not Found | Not Found | Not Found | Not Found
Critical Infrastructure | Stormwater Treatment Facilities and Pump Stations | Drainage Assets - NWFWMD; SFWMD; SJRWMD; SWFWMD | S173 | STFPS_PT_000135 | AH | Not Affected | Not Affected | Not Affected | Not Affected | Not Affected | Not Affected | Not Affected | Not Affected | Not Affected | Not Affected | Medium | Medium | Medium | High | High | Medium | Medium | Medium | Medium | Medium | Medium | 0 | 9 | 2 | 24 | 10 | Point |  | 59 |  | C-4 |  | 10-Year Event | 7588 | 372 | 51.25
Critical Infrastructure | Stormwater Treatment Facilities and Pump Stations | Drainage Assets - NWFWMD; SFWMD; SJRWMD; SWFWMD | S202A | STFPS_PT_000961 | A | Not Affected | Not Affected | Not Affected | Not Affected | Not Affected | Not Affected | Not Affected | Not Affected | Not Affected | Not Affected | High | High | High | High | High | Low | Low | Low | Medium | Medium | Medium | 3 | 3 | 5 | 24 | 10 | Point |  | 13 |  | No C Rating |  | Not Studied | 0 | 35 | 50
Critical Infrastructure | Stormwater Treatment Facilities and Pump Stations | Drainage Assets - NWFWMD; SFWMD; SJRWMD; SWFWMD | S316A | STFPS_PT_000925 | A | Not Affected | Not Affected | Not Affected | Not Affected | Not Affected | Not Affected | Not Affected | Not Affected | Not Affected | Not Affected | Medium | Medium | Medium | High | High | Medium | Medium | Medium | Medium | Medium | Medium | 0 | 9 | 2 | 24 | 10 | Point |  | 9 |  | C-2 |  | Not Studied | 4 | 34 | 56.25
Critical Infrastructure | Stormwater Treatment Facilities and Pump Stations | Drainage Assets - NWFWMD; SFWMD; SJRWMD; SWFWMD | S80_LOCK | STFPS_PT_000595 | X | Not Affected | Not Affected | Not Affected | Not Affected | Not Affected | Not Affected | Not Affected | Not Affected | Not Affected | Not Affected | Not Affected | Low | Low | Medium | Medium | High | High | High | High | High | High | 2 | 2 | 6 | 24 | 11 | Point |  | Not Found |  | No C Rating |  | Not Studied | 380 | 580 | 72.973
Critical Infrastructure | Stormwater Treatment Facilities and Pump Stations | Drainage Assets - NWFWMD; SFWMD; SJRWMD; SWFWMD | GG7 | STFPS_PT_000635 | AE | Not Affected | Not Affected | Not Affected | Not Affected | Not Affected | Not Affected | Not Affected | Not Affected | Not Affected | Not Affected | Not Affected | Low | Low | Medium | Medium | High | High | High | High | High | High | 2 | 2 | 6 | 24 | 11 | Point |  | 14 |  | C-3 |  | 5-Year Event | 123941 | 5546 | 22.4438
Critical Infrastructure | Stormwater Treatment Facilities and Pump Stations | Drainage Assets - NWFWMD; SFWMD; SJRWMD; SWFWMD | S194 | STFPS_PT_000708 | X | Not Affected | Not Affected | Not Affected | Not Affected | Not Affected | Not Affected | Not Affected | Not Affected | Not Affected | Not Affected | Medium | Medium | Medium | High | High | Low | Medium | Medium | Medium | Medium | Medium | 1 | 8 | 2 | 23 | 10 | Point |  | 7 |  | No C Rating |  | 10-Year Event | 7588 | 372 | 51.25
Critical Infrastructure | Stormwater Treatment Facilities and Pump Stations | Drainage Assets - NWFWMD; SFWMD; SJRWMD; SWFWMD | C102_PC17 | STFPS_PT_001617 | X | Not Affected | Not Affected | Not Affected | Not Affected | Not Affected | Not Affected | Not Affected | Not Affected | Not Affected | Not Affected | High | High | High | High | High | Not Affected | Low | Low | Medium | Medium | Medium | 2 | 3 | 5 | 23 | 11 | Point |  | 61 |  | No C Rating |  | 10-Year Event | 5749 | 373 | 53.2663
Critical Infrastructure | Stormwater Treatment Facilities and Pump Stations | Drainage Assets - NWFWMD; SFWMD; SJRWMD; SWFWMD | G211 | STFPS_PT_000717 | AE | Not Affected | Not Affected | Not Affected | Not Affected | Not Affected | Not Affected | Not Affected | Not Affected | Not Affected | Not Affected | Not Affected | Low | Medium | Medium | Medium | Medium | High | Medium | High | High | High | 1 | 5 | 4 | 23 | 11 | Point |  | 33 |  | C-3 |  | No Results | 18 | 46 | 38.8889
Critical Infrastructure | Stormwater Treatment Facilities and Pump Stations | Drainage Assets - NWFWMD; SFWMD; SJRWMD; SWFWMD | S13AW | STFPS_PT_000742 | AE | Not Affected | Not Affected | Not Affected | Not Affected | Not Affected | Not Affected | Not Affected | Not Affected | Medium | Medium | Medium | Medium | Medium | High | High | Not Affected | Not Affected | Not Affected | Medium | Medium | Medium | 0 | 8 | 2 | 22 | 11 | Point |  | 18 |  | C-3 |  | 10-Year Event | 110563 | 2556 | 53.6032
Critical Infrastructure | Stormwater Treatment Facilities and Pump Stations | Drainage Assets - NWFWMD; SFWMD; SJRWMD; SWFWMD | S195 | STFPS_PT_000721 | X | Not Affected | Not Affected | Not Affected | Not Affected | Not Affected | Not Affected | Not Affected | Not Affected | Not Affected | Not Affected | High | High | High | High | High | Not Affected | Low | Not Affected | Medium | Medium | Medium | 1 | 3 | 5 | 22 | 12 | Point |  | 60 |  | C-4 |  | 10-Year Event | 5749 | 373 | 53.2663
Critical Infrastructure | Stormwater Treatment Facilities and Pump Stations | Drainage Assets - NWFWMD; SFWMD; SJRWMD; SWFWMD | S381 | STFPS_PT_000737 | AE | Not Affected | Not Affected | Not Affected | Not Affected | Not Affected | Not Affected | Not Affected | Not Affected | Low | Medium | Medium | Medium | Medium | High | High | Not Affected | Not Affected | Not Affected | Medium | Medium | Medium | 1 | 7 | 2 | 21 | 11 | Point |  | 21 |  | C-3 |  | 10-Year Event | 162149 | 3904 | 36.1619
Critical Infrastructure | Stormwater Treatment Facilities and Pump Stations | Drainage Assets - NWFWMD; SFWMD; SJRWMD; SWFWMD | C14_PC09 | STFPS_PT_001197 | X | Not Affected | Not Affected | Not Affected | Not Affected | Not Affected | Not Affected | Not Affected | Not Affected | Low | Medium | Medium | Medium | Medium | High | High | Not Affected | Not Affected | Not Affected | Medium | Medium | Medium | 1 | 7 | 2 | 21 | 11 | Point |  | 19 |  | No C Rating |  | 25-Year Event | 22073 | 831 | 52.4561
Critical Infrastructure | Stormwater Treatment Facilities and Pump Stations | Drainage Assets - NWFWMD; SFWMD; SJRWMD; SWFWMD | C111E_PC09 | STFPS_PT_001246 | A | Not Affected | Not Affected | Not Affected | Not Affected | Not Affected | Not Affected | Low | Low | Medium | Medium | High | High | High | High | High | Not Affected | Not Affected | Not Affected | Not Affected | Not Affected | Not Affected | 2 | 2 | 5 | 21 | 12 | Point |  | 60 |  | No C Rating |  | 10-Year Event | 4341 | 374 | 71.1864
Critical Infrastructure | Stormwater Treatment Facilities and Pump Stations | Drainage Assets - NWFWMD; SFWMD; SJRWMD; SWFWMD | C15_PC05 | STFPS_PT_001580 | X | Not Affected | Not Affected | Not Affected | Not Affected | Not Affected | Not Affected | Not Affected | Not Affected | Not Affected | Not Affected | Not Affected | Not Affected | Not Affected | Low | Medium | High | High | High | High | High | High | 1 | 1 | 6 | 21 | 13 | Point |  | 63 |  | No C Rating |  | 100-Year Event | 174647 | 5063 | 38.5564
Critical Infrastructure | Stormwater Treatment Facilities and Pump Stations | Drainage Assets - NWFWMD; SFWMD; SJRWMD; SWFWMD | S125 | STFPS_PT_000735 | AE | Not Affected | Not Affected | Not Affected | Not Affected | Not Affected | Not Affected | Not Affected | Not Affected | Not Affected | Not Affected | Not Affected | Not Affected | Not Affected | Low | Medium | High | High | High | High | High | High | 1 | 1 | 6 | 21 | 13 | Point |  | 60 |  | C-4 |  | 25-Year Event | 164041 | 2059 | 47.1698
Critical Infrastructure | Stormwater Treatment Facilities and Pump Stations | Drainage Assets - NWFWMD; SFWMD; SJRWMD; SWFWMD | C113_PC06 | STFPS_PT_001262 | X | Not Affected | Not Affected | Not Affected | Not Affected | Not Affected | Not Affected | Not Affected | Not Affected | Not Affected | Not Affected | High | High | High | High | High | Not Affected | Not Affected | Not Affected | Medium | Medium | Medium | 0 | 3 | 5 | 21 | 13 | Point |  | 58 |  | No C Rating |  | 10-Year Event | 18406 | 555 | 58.0488
Critical Infrastructure | Stormwater Treatment Facilities and Pump Stations | Drainage Assets - NWFWMD; SFWMD; SJRWMD; SWFWMD | COCO4 | STFPS_PT_000618 | AE | Not Affected | Not Affected | Not Affected | Not Affected | Not Affected | Not Affected | Not Affected | Not Affected | Not Affected | Not Affected | Not Affected | Not Affected | Not Affected | Low | Medium | High | High | High | High | High | High | 1 | 1 | 6 | 21 | 13 | Point |  | 27 |  | C-3 |  | 5-Year Event | 123941 | 5546 | 22.4438
Critical Infrastructure | Stormwater Treatment Facilities and Pump Stations | Drainage Assets - NWFWMD; SFWMD; SJRWMD; SWFWMD | G54 | STFPS_PT_000732 | AE | Not Affected | Not Affected | Not Affected | Not Affected | Not Affected | Not Affected | Not Affected | Not Affected | Not Affected | Not Affected | Not Affected | Medium | Medium | Medium | Medium | Medium | Medium | Medium | Medium | Medium | Medium | 0 | 10 | 0 | 20 | 11 | Point |  | 34 |  | C-4 |  | 100-Year Event | 107540 | 2132 | 56.129
Critical Infrastructure | Stormwater Treatment Facilities and Pump Stations | Drainage Assets - NWFWMD; SFWMD; SJRWMD; SWFWMD | S46 | STFPS_PT_000680 | X | Not Affected | Not Affected | Not Affected | Not Affected | Not Affected | Not Affected | Not Affected | Not Affected | Not Affected | Not Affected | Not Affected | Not Affected | Not Affected | Low | Medium | High | Medium | High | High | High | High | 1 | 2 | 5 | 20 | 13 | Point |  | 68 |  | C-4 |  | Not Available | 17174 | 2982 | 28.3262
Critical Infrastructure | Stormwater Treatment Facilities and Pump Stations | Drainage Assets - NWFWMD; SFWMD; SJRWMD; SWFWMD | S9 | STFPS_PT_000377 | D | Not Affected | Not Affected | Not Affected | Not Affected | Not Affected | Not Affected | Not Affected | Not Affected | Not Affected | Not Affected | Not Affected | Not Affected | Not Affected | Not Affected | Medium | High | High | High | High | High | High | 0 | 1 | 6 | 20 | 14 | Point |  | 69 |  | C-4 |  | Not Studied | 0 | 64 | 54.1667
Critical Infrastructure | Stormwater Treatment Facilities and Pump Stations | Drainage Assets - NWFWMD; SFWMD; SJRWMD; SWFWMD | S50 | STFPS_PT_000593 | AE | Not Affected | Not Affected | Not Affected | Not Affected | Not Affected | Not Affected | Not Affected | Not Affected | Not Affected | Not Affected | Not Affected | Not Affected | Not Affected | Not Affected | Medium | High | High | High | High | High | High | 0 | 1 | 6 | 20 | 14 | Point |  | 65 |  | C-3 |  | Not Studied | 9944 | 1244 | 42.5837
Critical Infrastructure | Stormwater Treatment Facilities and Pump Stations | Drainage Assets - NWFWMD; SFWMD; SJRWMD; SWFWMD | C13_PC01 | STFPS_PT_001191 | X | Not Affected | Not Affected | Not Affected | Not Affected | Not Affected | Not Affected | Not Affected | Not Affected | Not Affected | Not Affected | Not Affected | Low | Medium | Medium | Medium | Medium | Medium | Medium | Medium | Medium | Medium | 1 | 9 | 0 | 19 | 11 | Point |  | 14 |  | No C Rating |  | 25-Year Event | 164041 | 2059 | 47.1698
Critical Infrastructure | Stormwater Treatment Facilities and Pump Stations | Drainage Assets - NWFWMD; SFWMD; SJRWMD; SWFWMD | C111E_PC12 | STFPS_PT_001242 | A | Not Affected | Not Affected | Not Affected | Not Affected | Not Affected | Not Affected | Not Affected | Not Affected | Medium | Medium | High | High | High | High | High | Not Affected | Not Affected | Not Affected | Not Affected | Not Affected | Not Affected | 0 | 2 | 5 | 19 | 14 | Point |  | 60 |  | No C Rating |  | 10-Year Event | 4341 | 374 | 71.1864
Critical Infrastructure | Stormwater Treatment Facilities and Pump Stations | Drainage Assets - NWFWMD; SFWMD; SJRWMD; SWFWMD | FORT LAUDERDALE FS | STFPS_PT_001624 | X | Not Affected | Not Affected | Not Affected | Not Affected | Not Affected | Not Affected | Not Affected | Not Affected | Not Affected | Low | Not Affected | Medium | Medium | Medium | Medium | Low | Low | Low | Medium | Medium | Medium | 4 | 7 | 0 | 18 | 10 | Point |  | Not Matched |  | No C Rating |  | 10-Year Event | 110563 | 2556 | 53.6032
Critical Infrastructure | Stormwater Treatment Facilities and Pump Stations | Drainage Assets - NWFWMD; SFWMD; SJRWMD; SWFWMD | C1W_PC24 | STFPS_PT_001214 | X | Not Affected | Not Affected | Not Affected | Not Affected | Not Affected | Not Affected | Not Affected | Not Affected | Not Affected | Not Affected | Medium | Medium | Medium | High | High | Not Affected | Not Affected | Not Affected | Medium | Medium | Medium | 0 | 6 | 2 | 18 | 13 | Point |  | 64 |  | No C Rating |  | 5-Year Event | 169730 | 1740 | 57.5231
Critical Infrastructure | Stormwater Treatment Facilities and Pump Stations | Drainage Assets - NWFWMD; SFWMD; SJRWMD; SWFWMD | C17_PC16A | STFPS_PT_001586 | AE | Not Affected | Not Affected | Not Affected | Not Affected | Not Affected | Not Affected | Not Affected | Not Affected | Not Affected | Not Affected | Medium | Medium | Medium | Medium | High | Not Affected | Not Affected | Not Affected | Medium | High | Medium | 0 | 6 | 2 | 18 | 13 | Point |  | 21 |  | No C Rating |  | 5-Year Event | 112058 | 3265 | 40.0656
Critical Infrastructure | Stormwater Treatment Facilities and Pump Stations | Drainage Assets - NWFWMD; SFWMD; SJRWMD; SWFWMD | S203A | STFPS_PT_000960 | A | Not Affected | Not Affected | Not Affected | Not Affected | Not Affected | Not Affected | Not Affected | Not Affected | Not Affected | Not Affected | Medium | High | High | High | High | Not Affected | Not Affected | Not Affected | Low | Medium | Low | 2 | 2 | 4 | 18 | 13 | Point |  | 13 |  | No C Rating |  | Not Studied | 0 | 35 | 50
Critical Infrastructure | Stormwater Treatment Facilities and Pump Stations | Drainage Assets - NWFWMD; SFWMD; SJRWMD; SWFWMD | C111E_PC08 | STFPS_PT_001245 | A | Not Affected | Not Affected | Not Affected | Not Affected | Not Affected | Not Affected | Not Affected | Not Affected | Low | Medium | High | High | High | High | High | Not Affected | Not Affected | Not Affected | Not Affected | Not Affected | Not Affected | 1 | 1 | 5 | 18 | 14 | Point |  | 60 |  | No C Rating |  | 10-Year Event | 4341 | 374 | 71.1864
Critical Infrastructure | Stormwater Treatment Facilities and Pump Stations | Drainage Assets - NWFWMD; SFWMD; SJRWMD; SWFWMD | C9_PC04 | STFPS_PT_001202 | A | Not Affected | Not Affected | Not Affected | Not Affected | Not Affected | Not Affected | Not Affected | Not Affected | Low | Medium | High | High | High | High | High | Not Affected | Not Affected | Not Affected | Not Affected | Not Affected | Not Affected | 1 | 1 | 5 | 18 | 14 | Point |  | 22 |  | No C Rating |  | 25-Year Event | 171767 | 1904 | 54.5276
Critical Infrastructure | Stormwater Treatment Facilities and Pump Stations | Drainage Assets - NWFWMD; SFWMD; SJRWMD; SWFWMD | BOCA | STFPS_PT_000096 | AO | Not Affected | Not Affected | Not Affected | Not Affected | Not Affected | Not Affected | Not Affected | Not Affected | Not Affected | Not Affected | Not Affected | Not Affected | Not Affected | Not Affected | Not Affected | High | High | High | High | High | High | 0 | 0 | 6 | 18 | 15 | Point |  | Not Matched |  | No C Rating |  | 100-Year Event | 280959 | 6247 | 50.7022
Critical Infrastructure | Stormwater Treatment Facilities and Pump Stations | Dams USACE | Boyette Sa-2 | STFPS_PT_002344 | A | Not Affected | Not Affected | Not Affected | Not Affected | Not Affected | Not Affected | Not Affected | Not Affected | Not Affected | Not Affected | Not Affected | Not Affected | Not Affected | Not Affected | Not Affected | High | High | High | High | High | High | 0 | 0 | 6 | 18 | 15 | Point |  | Not Matched |  | No C Rating |  | Not Found | Not Found | Not Found | Not Found
Critical Infrastructure | Stormwater Treatment Facilities and Pump Stations | Dams USACE | Boyette Sa-6 | STFPS_PT_002257 | A | Not Affected | Not Affected | Not Affected | Not Affected | Not Affected | Not Affected | Not Affected | Not Affected | Not Affected | Not Affected | Not Affected | Not Affected | Not Affected | Not Affected | Not Affected | High | High | High | High | High | High | 0 | 0 | 6 | 18 | 15 | Point |  | Not Matched |  | No C Rating |  | Not Found | Not Found | Not Found | Not Found
Critical Infrastructure | Stormwater Treatment Facilities and Pump Stations | Dams USACE | Butler #2 Wsp #2 | STFPS_PT_002247 | X | Not Affected | Not Affected | Not Affected | Not Affected | Not Affected | Not Affected | Not Affected | Not Affected | Not Affected | Not Affected | Not Affected | Not Affected | Not Affected | Not Affected | Not Affected | High | High | High | High | High | High | 0 | 0 | 6 | 18 | 15 | Point |  | Not Matched |  | No C Rating |  | Not Found | Not Found | Not Found | Not Found
Critical Infrastructure | Stormwater Treatment Facilities and Pump Stations | Dams USACE | Control Struc #2 | STFPS_PT_001832 | AE | Not Affected | Not Affected | Not Affected | Not Affected | Not Affected | Not Affected | Not Affected | Not Affected | Not Affected | Not Affected | Not Affected | Not Affected | Not Affected | Not Affected | Not Affected | High | High | High | High | High | High | 0 | 0 | 6 | 18 | 15 | Point |  | Not Matched |  | No C Rating |  | Not Found | Not Found | Not Found | Not Found
Critical Infrastructure | Stormwater Treatment Facilities and Pump Stations | Dams USACE | Fisheating Creek | STFPS_PT_002434 | A | Not Affected | Not Affected | Not Affected | Not Affected | Not Affected | Not Affected | Not Affected | Not Affected | Not Affected | Not Affected | Not Affected | Not Affected | Not Affected | Not Affected | Not Affected | High | High | High | High | High | High | 0 | 0 | 6 | 18 | 15 | Point |  | Not Matched |  | No C Rating |  | Not Found | Not Found | Not Found | Not Found
Critical Infrastructure | Stormwater Treatment Facilities and Pump Stations | Dams USACE | Larson #2 Fwrs | STFPS_PT_002535 | X | Not Affected | Not Affected | Not Affected | Not Affected | Not Affected | Not Affected | Not Affected | Not Affected | Not Affected | Not Affected | Not Affected | Not Affected | Not Affected | Not Affected | Not Affected | High | High | High | High | High | High | 0 | 0 | 6 | 18 | 15 | Point |  | Not Matched |  | No C Rating |  | Not Found | Not Found | Not Found | Not Found
Critical Infrastructure | Stormwater Treatment Facilities and Pump Stations | Dams USACE | Larson #2 Wsp | STFPS_PT_002610 | X | Not Affected | Not Affected | Not Affected | Not Affected | Not Affected | Not Affected | Not Affected | Not Affected | Not Affected | Not Affected | Not Affected | Not Affected | Not Affected | Not Affected | Not Affected | High | High | High | High | High | High | 0 | 0 | 6 | 18 | 15 | Point |  | Not Matched |  | No C Rating |  | Not Found | Not Found | Not Found | Not Found
Critical Infrastructure | Stormwater Treatment Facilities and Pump Stations | Dams USACE | Martin Plant Cooling Water Reservoir | STFPS_PT_002140 | X | Not Affected | Not Affected | Not Affected | Not Affected | Not Affected | Not Affected | Not Affected | Not Affected | Not Affected | Not Affected | Not Affected | Not Affected | Not Affected | Not Affected | Not Affected | High | High | High | High | High | High | 0 | 0 | 6 | 18 | 15 | Point |  | Not Matched |  | No C Rating |  | Not Found | Not Found | Not Found | Not Found
Critical Infrastructure | Stormwater Treatment Facilities and Pump Stations | Dams USACE | Mcarthur 1&2 Wsp | STFPS_PT_002216 | A | Not Affected | Not Affected | Not Affected | Not Affected | Not Affected | Not Affected | Not Affected | Not Affected | Not Affected | Not Affected | Not Affected | Not Affected | Not Affected | Not Affected | Not Affected | High | High | High | High | High | High | 0 | 0 | 6 | 18 | 15 | Point |  | Not Matched |  | No C Rating |  | Not Found | Not Found | Not Found | Not Found
Critical Infrastructure | Stormwater Treatment Facilities and Pump Stations | Dams USACE | Rcid Levee D-6, D-6a | STFPS_PT_001828 | D | Not Affected | Not Affected | Not Affected | Not Affected | Not Affected | Not Affected | Not Affected | Not Affected | Not Affected | Not Affected | Not Affected | Not Affected | Not Affected | Not Affected | Not Affected | High | High | High | High | High | High | 0 | 0 | 6 | 18 | 15 | Point |  | Not Matched |  | No C Rating |  | Not Found | Not Found | Not Found | Not Found
Critical Infrastructure | Stormwater Treatment Facilities and Pump Stations | Dams USACE | Water Control Structure 2 | STFPS_PT_002519 | X | Not Affected | Not Affected | Not Affected | Not Affected | Not Affected | Not Affected | Not Affected | Not Affected | Not Affected | Not Affected | Not Affected | Not Affected | Not Affected | Not Affected | Not Affected | High | High | High | High | High | High | 0 | 0 | 6 | 18 | 15 | Point |  | Not Matched |  | No C Rating |  | Not Found | Not Found | Not Found | Not Found
Critical Infrastructure | Stormwater Treatment Facilities and Pump Stations | Dams USACE | Williamson Wsp | STFPS_PT_002144 | AE | Not Affected | Not Affected | Not Affected | Not Affected | Not Affected | Not Affected | Not Affected | Not Affected | Not Affected | Not Affected | Not Affected | Not Affected | Not Affected | Not Affected | Not Affected | High | High | High | High | High | High | 0 | 0 | 6 | 18 | 15 | Point |  | Not Matched |  | No C Rating |  | Not Found | Not Found | Not Found | Not Found
Critical Infrastructure | Stormwater Treatment Facilities and Pump Stations | Drainage Assets - NWFWMD; SFWMD; SJRWMD; SWFWMD | WPB-FS | STFPS_PT_000158 | AE | Not Affected | Not Affected | Not Affected | Not Affected | Not Affected | Not Affected | Not Affected | Not Affected | Not Affected | Not Affected | Not Affected | Not Affected | Not Affected | Not Affected | Not Affected | High | High | High | High | High | High | 0 | 0 | 6 | 18 | 15 | Point |  | Not Matched |  | No C Rating |  | 10-Year Event | 245281 | 6665 | 47.0085
Critical Infrastructure | Stormwater Treatment Facilities and Pump Stations | Drainage Assets - NWFWMD; SFWMD; SJRWMD; SWFWMD | FEEDER_WEIR | STFPS_PT_000770 | AREA NOT INCLUDED | Not Affected | Not Affected | Not Affected | Not Affected | Not Affected | Not Affected | Not Affected | Not Affected | Not Affected | Not Affected | Not Affected | Not Affected | Not Affected | Not Affected | Not Affected | High | High | High | High | High | High | 0 | 0 | 6 | 18 | 15 | Point |  | Not Found |  | No C Rating |  | Not Available | 233 | 2413 | 42.5532
Critical Infrastructure | Stormwater Treatment Facilities and Pump Stations | Drainage Assets - NWFWMD; SFWMD; SJRWMD; SWFWMD | G111_WEIR | STFPS_PT_000800 | A | Not Affected | Not Affected | Not Affected | Not Affected | Not Affected | Not Affected | Not Affected | Not Affected | Not Affected | Not Affected | Not Affected | Not Affected | Not Affected | Not Affected | Not Affected | High | High | High | High | High | High | 0 | 0 | 6 | 18 | 15 | Point |  | Not Found |  | No C Rating |  | 5-Year Event | 250 | 3789 | 33.7079
Critical Infrastructure | Stormwater Treatment Facilities and Pump Stations | Drainage Assets - NWFWMD; SFWMD; SJRWMD; SWFWMD | L28_WEIR | STFPS_PT_000769 | D | Not Affected | Not Affected | Not Affected | Not Affected | Not Affected | Not Affected | Not Affected | Not Affected | Not Affected | Not Affected | Not Affected | Not Affected | Not Affected | Not Affected | Not Affected | High | High | High | High | High | High | 0 | 0 | 6 | 18 | 15 | Point |  | Not Found |  | No C Rating |  | Not Available | 19 | 1661 | 20.2532
Critical Infrastructure | Stormwater Treatment Facilities and Pump Stations | Drainage Assets - NWFWMD; SFWMD; SJRWMD; SWFWMD | LAINHART_DAM | STFPS_PT_000760 | X | Not Affected | Not Affected | Not Affected | Not Affected | Not Affected | Not Affected | Not Affected | Not Affected | Not Affected | Not Affected | Not Affected | Not Affected | Not Affected | Not Affected | Not Affected | High | High | High | High | High | High | 0 | 0 | 6 | 18 | 15 | Point |  | Not Found |  | C-4 |  | Not Available | 12566 | 908 | 58.0645
Critical Infrastructure | Stormwater Treatment Facilities and Pump Stations | Drainage Assets - NWFWMD; SFWMD; SJRWMD; SWFWMD | S10C | STFPS_PT_000521 | D | Not Affected | Not Affected | Not Affected | Not Affected | Not Affected | Not Affected | Not Affected | Not Affected | Not Affected | Not Affected | Not Affected | Not Affected | Not Affected | Not Affected | Not Affected | High | High | High | High | High | High | 0 | 0 | 6 | 18 | 15 | Point |  | Not Found |  | No C Rating |  | Not Studied | 1 | 543 | 51.2821
Critical Infrastructure | Stormwater Treatment Facilities and Pump Stations | Drainage Assets - NWFWMD; SFWMD; SJRWMD; SWFWMD | S10D | STFPS_PT_000523 | D | Not Affected | Not Affected | Not Affected | Not Affected | Not Affected | Not Affected | Not Affected | Not Affected | Not Affected | Not Affected | Not Affected | Not Affected | Not Affected | Not Affected | Not Affected | High | High | High | High | High | High | 0 | 0 | 6 | 18 | 15 | Point |  | Not Found |  | No C Rating |  | Not Studied | 1 | 543 | 51.2821
Critical Infrastructure | Stormwater Treatment Facilities and Pump Stations | Drainage Assets - NWFWMD; SFWMD; SJRWMD; SWFWMD | S11A | STFPS_PT_000381 | D | Not Affected | Not Affected | Not Affected | Not Affected | Not Affected | Not Affected | Not Affected | Not Affected | Not Affected | Not Affected | Not Affected | Not Affected | Not Affected | Not Affected | Not Affected | High | High | High | High | High | High | 0 | 0 | 6 | 18 | 15 | Point |  | Not Found |  | No C Rating |  | Not Studied | 0 | 276 | 45.2381
Critical Infrastructure | Stormwater Treatment Facilities and Pump Stations | Drainage Assets - NWFWMD; SFWMD; SJRWMD; SWFWMD | S11B | STFPS_PT_000379 | D | Not Affected | Not Affected | Not Affected | Not Affected | Not Affected | Not Affected | Not Affected | Not Affected | Not Affected | Not Affected | Not Affected | Not Affected | Not Affected | Not Affected | Not Affected | High | High | High | High | High | High | 0 | 0 | 6 | 18 | 15 | Point |  | Not Found |  | No C Rating |  | Not Studied | 0 | 276 | 45.2381
Critical Infrastructure | Stormwater Treatment Facilities and Pump Stations | Drainage Assets - NWFWMD; SFWMD; SJRWMD; SWFWMD | S11C | STFPS_PT_000313 | D | Not Affected | Not Affected | Not Affected | Not Affected | Not Affected | Not Affected | Not Affected | Not Affected | Not Affected | Not Affected | Not Affected | Not Affected | Not Affected | Not Affected | Not Affected | High | High | High | High | High | High | 0 | 0 | 6 | 18 | 15 | Point |  | Not Found |  | No C Rating |  | Not Studied | 0 | 276 | 45.2381
Critical Infrastructure | Stormwater Treatment Facilities and Pump Stations | Drainage Assets - NWFWMD; SFWMD; SJRWMD; SWFWMD | S271 | STFPS_PT_000210 | VE | Not Affected | Not Affected | Not Affected | Not Affected | Not Affected | Not Affected | Not Affected | Not Affected | Not Affected | Not Affected | Not Affected | Not Affected | Not Affected | Not Affected | Not Affected | High | High | High | High | High | High | 0 | 0 | 6 | 18 | 15 | Point |  | Not Found |  | No C Rating |  | Not Studied | 592 | 860 | 36.5714
Critical Infrastructure | Stormwater Treatment Facilities and Pump Stations | Drainage Assets - NWFWMD; SFWMD; SJRWMD; SWFWMD | S308 | STFPS_PT_000205 | VE | Not Affected | Not Affected | Not Affected | Not Affected | Not Affected | Not Affected | Not Affected | Not Affected | Not Affected | Not Affected | Not Affected | Not Affected | Not Affected | Not Affected | Not Affected | High | High | High | High | High | High | 0 | 0 | 6 | 18 | 15 | Point |  | Not Found |  | No C Rating |  | Not Studied | 592 | 860 | 36.5714
Critical Infrastructure | Stormwater Treatment Facilities and Pump Stations | Drainage Assets - NWFWMD; SFWMD; SJRWMD; SWFWMD | S308_LOCK | STFPS_PT_000206 | VE | Not Affected | Not Affected | Not Affected | Not Affected | Not Affected | Not Affected | Not Affected | Not Affected | Not Affected | Not Affected | Not Affected | Not Affected | Not Affected | Not Affected | Not Affected | High | High | High | High | High | High | 0 | 0 | 6 | 18 | 15 | Point |  | Not Found |  | No C Rating |  | Not Studied | 592 | 860 | 36.5714
Critical Infrastructure | Stormwater Treatment Facilities and Pump Stations | Drainage Assets - NWFWMD; SFWMD; SJRWMD; SWFWMD | S71W | STFPS_PT_000757 | AE | Not Affected | Not Affected | Not Affected | Not Affected | Not Affected | Not Affected | Not Affected | Not Affected | Not Affected | Not Affected | Not Affected | Not Affected | Not Affected | Not Affected | Not Affected | High | High | High | High | High | High | 0 | 0 | 6 | 18 | 15 | Point |  | Not Found |  | C-3 |  | Not Studied | 592 | 860 | 36.5714
Critical Infrastructure | Stormwater Treatment Facilities and Pump Stations | Drainage Assets - NWFWMD; SFWMD; SJRWMD; SWFWMD | S72W | STFPS_PT_000756 | AE | Not Affected | Not Affected | Not Affected | Not Affected | Not Affected | Not Affected | Not Affected | Not Affected | Not Affected | Not Affected | Not Affected | Not Affected | Not Affected | Not Affected | Not Affected | High | High | High | High | High | High | 0 | 0 | 6 | 18 | 15 | Point |  | Not Found |  | C-3 |  | Not Studied | 592 | 860 | 36.5714
Critical Infrastructure | Stormwater Treatment Facilities and Pump Stations | Drainage Assets - NWFWMD; SFWMD; SJRWMD; SWFWMD | S77_LOCK | STFPS_PT_000229 | AE | Not Affected | Not Affected | Not Affected | Not Affected | Not Affected | Not Affected | Not Affected | Not Affected | Not Affected | Not Affected | Not Affected | Not Affected | Not Affected | Not Affected | Not Affected | High | High | High | High | High | High | 0 | 0 | 6 | 18 | 15 | Point |  | Not Found |  | No C Rating |  | Not Studied | 592 | 860 | 36.5714
Critical Infrastructure | Stormwater Treatment Facilities and Pump Stations | Drainage Assets - NWFWMD; SFWMD; SJRWMD; SWFWMD | S82W | STFPS_PT_000802 | A | Not Affected | Not Affected | Not Affected | Not Affected | Not Affected | Not Affected | Not Affected | Not Affected | Not Affected | Not Affected | Not Affected | Not Affected | Not Affected | Not Affected | Not Affected | High | High | High | High | High | High | 0 | 0 | 6 | 18 | 15 | Point |  | Not Found |  | C-3 |  | Not Studied | 2031 | 4657 | 42.2311 | GORDY_ROAD
Critical Infrastructure | Stormwater Treatment Facilities and Pump Stations | Drainage Assets - NWFWMD; SFWMD; SJRWMD; SWFWMD | S310 | STFPS_PT_000231 | AE | Not Affected | Not Affected | Not Affected | Not Affected | Not Affected | Not Affected | Not Affected | Not Affected | Not Affected | Not Affected | Not Affected | Not Affected | Not Affected | Not Affected | Not Affected | High | High | High | High | High | High | 0 | 0 | 6 | 18 | 15 | Point |  | 91 |  | C-4 |  | Not Studied | 592 | 860 | 36.5714
Critical Infrastructure | Stormwater Treatment Facilities and Pump Stations | Drainage Assets - NWFWMD; SFWMD; SJRWMD; SWFWMD | S76 | STFPS_PT_000582 | X | Not Affected | Not Affected | Not Affected | Not Affected | Not Affected | Not Affected | Not Affected | Not Affected | Not Affected | Not Affected | Not Affected | Not Affected | Not Affected | Not Affected | Not Affected | High | High | High | High | High | High | 0 | 0 | 6 | 18 | 15 | Point |  | 72 |  | C-4 |  | 5-Year Event | 36972 | 6390 | 32.5714
Critical Infrastructure | Stormwater Treatment Facilities and Pump Stations | Drainage Assets - NWFWMD; SFWMD; SJRWMD; SWFWMD | C18 | STFPS_PT_000686 | X | Not Affected | Not Affected | Not Affected | Not Affected | Not Affected | Not Affected | Not Affected | Not Affected | Not Affected | Not Affected | Not Affected | Not Affected | Not Affected | Not Affected | Not Affected | High | High | High | High | High | High | 0 | 0 | 6 | 18 | 15 | Point |  | 68 |  | C-3 |  | Not Available | 17174 | 2982 | 28.3262
Critical Infrastructure | Stormwater Treatment Facilities and Pump Stations | Drainage Assets - NWFWMD; SFWMD; SJRWMD; SWFWMD | FU6 | STFPS_PT_000633 | AE | Not Affected | Not Affected | Not Affected | Not Affected | Not Affected | Not Affected | Not Affected | Not Affected | Not Affected | Not Affected | Not Affected | Not Affected | Not Affected | Not Affected | Not Affected | High | High | High | High | High | High | 0 | 0 | 6 | 18 | 15 | Point |  | 66 |  | C-4 |  | 10-Year Event | 21566 | 4349 | 39.9225
Critical Infrastructure | Stormwater Treatment Facilities and Pump Stations | Drainage Assets - NWFWMD; SFWMD; SJRWMD; SWFWMD | FU7 | STFPS_PT_000613 | AE | Not Affected | Not Affected | Not Affected | Not Affected | Not Affected | Not Affected | Not Affected | Not Affected | Not Affected | Not Affected | Not Affected | Not Affected | Not Affected | Not Affected | Not Affected | High | High | High | High | High | High | 0 | 0 | 6 | 18 | 15 | Point |  | 66 |  | C-4 |  | 10-Year Event | 21566 | 4349 | 39.9225
Critical Infrastructure | Stormwater Treatment Facilities and Pump Stations | Drainage Assets - NWFWMD; SFWMD; SJRWMD; SWFWMD | S12A | STFPS_PT_000740 | A | Not Affected | Not Affected | Not Affected | Not Affected | Not Affected | Not Affected | Not Affected | Not Affected | Not Affected | Not Affected | Not Affected | Not Affected | Not Affected | Not Affected | Not Affected | High | High | High | High | High | High | 0 | 0 | 6 | 18 | 15 | Point |  | 66 |  | No C Rating |  | Not Studied | 624 | 3169 | 28.777
Critical Infrastructure | Stormwater Treatment Facilities and Pump Stations | Drainage Assets - NWFWMD; SFWMD; SJRWMD; SWFWMD | S12C | STFPS_PT_000251 | A | Not Affected | Not Affected | Not Affected | Not Affected | Not Affected | Not Affected | Not Affected | Not Affected | Not Affected | Not Affected | Not Affected | Not Affected | Not Affected | Not Affected | Not Affected | High | High | High | High | High | High | 0 | 0 | 6 | 18 | 15 | Point |  | 66 |  | No C Rating |  | Not Studied | 624 | 3169 | 28.777
Critical Infrastructure | Stormwater Treatment Facilities and Pump Stations | Drainage Assets - NWFWMD; SFWMD; SJRWMD; SWFWMD | S12D | STFPS_PT_000290 | A | Not Affected | Not Affected | Not Affected | Not Affected | Not Affected | Not Affected | Not Affected | Not Affected | Not Affected | Not Affected | Not Affected | Not Affected | Not Affected | Not Affected | Not Affected | High | High | High | High | High | High | 0 | 0 | 6 | 18 | 15 | Point |  | 66 |  | No C Rating |  | Not Studied | 624 | 3169 | 28.777 | Should be Polygon
Critical Infrastructure | Stormwater Treatment Facilities and Pump Stations | Drainage Assets - NWFWMD; SFWMD; SJRWMD; SWFWMD | S83W | STFPS_PT_000803 | A | Not Affected | Not Affected | Not Affected | Not Affected | Not Affected | Not Affected | Not Affected | Not Affected | Not Affected | Not Affected | Not Affected | Not Affected | Not Affected | Not Affected | Not Affected | High | High | High | High | High | High | 0 | 0 | 6 | 18 | 15 | Point |  | 66 |  | C-3 |  | Not Studied | 66 | 1283 | 14.0351
Critical Infrastructure | Stormwater Treatment Facilities and Pump Stations | Drainage Assets - NWFWMD; SFWMD; SJRWMD; SWFWMD | C40_PC20N | STFPS_PT_001454 | AH | Not Affected | Not Affected | Not Affected | Not Affected | Not Affected | Not Affected | Not Affected | Not Affected | Not Affected | Not Affected | Not Affected | Not Affected | Not Affected | Not Affected | Not Affected | High | High | High | High | High | High | 0 | 0 | 6 | 18 | 15 | Point |  | 65 |  | No C Rating |  | Not Studied | 72 | 940 | 20.4545
Critical Infrastructure | Stormwater Treatment Facilities and Pump Stations | Drainage Assets - NWFWMD; SFWMD; SJRWMD; SWFWMD | S7 | STFPS_PT_000512 | AE | Not Affected | Not Affected | Not Affected | Not Affected | Not Affected | Not Affected | Not Affected | Not Affected | Not Affected | Not Affected | Not Affected | Not Affected | Not Affected | Not Affected | Not Affected | High | High | High | High | High | High | 0 | 0 | 6 | 18 | 15 | Point |  | 65 |  | C-4 |  | Not Studied | 0 | 452 | 18.0451
Critical Infrastructure | Stormwater Treatment Facilities and Pump Stations | Drainage Assets - NWFWMD; SFWMD; SJRWMD; SWFWMD | S70 | STFPS_PT_000195 | A | Not Affected | Not Affected | Not Affected | Not Affected | Not Affected | Not Affected | Not Affected | Not Affected | Not Affected | Not Affected | Not Affected | Not Affected | Not Affected | Not Affected | Not Affected | High | High | High | High | High | High | 0 | 0 | 6 | 18 | 15 | Point |  | 65 |  | C-4 |  | Not Studied | 2031 | 4657 | 42.2311
Critical Infrastructure | Stormwater Treatment Facilities and Pump Stations | Drainage Assets - NWFWMD; SFWMD; SJRWMD; SWFWMD | S8 | STFPS_PT_000310 | D | Not Affected | Not Affected | Not Affected | Not Affected | Not Affected | Not Affected | Not Affected | Not Affected | Not Affected | Not Affected | Not Affected | Not Affected | Not Affected | Not Affected | Not Affected | High | High | High | High | High | High | 0 | 0 | 6 | 18 | 15 | Point |  | 65 |  | C-4 |  | Not Studied | 0 | 452 | 18.0451
Critical Infrastructure | Stormwater Treatment Facilities and Pump Stations | Drainage Assets - NWFWMD; SFWMD; SJRWMD; SWFWMD | L28_PC05 | STFPS_PT_001189 | D | Not Affected | Not Affected | Not Affected | Not Affected | Not Affected | Not Affected | Not Affected | Not Affected | Not Affected | Not Affected | Not Affected | Not Affected | Not Affected | Not Affected | Not Affected | High | High | High | High | High | High | 0 | 0 | 6 | 18 | 15 | Point |  | 62 |  | No C Rating |  | Not Available | 19 | 1661 | 20.2532
Critical Infrastructure | Stormwater Treatment Facilities and Pump Stations | Drainage Assets - NWFWMD; SFWMD; SJRWMD; SWFWMD | S65A_LOCK | STFPS_PT_000172 |  | Not Affected | Not Affected | Not Affected | Not Affected | Not Affected | Not Affected | Not Affected | Not Affected | Not Affected | Not Affected | Not Affected | Not Affected | Not Affected | Not Affected | Not Affected | High | High | High | High | High | High | 0 | 0 | 6 | 18 | 15 | Point |  | 61 |  | C-3 |  | Not Studied | 1760 | 9861 | 36.1257
Critical Infrastructure | Stormwater Treatment Facilities and Pump Stations | Drainage Assets - NWFWMD; SFWMD; SJRWMD; SWFWMD | S65E_LOCK | STFPS_PT_000184 | A | Not Affected | Not Affected | Not Affected | Not Affected | Not Affected | Not Affected | Not Affected | Not Affected | Not Affected | Not Affected | Not Affected | Not Affected | Not Affected | Not Affected | Not Affected | High | High | High | High | High | High | 0 | 0 | 6 | 18 | 15 | Point |  | 61 |  | C-4 |  | Not Studied | 1011 | 1164 | 26.6667
Critical Infrastructure | Stormwater Treatment Facilities and Pump Stations | Drainage Assets - NWFWMD; SFWMD; SJRWMD; SWFWMD | S135_LOCK | STFPS_PT_000224 | VE | Not Affected | Not Affected | Not Affected | Not Affected | Not Affected | Not Affected | Not Affected | Not Affected | Not Affected | Not Affected | Not Affected | Not Affected | Not Affected | Not Affected | Not Affected | High | High | High | High | High | High | 0 | 0 | 6 | 18 | 15 | Point |  | 56 |  | C-3 |  | Not Studied | 592 | 860 | 36.5714
Critical Infrastructure | Stormwater Treatment Facilities and Pump Stations | Drainage Assets - NWFWMD; SFWMD; SJRWMD; SWFWMD | S140 | STFPS_PT_000134 | D | Not Affected | Not Affected | Not Affected | Not Affected | Not Affected | Not Affected | Not Affected | Not Affected | Not Affected | Not Affected | Not Affected | Not Affected | Not Affected | Not Affected | Not Affected | High | High | High | High | High | High | 0 | 0 | 6 | 18 | 15 | Point |  | 56 |  | C-3 |  | Not Available | 19 | 1661 | 20.2532
Critical Infrastructure | Stormwater Treatment Facilities and Pump Stations | Drainage Assets - NWFWMD; SFWMD; SJRWMD; SWFWMD | S140 | STFPS_PT_000312 | D | Not Affected | Not Affected | Not Affected | Not Affected | Not Affected | Not Affected | Not Affected | Not Affected | Not Affected | Not Affected | Not Affected | Not Affected | Not Affected | Not Affected | Not Affected | High | High | High | High | High | High | 0 | 0 | 6 | 18 | 15 | Point |  | 56 |  | C-3 |  | Not Available | 19 | 1661 | 20.2532
Critical Infrastructure | Stormwater Treatment Facilities and Pump Stations | Drainage Assets - NWFWMD; SFWMD; SJRWMD; SWFWMD | S193 | STFPS_PT_000191 | AE | Not Affected | Not Affected | Not Affected | Not Affected | Not Affected | Not Affected | Not Affected | Not Affected | Not Affected | Not Affected | Not Affected | Not Affected | Not Affected | Not Affected | Not Affected | High | High | High | High | High | High | 0 | 0 | 6 | 18 | 15 | Point |  | 54 |  | C-4 |  | Not Studied | 592 | 860 | 36.5714
Critical Infrastructure | Stormwater Treatment Facilities and Pump Stations | Drainage Assets - NWFWMD; SFWMD; SJRWMD; SWFWMD | S59WEIR | STFPS_PT_000421 | AE | Not Affected | Not Affected | Not Affected | Not Affected | Not Affected | Not Affected | Not Affected | Not Affected | Not Affected | Not Affected | Not Affected | Not Affected | Not Affected | Not Affected | Not Affected | High | High | High | High | High | High | 0 | 0 | 6 | 18 | 15 | Point |  | 48 |  | C-3 |  | < 5-Year Event | 182361 | 8381 | 16.6162
Critical Infrastructure | Stormwater Treatment Facilities and Pump Stations | Drainage Assets - NWFWMD; SFWMD; SJRWMD; SWFWMD | G103 | STFPS_PT_000168 | AE | Not Affected | Not Affected | Not Affected | Not Affected | Not Affected | Not Affected | Not Affected | Not Affected | Not Affected | Not Affected | Not Affected | Not Affected | Not Affected | Not Affected | Not Affected | High | High | High | High | High | High | 0 | 0 | 6 | 18 | 15 | Point |  | 44 |  | C-3 |  | < 5-Year Event | 1352 | 633 | 34.2857
Critical Infrastructure | Stormwater Treatment Facilities and Pump Stations | Drainage Assets - NWFWMD; SFWMD; SJRWMD; SWFWMD | C40_PC22S | STFPS_PT_001442 | A | Not Affected | Not Affected | Not Affected | Not Affected | Not Affected | Not Affected | Not Affected | Not Affected | Not Affected | Not Affected | Not Affected | Not Affected | Not Affected | Not Affected | Not Affected | High | High | High | High | High | High | 0 | 0 | 6 | 18 | 15 | Point |  | 41 |  | No C Rating |  | Not Studied | 72 | 940 | 20.4545
Critical Infrastructure | Stormwater Treatment Facilities and Pump Stations | Drainage Assets - NWFWMD; SFWMD; SJRWMD; SWFWMD | S354 | STFPS_PT_000217 | VE | Not Affected | Not Affected | Not Affected | Not Affected | Not Affected | Not Affected | Not Affected | Not Affected | Not Affected | Not Affected | Not Affected | Not Affected | Not Affected | Not Affected | Not Affected | High | High | High | High | High | High | 0 | 0 | 6 | 18 | 15 | Point |  | 37 |  | No C Rating |  | Not Studied | 592 | 860 | 36.5714
Critical Infrastructure | Stormwater Treatment Facilities and Pump Stations | Drainage Assets - NWFWMD; SFWMD; SJRWMD; SWFWMD | C36_PC04 | STFPS_PT_001361 | A | Not Affected | Not Affected | Not Affected | Not Affected | Not Affected | Not Affected | Not Affected | Not Affected | Not Affected | Not Affected | Not Affected | Not Affected | Not Affected | Not Affected | Not Affected | High | High | High | High | High | High | 0 | 0 | 6 | 18 | 15 | Point |  | 35 |  | No C Rating |  | < 5-Year Event | 625 | 676 | 22.4138
Critical Infrastructure | Stormwater Treatment Facilities and Pump Stations | Drainage Assets - NWFWMD; SFWMD; SJRWMD; SWFWMD | G327C | STFPS_PT_000494 | D | Not Affected | Not Affected | Not Affected | Not Affected | Not Affected | Not Affected | Not Affected | Not Affected | Not Affected | Not Affected | Not Affected | Not Affected | Not Affected | Not Affected | Not Affected | High | High | High | High | High | High | 0 | 0 | 6 | 18 | 15 | Point |  | 32 |  | C-3 |  | Not Studied | 7 | 259 | 18.1818
Critical Infrastructure | Stormwater Treatment Facilities and Pump Stations | Drainage Assets - NWFWMD; SFWMD; SJRWMD; SWFWMD | L61_PC01 | STFPS_PT_001494 | A | Not Affected | Not Affected | Not Affected | Not Affected | Not Affected | Not Affected | Not Affected | Not Affected | Not Affected | Not Affected | Not Affected | Not Affected | Not Affected | Not Affected | Not Affected | High | High | High | High | High | High | 0 | 0 | 6 | 18 | 15 | Point |  | 29 |  | No C Rating |  | Not Studied | 1838 | 10317 | 34.7682
Critical Infrastructure | Stormwater Treatment Facilities and Pump Stations | Drainage Assets - NWFWMD; SFWMD; SJRWMD; SWFWMD | C40_PC21N | STFPS_PT_001453 | A | Not Affected | Not Affected | Not Affected | Not Affected | Not Affected | Not Affected | Not Affected | Not Affected | Not Affected | Not Affected | Not Affected | Not Affected | Not Affected | Not Affected | Not Affected | High | High | High | High | High | High | 0 | 0 | 6 | 18 | 15 | Point |  | 27 |  | No C Rating |  | Not Studied | 72 | 940 | 20.4545
Critical Infrastructure | Stormwater Treatment Facilities and Pump Stations | Drainage Assets - NWFWMD; SFWMD; SJRWMD; SWFWMD | S362 | STFPS_PT_000584 | X | Not Affected | Not Affected | Not Affected | Not Affected | Not Affected | Not Affected | Not Affected | Not Affected | Not Affected | Not Affected | Not Affected | Not Affected | Not Affected | Not Affected | Not Affected | High | High | High | High | High | High | 0 | 0 | 6 | 18 | 15 | Point |  | 22 |  | C-4 |  | Not Studied | 1 | 543 | 51.2821
Critical Infrastructure | Stormwater Treatment Facilities and Pump Stations | Drainage Assets - NWFWMD; SFWMD; SJRWMD; SWFWMD | G341 | STFPS_PT_000765 | AE | Not Affected | Not Affected | Not Affected | Not Affected | Not Affected | Not Affected | Not Affected | Not Affected | Not Affected | Not Affected | Not Affected | Not Affected | Not Affected | Not Affected | Not Affected | High | High | High | High | High | High | 0 | 0 | 6 | 18 | 15 | Point |  | 21 |  | C-4 |  | Not Studied | 25154 | 3599 | 25.0331
Critical Infrastructure | Stormwater Treatment Facilities and Pump Stations | Drainage Assets - NWFWMD; SFWMD; SJRWMD; SWFWMD | G373 | STFPS_PT_000373 | X | Not Affected | Not Affected | Not Affected | Not Affected | Not Affected | Not Affected | Not Affected | Not Affected | Not Affected | Not Affected | Not Affected | Not Affected | Not Affected | Not Affected | Not Affected | High | High | High | High | High | High | 0 | 0 | 6 | 18 | 15 | Point |  | 21 |  | C-3 |  | Not Studied | 0 | 452 | 18.0451
Critical Infrastructure | Stormwater Treatment Facilities and Pump Stations | Drainage Assets - NWFWMD; SFWMD; SJRWMD; SWFWMD | S38A | STFPS_PT_000444 | AE | Not Affected | Not Affected | Not Affected | Not Affected | Not Affected | Not Affected | Not Affected | Not Affected | Not Affected | Not Affected | Not Affected | Not Affected | Not Affected | Not Affected | Not Affected | High | High | High | High | High | High | 0 | 0 | 6 | 18 | 15 | Point |  | 21 |  | C-4 |  | 100-Year Event | 297653 | 4460 | 51.7766
Critical Infrastructure | Stormwater Treatment Facilities and Pump Stations | Drainage Assets - NWFWMD; SFWMD; SJRWMD; SWFWMD | S390 | STFPS_PT_000670 | AE | Not Affected | Not Affected | Not Affected | Not Affected | Not Affected | Not Affected | Not Affected | Not Affected | Not Affected | Not Affected | Not Affected | Not Affected | Not Affected | Not Affected | Not Affected | High | High | High | High | High | High | 0 | 0 | 6 | 18 | 15 | Point |  | 21 |  | C-3 |  | Not Studied | 25 | 15 | 100
Critical Infrastructure | Stormwater Treatment Facilities and Pump Stations | Drainage Assets - NWFWMD; SFWMD; SJRWMD; SWFWMD | G160 | STFPS_PT_000682 | X | Not Affected | Not Affected | Not Affected | Not Affected | Not Affected | Not Affected | Not Affected | Not Affected | Not Affected | Not Affected | Not Affected | Not Affected | Not Affected | Not Affected | Not Affected | High | High | High | High | High | High | 0 | 0 | 6 | 18 | 15 | Point |  | 20 |  | C-3 |  | Not Available | 17174 | 2982 | 28.3262
Critical Infrastructure | Stormwater Treatment Facilities and Pump Stations | Drainage Assets - NWFWMD; SFWMD; SJRWMD; SWFWMD | S385 | STFPS_PT_000679 | X | Not Affected | Not Affected | Not Affected | Not Affected | Not Affected | Not Affected | Not Affected | Not Affected | Not Affected | Not Affected | Not Affected | Not Affected | Not Affected | Not Affected | Not Affected | High | High | High | High | High | High | 0 | 0 | 6 | 18 | 15 | Point |  | 20 |  | C-4 |  | Not Available | 8595 | 7527 | 42.3469
Critical Infrastructure | Stormwater Treatment Facilities and Pump Stations | Drainage Assets - NWFWMD; SFWMD; SJRWMD; SWFWMD | S386C | STFPS_PT_000675 | X | Not Affected | Not Affected | Not Affected | Not Affected | Not Affected | Not Affected | Not Affected | Not Affected | Not Affected | Not Affected | Not Affected | Not Affected | Not Affected | Not Affected | Not Affected | High | High | High | High | High | High | 0 | 0 | 6 | 18 | 15 | Point |  | 20 |  | C-3 |  | Not Studied | 11 | 53 | 20
Critical Infrastructure | Stormwater Treatment Facilities and Pump Stations | Drainage Assets - NWFWMD; SFWMD; SJRWMD; SWFWMD | S71 | STFPS_PT_000198 | AE | Not Affected | Not Affected | Not Affected | Not Affected | Not Affected | Not Affected | Not Affected | Not Affected | Not Affected | Not Affected | Not Affected | Not Affected | Not Affected | Not Affected | Not Affected | High | High | High | High | High | High | 0 | 0 | 6 | 18 | 15 | Point |  | 18 |  | C-4 |  | Not Studied | 592 | 860 | 36.5714
Critical Infrastructure | Stormwater Treatment Facilities and Pump Stations | Drainage Assets - NWFWMD; SFWMD; SJRWMD; SWFWMD | G434 | STFPS_PT_000111 | X | Not Affected | Not Affected | Not Affected | Not Affected | Not Affected | Not Affected | Not Affected | Not Affected | Not Affected | Not Affected | Not Affected | Not Affected | Not Affected | Not Affected | Not Affected | High | High | High | High | High | High | 0 | 0 | 6 | 18 | 15 | Point |  | 15 |  | C-3 |  | Not Studied | 0 | 278 | 10.989
Critical Infrastructure | Stormwater Treatment Facilities and Pump Stations | Drainage Assets - NWFWMD; SFWMD; SJRWMD; SWFWMD | G434 | STFPS_PT_000841 | X | Not Affected | Not Affected | Not Affected | Not Affected | Not Affected | Not Affected | Not Affected | Not Affected | Not Affected | Not Affected | Not Affected | Not Affected | Not Affected | Not Affected | Not Affected | High | High | High | High | High | High | 0 | 0 | 6 | 18 | 15 | Point |  | 15 |  | C-3 |  | Not Studied | 0 | 278 | 10.989
Critical Infrastructure | Stormwater Treatment Facilities and Pump Stations | Drainage Assets - NWFWMD; SFWMD; SJRWMD; SWFWMD | GG6 | STFPS_PT_000616 | AE | Not Affected | Not Affected | Not Affected | Not Affected | Not Affected | Not Affected | Not Affected | Not Affected | Not Affected | Not Affected | Not Affected | Not Affected | Not Affected | Not Affected | Not Affected | High | High | High | High | High | High | 0 | 0 | 6 | 18 | 15 | Point |  | 14 |  | C-3 |  | 5-Year Event | 123941 | 5546 | 22.4438 | Inactive
Critical Infrastructure | Stormwater Treatment Facilities and Pump Stations | Drainage Assets - NWFWMD; SFWMD; SJRWMD; SWFWMD | S659A | STFPS_PT_000994 | X | Not Affected | Not Affected | Not Affected | Not Affected | Not Affected | Not Affected | Not Affected | Not Affected | Not Affected | Not Affected | Not Affected | Not Affected | Not Affected | Not Affected | Not Affected | High | High | High | High | High | High | 0 | 0 | 6 | 18 | 15 | Point |  | 14 |  | No C Rating |  | Not Studied | 1 | 162 | 53.4483
Critical Infrastructure | Stormwater Treatment Facilities and Pump Stations | Drainage Assets - NWFWMD; SFWMD; SJRWMD; SWFWMD | S659B | STFPS_PT_000995 | X | Not Affected | Not Affected | Not Affected | Not Affected | Not Affected | Not Affected | Not Affected | Not Affected | Not Affected | Not Affected | Not Affected | Not Affected | Not Affected | Not Affected | Not Affected | High | High | High | High | High | High | 0 | 0 | 6 | 18 | 15 | Point |  | 14 |  | No C Rating |  | Not Studied | 1 | 162 | 53.4483
Critical Infrastructure | Stormwater Treatment Facilities and Pump Stations | Drainage Assets - NWFWMD; SFWMD; SJRWMD; SWFWMD | S659C | STFPS_PT_000996 | X | Not Affected | Not Affected | Not Affected | Not Affected | Not Affected | Not Affected | Not Affected | Not Affected | Not Affected | Not Affected | Not Affected | Not Affected | Not Affected | Not Affected | Not Affected | High | High | High | High | High | High | 0 | 0 | 6 | 18 | 15 | Point |  | 14 |  | No C Rating |  | Not Studied | 1 | 162 | 53.4483
Critical Infrastructure | Stormwater Treatment Facilities and Pump Stations | Drainage Assets - NWFWMD; SFWMD; SJRWMD; SWFWMD | S659D | STFPS_PT_000997 | X | Not Affected | Not Affected | Not Affected | Not Affected | Not Affected | Not Affected | Not Affected | Not Affected | Not Affected | Not Affected | Not Affected | Not Affected | Not Affected | Not Affected | Not Affected | High | High | High | High | High | High | 0 | 0 | 6 | 18 | 15 | Point |  | 14 |  | No C Rating |  | Not Studied | 1 | 162 | 53.4483
Critical Infrastructure | Stormwater Treatment Facilities and Pump Stations | Drainage Assets - NWFWMD; SFWMD; SJRWMD; SWFWMD | S659E | STFPS_PT_000998 | X | Not Affected | Not Affected | Not Affected | Not Affected | Not Affected | Not Affected | Not Affected | Not Affected | Not Affected | Not Affected | Not Affected | Not Affected | Not Affected | Not Affected | Not Affected | High | High | High | High | High | High | 0 | 0 | 6 | 18 | 15 | Point |  | 14 |  | No C Rating |  | Not Studied | 1 | 162 | 53.4483
Critical Infrastructure | Stormwater Treatment Facilities and Pump Stations | Drainage Assets - NWFWMD; SFWMD; SJRWMD; SWFWMD | S659G | STFPS_PT_000993 | X | Not Affected | Not Affected | Not Affected | Not Affected | Not Affected | Not Affected | Not Affected | Not Affected | Not Affected | Not Affected | Not Affected | Not Affected | Not Affected | Not Affected | Not Affected | High | High | High | High | High | High | 0 | 0 | 6 | 18 | 15 | Point |  | 14 |  | No C Rating |  | Not Studied | 1 | 162 | 53.4483
Critical Infrastructure | Stormwater Treatment Facilities and Pump Stations | Drainage Assets - NWFWMD; SFWMD; SJRWMD; SWFWMD | S660 | STFPS_PT_000872 | X | Not Affected | Not Affected | Not Affected | Not Affected | Not Affected | Not Affected | Not Affected | Not Affected | Not Affected | Not Affected | Not Affected | Not Affected | Not Affected | Not Affected | Not Affected | High | High | High | High | High | High | 0 | 0 | 6 | 18 | 15 | Point |  | 14 |  | No C Rating |  | Not Available | 2670 | 1597 | 33.6207
Critical Infrastructure | Stormwater Treatment Facilities and Pump Stations | Drainage Assets - NWFWMD; SFWMD; SJRWMD; SWFWMD | S661A | STFPS_PT_000992 | X | Not Affected | Not Affected | Not Affected | Not Affected | Not Affected | Not Affected | Not Affected | Not Affected | Not Affected | Not Affected | Not Affected | Not Affected | Not Affected | Not Affected | Not Affected | High | High | High | High | High | High | 0 | 0 | 6 | 18 | 15 | Point |  | 14 |  | C-2 |  | Not Studied | 1 | 162 | 53.4483
Critical Infrastructure | Stormwater Treatment Facilities and Pump Stations | Drainage Assets - NWFWMD; SFWMD; SJRWMD; SWFWMD | L15_PC07 | STFPS_PT_001122 | X | Not Affected | Not Affected | Not Affected | Not Affected | Not Affected | Not Affected | Not Affected | Not Affected | Not Affected | Not Affected | Not Affected | Not Affected | Not Affected | Not Affected | Not Affected | High | High | High | High | High | High | 0 | 0 | 6 | 18 | 15 | Point |  | 11 |  | No C Rating |  | Not Studied | 25154 | 3599 | 25.0331
Critical Infrastructure | Stormwater Treatment Facilities and Pump Stations | Drainage Assets - NWFWMD; SFWMD; SJRWMD; SWFWMD | L15_PC13 | STFPS_PT_001128 | X | Not Affected | Not Affected | Not Affected | Not Affected | Not Affected | Not Affected | Not Affected | Not Affected | Not Affected | Not Affected | Not Affected | Not Affected | Not Affected | Not Affected | Not Affected | High | High | High | High | High | High | 0 | 0 | 6 | 18 | 15 | Point |  | 11 |  | No C Rating |  | Not Studied | 25154 | 3599 | 25.0331
Critical Infrastructure | Stormwater Treatment Facilities and Pump Stations | Drainage Assets - NWFWMD; SFWMD; SJRWMD; SWFWMD | S65DX3 | STFPS_PT_000958 | A | Not Affected | Not Affected | Not Affected | Not Affected | Not Affected | Not Affected | Not Affected | Not Affected | Not Affected | Not Affected | Not Affected | Not Affected | Not Affected | Not Affected | Not Affected | High | High | High | High | High | High | 0 | 0 | 6 | 18 | 15 | Point |  | 10 |  | C-3 |  | Not Studied | 1760 | 9861 | 36.1257
Critical Infrastructure | Stormwater Treatment Facilities and Pump Stations | Drainage Assets - NWFWMD; SFWMD; SJRWMD; SWFWMD | G720 | STFPS_PT_000898 | AE | Not Affected | Not Affected | Not Affected | Not Affected | Not Affected | Not Affected | Not Affected | Not Affected | Not Affected | Not Affected | Not Affected | Not Affected | Not Affected | Not Affected | Not Affected | High | High | High | High | High | High | 0 | 0 | 6 | 18 | 15 | Point |  | 8 |  | C-3 |  | Not Studied | 0 | 452 | 18.0451
Critical Infrastructure | Stormwater Treatment Facilities and Pump Stations | Drainage Assets - NWFWMD; SFWMD; SJRWMD; SWFWMD | G723N | STFPS_PT_000897 | AE | Not Affected | Not Affected | Not Affected | Not Affected | Not Affected | Not Affected | Not Affected | Not Affected | Not Affected | Not Affected | Not Affected | Not Affected | Not Affected | Not Affected | Not Affected | High | High | High | High | High | High | 0 | 0 | 6 | 18 | 15 | Point |  | 8 |  | C-3 |  | Not Studied | 0 | 155 | 25.9259
Critical Infrastructure | Stormwater Treatment Facilities and Pump Stations | Drainage Assets - NWFWMD; SFWMD; SJRWMD; SWFWMD | G728 | STFPS_PT_001019 | X | Not Affected | Not Affected | Not Affected | Not Affected | Not Affected | Not Affected | Not Affected | Not Affected | Not Affected | Not Affected | Not Affected | Not Affected | Not Affected | Not Affected | Not Affected | High | High | High | High | High | High | 0 | 0 | 6 | 18 | 15 | Point |  | 8 |  | C-3 |  | Not Studied | 7 | 259 | 18.1818
Critical Infrastructure | Stormwater Treatment Facilities and Pump Stations | Drainage Assets - NWFWMD; SFWMD; SJRWMD; SWFWMD | G729 | STFPS_PT_001013 | X | Not Affected | Not Affected | Not Affected | Not Affected | Not Affected | Not Affected | Not Affected | Not Affected | Not Affected | Not Affected | Not Affected | Not Affected | Not Affected | Not Affected | Not Affected | High | High | High | High | High | High | 0 | 0 | 6 | 18 | 15 | Point |  | 8 |  | C-3 |  | Not Studied | 7 | 259 | 18.1818
Critical Infrastructure | Stormwater Treatment Facilities and Pump Stations | Drainage Assets - NWFWMD; SFWMD; SJRWMD; SWFWMD | G730 | STFPS_PT_001012 | X | Not Affected | Not Affected | Not Affected | Not Affected | Not Affected | Not Affected | Not Affected | Not Affected | Not Affected | Not Affected | Not Affected | Not Affected | Not Affected | Not Affected | Not Affected | High | High | High | High | High | High | 0 | 0 | 6 | 18 | 15 | Point |  | 8 |  | C-3 |  | Not Studied | 7 | 259 | 18.1818
Critical Infrastructure | Stormwater Treatment Facilities and Pump Stations | Drainage Assets - NWFWMD; SFWMD; SJRWMD; SWFWMD | G731B | STFPS_PT_001016 | X | Not Affected | Not Affected | Not Affected | Not Affected | Not Affected | Not Affected | Not Affected | Not Affected | Not Affected | Not Affected | Not Affected | Not Affected | Not Affected | Not Affected | Not Affected | High | High | High | High | High | High | 0 | 0 | 6 | 18 | 15 | Point |  | 8 |  | C-3 |  | Not Studied | 7 | 259 | 18.1818
Critical Infrastructure | Stormwater Treatment Facilities and Pump Stations | Drainage Assets - NWFWMD; SFWMD; SJRWMD; SWFWMD | G732 | STFPS_PT_001011 | X | Not Affected | Not Affected | Not Affected | Not Affected | Not Affected | Not Affected | Not Affected | Not Affected | Not Affected | Not Affected | Not Affected | Not Affected | Not Affected | Not Affected | Not Affected | High | High | High | High | High | High | 0 | 0 | 6 | 18 | 15 | Point |  | 8 |  | C-3 |  | Not Studied | 7 | 259 | 18.1818
Critical Infrastructure | Stormwater Treatment Facilities and Pump Stations | Drainage Assets - NWFWMD; SFWMD; SJRWMD; SWFWMD | G734 | STFPS_PT_001018 | X | Not Affected | Not Affected | Not Affected | Not Affected | Not Affected | Not Affected | Not Affected | Not Affected | Not Affected | Not Affected | Not Affected | Not Affected | Not Affected | Not Affected | Not Affected | High | High | High | High | High | High | 0 | 0 | 6 | 18 | 15 | Point |  | 8 |  | C-3 |  | Not Studied | 7 | 259 | 18.1818
Critical Infrastructure | Stormwater Treatment Facilities and Pump Stations | Drainage Assets - NWFWMD; SFWMD; SJRWMD; SWFWMD | S405 | STFPS_PT_001067 | X | Not Affected | Not Affected | Not Affected | Not Affected | Not Affected | Not Affected | Not Affected | Not Affected | Not Affected | Not Affected | Not Affected | Not Affected | Not Affected | Not Affected | Not Affected | High | High | High | High | High | High | 0 | 0 | 6 | 18 | 15 | Point |  | 8 |  | No C Rating |  | Not Studied | 0 | 170 | 13.1579
Critical Infrastructure | Stormwater Treatment Facilities and Pump Stations | Drainage Assets - NWFWMD; SFWMD; SJRWMD; SWFWMD | S476 | STFPS_PT_001032 | X | Not Affected | Not Affected | Not Affected | Not Affected | Not Affected | Not Affected | Not Affected | Not Affected | Not Affected | Not Affected | Not Affected | Not Affected | Not Affected | Not Affected | Not Affected | High | High | High | High | High | High | 0 | 0 | 6 | 18 | 15 | Point |  | 8 |  | No C Rating |  | Not Available | 54872 | 16241 | 53.3036
Critical Infrastructure | Stormwater Treatment Facilities and Pump Stations | Drainage Assets - NWFWMD; SFWMD; SJRWMD; SWFWMD | S661B | STFPS_PT_000985 | X | Not Affected | Not Affected | Not Affected | Not Affected | Not Affected | Not Affected | Not Affected | Not Affected | Not Affected | Not Affected | Not Affected | Not Affected | Not Affected | Not Affected | Not Affected | High | High | High | High | High | High | 0 | 0 | 6 | 18 | 15 | Point |  | 8 |  | No C Rating |  | Not Studied | 1 | 162 | 53.4483
Critical Infrastructure | Stormwater Treatment Facilities and Pump Stations | Drainage Assets - NWFWMD; SFWMD; SJRWMD; SWFWMD | S661C | STFPS_PT_000984 | X | Not Affected | Not Affected | Not Affected | Not Affected | Not Affected | Not Affected | Not Affected | Not Affected | Not Affected | Not Affected | Not Affected | Not Affected | Not Affected | Not Affected | Not Affected | High | High | High | High | High | High | 0 | 0 | 6 | 18 | 15 | Point |  | 8 |  | No C Rating |  | Not Studied | 1 | 162 | 53.4483
Critical Infrastructure | Stormwater Treatment Facilities and Pump Stations | Drainage Assets - NWFWMD; SFWMD; SJRWMD; SWFWMD | S672A | STFPS_PT_000987 | X | Not Affected | Not Affected | Not Affected | Not Affected | Not Affected | Not Affected | Not Affected | Not Affected | Not Affected | Not Affected | Not Affected | Not Affected | Not Affected | Not Affected | Not Affected | High | High | High | High | High | High | 0 | 0 | 6 | 18 | 15 | Point |  | 8 |  | No C Rating |  | Not Studied | 1 | 162 | 53.4483
Critical Infrastructure | Stormwater Treatment Facilities and Pump Stations | Drainage Assets - NWFWMD; SFWMD; SJRWMD; SWFWMD | S672B | STFPS_PT_000988 | X | Not Affected | Not Affected | Not Affected | Not Affected | Not Affected | Not Affected | Not Affected | Not Affected | Not Affected | Not Affected | Not Affected | Not Affected | Not Affected | Not Affected | Not Affected | High | High | High | High | High | High | 0 | 0 | 6 | 18 | 15 | Point |  | 8 |  | No C Rating |  | Not Studied | 1 | 162 | 53.4483
Critical Infrastructure | Stormwater Treatment Facilities and Pump Stations | Drainage Assets - NWFWMD; SFWMD; SJRWMD; SWFWMD | S672C | STFPS_PT_000986 | AE | Not Affected | Not Affected | Not Affected | Not Affected | Not Affected | Not Affected | Not Affected | Not Affected | Not Affected | Not Affected | Not Affected | Not Affected | Not Affected | Not Affected | Not Affected | High | High | High | High | High | High | 0 | 0 | 6 | 18 | 15 | Point |  | 8 |  | No C Rating |  | Not Studied | 1 | 162 | 53.4483
Critical Infrastructure | Stormwater Treatment Facilities and Pump Stations | Drainage Assets - NWFWMD; SFWMD; SJRWMD; SWFWMD | S672D | STFPS_PT_000990 | X | Not Affected | Not Affected | Not Affected | Not Affected | Not Affected | Not Affected | Not Affected | Not Affected | Not Affected | Not Affected | Not Affected | Not Affected | Not Affected | Not Affected | Not Affected | High | High | High | High | High | High | 0 | 0 | 6 | 18 | 15 | Point |  | 8 |  | No C Rating |  | Not Available | 2670 | 1597 | 33.6207 | Inactive
Critical Infrastructure | Stormwater Treatment Facilities and Pump Stations | Drainage Assets - NWFWMD; SFWMD; SJRWMD; SWFWMD | S673A | STFPS_PT_000983 | X | Not Affected | Not Affected | Not Affected | Not Affected | Not Affected | Not Affected | Not Affected | Not Affected | Not Affected | Not Affected | Not Affected | Not Affected | Not Affected | Not Affected | Not Affected | High | High | High | High | High | High | 0 | 0 | 6 | 18 | 15 | Point |  | 8 |  | No C Rating |  | Not Studied | 1 | 162 | 53.4483
Critical Infrastructure | Stormwater Treatment Facilities and Pump Stations | Drainage Assets - NWFWMD; SFWMD; SJRWMD; SWFWMD | S673B | STFPS_PT_000982 | X | Not Affected | Not Affected | Not Affected | Not Affected | Not Affected | Not Affected | Not Affected | Not Affected | Not Affected | Not Affected | Not Affected | Not Affected | Not Affected | Not Affected | Not Affected | High | High | High | High | High | High | 0 | 0 | 6 | 18 | 15 | Point |  | 8 |  | No C Rating |  | Not Studied | 1 | 162 | 53.4483
Critical Infrastructure | Stormwater Treatment Facilities and Pump Stations | Drainage Assets - NWFWMD; SFWMD; SJRWMD; SWFWMD | S673C | STFPS_PT_000981 | X | Not Affected | Not Affected | Not Affected | Not Affected | Not Affected | Not Affected | Not Affected | Not Affected | Not Affected | Not Affected | Not Affected | Not Affected | Not Affected | Not Affected | Not Affected | High | High | High | High | High | High | 0 | 0 | 6 | 18 | 15 | Point |  | 8 |  | No C Rating |  | Not Studied | 1 | 162 | 53.4483
Critical Infrastructure | Stormwater Treatment Facilities and Pump Stations | Drainage Assets - NWFWMD; SFWMD; SJRWMD; SWFWMD | S673D | STFPS_PT_000980 | X | Not Affected | Not Affected | Not Affected | Not Affected | Not Affected | Not Affected | Not Affected | Not Affected | Not Affected | Not Affected | Not Affected | Not Affected | Not Affected | Not Affected | Not Affected | High | High | High | High | High | High | 0 | 0 | 6 | 18 | 15 | Point |  | 8 |  | No C Rating |  | Not Available | 2670 | 1597 | 33.6207
Critical Infrastructure | Stormwater Treatment Facilities and Pump Stations | Drainage Assets - NWFWMD; SFWMD; SJRWMD; SWFWMD | S674B | STFPS_PT_000991 | X | Not Affected | Not Affected | Not Affected | Not Affected | Not Affected | Not Affected | Not Affected | Not Affected | Not Affected | Not Affected | Not Affected | Not Affected | Not Affected | Not Affected | Not Affected | High | High | High | High | High | High | 0 | 0 | 6 | 18 | 15 | Point |  | 8 |  | No C Rating |  | Not Available | 2670 | 1597 | 33.6207 | Inactive
Critical Infrastructure | Stormwater Treatment Facilities and Pump Stations | Drainage Assets - NWFWMD; SFWMD; SJRWMD; SWFWMD | S169W | STFPS_PT_000357 | AE | Not Affected | Not Affected | Not Affected | Not Affected | Not Affected | Not Affected | Not Affected | Not Affected | Not Affected | Not Affected | Not Affected | Not Affected | Not Affected | Not Affected | Not Affected | High | High | High | High | High | High | 0 | 0 | 6 | 18 | 15 | Point |  | 5 |  | C-3 |  | Not Available | 14086 | 1392 | 43.1487
Critical Infrastructure | Stormwater Treatment Facilities and Pump Stations | Drainage Assets - NWFWMD; SFWMD; SJRWMD; SWFWMD | C14_PC12 | STFPS_PT_001198 | X | Not Affected | Not Affected | Not Affected | Not Affected | Not Affected | Not Affected | Not Affected | Not Affected | Not Affected | Low | Low | Medium | Medium | Medium | High | Not Affected | Not Affected | Not Affected | Medium | Medium | Medium | 2 | 6 | 1 | 17 | 12 | Point |  | 18 |  | No C Rating |  | 25-Year Event | 22073 | 831 | 52.4561
Critical Infrastructure | Stormwater Treatment Facilities and Pump Stations | Drainage Assets - NWFWMD; SFWMD; SJRWMD; SWFWMD | C102_PC23 | STFPS_PT_001228 | X | Not Affected | Not Affected | Not Affected | Not Affected | Not Affected | Not Affected | Not Affected | Not Affected | Not Affected | Not Affected | Medium | Medium | Medium | High | High | Not Affected | Not Affected | Not Affected | Low | Medium | Medium | 1 | 5 | 2 | 17 | 13 | Point |  | 61 |  | No C Rating |  | 10-Year Event | 5749 | 373 | 53.2663
Critical Infrastructure | Stormwater Treatment Facilities and Pump Stations | Dams USACE | C-44 Reservoir | STFPS_PT_002674 | X | Not Affected | Not Affected | Not Affected | Not Affected | Not Affected | Not Affected | Not Affected | Not Affected | Not Affected | Not Affected | Not Affected | Not Affected | Not Affected | Not Affected | Not Affected | Medium | High | High | High | High | High | 0 | 1 | 5 | 17 | 15 | Point |  | Not Matched |  | No C Rating |  | Not Found | Not Found | Not Found | Not Found
Critical Infrastructure | Stormwater Treatment Facilities and Pump Stations | Drainage Assets - NWFWMD; SFWMD; SJRWMD; SWFWMD | G726 | STFPS_PT_001035 | X | Not Affected | Not Affected | Not Affected | Not Affected | Not Affected | Not Affected | Not Affected | Not Affected | Not Affected | Not Affected | Not Affected | Not Affected | Not Affected | Not Affected | Not Affected | High | Medium | High | High | High | High | 0 | 1 | 5 | 17 | 15 | Point |  | Not Found |  | No C Rating |  | Not Available | 2945 | 5357 | 29.3375
Critical Infrastructure | Stormwater Treatment Facilities and Pump Stations | Drainage Assets - NWFWMD; SFWMD; SJRWMD; SWFWMD | C32C_PC20 | STFPS_PT_001342 | X | Not Affected | Not Affected | Not Affected | Not Affected | Not Affected | Not Affected | Not Affected | Not Affected | Not Affected | Not Affected | Not Affected | Not Affected | Not Affected | Not Affected | Not Affected | Medium | High | High | High | High | High | 0 | 1 | 5 | 17 | 15 | Point |  | 56 |  | No C Rating |  | < 5-Year Event | 717 | 382 | 36.3636
Critical Infrastructure | Stormwater Treatment Facilities and Pump Stations | Drainage Assets - NWFWMD; SFWMD; SJRWMD; SWFWMD | S135 | STFPS_PT_000223 | VE | Not Affected | Not Affected | Not Affected | Not Affected | Not Affected | Not Affected | Not Affected | Not Affected | Not Affected | Not Affected | Not Affected | Not Affected | Not Affected | Not Affected | Not Affected | High | Medium | High | High | High | High | 0 | 1 | 5 | 17 | 15 | Point |  | 56 |  | No C Rating |  | Not Studied | 592 | 860 | 36.5714
Critical Infrastructure | Stormwater Treatment Facilities and Pump Stations | Drainage Assets - NWFWMD; SFWMD; SJRWMD; SWFWMD | G603 | STFPS_PT_000296 | X | Not Affected | Not Affected | Not Affected | Not Affected | Not Affected | Not Affected | Not Affected | Not Affected | Not Affected | Not Affected | Not Affected | Not Affected | Not Affected | Not Affected | Not Affected | Medium | High | High | High | High | High | 0 | 1 | 5 | 17 | 15 | Point |  | 29 |  | C-1 |  | Not Studied | 2 | 448 | 11.4286
Critical Infrastructure | Stormwater Treatment Facilities and Pump Stations | Drainage Assets - NWFWMD; SFWMD; SJRWMD; SWFWMD | G360B | STFPS_PT_000295 | X | Not Affected | Not Affected | Not Affected | Not Affected | Not Affected | Not Affected | Not Affected | Not Affected | Not Affected | Not Affected | Not Affected | Not Affected | Not Affected | Not Affected | Not Affected | High | Medium | High | High | High | High | 0 | 1 | 5 | 17 | 15 | Point |  | 27 |  | C-4 |  | Not Studied | 2 | 448 | 11.4286
Critical Infrastructure | Stormwater Treatment Facilities and Pump Stations | Drainage Assets - NWFWMD; SFWMD; SJRWMD; SWFWMD | L28I NF_PC17 | STFPS_PT_001177 | AREA NOT INCLUDED | Not Affected | Not Affected | Not Affected | Not Affected | Not Affected | Not Affected | Not Affected | Not Affected | Not Affected | Not Affected | Not Affected | Not Affected | Not Affected | Not Affected | Not Affected | High | Medium | High | High | High | High | 0 | 1 | 5 | 17 | 15 | Point |  | 22 |  | No C Rating |  | Not Available | 233 | 2413 | 42.5532
Critical Infrastructure | Stormwater Treatment Facilities and Pump Stations | Drainage Assets - NWFWMD; SFWMD; SJRWMD; SWFWMD | C111_PC02SEC3 | STFPS_PT_001234 | A | Not Affected | Not Affected | Not Affected | Not Affected | Not Affected | Not Affected | Not Affected | Not Affected | Not Affected | Not Affected | Medium | Medium | Medium | High | High | Not Affected | Not Affected | Not Affected | Low | Medium | Low | 2 | 4 | 2 | 16 | 13 | Point |  | 60 |  | No C Rating |  | 10-Year Event | 18406 | 555 | 58.0488
Critical Infrastructure | Stormwater Treatment Facilities and Pump Stations | Drainage Assets - NWFWMD; SFWMD; SJRWMD; SWFWMD | C9_PC05 | STFPS_PT_001201 | AE | Not Affected | Not Affected | Not Affected | Not Affected | Not Affected | Not Affected | Not Affected | Not Affected | Not Affected | Not Affected | Medium | High | High | High | High | Not Affected | Not Affected | Not Affected | Not Affected | Low | Low | 2 | 1 | 4 | 16 | 14 | Point |  | 22 |  | No C Rating |  | 25-Year Event | 171767 | 1904 | 54.5276
Critical Infrastructure | Stormwater Treatment Facilities and Pump Stations | Drainage Assets - NWFWMD; SFWMD; SJRWMD; SWFWMD | S266 | STFPS_PT_000188 | X | Not Affected | Not Affected | Not Affected | Not Affected | Not Affected | Not Affected | Not Affected | Not Affected | Not Affected | Not Affected | Not Affected | Not Affected | Not Affected | Not Affected | Not Affected | Medium | Medium | High | High | High | High | 0 | 2 | 4 | 16 | 15 | Point |  | Not Found |  | No C Rating |  | Not Studied | 592 | 860 | 36.5714
Critical Infrastructure | Stormwater Treatment Facilities and Pump Stations | Drainage Assets - NWFWMD; SFWMD; SJRWMD; SWFWMD | S65A | STFPS_PT_000173 |  | Not Affected | Not Affected | Not Affected | Not Affected | Not Affected | Not Affected | Not Affected | Not Affected | Not Affected | Not Affected | Not Affected | Not Affected | Not Affected | Not Affected | Not Affected | High | Low | High | High | High | High | 1 | 0 | 5 | 16 | 15 | Point |  | 61 |  | C-4 |  | Not Studied | 1760 | 9861 | 36.1257
Critical Infrastructure | Stormwater Treatment Facilities and Pump Stations | Drainage Assets - NWFWMD; SFWMD; SJRWMD; SWFWMD | C111E_PC13 | STFPS_PT_001241 | A | Not Affected | Not Affected | Not Affected | Not Affected | Not Affected | Not Affected | Not Affected | Not Affected | Not Affected | Low | High | High | High | High | High | Not Affected | Not Affected | Not Affected | Not Affected | Not Affected | Not Affected | 1 | 0 | 5 | 16 | 15 | Point |  | 60 |  | No C Rating |  | 10-Year Event | 4341 | 374 | 71.1864
Critical Infrastructure | Stormwater Treatment Facilities and Pump Stations | Drainage Assets - NWFWMD; SFWMD; SJRWMD; SWFWMD | S63A | STFPS_PT_000596 | AE | Not Affected | Not Affected | Not Affected | Not Affected | Not Affected | Not Affected | Not Affected | Not Affected | Not Affected | Not Affected | Not Affected | Not Affected | Not Affected | Not Affected | Not Affected | High | Medium | Medium | High | High | High | 0 | 2 | 4 | 16 | 15 | Point |  | 59 |  | C-3 |  | < 5-Year Event | 54 | 1008 | 15.5556
Critical Infrastructure | Stormwater Treatment Facilities and Pump Stations | Drainage Assets - NWFWMD; SFWMD; SJRWMD; SWFWMD | C41_PC22A-B | STFPS_PT_001402 | A | Not Affected | Not Affected | Not Affected | Not Affected | Not Affected | Not Affected | Not Affected | Not Affected | Not Affected | Not Affected | Not Affected | Not Affected | Not Affected | Not Affected | Not Affected | Medium | Medium | High | High | High | High | 0 | 2 | 4 | 16 | 15 | Point |  | 16 |  | No C Rating |  | Not Studied | 274 | 1173 | 22.5
Critical Infrastructure | Stormwater Treatment Facilities and Pump Stations | Drainage Assets - NWFWMD; SFWMD; SJRWMD; SWFWMD | MILLER3 | STFPS_PT_000615 | AE | Not Affected | Not Affected | Not Affected | Not Affected | Not Affected | Not Affected | Not Affected | Not Affected | Not Affected | Not Affected | Not Affected | Not Affected | Not Affected | Not Affected | Not Affected | Medium | High | Medium | High | High | High | 0 | 2 | 4 | 16 | 15 | Point |  | 11 |  | C-3 |  | 10-Year Event | 21566 | 4349 | 39.9225
Critical Infrastructure | Stormwater Treatment Facilities and Pump Stations | Drainage Assets - NWFWMD; SFWMD; SJRWMD; SWFWMD | C100C_PC07 | STFPS_PT_001206 | AH | Not Affected | Not Affected | Not Affected | Not Affected | Not Affected | Not Affected | Not Affected | Not Affected | Not Affected | Not Affected | Not Affected | Low | Low | Medium | Medium | Low | Low | Low | Medium | Medium | Medium | 5 | 5 | 0 | 15 | 11 | Point |  | 22 |  | No C Rating |  | 5-Year Event | 145884 | 1633 | 63.0137
Critical Infrastructure | Stormwater Treatment Facilities and Pump Stations | Drainage Assets - NWFWMD; SFWMD; SJRWMD; SWFWMD | S322A | STFPS_PT_000931 | A | Not Affected | Not Affected | Not Affected | Not Affected | Not Affected | Not Affected | Not Affected | Not Affected | Not Affected | Not Affected | Medium | Medium | Medium | High | High | Not Affected | Not Affected | Not Affected | Low | Low | Low | 3 | 3 | 2 | 15 | 13 | Point |  | 10 |  | No C Rating |  | Not Studied | 10 | 59 | 25
Critical Infrastructure | Stormwater Treatment Facilities and Pump Stations | Dams USACE | Control Struc #3 | STFPS_PT_001857 | X | Not Affected | Not Affected | Not Affected | Not Affected | Not Affected | Not Affected | Not Affected | Not Affected | Not Affected | Not Affected | Not Affected | Not Affected | Not Affected | Not Affected | Not Affected | Medium | Medium | Medium | High | High | High | 0 | 3 | 3 | 15 | 15 | Point |  | Not Matched |  | No C Rating |  | Not Found | Not Found | Not Found | Not Found
Critical Infrastructure | Stormwater Treatment Facilities and Pump Stations | Drainage Assets - NWFWMD; SFWMD; SJRWMD; SWFWMD | S10A | STFPS_PT_000497 | D | Not Affected | Not Affected | Not Affected | Not Affected | Not Affected | Not Affected | Not Affected | Not Affected | Not Affected | Not Affected | Not Affected | Not Affected | Not Affected | Not Affected | Not Affected | Medium | Medium | Medium | High | High | High | 0 | 3 | 3 | 15 | 15 | Point |  | Not Found |  | No C Rating |  | Not Studied | 1 | 543 | 51.2821
Critical Infrastructure | Stormwater Treatment Facilities and Pump Stations | Drainage Assets - NWFWMD; SFWMD; SJRWMD; SWFWMD | C17_PC28A | STFPS_PT_001582 | AE | Not Affected | Not Affected | Not Affected | Not Affected | Not Affected | Not Affected | Not Affected | Not Affected | Not Affected | Not Affected | Not Affected | Not Affected | Not Affected | Not Affected | Not Affected | Medium | Medium | Medium | High | High | High | 0 | 3 | 3 | 15 | 15 | Point |  | 70 |  | No C Rating |  | 5-Year Event | 112058 | 3265 | 40.0656
Critical Infrastructure | Stormwater Treatment Facilities and Pump Stations | Drainage Assets - NWFWMD; SFWMD; SJRWMD; SWFWMD | S65D_LOCK | STFPS_PT_000179 | A | Not Affected | Not Affected | Not Affected | Not Affected | Not Affected | Not Affected | Not Affected | Not Affected | Not Affected | Not Affected | Not Affected | Not Affected | Not Affected | Not Affected | Not Affected | Medium | High | Medium | High | High | Medium | 0 | 3 | 3 | 15 | 15 | Point |  | 60 |  | C-3 |  | Not Studied | 1760 | 9861 | 36.1257
Critical Infrastructure | Stormwater Treatment Facilities and Pump Stations | Drainage Assets - NWFWMD; SFWMD; SJRWMD; SWFWMD | C32C_PC24 | STFPS_PT_001349 | AE | Not Affected | Not Affected | Not Affected | Not Affected | Not Affected | Not Affected | Not Affected | Not Affected | Not Affected | Not Affected | Not Affected | Not Affected | Not Affected | Not Affected | Not Affected | Medium | Medium | Medium | High | High | High | 0 | 3 | 3 | 15 | 15 | Point |  | 56 |  | No C Rating |  | < 5-Year Event | 717 | 382 | 36.3636
Critical Infrastructure | Stormwater Treatment Facilities and Pump Stations | Drainage Assets - NWFWMD; SFWMD; SJRWMD; SWFWMD | S339 | STFPS_PT_000346 | D | Not Affected | Not Affected | Not Affected | Not Affected | Not Affected | Not Affected | Not Affected | Not Affected | Not Affected | Not Affected | Not Affected | Not Affected | Not Affected | Not Affected | Not Affected | Medium | Medium | Medium | High | High | High | 0 | 3 | 3 | 15 | 15 | Point |  | 51 |  | C-4 |  | Not Studied | 0 | 3305 | 25.8373
Critical Infrastructure | Stormwater Treatment Facilities and Pump Stations | Drainage Assets - NWFWMD; SFWMD; SJRWMD; SWFWMD | S4 | STFPS_PT_000222 | X | Not Affected | Not Affected | Not Affected | Not Affected | Not Affected | Not Affected | Not Affected | Not Affected | Not Affected | Not Affected | Not Affected | Not Affected | Not Affected | Not Affected | Not Affected | Medium | Medium | Medium | High | High | High | 0 | 3 | 3 | 15 | 15 | Point |  | 51 |  | C-4 |  | Not Studied | 592 | 860 | 36.5714
Critical Infrastructure | Stormwater Treatment Facilities and Pump Stations | Drainage Assets - NWFWMD; SFWMD; SJRWMD; SWFWMD | C34_PC11 | STFPS_PT_001311 | AE | Not Affected | Not Affected | Not Affected | Not Affected | Not Affected | Not Affected | Not Affected | Not Affected | Not Affected | Not Affected | Not Affected | Not Affected | Not Affected | Not Affected | Not Affected | Medium | Medium | Medium | High | High | High | 0 | 3 | 3 | 15 | 15 | Point |  | 29 |  | No C Rating |  | < 5-Year Event | 54 | 1008 | 15.5556
Critical Infrastructure | Stormwater Treatment Facilities and Pump Stations | Drainage Assets - NWFWMD; SFWMD; SJRWMD; SWFWMD | C32C_PC21 | STFPS_PT_001343 | X | Not Affected | Not Affected | Not Affected | Not Affected | Not Affected | Not Affected | Not Affected | Not Affected | Not Affected | Not Affected | Not Affected | Not Affected | Not Affected | Not Affected | Not Affected | Medium | Medium | Medium | High | High | High | 0 | 3 | 3 | 15 | 15 | Point |  | 25 |  | No C Rating |  | < 5-Year Event | 717 | 382 | 36.3636
Critical Infrastructure | Stormwater Treatment Facilities and Pump Stations | Drainage Assets - NWFWMD; SFWMD; SJRWMD; SWFWMD | S391 | STFPS_PT_000671 | AE | Not Affected | Not Affected | Not Affected | Not Affected | Not Affected | Not Affected | Not Affected | Not Affected | Not Affected | Not Affected | Not Affected | Not Affected | Not Affected | Not Affected | Not Affected | Medium | Medium | Medium | High | High | High | 0 | 3 | 3 | 15 | 15 | Point |  | 21 |  | C-4 |  | Not Studied | 25 | 15 | 100
Critical Infrastructure | Stormwater Treatment Facilities and Pump Stations | Drainage Assets - NWFWMD; SFWMD; SJRWMD; SWFWMD | S392 | STFPS_PT_000672 | AE | Not Affected | Not Affected | Not Affected | Not Affected | Not Affected | Not Affected | Not Affected | Not Affected | Not Affected | Not Affected | Not Affected | Not Affected | Not Affected | Not Affected | Not Affected | Medium | Medium | Medium | High | High | High | 0 | 3 | 3 | 15 | 15 | Point |  | 21 |  | C-3 |  | Not Studied | 25 | 15 | 100
Critical Infrastructure | Stormwater Treatment Facilities and Pump Stations | Drainage Assets - NWFWMD; SFWMD; SJRWMD; SWFWMD | C18_PC08 | STFPS_PT_001590 | X | Not Affected | Not Affected | Not Affected | Not Affected | Not Affected | Not Affected | Not Affected | Not Affected | Not Affected | Not Affected | Not Affected | Not Affected | Not Affected | Not Affected | Not Affected | Medium | Medium | Medium | High | High | High | 0 | 3 | 3 | 15 | 15 | Point |  | 10 |  | No C Rating |  | Not Available | 17174 | 2982 | 28.3262
Critical Infrastructure | Stormwater Treatment Facilities and Pump Stations | Drainage Assets - NWFWMD; SFWMD; SJRWMD; SWFWMD | S131 | STFPS_PT_000131 | X | Not Affected | Not Affected | Not Affected | Not Affected | Not Affected | Not Affected | Not Affected | Not Affected | Not Affected | Not Affected | Not Affected | Not Affected | Not Affected | Not Affected | Not Affected | High | Not Affected | High | High | High | High | 0 | 0 | 5 | 15 | 16 | Point |  | 63 |  | C-3 |  | Not Studied | 1320 | 470 | 52.9412
Critical Infrastructure | Stormwater Treatment Facilities and Pump Stations | Drainage Assets - NWFWMD; SFWMD; SJRWMD; SWFWMD | C23_PC13S | STFPS_PT_001579 | X | Not Affected | Not Affected | Not Affected | Not Affected | Not Affected | Not Affected | Not Affected | Not Affected | Not Affected | Not Affected | Not Affected | Not Affected | Not Affected | Not Affected | Not Affected | High | Not Affected | High | High | High | High | 0 | 0 | 5 | 15 | 16 | Point |  | 27 |  | No C Rating |  | Not Available | 7321 | 5984 | 19.2157
Critical Infrastructure | Stormwater Treatment Facilities and Pump Stations | Drainage Assets - NWFWMD; SFWMD; SJRWMD; SWFWMD | L19_PC06 | STFPS_PT_001161 | AE | Not Affected | Not Affected | Not Affected | Not Affected | Not Affected | Not Affected | Not Affected | Not Affected | Not Affected | Not Affected | Not Affected | Not Affected | Not Affected | Not Affected | Not Affected | High | Not Affected | High | High | High | High | 0 | 0 | 5 | 15 | 16 | Point |  | 11 |  | No C Rating |  | Not Studied | 25154 | 3599 | 25.0331
Critical Infrastructure | Stormwater Treatment Facilities and Pump Stations | Drainage Assets - NWFWMD; SFWMD; SJRWMD; SWFWMD | C1N_PC14 | STFPS_PT_001211 | X | Not Affected | Not Affected | Not Affected | Not Affected | Not Affected | Not Affected | Not Affected | Not Affected | Not Affected | Not Affected | Not Affected | Not Affected | Not Affected | Medium | Medium | Low | Medium | Low | Medium | Medium | Medium | 2 | 6 | 0 | 14 | 13 | Point |  | 62 |  | No C Rating |  | 5-Year Event | 169730 | 1740 | 57.5231
Critical Infrastructure | Stormwater Treatment Facilities and Pump Stations | Drainage Assets - NWFWMD; SFWMD; SJRWMD; SWFWMD | S9XS | STFPS_PT_000272 | AE | Not Affected | Not Affected | Not Affected | Not Affected | Not Affected | Not Affected | Not Affected | Not Affected | Not Affected | Not Affected | Not Affected | Not Affected | Not Affected | Not Affected | Medium | Medium | Medium | Medium | Medium | Medium | Medium | 0 | 7 | 0 | 14 | 14 | Point |  | 69 |  | C-3 |  | Not Studied | 1613 | 116 | 64.5161
Critical Infrastructure | Stormwater Treatment Facilities and Pump Stations | Drainage Assets - NWFWMD; SFWMD; SJRWMD; SWFWMD | C32C_PC21B | STFPS_PT_001344 | X | Not Affected | Not Affected | Not Affected | Not Affected | Not Affected | Not Affected | Not Affected | Not Affected | Not Affected | Not Affected | Not Affected | Not Affected | Not Affected | Not Affected | Not Affected | Medium | Medium | Medium | Medium | High | High | 0 | 4 | 2 | 14 | 15 | Point |  | 25 |  | No C Rating |  | < 5-Year Event | 717 | 382 | 36.3636
Critical Infrastructure | Stormwater Treatment Facilities and Pump Stations | Drainage Assets - NWFWMD; SFWMD; SJRWMD; SWFWMD | C111E_PC14 | STFPS_PT_001240 | A | Not Affected | Not Affected | Not Affected | Not Affected | Not Affected | Not Affected | Not Affected | Not Affected | Not Affected | Not Affected | Medium | High | High | High | High | Not Affected | Not Affected | Not Affected | Not Affected | Not Affected | Not Affected | 0 | 1 | 4 | 14 | 16 | Point |  | 60 |  | No C Rating |  | 10-Year Event | 4341 | 374 | 71.1864
Critical Infrastructure | Stormwater Treatment Facilities and Pump Stations | Drainage Assets - NWFWMD; SFWMD; SJRWMD; SWFWMD | FTLAUD-FS | STFPS_PT_000105 | X | Not Affected | Not Affected | Not Affected | Not Affected | Not Affected | Not Affected | Not Affected | Not Affected | Not Affected | Not Affected | Not Affected | Low | Medium | Medium | Medium | Not Affected | Not Affected | Not Affected | Medium | Medium | Medium | 1 | 6 | 0 | 13 | 14 | Point |  | Not Matched |  | No C Rating |  | 10-Year Event | 110563 | 2556 | 53.6032
Critical Infrastructure | Stormwater Treatment Facilities and Pump Stations | Drainage Assets - NWFWMD; SFWMD; SJRWMD; SWFWMD | S322E | STFPS_PT_000934 | A | Not Affected | Not Affected | Not Affected | Not Affected | Not Affected | Not Affected | Not Affected | Not Affected | Not Affected | Not Affected | Medium | Medium | Medium | Medium | High | Not Affected | Not Affected | Not Affected | Not Affected | Low | Low | 2 | 4 | 1 | 13 | 14 | Point |  | 10 |  | No C Rating |  | Not Studied | 10 | 59 | 25
Critical Infrastructure | Stormwater Treatment Facilities and Pump Stations | Drainage Assets - NWFWMD; SFWMD; SJRWMD; SWFWMD | I75_3 | STFPS_PT_000621 | X | Not Affected | Not Affected | Not Affected | Not Affected | Not Affected | Not Affected | Not Affected | Not Affected | Not Affected | Not Affected | Not Affected | Not Affected | Not Affected | Not Affected | Not Affected | Medium | Low | Medium | Medium | High | High | 1 | 3 | 2 | 13 | 15 | Point |  | 18 |  | C-3 |  | 5-Year Event | 123941 | 5546 | 22.4438
Critical Infrastructure | Stormwater Treatment Facilities and Pump Stations | Drainage Assets - NWFWMD; SFWMD; SJRWMD; SWFWMD | FORT MYERS SC | STFPS_PT_001626 | X | Not Affected | Not Affected | Not Affected | Not Affected | Not Affected | Not Affected | Not Affected | Not Affected | Not Affected | Not Affected | Medium | Medium | High | High | High | Not Affected | Not Affected | Not Affected | Not Affected | Not Affected | Not Affected | 0 | 2 | 3 | 13 | 16 | Point |  | Not Matched |  | No C Rating |  | Not Studied | 233754 | 16837 | 72.7492
Critical Infrastructure | Stormwater Treatment Facilities and Pump Stations | Drainage Assets - NWFWMD; SFWMD; SJRWMD; SWFWMD | ALLAPATTAH | STFPS_PT_000094 | X | Not Affected | Not Affected | Not Affected | Not Affected | Not Affected | Not Affected | Not Affected | Not Affected | Not Affected | Not Affected | Not Affected | Not Affected | Not Affected | Not Affected | Not Affected | Medium | Medium | Medium | Medium | Medium | Medium | 0 | 6 | 0 | 12 | 15 | Point |  | Not Matched |  | No C Rating |  | Not Available | 7321 | 5984 | 19.2157
Critical Infrastructure | Stormwater Treatment Facilities and Pump Stations | Drainage Assets - NWFWMD; SFWMD; SJRWMD; SWFWMD | C23/C24 | STFPS_PT_000163 | X | Not Affected | Not Affected | Not Affected | Not Affected | Not Affected | Not Affected | Not Affected | Not Affected | Not Affected | Not Affected | Not Affected | Not Affected | Not Affected | Not Affected | Not Affected | Medium | Medium | Medium | Medium | Medium | Medium | 0 | 6 | 0 | 12 | 15 | Point |  | Not Matched |  | No C Rating |  | Not Available | 23278 | 6457 | 23.3945
Critical Infrastructure | Stormwater Treatment Facilities and Pump Stations | Drainage Assets - NWFWMD; SFWMD; SJRWMD; SWFWMD | C43 | STFPS_PT_000100 | X | Not Affected | Not Affected | Not Affected | Not Affected | Not Affected | Not Affected | Not Affected | Not Affected | Not Affected | Not Affected | Not Affected | Not Affected | Not Affected | Not Affected | Not Affected | Medium | Medium | Medium | Medium | Medium | Medium | 0 | 6 | 0 | 12 | 15 | Point |  | Not Matched |  | No C Rating |  | Not Available | 54872 | 16241 | 53.3036
Critical Infrastructure | Stormwater Treatment Facilities and Pump Stations | Drainage Assets - NWFWMD; SFWMD; SJRWMD; SWFWMD | Lake Trafford Proposed | STFPS_PT_000159 | AH | Not Affected | Not Affected | Not Affected | Not Affected | Not Affected | Not Affected | Not Affected | Not Affected | Not Affected | Not Affected | Not Affected | Not Affected | Not Affected | Not Affected | Not Affected | Medium | Medium | Medium | Medium | Medium | Medium | 0 | 6 | 0 | 12 | 15 | Point |  | Not Matched |  | No C Rating |  | Not Found | Not Found | Not Found | Not Found
Critical Infrastructure | Stormwater Treatment Facilities and Pump Stations | Drainage Assets - NWFWMD; SFWMD; SJRWMD; SWFWMD | NEW FAES | STFPS_PT_000125 | AE | Not Affected | Not Affected | Not Affected | Not Affected | Not Affected | Not Affected | Not Affected | Not Affected | Not Affected | Not Affected | Not Affected | Not Affected | Not Affected | Not Affected | Not Affected | Medium | Medium | Medium | Medium | Medium | Medium | 0 | 6 | 0 | 12 | 15 | Point |  | Not Matched |  | No C Rating |  | Not Found | Not Found | Not Found | Not Found
Critical Infrastructure | Stormwater Treatment Facilities and Pump Stations | Drainage Assets - NWFWMD; SFWMD; SJRWMD; SWFWMD | NEW OKEECHOBEE | STFPS_PT_000161 | X | Not Affected | Not Affected | Not Affected | Not Affected | Not Affected | Not Affected | Not Affected | Not Affected | Not Affected | Not Affected | Not Affected | Not Affected | Not Affected | Not Affected | Not Affected | Medium | Medium | Medium | Medium | Medium | Medium | 0 | 6 | 0 | 12 | 15 | Point |  | Not Matched |  | No C Rating |  | Not Available | 8595 | 7527 | 42.3469
Critical Infrastructure | Stormwater Treatment Facilities and Pump Stations | Drainage Assets - NWFWMD; SFWMD; SJRWMD; SWFWMD | C18 | STFPS_PT_000098 | D | Not Affected | Not Affected | Not Affected | Not Affected | Not Affected | Not Affected | Not Affected | Not Affected | Not Affected | Not Affected | Not Affected | Not Affected | Not Affected | Not Affected | Not Affected | Medium | Medium | Medium | Medium | Medium | Medium | 0 | 6 | 0 | 12 | 15 | Point |  | 68 |  | C-3 |  | Not Available | 17174 | 2982 | 28.3262
Critical Infrastructure | Stormwater Treatment Facilities and Pump Stations | Drainage Assets - NWFWMD; SFWMD; SJRWMD; SWFWMD | C40_PC18N | STFPS_PT_001591 | AE | Not Affected | Not Affected | Not Affected | Not Affected | Not Affected | Not Affected | Not Affected | Not Affected | Not Affected | Not Affected | Not Affected | Not Affected | Not Affected | Not Affected | Not Affected | Medium | Medium | Medium | Medium | Medium | Medium | 0 | 6 | 0 | 12 | 15 | Point |  | 65 |  | No C Rating |  | Not Studied | 72 | 940 | 20.4545
Critical Infrastructure | Stormwater Treatment Facilities and Pump Stations | Drainage Assets - NWFWMD; SFWMD; SJRWMD; SWFWMD | L28_PC01 | STFPS_PT_001185 | D | Not Affected | Not Affected | Not Affected | Not Affected | Not Affected | Not Affected | Not Affected | Not Affected | Not Affected | Not Affected | Not Affected | Not Affected | Not Affected | Not Affected | Not Affected | Medium | Medium | Medium | Medium | Medium | Medium | 0 | 6 | 0 | 12 | 15 | Point |  | 62 |  | No C Rating |  | Not Available | 19 | 1661 | 20.2532
Critical Infrastructure | Stormwater Treatment Facilities and Pump Stations | Drainage Assets - NWFWMD; SFWMD; SJRWMD; SWFWMD | C30_PC15 | STFPS_PT_001352 | AE | Not Affected | Not Affected | Not Affected | Not Affected | Not Affected | Not Affected | Not Affected | Not Affected | Not Affected | Not Affected | Not Affected | Not Affected | Not Affected | Not Affected | Not Affected | Medium | Medium | Medium | Medium | Medium | Medium | 0 | 6 | 0 | 12 | 15 | Point |  | 56 |  | No C Rating |  | < 5-Year Event | 717 | 382 | 36.3636
Critical Infrastructure | Stormwater Treatment Facilities and Pump Stations | Drainage Assets - NWFWMD; SFWMD; SJRWMD; SWFWMD | C32C_PC21A | STFPS_PT_001345 | X | Not Affected | Not Affected | Not Affected | Not Affected | Not Affected | Not Affected | Not Affected | Not Affected | Not Affected | Not Affected | Not Affected | Not Affected | Not Affected | Not Affected | Not Affected | Medium | Medium | Medium | Medium | Medium | Medium | 0 | 6 | 0 | 12 | 15 | Point |  | 56 |  | No C Rating |  | < 5-Year Event | 717 | 382 | 36.3636
Critical Infrastructure | Stormwater Treatment Facilities and Pump Stations | Drainage Assets - NWFWMD; SFWMD; SJRWMD; SWFWMD | L62_PC07AS | STFPS_PT_001481 | X | Not Affected | Not Affected | Not Affected | Not Affected | Not Affected | Not Affected | Not Affected | Not Affected | Not Affected | Not Affected | Not Affected | Not Affected | Not Affected | Not Affected | Not Affected | Medium | Medium | Medium | Medium | Medium | Medium | 0 | 6 | 0 | 12 | 15 | Point |  | 55 |  | No C Rating |  | Not Available | 4985 | 1638 | 13.3333
Critical Infrastructure | Stormwater Treatment Facilities and Pump Stations | Drainage Assets - NWFWMD; SFWMD; SJRWMD; SWFWMD | S340 | STFPS_PT_000358 | D | Not Affected | Not Affected | Not Affected | Not Affected | Not Affected | Not Affected | Not Affected | Not Affected | Not Affected | Not Affected | Not Affected | Not Affected | Not Affected | Not Affected | Not Affected | Medium | Medium | Medium | Medium | Medium | Medium | 0 | 6 | 0 | 12 | 15 | Point |  | 51 |  | C-4 |  | Not Studied | 0 | 3305 | 25.8373
Critical Infrastructure | Stormwater Treatment Facilities and Pump Stations | Drainage Assets - NWFWMD; SFWMD; SJRWMD; SWFWMD | S4 | STFPS_PT_000146 | X | Not Affected | Not Affected | Not Affected | Not Affected | Not Affected | Not Affected | Not Affected | Not Affected | Not Affected | Not Affected | Not Affected | Not Affected | Not Affected | Not Affected | Not Affected | Medium | Medium | Medium | Medium | Medium | Medium | 0 | 6 | 0 | 12 | 15 | Point |  | 51 |  | C-4 |  | Not Studied | 592 | 860 | 36.5714
Critical Infrastructure | Stormwater Treatment Facilities and Pump Stations | Drainage Assets - NWFWMD; SFWMD; SJRWMD; SWFWMD | G65 | STFPS_PT_000751 | X | Not Affected | Not Affected | Not Affected | Not Affected | Not Affected | Not Affected | Not Affected | Not Affected | Not Affected | Not Affected | Not Affected | Not Affected | Not Affected | Not Affected | Not Affected | Medium | Medium | Medium | Medium | Medium | Medium | 0 | 6 | 0 | 12 | 15 | Point |  | 31 |  | C-4 |  | 5-Year Event | 18314 | 490 | 47.4576
Critical Infrastructure | Stormwater Treatment Facilities and Pump Stations | Drainage Assets - NWFWMD; SFWMD; SJRWMD; SWFWMD | S356 | STFPS_PT_000329 | A | Not Affected | Not Affected | Not Affected | Not Affected | Not Affected | Not Affected | Not Affected | Not Affected | Not Affected | Not Affected | Not Affected | Not Affected | Not Affected | Not Affected | Not Affected | Medium | Medium | Medium | Medium | Medium | Medium | 0 | 6 | 0 | 12 | 15 | Point |  | 24 |  | C-3 |  | No Results | 18 | 46 | 38.8889
Critical Infrastructure | Stormwater Treatment Facilities and Pump Stations | Drainage Assets - NWFWMD; SFWMD; SJRWMD; SWFWMD | S361 | STFPS_PT_000144 | X | Not Affected | Not Affected | Not Affected | Not Affected | Not Affected | Not Affected | Not Affected | Not Affected | Not Affected | Not Affected | Not Affected | Not Affected | Not Affected | Not Affected | Not Affected | Medium | Medium | Medium | Medium | Medium | Medium | 0 | 6 | 0 | 12 | 15 | Point |  | 24 |  | C-4 |  | Not Studied | 59 | 139 | 18.3099
Critical Infrastructure | Stormwater Treatment Facilities and Pump Stations | Drainage Assets - NWFWMD; SFWMD; SJRWMD; SWFWMD | L28I NF_PC15 | STFPS_PT_001175 | AREA NOT INCLUDED | Not Affected | Not Affected | Not Affected | Not Affected | Not Affected | Not Affected | Not Affected | Not Affected | Not Affected | Not Affected | Not Affected | Not Affected | Not Affected | Not Affected | Not Affected | Medium | Medium | Medium | Medium | Medium | Medium | 0 | 6 | 0 | 12 | 15 | Point |  | 22 |  | No C Rating |  | Not Available | 233 | 2413 | 42.5532
Critical Infrastructure | Stormwater Treatment Facilities and Pump Stations | Drainage Assets - NWFWMD; SFWMD; SJRWMD; SWFWMD | L28I NF_PC16 | STFPS_PT_001176 | AREA NOT INCLUDED | Not Affected | Not Affected | Not Affected | Not Affected | Not Affected | Not Affected | Not Affected | Not Affected | Not Affected | Not Affected | Not Affected | Not Affected | Not Affected | Not Affected | Not Affected | Medium | Medium | Medium | Medium | Medium | Medium | 0 | 6 | 0 | 12 | 15 | Point |  | 22 |  | No C Rating |  | Not Available | 233 | 2413 | 42.5532
Critical Infrastructure | Stormwater Treatment Facilities and Pump Stations | Drainage Assets - NWFWMD; SFWMD; SJRWMD; SWFWMD | S38C | STFPS_PT_000486 | AE | Not Affected | Not Affected | Not Affected | Not Affected | Not Affected | Not Affected | Not Affected | Not Affected | Not Affected | Not Affected | Not Affected | Not Affected | Not Affected | Not Affected | Not Affected | Medium | Medium | Medium | Medium | Medium | Medium | 0 | 6 | 0 | 12 | 15 | Point |  | 22 |  | C-4 |  | 25-Year Event | 164041 | 2059 | 47.1698
Critical Infrastructure | Stormwater Treatment Facilities and Pump Stations | Drainage Assets - NWFWMD; SFWMD; SJRWMD; SWFWMD | L64_PC05N | STFPS_PT_001470 | X | Not Affected | Not Affected | Not Affected | Not Affected | Not Affected | Not Affected | Not Affected | Not Affected | Not Affected | Not Affected | Not Affected | Not Affected | Not Affected | Not Affected | Not Affected | Medium | Medium | Medium | Medium | Medium | Medium | 0 | 6 | 0 | 12 | 15 | Point |  | 21 |  | No C Rating |  | Not Available | 2670 | 1597 | 33.6207
Critical Infrastructure | Stormwater Treatment Facilities and Pump Stations | Drainage Assets - NWFWMD; SFWMD; SJRWMD; SWFWMD | G508 | STFPS_PT_000810 | X | Not Affected | Not Affected | Not Affected | Not Affected | Not Affected | Not Affected | Not Affected | Not Affected | Not Affected | Not Affected | Not Affected | Not Affected | Not Affected | Not Affected | Not Affected | Medium | Medium | Medium | Medium | Medium | Medium | 0 | 6 | 0 | 12 | 15 | Point |  | 15 |  | C-3 |  | Not Studied | 2 | 448 | 11.4286
Critical Infrastructure | Stormwater Treatment Facilities and Pump Stations | Drainage Assets - NWFWMD; SFWMD; SJRWMD; SWFWMD | G342O | STFPS_PT_000874 | X | Not Affected | Not Affected | Not Affected | Not Affected | Not Affected | Not Affected | Not Affected | Not Affected | Not Affected | Not Affected | Not Affected | Not Affected | Not Affected | Not Affected | Not Affected | Medium | Medium | Medium | Medium | Medium | Medium | 0 | 6 | 0 | 12 | 15 | Point |  | 14 |  | No C Rating |  | Not Studied | 2 | 448 | 11.4286
Critical Infrastructure | Stormwater Treatment Facilities and Pump Stations | Drainage Assets - NWFWMD; SFWMD; SJRWMD; SWFWMD | G735B | STFPS_PT_001022 | X | Not Affected | Not Affected | Not Affected | Not Affected | Not Affected | Not Affected | Not Affected | Not Affected | Not Affected | Not Affected | Not Affected | Not Affected | Not Affected | Not Affected | Not Affected | Medium | Medium | Medium | Medium | Medium | Medium | 0 | 6 | 0 | 12 | 15 | Point |  | 8 |  | No C Rating |  | Not Studied | 7 | 259 | 18.1818
Critical Infrastructure | Stormwater Treatment Facilities and Pump Stations | Drainage Assets - NWFWMD; SFWMD; SJRWMD; SWFWMD | S423B | STFPS_PT_001085 | X | Not Affected | Not Affected | Not Affected | Not Affected | Not Affected | Not Affected | Not Affected | Not Affected | Not Affected | Not Affected | Not Affected | Not Affected | Not Affected | Not Affected | Not Affected | Medium | Medium | Medium | Medium | Medium | Medium | 0 | 6 | 0 | 12 | 15 | Point |  | 8 |  | No C Rating |  | Not Studied | 0 | 170 | 13.1579
Critical Infrastructure | Stormwater Treatment Facilities and Pump Stations | Drainage Assets - NWFWMD; SFWMD; SJRWMD; SWFWMD | S666B | STFPS_PT_000977 | X | Not Affected | Not Affected | Not Affected | Not Affected | Not Affected | Not Affected | Not Affected | Not Affected | Not Affected | Not Affected | Not Affected | Not Affected | Not Affected | Not Affected | Not Affected | Medium | Medium | Medium | Medium | Medium | Medium | 0 | 6 | 0 | 12 | 15 | Point |  | 8 |  | No C Rating |  | Not Available | 2670 | 1597 | 33.6207
Critical Infrastructure | Stormwater Treatment Facilities and Pump Stations | Drainage Assets - NWFWMD; SFWMD; SJRWMD; SWFWMD | S141 | STFPS_PT_000427 | D | Not Affected | Not Affected | Not Affected | Not Affected | Not Affected | Not Affected | Not Affected | Not Affected | Not Affected | Not Affected | Not Affected | Not Affected | Not Affected | Not Affected | Not Affected | Medium | Medium | Medium | Medium | Medium | Medium | 0 | 6 | 0 | 12 | 15 | Point |  | 7 |  | C-3 |  | Not Studied | 0 | 189 | 66.6667
Critical Infrastructure | Stormwater Treatment Facilities and Pump Stations | Drainage Assets - NWFWMD; SFWMD; SJRWMD; SWFWMD | C9_PC01 | STFPS_PT_001199 | A | Not Affected | Not Affected | Not Affected | Not Affected | Not Affected | Not Affected | Not Affected | Not Affected | Not Affected | Not Affected | Medium | Medium | Medium | High | High | Not Affected | Not Affected | Not Affected | Not Affected | Not Affected | Not Affected | 0 | 3 | 2 | 12 | 16 | Point |  | 10 |  | No C Rating |  | Not Studied | 1613 | 116 | 64.5161 | Inactive
Critical Infrastructure | Stormwater Treatment Facilities and Pump Stations | Drainage Assets - NWFWMD; SFWMD; SJRWMD; SWFWMD | B435 | STFPS_PT_000095 | X | Not Affected | Not Affected | Not Affected | Not Affected | Not Affected | Not Affected | Not Affected | Not Affected | Not Affected | Not Affected | Not Affected | Not Affected | Not Affected | Not Affected | Not Affected | Low | Medium | Medium | Medium | Medium | Medium | 1 | 5 | 0 | 11 | 15 | Point |  | Not Matched |  | No C Rating |  | 10-Year Event | 245281 | 6665 | 47.0085
Critical Infrastructure | Stormwater Treatment Facilities and Pump Stations | Drainage Assets - NWFWMD; SFWMD; SJRWMD; SWFWMD | S65_LOCK | STFPS_PT_000170 | AE | Not Affected | Not Affected | Not Affected | Not Affected | Not Affected | Not Affected | Not Affected | Not Affected | Not Affected | Not Affected | Not Affected | Not Affected | Not Affected | Not Affected | Not Affected | Medium | Low | Medium | Medium | Medium | Medium | 1 | 5 | 0 | 11 | 15 | Point |  | Not Found |  | C-3 |  | Not Studied | 290 | 2436 | 41.7582
Critical Infrastructure | Stormwater Treatment Facilities and Pump Stations | Drainage Assets - NWFWMD; SFWMD; SJRWMD; SWFWMD | G96 | STFPS_PT_000646 | AE | Not Affected | Not Affected | Not Affected | Not Affected | Not Affected | Not Affected | Not Affected | Not Affected | Not Affected | Not Affected | Not Affected | Not Affected | Not Affected | Not Affected | Not Affected | Low | Medium | Medium | Medium | Medium | Medium | 1 | 5 | 0 | 11 | 15 | Point |  | 50 |  | C-3 |  | Not Available | 3537 | 4856 | 29.2208
Critical Infrastructure | Stormwater Treatment Facilities and Pump Stations | Drainage Assets - NWFWMD; SFWMD; SJRWMD; SWFWMD | C14_PC26 | STFPS_PT_001192 | AE | Not Affected | Not Affected | Not Affected | Not Affected | Not Affected | Not Affected | Not Affected | Not Affected | Not Affected | Not Affected | Not Affected | Not Affected | Not Affected | Not Affected | Not Affected | Low | Medium | Medium | Medium | Medium | Medium | 1 | 5 | 0 | 11 | 15 | Point |  | 17 |  | No C Rating |  | 100-Year Event | 297653 | 4460 | 51.7766
Critical Infrastructure | Stormwater Treatment Facilities and Pump Stations | Drainage Assets - NWFWMD; SFWMD; SJRWMD; SWFWMD | C14_PC41 | STFPS_PT_001619 | X | Not Affected | Not Affected | Not Affected | Not Affected | Not Affected | Not Affected | Not Affected | Not Affected | Not Affected | Not Affected | Not Affected | Not Affected | Not Affected | Not Affected | Not Affected | Low | Medium | Medium | Medium | Medium | Medium | 1 | 5 | 0 | 11 | 15 | Point |  | 17 |  | No C Rating |  | 100-Year Event | 297653 | 4460 | 51.7766
Critical Infrastructure | Stormwater Treatment Facilities and Pump Stations | Drainage Assets - NWFWMD; SFWMD; SJRWMD; SWFWMD | S665B | STFPS_PT_000976 | X | Not Affected | Not Affected | Not Affected | Not Affected | Not Affected | Not Affected | Not Affected | Not Affected | Not Affected | Not Affected | Not Affected | Not Affected | Not Affected | Not Affected | Not Affected | Low | Medium | Medium | Medium | Medium | Medium | 1 | 5 | 0 | 11 | 15 | Point |  | 8 |  | No C Rating |  | Not Studied | 1 | 162 | 53.4483
Critical Infrastructure | Stormwater Treatment Facilities and Pump Stations | Drainage Assets - NWFWMD; SFWMD; SJRWMD; SWFWMD | L15_PC12 | STFPS_PT_001127 | X | Not Affected | Not Affected | Not Affected | Not Affected | Not Affected | Not Affected | Not Affected | Not Affected | Not Affected | Not Affected | Not Affected | Not Affected | Not Affected | Not Affected | Not Affected | Medium | Medium | Medium | Low | Low | Medium | 2 | 4 | 0 | 10 | 15 | Point |  | 34 |  | No C Rating |  | Not Studied | 25154 | 3599 | 25.0331
Critical Infrastructure | Stormwater Treatment Facilities and Pump Stations | Drainage Assets - NWFWMD; SFWMD; SJRWMD; SWFWMD | S37B | STFPS_PT_000744 | AE | Not Affected | Not Affected | Not Affected | Not Affected | Not Affected | Not Affected | Not Affected | Not Affected | Not Affected | Not Affected | Not Affected | Not Affected | Not Affected | Medium | Medium | Not Affected | Not Affected | Not Affected | Medium | Medium | Medium | 0 | 5 | 0 | 10 | 16 | Point |  | 65 |  | C-3 |  | 100-Year Event | 297653 | 4460 | 51.7766
Critical Infrastructure | Stormwater Treatment Facilities and Pump Stations | Drainage Assets - NWFWMD; SFWMD; SJRWMD; SWFWMD | C1W_PC26 | STFPS_PT_001213 | X | Not Affected | Not Affected | Not Affected | Not Affected | Not Affected | Not Affected | Not Affected | Not Affected | Not Affected | Not Affected | Low | Medium | Medium | Medium | High | Not Affected | Not Affected | Not Affected | Not Affected | Not Affected | Not Affected | 1 | 3 | 1 | 10 | 16 | Point |  | 64 |  | No C Rating |  | 5-Year Event | 169730 | 1740 | 57.5231
Critical Infrastructure | Stormwater Treatment Facilities and Pump Stations | Drainage Assets - NWFWMD; SFWMD; SJRWMD; SWFWMD | C111E_PC15 | STFPS_PT_001239 | A | Not Affected | Not Affected | Not Affected | Not Affected | Not Affected | Not Affected | Not Affected | Not Affected | Not Affected | Not Affected | Low | Medium | Medium | Medium | High | Not Affected | Not Affected | Not Affected | Not Affected | Not Affected | Not Affected | 1 | 3 | 1 | 10 | 16 | Point |  | 60 |  | No C Rating |  | 10-Year Event | 4341 | 374 | 71.1864
Critical Infrastructure | Stormwater Treatment Facilities and Pump Stations | Drainage Assets - NWFWMD; SFWMD; SJRWMD; SWFWMD | L31W_PC03 | STFPS_PT_001593 | D | Not Affected | Not Affected | Not Affected | Not Affected | Not Affected | Not Affected | Not Affected | Not Affected | Not Affected | Not Affected | Low | Medium | Medium | Medium | High | Not Affected | Not Affected | Not Affected | Not Affected | Not Affected | Not Affected | 1 | 3 | 1 | 10 | 16 | Point |  | 44 |  | No C Rating |  | Not Studied | 2 | 818 | 44.7368
Critical Infrastructure | Stormwater Treatment Facilities and Pump Stations | Drainage Assets - NWFWMD; SFWMD; SJRWMD; SWFWMD | C9_PC02 | STFPS_PT_001200 | X | Not Affected | Not Affected | Not Affected | Not Affected | Not Affected | Not Affected | Not Affected | Not Affected | Not Affected | Not Affected | Low | Medium | Medium | Medium | High | Not Affected | Not Affected | Not Affected | Not Affected | Not Affected | Not Affected | 1 | 3 | 1 | 10 | 16 | Point |  | 10 |  | No C Rating |  | Not Studied | 1613 | 116 | 64.5161
Critical Infrastructure | Stormwater Treatment Facilities and Pump Stations | Drainage Assets - NWFWMD; SFWMD; SJRWMD; SWFWMD | C17_PC27 | STFPS_PT_001583 | X | Not Affected | Not Affected | Not Affected | Not Affected | Not Affected | Not Affected | Not Affected | Not Affected | Not Affected | Not Affected | Not Affected | Not Affected | Not Affected | Not Affected | Not Affected | Not Affected | Not Affected | Low | High | High | High | 1 | 0 | 3 | 10 | 17 | Point |  | 70 |  | No C Rating |  | 5-Year Event | 112058 | 3265 | 40.0656
Critical Infrastructure | Stormwater Treatment Facilities and Pump Stations | Drainage Assets - NWFWMD; SFWMD; SJRWMD; SWFWMD | L28 | STFPS_PT_000117 | D | Not Affected | Not Affected | Not Affected | Not Affected | Not Affected | Not Affected | Not Affected | Not Affected | Not Affected | Not Affected | Not Affected | Not Affected | Not Affected | Not Affected | Not Affected | Low | Low | Low | Medium | Medium | Medium | 3 | 3 | 0 | 9 | 15 | Point |  | Not Matched |  | No C Rating |  | Not Studied | 392 | 15936 | 27.8351
Critical Infrastructure | Stormwater Treatment Facilities and Pump Stations | Drainage Assets - NWFWMD; SFWMD; SJRWMD; SWFWMD | S5AS | STFPS_PT_000602 | AO | Not Affected | Not Affected | Not Affected | Not Affected | Not Affected | Not Affected | Not Affected | Not Affected | Not Affected | Not Affected | Not Affected | Not Affected | Not Affected | Not Affected | Not Affected | Low | Low | Low | Medium | Medium | Medium | 3 | 3 | 0 | 9 | 15 | Point |  | 72 |  | C-3 |  | 5-Year Event | 36972 | 6390 | 32.5714
Critical Infrastructure | Stormwater Treatment Facilities and Pump Stations | Drainage Assets - NWFWMD; SFWMD; SJRWMD; SWFWMD | S190 | STFPS_PT_000647 | AREA NOT INCLUDED | Not Affected | Not Affected | Not Affected | Not Affected | Not Affected | Not Affected | Not Affected | Not Affected | Not Affected | Not Affected | Not Affected | Not Affected | Not Affected | Not Affected | Not Affected | Low | Low | Low | Medium | Medium | Medium | 3 | 3 | 0 | 9 | 15 | Point |  | 59 |  | C-3 |  | Not Available | 233 | 2413 | 42.5532
Critical Infrastructure | Stormwater Treatment Facilities and Pump Stations | Drainage Assets - NWFWMD; SFWMD; SJRWMD; SWFWMD | C40_PC17N | STFPS_PT_001455 | AH | Not Affected | Not Affected | Not Affected | Not Affected | Not Affected | Not Affected | Not Affected | Not Affected | Not Affected | Not Affected | Not Affected | Not Affected | Not Affected | Not Affected | Not Affected | Low | Low | Low | Medium | Medium | Medium | 3 | 3 | 0 | 9 | 15 | Point |  | 43 |  | No C Rating |  | Not Studied | 72 | 940 | 20.4545
Critical Infrastructure | Stormwater Treatment Facilities and Pump Stations | Drainage Assets - NWFWMD; SFWMD; SJRWMD; SWFWMD | C41_PC17N | STFPS_PT_001420 | X | Not Affected | Not Affected | Not Affected | Not Affected | Not Affected | Not Affected | Not Affected | Not Affected | Not Affected | Not Affected | Not Affected | Not Affected | Not Affected | Not Affected | Not Affected | Low | Low | Low | Medium | Medium | Medium | 3 | 3 | 0 | 9 | 15 | Point |  | 33 |  | No C Rating |  | Not Studied | 274 | 1173 | 22.5
Critical Infrastructure | Stormwater Treatment Facilities and Pump Stations | Drainage Assets - NWFWMD; SFWMD; SJRWMD; SWFWMD | G735A | STFPS_PT_001021 | X | Not Affected | Not Affected | Not Affected | Not Affected | Not Affected | Not Affected | Not Affected | Not Affected | Not Affected | Not Affected | Not Affected | Not Affected | Not Affected | Not Affected | Not Affected | Low | Low | Low | Medium | Medium | Medium | 3 | 3 | 0 | 9 | 15 | Point |  | 8 |  | No C Rating |  | Not Studied | 7 | 259 | 18.1818
Critical Infrastructure | Stormwater Treatment Facilities and Pump Stations | Drainage Assets - NWFWMD; SFWMD; SJRWMD; SWFWMD | C17_PC17 | STFPS_PT_001601 | AE | Not Affected | Not Affected | Not Affected | Not Affected | Not Affected | Not Affected | Not Affected | Not Affected | Not Affected | Not Affected | Not Affected | Not Affected | Not Affected | Low | Medium | Not Affected | Not Affected | Not Affected | Medium | Medium | Medium | 1 | 4 | 0 | 9 | 16 | Point |  | Not Found |  | No C Rating |  | 5-Year Event | 112058 | 3265 | 40.0656
Critical Infrastructure | Stormwater Treatment Facilities and Pump Stations | Drainage Assets - NWFWMD; SFWMD; SJRWMD; SWFWMD | C34_PC13 | STFPS_PT_001315 | AE | Not Affected | Not Affected | Not Affected | Not Affected | Not Affected | Not Affected | Not Affected | Not Affected | Not Affected | Not Affected | Not Affected | Not Affected | Not Affected | Not Affected | Not Affected | Medium | Low | Not Affected | Medium | Medium | Medium | 1 | 4 | 0 | 9 | 16 | Point |  | 27 |  | No C Rating |  | < 5-Year Event | 54 | 1008 | 15.5556
Critical Infrastructure | Stormwater Treatment Facilities and Pump Stations | Dams USACE | Enrico Wsp | STFPS_PT_002012 | X | Not Affected | Not Affected | Not Affected | Not Affected | Not Affected | Not Affected | Not Affected | Not Affected | Not Affected | Not Affected | Not Affected | Not Affected | Not Affected | Not Affected | Not Affected | Not Affected | Not Affected | Not Affected | High | High | High | 0 | 0 | 3 | 9 | 18 | Point |  | Not Matched |  | No C Rating |  | Not Found | Not Found | Not Found | Not Found
Critical Infrastructure | Stormwater Treatment Facilities and Pump Stations | Dams USACE | St. Road 846 Land Trust Imp | STFPS_PT_002071 | AH | Not Affected | Not Affected | Not Affected | Not Affected | Not Affected | Not Affected | Not Affected | Not Affected | Not Affected | Not Affected | Not Affected | Not Affected | Not Affected | Not Affected | Not Affected | High | High | High | Not Affected | Not Affected | Not Affected | 0 | 0 | 3 | 9 | 18 | Point |  | Not Matched |  | No C Rating |  | Not Found | Not Found | Not Found | Not Found
Critical Infrastructure | Stormwater Treatment Facilities and Pump Stations | Drainage Assets - NWFWMD; SFWMD; SJRWMD; SWFWMD | OKEECHOBEE SC | STFPS_PT_001639 | X | Not Affected | Not Affected | Not Affected | Not Affected | Not Affected | Not Affected | Not Affected | Not Affected | Not Affected | Not Affected | Not Affected | Not Affected | Not Affected | Not Affected | Not Affected | Low | Low | Low | Low | Medium | Medium | 4 | 2 | 0 | 8 | 15 | Point |  | Not Matched |  | No C Rating |  | Not Available | 19997 | 2652 | 44.539
Critical Infrastructure | Stormwater Treatment Facilities and Pump Stations | Drainage Assets - NWFWMD; SFWMD; SJRWMD; SWFWMD | C18_PC18B | STFPS_PT_001120 | X | Not Affected | Not Affected | Not Affected | Not Affected | Not Affected | Not Affected | Not Affected | Not Affected | Not Affected | Not Affected | Not Affected | Not Affected | Not Affected | Not Affected | Not Affected | Not Affected | Low | Low | Medium | Medium | Medium | 2 | 3 | 0 | 8 | 16 | Point |  | Not Found |  | No C Rating |  | Not Available | 17174 | 2982 | 28.3262
Critical Infrastructure | Stormwater Treatment Facilities and Pump Stations | Drainage Assets - NWFWMD; SFWMD; SJRWMD; SWFWMD | L65_PC05N | STFPS_PT_001462 | X | Not Affected | Not Affected | Not Affected | Not Affected | Not Affected | Not Affected | Not Affected | Not Affected | Not Affected | Not Affected | Not Affected | Not Affected | Not Affected | Not Affected | Not Affected | Not Affected | Low | Low | Medium | Medium | Medium | 2 | 3 | 0 | 8 | 16 | Point |  | 27 |  | No C Rating |  | Not Available | 351 | 670 | 30.2326
Critical Infrastructure | Stormwater Treatment Facilities and Pump Stations | Drainage Assets - NWFWMD; SFWMD; SJRWMD; SWFWMD | L64_PC09N | STFPS_PT_001471 | X | Not Affected | Not Affected | Not Affected | Not Affected | Not Affected | Not Affected | Not Affected | Not Affected | Not Affected | Not Affected | Not Affected | Not Affected | Not Affected | Not Affected | Not Affected | Not Affected | Low | Low | Medium | Medium | Medium | 2 | 3 | 0 | 8 | 16 | Point |  | 21 |  | No C Rating |  | Not Available | 2670 | 1597 | 33.6207
Critical Infrastructure | Stormwater Treatment Facilities and Pump Stations | Drainage Assets - NWFWMD; SFWMD; SJRWMD; SWFWMD | C4_PC04 | STFPS_PT_001204 | AH | Not Affected | Not Affected | Not Affected | Not Affected | Not Affected | Not Affected | Not Affected | Not Affected | Not Affected | Not Affected | Not Affected | Not Affected | Not Affected | Not Affected | Not Affected | Not Affected | Medium | Not Affected | Medium | Medium | Medium | 0 | 4 | 0 | 8 | 17 | Point |  | 22 |  | No C Rating |  | 10-Year Event | 181422 | 2805 | 57.99
Critical Infrastructure | Stormwater Treatment Facilities and Pump Stations | Drainage Assets - NWFWMD; SFWMD; SJRWMD; SWFWMD | C30_PC13A | STFPS_PT_001351 | AE | Not Affected | Not Affected | Not Affected | Not Affected | Not Affected | Not Affected | Not Affected | Not Affected | Not Affected | Not Affected | Not Affected | Not Affected | Not Affected | Not Affected | Not Affected | Not Affected | Not Affected | Not Affected | Medium | High | High | 0 | 1 | 2 | 8 | 18 | Point |  | 56 |  | No C Rating |  | < 5-Year Event | 717 | 382 | 36.3636
Critical Infrastructure | Stormwater Treatment Facilities and Pump Stations | Drainage Assets - NWFWMD; SFWMD; SJRWMD; SWFWMD | C17_PC28 | STFPS_PT_001099 | X | Not Affected | Not Affected | Not Affected | Not Affected | Not Affected | Not Affected | Not Affected | Not Affected | Not Affected | Not Affected | Not Affected | Not Affected | Not Affected | Not Affected | Not Affected | Not Affected | Not Affected | Not Affected | Medium | High | High | 0 | 1 | 2 | 8 | 18 | Point |  | 21 |  | No C Rating |  | 5-Year Event | 112058 | 3265 | 40.0656
Critical Infrastructure | Stormwater Treatment Facilities and Pump Stations | Drainage Assets - NWFWMD; SFWMD; SJRWMD; SWFWMD | C1W_PC50 | STFPS_PT_001210 | AH | Not Affected | Not Affected | Not Affected | Not Affected | Not Affected | Not Affected | Not Affected | Not Affected | Not Affected | Not Affected | Not Affected | Not Affected | Not Affected | Low | Medium | Not Affected | Not Affected | Not Affected | Low | Medium | Low | 3 | 2 | 0 | 7 | 16 | Point |  | 64 |  | No C Rating |  | 5-Year Event | 169730 | 1740 | 57.5231
Critical Infrastructure | Stormwater Treatment Facilities and Pump Stations | Drainage Assets - NWFWMD; SFWMD; SJRWMD; SWFWMD | C41_PC20 | STFPS_PT_001401 | X | Not Affected | Not Affected | Not Affected | Not Affected | Not Affected | Not Affected | Not Affected | Not Affected | Not Affected | Not Affected | Not Affected | Not Affected | Not Affected | Not Affected | Not Affected | Not Affected | Not Affected | Low | Medium | Medium | Medium | 1 | 3 | 0 | 7 | 17 | Point |  | 44 |  | No C Rating |  | Not Studied | 274 | 1173 | 22.5
Critical Infrastructure | Stormwater Treatment Facilities and Pump Stations | Drainage Assets - NWFWMD; SFWMD; SJRWMD; SWFWMD | C32C_PC25 | STFPS_PT_001348 | AE | Not Affected | Not Affected | Not Affected | Not Affected | Not Affected | Not Affected | Not Affected | Not Affected | Not Affected | Not Affected | Not Affected | Not Affected | Not Affected | Not Affected | Not Affected | Not Affected | Not Affected | Low | Medium | Medium | Medium | 1 | 3 | 0 | 7 | 17 | Point |  | 25 |  | No C Rating |  | < 5-Year Event | 717 | 382 | 36.3636
Critical Infrastructure | Stormwater Treatment Facilities and Pump Stations | Drainage Assets - NWFWMD; SFWMD; SJRWMD; SWFWMD | S61_LOCK | STFPS_PT_000416 | AE | Not Affected | Not Affected | Not Affected | Not Affected | Not Affected | Not Affected | Not Affected | Not Affected | Not Affected | Not Affected | Not Affected | Not Affected | Not Affected | Not Affected | Not Affected | Low | Low | Low | Low | Low | Low | 6 | 0 | 0 | 6 | 15 | Point |  | 62 |  | C-4 |  | < 5-Year Event | 57 | 771 | 10.7143
Critical Infrastructure | Stormwater Treatment Facilities and Pump Stations | Drainage Assets - NWFWMD; SFWMD; SJRWMD; SWFWMD | C29A_PC08 | STFPS_PT_001340 | A | Not Affected | Not Affected | Not Affected | Not Affected | Not Affected | Not Affected | Not Affected | Not Affected | Not Affected | Not Affected | Not Affected | Not Affected | Not Affected | Not Affected | Not Affected | Low | Low | Low | Low | Low | Low | 6 | 0 | 0 | 6 | 15 | Point |  | 56 |  | No C Rating |  | 5-Year Event | 80184 | 3146 | 12.0336
Critical Infrastructure | Stormwater Treatment Facilities and Pump Stations | Drainage Assets - NWFWMD; SFWMD; SJRWMD; SWFWMD | C41_PC23N | STFPS_PT_001422 | A | Not Affected | Not Affected | Not Affected | Not Affected | Not Affected | Not Affected | Not Affected | Not Affected | Not Affected | Not Affected | Not Affected | Not Affected | Not Affected | Not Affected | Not Affected | Low | Low | Low | Low | Low | Low | 6 | 0 | 0 | 6 | 15 | Point |  | 21 |  | No C Rating |  | Not Studied | 274 | 1173 | 22.5
Critical Infrastructure | Stormwater Treatment Facilities and Pump Stations | Drainage Assets - NWFWMD; SFWMD; SJRWMD; SWFWMD | G58 | STFPS_PT_000703 | AE | Not Affected | Not Affected | Not Affected | Not Affected | Not Affected | Not Affected | Not Affected | Not Affected | Not Affected | Not Affected | Not Affected | Low | Low | Medium | Medium | Not Affected | Not Affected | Not Affected | Not Affected | Not Affected | Not Affected | 2 | 2 | 0 | 6 | 17 | Point |  | 44 |  | C-3 |  | Not Studied | 355143 | 8950 | 72.8079
Critical Infrastructure | Stormwater Treatment Facilities and Pump Stations | Drainage Assets - NWFWMD; SFWMD; SJRWMD; SWFWMD | S33 | STFPS_PT_000747 | AE | Not Affected | Not Affected | Not Affected | Not Affected | Not Affected | Not Affected | Not Affected | Not Affected | Not Affected | Not Affected | Not Affected | Not Affected | Not Affected | Medium | Medium | Not Affected | Not Affected | Not Affected | Not Affected | Low | Low | 2 | 2 | 0 | 6 | 17 | Point |  | 31 |  | C-3 |  | Not Studied | 51051 | 1594 | 74.75
Critical Infrastructure | Stormwater Treatment Facilities and Pump Stations | Drainage Assets - NWFWMD; SFWMD; SJRWMD; SWFWMD | S360E | STFPS_PT_000923 | A | Not Affected | Not Affected | Not Affected | Not Affected | Not Affected | Not Affected | Not Affected | Not Affected | Not Affected | Not Affected | Not Affected | Low | Low | Medium | Medium | Not Affected | Not Affected | Not Affected | Not Affected | Not Affected | Not Affected | 2 | 2 | 0 | 6 | 17 | Point |  | 18 |  | C-3 |  | Not Studied | 885 | 88 | 45.8333
Critical Infrastructure | Stormwater Treatment Facilities and Pump Stations | Drainage Assets - NWFWMD; SFWMD; SJRWMD; SWFWMD | S347 | STFPS_PT_000694 | D | Not Affected | Not Affected | Not Affected | Not Affected | Not Affected | Not Affected | Not Affected | Not Affected | Not Affected | Not Affected | Not Affected | Not Affected | Not Affected | Not Affected | Not Affected | Not Affected | Not Affected | Not Affected | Medium | Medium | Medium | 0 | 3 | 0 | 6 | 18 | Point |  | Not Matched |  | No C Rating |  | Not Found | Not Found | Not Found | Not Found
Critical Infrastructure | Stormwater Treatment Facilities and Pump Stations | Drainage Assets - NWFWMD; SFWMD; SJRWMD; SWFWMD | S99 | STFPS_PT_000586 | X | Not Affected | Not Affected | Not Affected | Not Affected | Not Affected | Not Affected | Not Affected | Not Affected | Not Affected | Not Affected | Not Affected | Not Affected | Not Affected | Not Affected | Not Affected | Not Affected | Not Affected | Not Affected | Medium | Medium | Medium | 0 | 3 | 0 | 6 | 18 | Point |  | 64 |  | C-4 |  | Not Available | 326 | 4652 | 23.7037
Critical Infrastructure | Stormwater Treatment Facilities and Pump Stations | Drainage Assets - NWFWMD; SFWMD; SJRWMD; SWFWMD | L28_PC03 | STFPS_PT_001187 | D | Not Affected | Not Affected | Not Affected | Not Affected | Not Affected | Not Affected | Not Affected | Not Affected | Not Affected | Not Affected | Not Affected | Not Affected | Not Affected | Not Affected | Not Affected | Not Affected | Not Affected | Not Affected | Medium | Medium | Medium | 0 | 3 | 0 | 6 | 18 | Point |  | 62 |  | No C Rating |  | Not Available | 19 | 1661 | 20.2532
Critical Infrastructure | Stormwater Treatment Facilities and Pump Stations | Drainage Assets - NWFWMD; SFWMD; SJRWMD; SWFWMD | S60 | STFPS_PT_000424 | AE | Not Affected | Not Affected | Not Affected | Not Affected | Not Affected | Not Affected | Not Affected | Not Affected | Not Affected | Not Affected | Not Affected | Not Affected | Not Affected | Not Affected | Not Affected | Not Affected | Not Affected | Not Affected | Medium | Medium | Medium | 0 | 3 | 0 | 6 | 18 | Point |  | 59 |  | C-3 |  | < 5-Year Event | 1174 | 1316 | 19.6721
Critical Infrastructure | Stormwater Treatment Facilities and Pump Stations | Drainage Assets - NWFWMD; SFWMD; SJRWMD; SWFWMD | C34_PC07 | STFPS_PT_001308 | A | Not Affected | Not Affected | Not Affected | Not Affected | Not Affected | Not Affected | Not Affected | Not Affected | Not Affected | Not Affected | Not Affected | Not Affected | Not Affected | Not Affected | Not Affected | Not Affected | Not Affected | Not Affected | Medium | Medium | Medium | 0 | 3 | 0 | 6 | 18 | Point |  | 57 |  | No C Rating |  | < 5-Year Event | 57 | 771 | 10.7143
Critical Infrastructure | Stormwater Treatment Facilities and Pump Stations | Drainage Assets - NWFWMD; SFWMD; SJRWMD; SWFWMD | C30_PC17 | STFPS_PT_001353 | AE | Not Affected | Not Affected | Not Affected | Not Affected | Not Affected | Not Affected | Not Affected | Not Affected | Not Affected | Not Affected | Not Affected | Not Affected | Not Affected | Not Affected | Not Affected | Not Affected | Not Affected | Not Affected | Medium | Medium | Medium | 0 | 3 | 0 | 6 | 18 | Point |  | 56 |  | No C Rating |  | < 5-Year Event | 43153 | 1529 | 10.4167
Critical Infrastructure | Stormwater Treatment Facilities and Pump Stations | Drainage Assets - NWFWMD; SFWMD; SJRWMD; SWFWMD | C32B_PC18 | STFPS_PT_001350 | AE | Not Affected | Not Affected | Not Affected | Not Affected | Not Affected | Not Affected | Not Affected | Not Affected | Not Affected | Not Affected | Not Affected | Not Affected | Not Affected | Not Affected | Not Affected | Not Affected | Not Affected | Not Affected | Medium | Medium | Medium | 0 | 3 | 0 | 6 | 18 | Point |  | 56 |  | No C Rating |  | < 5-Year Event | 717 | 382 | 36.3636
Critical Infrastructure | Stormwater Treatment Facilities and Pump Stations | Drainage Assets - NWFWMD; SFWMD; SJRWMD; SWFWMD | L62_PC01AN | STFPS_PT_001486 | X | Not Affected | Not Affected | Not Affected | Not Affected | Not Affected | Not Affected | Not Affected | Not Affected | Not Affected | Not Affected | Not Affected | Not Affected | Not Affected | Not Affected | Not Affected | Not Affected | Not Affected | Not Affected | Medium | Medium | Medium | 0 | 3 | 0 | 6 | 18 | Point |  | 55 |  | No C Rating |  | Not Available | 4985 | 1638 | 13.3333
Critical Infrastructure | Stormwater Treatment Facilities and Pump Stations | Drainage Assets - NWFWMD; SFWMD; SJRWMD; SWFWMD | S39A | STFPS_PT_000455 | AO | Not Affected | Not Affected | Not Affected | Not Affected | Not Affected | Not Affected | Not Affected | Not Affected | Not Affected | Not Affected | Not Affected | Not Affected | Not Affected | Not Affected | Not Affected | Not Affected | Not Affected | Not Affected | Medium | Medium | Medium | 0 | 3 | 0 | 6 | 18 | Point |  | 55 |  | C-3 |  | 100-Year Event | 280959 | 6247 | 50.7022
Critical Infrastructure | Stormwater Treatment Facilities and Pump Stations | Drainage Assets - NWFWMD; SFWMD; SJRWMD; SWFWMD | C34_PC20 | STFPS_PT_001320 | AE | Not Affected | Not Affected | Not Affected | Not Affected | Not Affected | Not Affected | Not Affected | Not Affected | Not Affected | Not Affected | Not Affected | Not Affected | Not Affected | Not Affected | Not Affected | Not Affected | Not Affected | Not Affected | Medium | Medium | Medium | 0 | 3 | 0 | 6 | 18 | Point |  | 35 |  | No C Rating |  | < 5-Year Event | 54 | 1008 | 15.5556
Critical Infrastructure | Stormwater Treatment Facilities and Pump Stations | Drainage Assets - NWFWMD; SFWMD; SJRWMD; SWFWMD | C34_PC15 | STFPS_PT_001321 | AE | Not Affected | Not Affected | Not Affected | Not Affected | Not Affected | Not Affected | Not Affected | Not Affected | Not Affected | Not Affected | Not Affected | Not Affected | Not Affected | Not Affected | Not Affected | Not Affected | Not Affected | Not Affected | Medium | Medium | Medium | 0 | 3 | 0 | 6 | 18 | Point |  | 29 |  | No C Rating |  | < 5-Year Event | 54 | 1008 | 15.5556
Critical Infrastructure | Stormwater Treatment Facilities and Pump Stations | Drainage Assets - NWFWMD; SFWMD; SJRWMD; SWFWMD | S155A | STFPS_PT_000685 | X | Not Affected | Not Affected | Not Affected | Not Affected | Not Affected | Not Affected | Not Affected | Not Affected | Not Affected | Not Affected | Not Affected | Not Affected | Not Affected | Not Affected | Not Affected | Not Affected | Not Affected | Not Affected | Medium | Medium | Medium | 0 | 3 | 0 | 6 | 18 | Point |  | 22 |  | C-3 |  | 10-Year Event | 245281 | 6665 | 47.0085
Critical Infrastructure | Stormwater Treatment Facilities and Pump Stations | Drainage Assets - NWFWMD; SFWMD; SJRWMD; SWFWMD | C14_PC20 | STFPS_PT_001196 | X | Not Affected | Not Affected | Not Affected | Not Affected | Not Affected | Not Affected | Not Affected | Not Affected | Not Affected | Not Affected | Not Affected | Not Affected | Not Affected | Not Affected | Not Affected | Not Affected | Not Affected | Not Affected | Medium | Medium | Medium | 0 | 3 | 0 | 6 | 18 | Point |  | 18 |  | No C Rating |  | 100-Year Event | 297653 | 4460 | 51.7766
Critical Infrastructure | Stormwater Treatment Facilities and Pump Stations | Drainage Assets - NWFWMD; SFWMD; SJRWMD; SWFWMD | G700 | STFPS_PT_000752 | A | Not Affected | Not Affected | Not Affected | Not Affected | Not Affected | Not Affected | Not Affected | Not Affected | Not Affected | Not Affected | Not Affected | Not Affected | Not Affected | Not Affected | Not Affected | Not Affected | Not Affected | Not Affected | Medium | Medium | Medium | 0 | 3 | 0 | 6 | 18 | Point |  | 18 |  | C-3 |  | Not Studied | 290 | 2436 | 41.7582
Critical Infrastructure | Stormwater Treatment Facilities and Pump Stations | Drainage Assets - NWFWMD; SFWMD; SJRWMD; SWFWMD | HIGHLANDS | STFPS_PT_000114 | A | Not Affected | Not Affected | Not Affected | Not Affected | Not Affected | Not Affected | Not Affected | Not Affected | Not Affected | Not Affected | Not Affected | Not Affected | Not Affected | Not Affected | Not Affected | Not Affected | Low | Low | Low | Low | Low | 5 | 0 | 0 | 5 | 16 | Point |  | Not Matched |  | No C Rating |  | Not Studied | 1760 | 9861 | 36.1257
Critical Infrastructure | Stormwater Treatment Facilities and Pump Stations | Drainage Assets - NWFWMD; SFWMD; SJRWMD; SWFWMD | C11 | STFPS_PT_000164 | X | Not Affected | Not Affected | Not Affected | Not Affected | Not Affected | Not Affected | Not Affected | Not Affected | Not Affected | Not Affected | Not Affected | Not Affected | Low | Medium | Medium | Not Affected | Not Affected | Not Affected | Not Affected | Not Affected | Not Affected | 1 | 2 | 0 | 5 | 18 | Point |  | Not Matched |  | No C Rating |  | Not Studied | 0 | 64 | 54.1667
Critical Infrastructure | Stormwater Treatment Facilities and Pump Stations | Drainage Assets - NWFWMD; SFWMD; SJRWMD; SWFWMD | WEST PALM BEACH FS | STFPS_PT_001628 | X | Not Affected | Not Affected | Not Affected | Not Affected | Not Affected | Not Affected | Not Affected | Not Affected | Not Affected | Not Affected | Not Affected | Not Affected | Not Affected | Not Affected | Not Affected | Not Affected | Not Affected | Not Affected | Low | Medium | Medium | 1 | 2 | 0 | 5 | 18 | Point |  | Not Matched |  | No C Rating |  | 10-Year Event | 245281 | 6665 | 47.0085
Critical Infrastructure | Stormwater Treatment Facilities and Pump Stations | Drainage Assets - NWFWMD; SFWMD; SJRWMD; SWFWMD | C24_PC01BS | STFPS_PT_001511 | X | Not Affected | Not Affected | Not Affected | Not Affected | Not Affected | Not Affected | Not Affected | Not Affected | Not Affected | Not Affected | Not Affected | Not Affected | Low | Medium | Medium | Not Affected | Not Affected | Not Affected | Not Affected | Not Affected | Not Affected | 1 | 2 | 0 | 5 | 18 | Point |  | 61 |  | No C Rating |  | Not Available | 246174 | 10583 | 39.7129
Critical Infrastructure | Stormwater Treatment Facilities and Pump Stations | Drainage Assets - NWFWMD; SFWMD; SJRWMD; SWFWMD | C34_PC12A | STFPS_PT_001598 | AE | Not Affected | Not Affected | Not Affected | Not Affected | Not Affected | Not Affected | Not Affected | Not Affected | Not Affected | Not Affected | Not Affected | Not Affected | Not Affected | Not Affected | Not Affected | Not Affected | Not Affected | Not Affected | Medium | Medium | Low | 1 | 2 | 0 | 5 | 18 | Point |  | 28 |  | No C Rating |  | < 5-Year Event | 54 | 1008 | 15.5556
Critical Infrastructure | Stormwater Treatment Facilities and Pump Stations | Drainage Assets - NWFWMD; SFWMD; SJRWMD; SWFWMD | C34_PC13C | STFPS_PT_001316 | AE | Not Affected | Not Affected | Not Affected | Not Affected | Not Affected | Not Affected | Not Affected | Not Affected | Not Affected | Not Affected | Not Affected | Not Affected | Not Affected | Not Affected | Not Affected | Not Affected | Not Affected | Not Affected | Medium | Medium | Low | 1 | 2 | 0 | 5 | 18 | Point |  | 28 |  | No C Rating |  | < 5-Year Event | 54 | 1008 | 15.5556
Critical Infrastructure | Stormwater Treatment Facilities and Pump Stations | Drainage Assets - NWFWMD; SFWMD; SJRWMD; SWFWMD | C32F_PC27 | STFPS_PT_001356 | AE | Not Affected | Not Affected | Not Affected | Not Affected | Not Affected | Not Affected | Not Affected | Not Affected | Not Affected | Not Affected | Not Affected | Not Affected | Not Affected | Not Affected | Not Affected | Not Affected | Not Affected | Not Affected | Low | Medium | Medium | 1 | 2 | 0 | 5 | 18 | Point |  | 26 |  | No C Rating |  | < 5-Year Event | 18888 | 1550 | 20.3488
Critical Infrastructure | Stormwater Treatment Facilities and Pump Stations | Drainage Assets - NWFWMD; SFWMD; SJRWMD; SWFWMD | C32C_PC19 | STFPS_PT_001341 | AE | Not Affected | Not Affected | Not Affected | Not Affected | Not Affected | Not Affected | Not Affected | Not Affected | Not Affected | Not Affected | Not Affected | Not Affected | Not Affected | Not Affected | Not Affected | Not Affected | Not Affected | Not Affected | Low | Medium | Medium | 1 | 2 | 0 | 5 | 18 | Point |  | 25 |  | No C Rating |  | < 5-Year Event | 18888 | 1550 | 20.3488
Critical Infrastructure | Stormwater Treatment Facilities and Pump Stations | Drainage Assets - NWFWMD; SFWMD; SJRWMD; SWFWMD | C34_PC14 | STFPS_PT_001317 | AE | Not Affected | Not Affected | Not Affected | Not Affected | Not Affected | Not Affected | Not Affected | Not Affected | Not Affected | Not Affected | Not Affected | Not Affected | Not Affected | Not Affected | Not Affected | Not Affected | Not Affected | Not Affected | Medium | Medium | Low | 1 | 2 | 0 | 5 | 18 | Point |  | 21 |  | No C Rating |  | < 5-Year Event | 54 | 1008 | 15.5556
Critical Infrastructure | Stormwater Treatment Facilities and Pump Stations | Drainage Assets - NWFWMD; SFWMD; SJRWMD; SWFWMD | C14_PC21 | STFPS_PT_001194 | AE | Not Affected | Not Affected | Not Affected | Not Affected | Not Affected | Not Affected | Not Affected | Not Affected | Not Affected | Not Affected | Not Affected | Not Affected | Not Affected | Not Affected | Not Affected | Not Affected | Not Affected | Not Affected | Low | Medium | Medium | 1 | 2 | 0 | 5 | 18 | Point |  | 15 |  | No C Rating |  | 100-Year Event | 297653 | 4460 | 51.7766
Critical Infrastructure | Stormwater Treatment Facilities and Pump Stations | Drainage Assets - NWFWMD; SFWMD; SJRWMD; SWFWMD | S357N | STFPS_PT_000951 | A | Not Affected | Not Affected | Not Affected | Not Affected | Not Affected | Not Affected | Not Affected | Not Affected | Not Affected | Not Affected | Not Affected | Not Affected | Low | Medium | Medium | Not Affected | Not Affected | Not Affected | Not Affected | Not Affected | Not Affected | 1 | 2 | 0 | 5 | 18 | Point |  | 9 |  | C-3 |  | Not Studied | 885 | 88 | 45.8333
Critical Infrastructure | Stormwater Treatment Facilities and Pump Stations | Drainage Assets - NWFWMD; SFWMD; SJRWMD; SWFWMD | OKEE-FS | STFPS_PT_000127 | X | Not Affected | Not Affected | Not Affected | Not Affected | Not Affected | Not Affected | Not Affected | Not Affected | Not Affected | Not Affected | Not Affected | Not Affected | Not Affected | Not Affected | Not Affected | Not Affected | Not Affected | Not Affected | Low | Low | Medium | 2 | 1 | 0 | 4 | 18 | Point |  | Not Matched |  | No C Rating |  | Not Available | 8595 | 7527 | 42.3469
Critical Infrastructure | Stormwater Treatment Facilities and Pump Stations | Drainage Assets - NWFWMD; SFWMD; SJRWMD; SWFWMD | C41_PC26S | STFPS_PT_001404 | A | Not Affected | Not Affected | Not Affected | Not Affected | Not Affected | Not Affected | Not Affected | Not Affected | Not Affected | Not Affected | Not Affected | Not Affected | Not Affected | Not Affected | Not Affected | Not Affected | Not Affected | Not Affected | Low | Low | Medium | 2 | 1 | 0 | 4 | 18 | Point |  | 39 |  | No C Rating |  | Not Studied | 274 | 1173 | 22.5
Critical Infrastructure | Stormwater Treatment Facilities and Pump Stations | Drainage Assets - NWFWMD; SFWMD; SJRWMD; SWFWMD | S360W | STFPS_PT_000924 | A | Not Affected | Not Affected | Not Affected | Not Affected | Not Affected | Not Affected | Not Affected | Not Affected | Not Affected | Not Affected | Not Affected | Not Affected | Not Affected | Medium | Medium | Not Affected | Not Affected | Not Affected | Not Affected | Not Affected | Not Affected | 0 | 2 | 0 | 4 | 19 | Point |  | Not Matched |  | No C Rating |  | Not Found | Not Found | Not Found | Not Found
Critical Infrastructure | Stormwater Treatment Facilities and Pump Stations | Drainage Assets - NWFWMD; SFWMD; SJRWMD; SWFWMD | S32 | STFPS_PT_000246 | A | Not Affected | Not Affected | Not Affected | Not Affected | Not Affected | Not Affected | Not Affected | Not Affected | Not Affected | Not Affected | Not Affected | Not Affected | Not Affected | Medium | Medium | Not Affected | Not Affected | Not Affected | Not Affected | Not Affected | Not Affected | 0 | 2 | 0 | 4 | 19 | Point |  | 74 |  | C-5 |  | 5-Year Event | 222051 | 3902 | 80.2424
Critical Infrastructure | Stormwater Treatment Facilities and Pump Stations | Drainage Assets - NWFWMD; SFWMD; SJRWMD; SWFWMD | S36 | STFPS_PT_000734 | X | Not Affected | Not Affected | Not Affected | Not Affected | Not Affected | Not Affected | Not Affected | Not Affected | Not Affected | Not Affected | Not Affected | Not Affected | Not Affected | Medium | Medium | Not Affected | Not Affected | Not Affected | Not Affected | Not Affected | Not Affected | 0 | 2 | 0 | 4 | 19 | Point |  | 72 |  | C-3 |  | Not Studied | 47181 | 1335 | 66.2304
Critical Infrastructure | Stormwater Treatment Facilities and Pump Stations | Drainage Assets - NWFWMD; SFWMD; SJRWMD; SWFWMD | S177 | STFPS_PT_000725 | A | Not Affected | Not Affected | Not Affected | Not Affected | Not Affected | Not Affected | Not Affected | Not Affected | Not Affected | Not Affected | Not Affected | Not Affected | Not Affected | Medium | Medium | Not Affected | Not Affected | Not Affected | Not Affected | Not Affected | Not Affected | 0 | 2 | 0 | 4 | 19 | Point |  | 59 |  | C-3 |  | 10-Year Event | 4341 | 374 | 71.1864
Critical Infrastructure | Stormwater Treatment Facilities and Pump Stations | Drainage Assets - NWFWMD; SFWMD; SJRWMD; SWFWMD | G737 | STFPS_PT_000922 | A | Not Affected | Not Affected | Not Affected | Not Affected | Not Affected | Not Affected | Not Affected | Not Affected | Not Affected | Not Affected | Not Affected | Not Affected | Not Affected | Medium | Medium | Not Affected | Not Affected | Not Affected | Not Affected | Not Affected | Not Affected | 0 | 2 | 0 | 4 | 19 | Point |  | 58 |  | C-3 |  | Not Studied | 2 | 818 | 44.7368
Critical Infrastructure | Stormwater Treatment Facilities and Pump Stations | Drainage Assets - NWFWMD; SFWMD; SJRWMD; SWFWMD | C30_PC14 | STFPS_PT_001355 | AE | Not Affected | Not Affected | Not Affected | Not Affected | Not Affected | Not Affected | Not Affected | Not Affected | Not Affected | Not Affected | Not Affected | Not Affected | Not Affected | Not Affected | Not Affected | Not Affected | Not Affected | Not Affected | Not Affected | Medium | Medium | 0 | 2 | 0 | 4 | 19 | Point |  | 56 |  | No C Rating |  | < 5-Year Event | 717 | 382 | 36.3636
Critical Infrastructure | Stormwater Treatment Facilities and Pump Stations | Drainage Assets - NWFWMD; SFWMD; SJRWMD; SWFWMD | G111 | STFPS_PT_000202 | A | Not Affected | Not Affected | Not Affected | Not Affected | Not Affected | Not Affected | Not Affected | Not Affected | Not Affected | Not Affected | Not Affected | Not Affected | Not Affected | Not Affected | Not Affected | Not Affected | Not Affected | Not Affected | Not Affected | Medium | Medium | 0 | 2 | 0 | 4 | 19 | Point |  | 17 |  | No C Rating |  | 5-Year Event | 250 | 3789 | 33.7079
Critical Infrastructure | Stormwater Treatment Facilities and Pump Stations | Drainage Assets - NWFWMD; SFWMD; SJRWMD; SWFWMD | DUPUIS RESERVE AREA OFFICE | STFPS_PT_001627 | X | Not Affected | Not Affected | Not Affected | Not Affected | Not Affected | Not Affected | Not Affected | Not Affected | Not Affected | Not Affected | Not Affected | Not Affected | Not Affected | Not Affected | Not Affected | Not Affected | Not Affected | Not Affected | Low | Low | Low | 3 | 0 | 0 | 3 | 18 | Point |  | Not Matched |  | No C Rating |  | Not Available | 8218 | 4758 | 25
Critical Infrastructure | Stormwater Treatment Facilities and Pump Stations | Drainage Assets - NWFWMD; SFWMD; SJRWMD; SWFWMD | S65AXB | STFPS_PT_000767 | A | Not Affected | Not Affected | Not Affected | Not Affected | Not Affected | Not Affected | Not Affected | Not Affected | Not Affected | Not Affected | Not Affected | Not Affected | Not Affected | Not Affected | Not Affected | Not Affected | Not Affected | Not Affected | Low | Low | Low | 3 | 0 | 0 | 3 | 18 | Point |  | Not Found |  | No C Rating |  | Not Studied | 1760 | 9861 | 36.1257
Critical Infrastructure | Stormwater Treatment Facilities and Pump Stations | Drainage Assets - NWFWMD; SFWMD; SJRWMD; SWFWMD | C39A_PC33S | STFPS_PT_001445 | A | Not Affected | Not Affected | Not Affected | Not Affected | Not Affected | Not Affected | Not Affected | Not Affected | Not Affected | Not Affected | Not Affected | Not Affected | Not Affected | Not Affected | Not Affected | Not Affected | Not Affected | Not Affected | Low | Low | Low | 3 | 0 | 0 | 3 | 18 | Point |  | 28 |  | No C Rating |  | Not Studied | 2031 | 4657 | 42.2311
Critical Infrastructure | Stormwater Treatment Facilities and Pump Stations | Drainage Assets - NWFWMD; SFWMD; SJRWMD; SWFWMD | CORK3 | STFPS_PT_000625 | X | Not Affected | Not Affected | Not Affected | Not Affected | Not Affected | Not Affected | Not Affected | Not Affected | Not Affected | Not Affected | Not Affected | Not Affected | Not Affected | Not Affected | Not Affected | Not Affected | Not Affected | Not Affected | Low | Low | Low | 3 | 0 | 0 | 3 | 18 | Point |  | 26 |  | C-4 |  | 5-Year Event | 123941 | 5546 | 22.4438
Critical Infrastructure | Stormwater Treatment Facilities and Pump Stations | Drainage Assets - NWFWMD; SFWMD; SJRWMD; SWFWMD | S488 | STFPS_PT_000886 | A | Not Affected | Not Affected | Not Affected | Not Affected | Not Affected | Not Affected | Not Affected | Not Affected | Not Affected | Not Affected | Not Affected | Not Affected | Not Affected | Not Affected | Not Affected | Not Affected | Not Affected | Not Affected | Low | Low | Low | 3 | 0 | 0 | 3 | 18 | Point |  | 14 |  | C-3 |  | 10-Year Event | 21566 | 4349 | 39.9225
Critical Infrastructure | Stormwater Treatment Facilities and Pump Stations | Drainage Assets - NWFWMD; SFWMD; SJRWMD; SWFWMD | G751 | STFPS_PT_001006 | AE | Not Affected | Not Affected | Not Affected | Not Affected | Not Affected | Not Affected | Not Affected | Not Affected | Not Affected | Not Affected | Not Affected | Not Affected | Not Affected | Not Affected | Not Affected | Not Affected | Not Affected | Not Affected | Low | Low | Low | 3 | 0 | 0 | 3 | 18 | Point |  | 7 |  | No C Rating |  | Not Available | 2945 | 5357 | 29.3375
Critical Infrastructure | Stormwater Treatment Facilities and Pump Stations | Drainage Assets - NWFWMD; SFWMD; SJRWMD; SWFWMD | G754 | STFPS_PT_001003 | AE | Not Affected | Not Affected | Not Affected | Not Affected | Not Affected | Not Affected | Not Affected | Not Affected | Not Affected | Not Affected | Not Affected | Not Affected | Not Affected | Not Affected | Not Affected | Not Affected | Not Affected | Not Affected | Low | Low | Low | 3 | 0 | 0 | 3 | 18 | Point |  | 7 |  | No C Rating |  | Not Available | 2945 | 5357 | 29.3375
Critical Infrastructure | Stormwater Treatment Facilities and Pump Stations | Drainage Assets - NWFWMD; SFWMD; SJRWMD; SWFWMD | C18PC14 | STFPS_PT_000807 | X | Not Affected | Not Affected | Not Affected | Not Affected | Not Affected | Not Affected | Not Affected | Not Affected | Not Affected | Not Affected | Not Affected | Not Affected | Not Affected | Not Affected | Not Affected | Not Affected | Not Affected | Not Affected | Not Affected | Medium | Low | 1 | 1 | 0 | 3 | 19 | Point |  | Not Found |  | No C Rating |  | Not Available | 17174 | 2982 | 28.3262 | Should be REED40
Critical Infrastructure | Stormwater Treatment Facilities and Pump Stations | Drainage Assets - NWFWMD; SFWMD; SJRWMD; SWFWMD | C111_PC05SEC3 | STFPS_PT_001605 | A | Not Affected | Not Affected | Not Affected | Not Affected | Not Affected | Not Affected | Not Affected | Not Affected | Not Affected | Not Affected | Not Affected | Not Affected | Not Affected | Low | Medium | Not Affected | Not Affected | Not Affected | Not Affected | Not Affected | Not Affected | 1 | 1 | 0 | 3 | 19 | Point |  | 60 |  | No C Rating |  | 10-Year Event | 4341 | 374 | 71.1864
Critical Infrastructure | Stormwater Treatment Facilities and Pump Stations | Drainage Assets - NWFWMD; SFWMD; SJRWMD; SWFWMD | C17_PC25 | STFPS_PT_001584 | X | Not Affected | Not Affected | Not Affected | Not Affected | Not Affected | Not Affected | Not Affected | Not Affected | Not Affected | Not Affected | Not Affected | Not Affected | Not Affected | Not Affected | Not Affected | Not Affected | Not Affected | Not Affected | Not Affected | Medium | Low | 1 | 1 | 0 | 3 | 19 | Point |  | 21 |  | No C Rating |  | 5-Year Event | 112058 | 3265 | 40.0656
Critical Infrastructure | Stormwater Treatment Facilities and Pump Stations | Drainage Assets - NWFWMD; SFWMD; SJRWMD; SWFWMD | S322G | STFPS_PT_000938 | A | Not Affected | Not Affected | Not Affected | Not Affected | Not Affected | Not Affected | Not Affected | Not Affected | Not Affected | Not Affected | Not Affected | Not Affected | Not Affected | Low | Medium | Not Affected | Not Affected | Not Affected | Not Affected | Not Affected | Not Affected | 1 | 1 | 0 | 3 | 19 | Point |  | 10 |  | No C Rating |  | Not Studied | 10 | 59 | 25
Critical Infrastructure | Stormwater Treatment Facilities and Pump Stations | Drainage Assets - NWFWMD; SFWMD; SJRWMD; SWFWMD | G733A | STFPS_PT_001014 | X | Not Affected | Not Affected | Not Affected | Not Affected | Not Affected | Not Affected | Not Affected | Not Affected | Not Affected | Not Affected | Not Affected | Not Affected | Not Affected | Not Affected | Not Affected | Not Affected | Not Affected | Not Affected | Not Affected | High | Not Affected | 0 | 0 | 1 | 3 | 20 | Point |  | 8 |  | C-4 |  | Not Studied | 7 | 259 | 18.1818
Critical Infrastructure | Stormwater Treatment Facilities and Pump Stations | Drainage Assets - NWFWMD; SFWMD; SJRWMD; SWFWMD | VIKING | STFPS_PT_000157 | X | Not Affected | Not Affected | Not Affected | Not Affected | Not Affected | Not Affected | Not Affected | Not Affected | Not Affected | Not Affected | Not Affected | Not Affected | Not Affected | Not Affected | Not Affected | Not Affected | Not Affected | Not Affected | Not Affected | Low | Low | 2 | 0 | 0 | 2 | 19 | Point |  | Not Matched |  | No C Rating |  | Not Studied | 1760 | 9861 | 36.1257
Critical Infrastructure | Stormwater Treatment Facilities and Pump Stations | Drainage Assets - NWFWMD; SFWMD; SJRWMD; SWFWMD | S38B | STFPS_PT_000441 | AE | Not Affected | Not Affected | Not Affected | Not Affected | Not Affected | Not Affected | Not Affected | Not Affected | Not Affected | Not Affected | Not Affected | Not Affected | Not Affected | Not Affected | Not Affected | Not Affected | Not Affected | Not Affected | Not Affected | Low | Low | 2 | 0 | 0 | 2 | 19 | Point |  | 65 |  | C-4 |  | 100-Year Event | 297653 | 4460 | 51.7766
Critical Infrastructure | Stormwater Treatment Facilities and Pump Stations | Drainage Assets - NWFWMD; SFWMD; SJRWMD; SWFWMD | S49 | STFPS_PT_000589 | X | Not Affected | Not Affected | Not Affected | Not Affected | Not Affected | Not Affected | Not Affected | Not Affected | Not Affected | Not Affected | Not Affected | Not Affected | Not Affected | Not Affected | Not Affected | Not Affected | Not Affected | Not Affected | Not Affected | Low | Low | 2 | 0 | 0 | 2 | 19 | Point |  | 65 |  | C-4 |  | Not Available | 23278 | 6457 | 23.3945
Critical Infrastructure | Stormwater Treatment Facilities and Pump Stations | Drainage Assets - NWFWMD; SFWMD; SJRWMD; SWFWMD | G420 | STFPS_PT_000244 | AH | Not Affected | Not Affected | Not Affected | Not Affected | Not Affected | Not Affected | Not Affected | Not Affected | Not Affected | Not Affected | Not Affected | Not Affected | Not Affected | Not Affected | Not Affected | Not Affected | Not Affected | Not Affected | Not Affected | Low | Low | 2 | 0 | 0 | 2 | 19 | Point |  | 23 |  | No C Rating |  | 10-Year Event | 181422 | 2805 | 57.99
Critical Infrastructure | Stormwater Treatment Facilities and Pump Stations | Drainage Assets - NWFWMD; SFWMD; SJRWMD; SWFWMD | C14_PC23 | STFPS_PT_001195 | AE | Not Affected | Not Affected | Not Affected | Not Affected | Not Affected | Not Affected | Not Affected | Not Affected | Not Affected | Not Affected | Not Affected | Not Affected | Not Affected | Not Affected | Not Affected | Not Affected | Not Affected | Not Affected | Not Affected | Low | Low | 2 | 0 | 0 | 2 | 19 | Point |  | 17 |  | No C Rating |  | 100-Year Event | 297653 | 4460 | 51.7766
Critical Infrastructure | Stormwater Treatment Facilities and Pump Stations | Drainage Assets - NWFWMD; SFWMD; SJRWMD; SWFWMD | S674A | STFPS_PT_000989 | AE | Not Affected | Not Affected | Not Affected | Not Affected | Not Affected | Not Affected | Not Affected | Not Affected | Not Affected | Not Affected | Not Affected | Not Affected | Not Affected | Not Affected | Not Affected | Not Affected | Not Affected | Not Affected | Not Affected | Low | Low | 2 | 0 | 0 | 2 | 19 | Point |  | 8 |  | No C Rating |  | Not Studied | 1 | 162 | 53.4483
Critical Infrastructure | Stormwater Treatment Facilities and Pump Stations | Drainage Assets - NWFWMD; SFWMD; SJRWMD; SWFWMD | S173 | STFPS_PT_000720 | X | Not Affected | Not Affected | Not Affected | Not Affected | Not Affected | Not Affected | Not Affected | Not Affected | Not Affected | Not Affected | Not Affected | Not Affected | Not Affected | Not Affected | Medium | Not Affected | Not Affected | Not Affected | Not Affected | Not Affected | Not Affected | 0 | 1 | 0 | 2 | 20 | Point |  | 59 |  | C-4 |  | 10-Year Event | 7588 | 372 | 51.25
Critical Infrastructure | Stormwater Treatment Facilities and Pump Stations | Drainage Assets - NWFWMD; SFWMD; SJRWMD; SWFWMD | S65AXA | STFPS_PT_000768 | A | Not Affected | Not Affected | Not Affected | Not Affected | Not Affected | Not Affected | Not Affected | Not Affected | Not Affected | Not Affected | Not Affected | Not Affected | Not Affected | Not Affected | Not Affected | Not Affected | Not Affected | Not Affected | Not Affected | Not Affected | Low | 1 | 0 | 0 | 1 | 20 | Point |  | Not Found |  | No C Rating |  | Not Studied | 1760 | 9861 | 36.1257
Critical Infrastructure | Stormwater Treatment Facilities and Pump Stations | Drainage Assets - NWFWMD; SFWMD; SJRWMD; SWFWMD | C40_PC15S | STFPS_PT_001456 | AH | Not Affected | Not Affected | Not Affected | Not Affected | Not Affected | Not Affected | Not Affected | Not Affected | Not Affected | Not Affected | Not Affected | Not Affected | Not Affected | Not Affected | Not Affected | Not Affected | Not Affected | Not Affected | Not Affected | Not Affected | Low | 1 | 0 | 0 | 1 | 20 | Point |  | 43 |  | No C Rating |  | Not Studied | 72 | 940 | 20.4545
Critical Infrastructure | Stormwater Treatment Facilities and Pump Stations | Drainage Assets - NWFWMD; SFWMD; SJRWMD; SWFWMD | C19_PC04 | STFPS_PT_001153 | X | Not Affected | Not Affected | Not Affected | Not Affected | Not Affected | Not Affected | Not Affected | Not Affected | Not Affected | Not Affected | Not Affected | Not Affected | Not Affected | Not Affected | Not Affected | Not Affected | Not Affected | Not Affected | Not Affected | Not Affected | Low | 1 | 0 | 0 | 1 | 20 | Point |  | 29 |  | No C Rating |  | Not Available | 16 | 199 | 50.8772
Critical Infrastructure | Stormwater Treatment Facilities and Pump Stations | Drainage Assets - NWFWMD; SFWMD; SJRWMD; SWFWMD | C34_PC17 | STFPS_PT_001322 | AE | Not Affected | Not Affected | Not Affected | Not Affected | Not Affected | Not Affected | Not Affected | Not Affected | Not Affected | Not Affected | Not Affected | Not Affected | Not Affected | Not Affected | Not Affected | Not Affected | Not Affected | Not Affected | Low | Not Affected | Not Affected | 1 | 0 | 0 | 1 | 20 | Point |  | 29 |  | No C Rating |  | < 5-Year Event | 54 | 1008 | 15.5556
Critical Infrastructure | Stormwater Treatment Facilities and Pump Stations | Drainage Assets - NWFWMD; SFWMD; SJRWMD; SWFWMD | S332D | STFPS_PT_000141 | A | Not Affected | Not Affected | Not Affected | Not Affected | Not Affected | Not Affected | Not Affected | Not Affected | Not Affected | Not Affected | Not Affected | Not Affected | Not Affected | Not Affected | Low | Not Affected | Not Affected | Not Affected | Not Affected | Not Affected | Not Affected | 1 | 0 | 0 | 1 | 20 | Point |  | 27 |  | C-4 |  | 10-Year Event | 7588 | 372 | 51.25
Critical Infrastructure | Stormwater Treatment Facilities and Pump Stations | Drainage Assets - NWFWMD; SFWMD; SJRWMD; SWFWMD | S332D | STFPS_PT_000724 | A | Not Affected | Not Affected | Not Affected | Not Affected | Not Affected | Not Affected | Not Affected | Not Affected | Not Affected | Not Affected | Not Affected | Not Affected | Not Affected | Not Affected | Low | Not Affected | Not Affected | Not Affected | Not Affected | Not Affected | Not Affected | 1 | 0 | 0 | 1 | 20 | Point |  | 27 |  | C-4 |  | 10-Year Event | 7588 | 372 | 51.25
Critical Infrastructure | Stormwater Treatment Facilities and Pump Stations | Drainage Assets - NWFWMD; SFWMD; SJRWMD; SWFWMD | C19X_PC04 | STFPS_PT_001150 | X | Not Affected | Not Affected | Not Affected | Not Affected | Not Affected | Not Affected | Not Affected | Not Affected | Not Affected | Not Affected | Not Affected | Not Affected | Not Affected | Not Affected | Not Affected | Not Affected | Not Affected | Not Affected | Not Affected | Not Affected | Low | 1 | 0 | 0 | 1 | 20 | Point |  | 24 |  | No C Rating |  | Not Available | 16 | 199 | 50.8772
Critical Infrastructure | Stormwater Treatment Facilities and Pump Stations | Drainage Assets - NWFWMD; SFWMD; SJRWMD; SWFWMD | C17_PC21 | STFPS_PT_001101 | AE | Not Affected | Not Affected | Not Affected | Not Affected | Not Affected | Not Affected | Not Affected | Not Affected | Not Affected | Not Affected | Not Affected | Not Affected | Not Affected | Not Affected | Not Affected | Not Affected | Not Affected | Not Affected | Not Affected | Low | Not Affected | 1 | 0 | 0 | 1 | 20 | Point |  | 21 |  | No C Rating |  | 5-Year Event | 112058 | 3265 | 40.0656
Critical Infrastructure | Stormwater Treatment Facilities and Pump Stations | Drainage Assets - NWFWMD; SFWMD; SJRWMD; SWFWMD | C20_PC04 | STFPS_PT_001182 | X | Not Affected | Not Affected | Not Affected | Not Affected | Not Affected | Not Affected | Not Affected | Not Affected | Not Affected | Not Affected | Not Affected | Not Affected | Not Affected | Not Affected | Not Affected | Not Affected | Low | Not Affected | Not Affected | Not Affected | Not Affected | 1 | 0 | 0 | 1 | 20 | Point |  | 21 |  | No C Rating |  | Not Available | 14086 | 1392 | 43.1487
Critical Infrastructure | Stormwater Treatment Facilities and Pump Stations | Drainage Assets - NWFWMD; SFWMD; SJRWMD; SWFWMD | S201 | STFPS_PT_000891 | A | Not Affected | Not Affected | Not Affected | Not Affected | Not Affected | Not Affected | Not Affected | Not Affected | Not Affected | Not Affected | Not Affected | Not Affected | Not Affected | Not Affected | Low | Not Affected | Not Affected | Not Affected | Not Affected | Not Affected | Not Affected | 1 | 0 | 0 | 1 | 20 | Point |  | 13 |  | C-2 |  | Not Studied | 0 | 35 | 50
Critical Infrastructure | Stormwater Treatment Facilities and Pump Stations | Drainage Assets - NWFWMD; SFWMD; SJRWMD; SWFWMD | L15_PC06 | STFPS_PT_001121 | X | Not Affected | Not Affected | Not Affected | Not Affected | Not Affected | Not Affected | Not Affected | Not Affected | Not Affected | Not Affected | Not Affected | Not Affected | Not Affected | Not Affected | Not Affected | Not Affected | Not Affected | Not Affected | Not Affected | Low | Not Affected | 1 | 0 | 0 | 1 | 20 | Point |  | 11 |  | No C Rating |  | Not Studied | 25154 | 3599 | 25.0331
Critical Infrastructure | Stormwater Treatment Facilities and Pump Stations | Drainage Assets - NWFWMD; SFWMD; SJRWMD; SWFWMD | ACME | STFPS_PT_000093 | AE | Not Affected | Not Affected | Not Affected | Not Affected | Not Affected | Not Affected | Not Affected | Not Affected | Not Affected | Not Affected | Not Affected | Not Affected | Not Affected | Not Affected | Not Affected | Not Affected | Not Affected | Not Affected | Not Affected | Not Affected | Not Affected | 0 | 0 | 0 | 0 | 21 | Point |  | Not Matched |  | No C Rating |  | 5-Year Event | 105813 | 4463 | 33.2665
Critical Infrastructure | Stormwater Treatment Facilities and Pump Stations | Drainage Assets - NWFWMD; SFWMD; SJRWMD; SWFWMD | BIG CYPRESS BASIN FS | STFPS_PT_001634 | AH | Not Affected | Not Affected | Not Affected | Not Affected | Not Affected | Not Affected | Not Affected | Not Affected | Not Affected | Not Affected | Not Affected | Not Affected | Not Affected | Not Affected | Not Affected | Not Affected | Not Affected | Not Affected | Not Affected | Not Affected | Not Affected | 0 | 0 | 0 | 0 | 21 | Point |  | Not Matched |  | No C Rating |  | 25-Year Event | 11261 | 1897 | 44.4882
Critical Infrastructure | Stormwater Treatment Facilities and Pump Stations | Drainage Assets - NWFWMD; SFWMD; SJRWMD; SWFWMD | BRIGHTON | STFPS_PT_000097 | A | Not Affected | Not Affected | Not Affected | Not Affected | Not Affected | Not Affected | Not Affected | Not Affected | Not Affected | Not Affected | Not Affected | Not Affected | Not Affected | Not Affected | Not Affected | Not Affected | Not Affected | Not Affected | Not Affected | Not Affected | Not Affected | 0 | 0 | 0 | 0 | 21 | Point |  | Not Matched |  | No C Rating |  | Not Studied | 2031 | 4657 | 42.2311
Critical Infrastructure | Stormwater Treatment Facilities and Pump Stations | Dams USACE | Butler 1 Wsp | STFPS_PT_002486 | A | Not Affected | Not Affected | Not Affected | Not Affected | Not Affected | Not Affected | Not Affected | Not Affected | Not Affected | Not Affected | Not Affected | Not Affected | Not Affected | Not Affected | Not Affected | Not Affected | Not Affected | Not Affected | Not Affected | Not Affected | Not Affected | 0 | 0 | 0 | 0 | 21 | Point |  | Not Matched |  | No C Rating |  | Not Found | Not Found | Not Found | Not Found
Critical Infrastructure | Stormwater Treatment Facilities and Pump Stations | Drainage Assets - NWFWMD; SFWMD; SJRWMD; SWFWMD | C14 | STFPS_PT_000209 | X | Not Affected | Not Affected | Not Affected | Not Affected | Not Affected | Not Affected | Not Affected | Not Affected | Not Affected | Not Affected | Not Affected | Not Affected | Not Affected | Not Affected | Not Affected | Not Affected | Not Affected | Not Affected | Not Affected | Not Affected | Not Affected | 0 | 0 | 0 | 0 | 21 | Point |  | Not Matched |  | No C Rating |  | Not Found | Not Found | Not Found | Not Found
Critical Infrastructure | Stormwater Treatment Facilities and Pump Stations | Drainage Assets - NWFWMD; SFWMD; SJRWMD; SWFWMD | C37 | STFPS_PT_000099 | A | Not Affected | Not Affected | Not Affected | Not Affected | Not Affected | Not Affected | Not Affected | Not Affected | Not Affected | Not Affected | Not Affected | Not Affected | Not Affected | Not Affected | Not Affected | Not Affected | Not Affected | Not Affected | Not Affected | Not Affected | Not Affected | 0 | 0 | 0 | 0 | 21 | Point |  | Not Matched |  | No C Rating |  | < 5-Year Event | 625 | 676 | 22.4138
Critical Infrastructure | Stormwater Treatment Facilities and Pump Stations | Drainage Assets - NWFWMD; SFWMD; SJRWMD; SWFWMD | C44 | STFPS_PT_000101 | X | Not Affected | Not Affected | Not Affected | Not Affected | Not Affected | Not Affected | Not Affected | Not Affected | Not Affected | Not Affected | Not Affected | Not Affected | Not Affected | Not Affected | Not Affected | Not Affected | Not Affected | Not Affected | Not Affected | Not Affected | Not Affected | 0 | 0 | 0 | 0 | 21 | Point |  | Not Matched |  | No C Rating |  | Not Studied | 0 | 43 | 50
Critical Infrastructure | Stormwater Treatment Facilities and Pump Stations | Dams USACE | Capron Trail #1 | STFPS_PT_002462 | X | Not Affected | Not Affected | Not Affected | Not Affected | Not Affected | Not Affected | Not Affected | Not Affected | Not Affected | Not Affected | Not Affected | Not Affected | Not Affected | Not Affected | Not Affected | Not Affected | Not Affected | Not Affected | Not Affected | Not Affected | Not Affected | 0 | 0 | 0 | 0 | 21 | Point |  | Not Matched |  | No C Rating |  | Not Found | Not Found | Not Found | Not Found
Critical Infrastructure | Stormwater Treatment Facilities and Pump Stations | Dams USACE | Capron Trail #2 | STFPS_PT_002577 | X | Not Affected | Not Affected | Not Affected | Not Affected | Not Affected | Not Affected | Not Affected | Not Affected | Not Affected | Not Affected | Not Affected | Not Affected | Not Affected | Not Affected | Not Affected | Not Affected | Not Affected | Not Affected | Not Affected | Not Affected | Not Affected | 0 | 0 | 0 | 0 | 21 | Point |  | Not Matched |  | No C Rating |  | Not Found | Not Found | Not Found | Not Found
Critical Infrastructure | Stormwater Treatment Facilities and Pump Stations | Drainage Assets - NWFWMD; SFWMD; SJRWMD; SWFWMD | CLEW-FS | STFPS_PT_000102 | X | Not Affected | Not Affected | Not Affected | Not Affected | Not Affected | Not Affected | Not Affected | Not Affected | Not Affected | Not Affected | Not Affected | Not Affected | Not Affected | Not Affected | Not Affected | Not Affected | Not Affected | Not Affected | Not Affected | Not Affected | Not Affected | 0 | 0 | 0 | 0 | 21 | Point |  | Not Matched |  | No C Rating |  | Not Available | 14086 | 1392 | 43.1487
Critical Infrastructure | Stormwater Treatment Facilities and Pump Stations | Drainage Assets - NWFWMD; SFWMD; SJRWMD; SWFWMD | CLEWISTON FS | STFPS_PT_001631 | X | Not Affected | Not Affected | Not Affected | Not Affected | Not Affected | Not Affected | Not Affected | Not Affected | Not Affected | Not Affected | Not Affected | Not Affected | Not Affected | Not Affected | Not Affected | Not Affected | Not Affected | Not Affected | Not Affected | Not Affected | Not Affected | 0 | 0 | 0 | 0 | 21 | Point |  | Not Matched |  | No C Rating |  | Not Available | 14086 | 1392 | 43.1487
Critical Infrastructure | Stormwater Treatment Facilities and Pump Stations | Dams USACE | Dry Lake 1 Wsp | STFPS_PT_002263 | X | Not Affected | Not Affected | Not Affected | Not Affected | Not Affected | Not Affected | Not Affected | Not Affected | Not Affected | Not Affected | Not Affected | Not Affected | Not Affected | Not Affected | Not Affected | Not Affected | Not Affected | Not Affected | Not Affected | Not Affected | Not Affected | 0 | 0 | 0 | 0 | 21 | Point |  | Not Matched |  | No C Rating |  | Not Found | Not Found | Not Found | Not Found
Critical Infrastructure | Stormwater Treatment Facilities and Pump Stations | Drainage Assets - NWFWMD; SFWMD; SJRWMD; SWFWMD | FAES | STFPS_PT_000103 | AE | Not Affected | Not Affected | Not Affected | Not Affected | Not Affected | Not Affected | Not Affected | Not Affected | Not Affected | Not Affected | Not Affected | Not Affected | Not Affected | Not Affected | Not Affected | Not Affected | Not Affected | Not Affected | Not Affected | Not Affected | Not Affected | 0 | 0 | 0 | 0 | 21 | Point |  | Not Matched |  | No C Rating |  | Not Studied | 25154 | 3599 | 25.0331
Critical Infrastructure | Stormwater Treatment Facilities and Pump Stations | Drainage Assets - NWFWMD; SFWMD; SJRWMD; SWFWMD | FAKA UNION | STFPS_PT_000104 | AH | Not Affected | Not Affected | Not Affected | Not Affected | Not Affected | Not Affected | Not Affected | Not Affected | Not Affected | Not Affected | Not Affected | Not Affected | Not Affected | Not Affected | Not Affected | Not Affected | Not Affected | Not Affected | Not Affected | Not Affected | Not Affected | 0 | 0 | 0 | 0 | 21 | Point |  | Not Matched |  | No C Rating |  | 10-Year Event | 21566 | 4349 | 39.9225
Critical Infrastructure | Stormwater Treatment Facilities and Pump Stations | Drainage Assets - NWFWMD; SFWMD; SJRWMD; SWFWMD | FIELD OPERATIONS CENTER | STFPS_PT_001637 | X | Not Affected | Not Affected | Not Affected | Not Affected | Not Affected | Not Affected | Not Affected | Not Affected | Not Affected | Not Affected | Not Affected | Not Affected | Not Affected | Not Affected | Not Affected | Not Affected | Not Affected | Not Affected | Not Affected | Not Affected | Not Affected | 0 | 0 | 0 | 0 | 21 | Point |  | Not Matched |  | No C Rating |  | 10-Year Event | 245281 | 6665 | 47.0085
Critical Infrastructure | Stormwater Treatment Facilities and Pump Stations | Drainage Assets - NWFWMD; SFWMD; SJRWMD; SWFWMD | FTLAUD-W | STFPS_PT_000106 | AH | Not Affected | Not Affected | Not Affected | Not Affected | Not Affected | Not Affected | Not Affected | Not Affected | Not Affected | Not Affected | Not Affected | Not Affected | Not Affected | Not Affected | Not Affected | Not Affected | Not Affected | Not Affected | Not Affected | Not Affected | Not Affected | 0 | 0 | 0 | 0 | 21 | Point |  | Not Matched |  | No C Rating |  | 10-Year Event | 162149 | 3904 | 36.1619
Critical Infrastructure | Stormwater Treatment Facilities and Pump Stations | Drainage Assets - NWFWMD; SFWMD; SJRWMD; SWFWMD | G200 | STFPS_PT_000881 | X | Not Affected | Not Affected | Not Affected | Not Affected | Not Affected | Not Affected | Not Affected | Not Affected | Not Affected | Not Affected | Not Affected | Not Affected | Not Affected | Not Affected | Not Affected | Not Affected | Not Affected | Not Affected | Not Affected | Not Affected | Not Affected | 0 | 0 | 0 | 0 | 21 | Point |  | Not Matched |  | No C Rating |  | Not Found | Not Found | Not Found | Not Found
Critical Infrastructure | Stormwater Treatment Facilities and Pump Stations | Drainage Assets - NWFWMD; SFWMD; SJRWMD; SWFWMD | G306I | STFPS_PT_000469 | D | Not Affected | Not Affected | Not Affected | Not Affected | Not Affected | Not Affected | Not Affected | Not Affected | Not Affected | Not Affected | Not Affected | Not Affected | Not Affected | Not Affected | Not Affected | Not Affected | Not Affected | Not Affected | Not Affected | Not Affected | Not Affected | 0 | 0 | 0 | 0 | 21 | Point |  | Not Matched |  | C-3 |  | Not Found | Not Found | Not Found | Not Found
Critical Infrastructure | Stormwater Treatment Facilities and Pump Stations | Drainage Assets - NWFWMD; SFWMD; SJRWMD; SWFWMD | G306J | STFPS_PT_000500 | D | Not Affected | Not Affected | Not Affected | Not Affected | Not Affected | Not Affected | Not Affected | Not Affected | Not Affected | Not Affected | Not Affected | Not Affected | Not Affected | Not Affected | Not Affected | Not Affected | Not Affected | Not Affected | Not Affected | Not Affected | Not Affected | 0 | 0 | 0 | 0 | 21 | Point |  | Not Matched |  | C-3 |  | Not Found | Not Found | Not Found | Not Found
Critical Infrastructure | Stormwater Treatment Facilities and Pump Stations | Drainage Assets - NWFWMD; SFWMD; SJRWMD; SWFWMD | G69 | STFPS_PT_000791 | A | Not Affected | Not Affected | Not Affected | Not Affected | Not Affected | Not Affected | Not Affected | Not Affected | Not Affected | Not Affected | Not Affected | Not Affected | Not Affected | Not Affected | Not Affected | Not Affected | Not Affected | Not Affected | Not Affected | Not Affected | Not Affected | 0 | 0 | 0 | 0 | 21 | Point |  | Not Matched |  | No C Rating |  | Not Found | Not Found | Not Found | Not Found
Critical Infrastructure | Stormwater Treatment Facilities and Pump Stations | Drainage Assets - NWFWMD; SFWMD; SJRWMD; SWFWMD | G711 | STFPS_PT_000788 | A | Not Affected | Not Affected | Not Affected | Not Affected | Not Affected | Not Affected | Not Affected | Not Affected | Not Affected | Not Affected | Not Affected | Not Affected | Not Affected | Not Affected | Not Affected | Not Affected | Not Affected | Not Affected | Not Affected | Not Affected | Not Affected | 0 | 0 | 0 | 0 | 21 | Point |  | Not Matched |  | No C Rating |  | Not Found | Not Found | Not Found | Not Found
Critical Infrastructure | Stormwater Treatment Facilities and Pump Stations | Drainage Assets - NWFWMD; SFWMD; SJRWMD; SWFWMD | GRASSY ISLAND HWTT | STFPS_PT_000162 | X | Not Affected | Not Affected | Not Affected | Not Affected | Not Affected | Not Affected | Not Affected | Not Affected | Not Affected | Not Affected | Not Affected | Not Affected | Not Affected | Not Affected | Not Affected | Not Affected | Not Affected | Not Affected | Not Affected | Not Affected | Not Affected | 0 | 0 | 0 | 0 | 21 | Point |  | Not Matched |  | No C Rating |  | Not Available | 8595 | 7527 | 42.3469
Critical Infrastructure | Stormwater Treatment Facilities and Pump Stations | Dams USACE | Herbert Hoover Dike | STFPS_PT_002681 | VE | Not Affected | Not Affected | Not Affected | Not Affected | Not Affected | Not Affected | Not Affected | Not Affected | Not Affected | Not Affected | Not Affected | Not Affected | Not Affected | Not Affected | Not Affected | Not Affected | Not Affected | Not Affected | Not Affected | Not Affected | Not Affected | 0 | 0 | 0 | 0 | 21 | Point |  | Not Matched |  | No C Rating |  | Not Found | Not Found | Not Found | Not Found
Critical Infrastructure | Stormwater Treatment Facilities and Pump Stations | Drainage Assets - NWFWMD; SFWMD; SJRWMD; SWFWMD | IMMOKALEE | STFPS_PT_000116 | AH | Not Affected | Not Affected | Not Affected | Not Affected | Not Affected | Not Affected | Not Affected | Not Affected | Not Affected | Not Affected | Not Affected | Not Affected | Not Affected | Not Affected | Not Affected | Not Affected | Not Affected | Not Affected | Not Affected | Not Affected | Not Affected | 0 | 0 | 0 | 0 | 21 | Point |  | Not Matched |  | No C Rating |  | Not Studied | 1292 | 3035 | 50.4425
Critical Infrastructure | Stormwater Treatment Facilities and Pump Stations | Dams USACE | Larson #1 Wsp | STFPS_PT_002465 | X | Not Affected | Not Affected | Not Affected | Not Affected | Not Affected | Not Affected | Not Affected | Not Affected | Not Affected | Not Affected | Not Affected | Not Affected | Not Affected | Not Affected | Not Affected | Not Affected | Not Affected | Not Affected | Not Affected | Not Affected | Not Affected | 0 | 0 | 0 | 0 | 21 | Point |  | Not Matched |  | No C Rating |  | Not Found | Not Found | Not Found | Not Found
Critical Infrastructure | Stormwater Treatment Facilities and Pump Stations | Dams USACE | Mcarthur 4 FRS | STFPS_PT_001873 | X | Not Affected | Not Affected | Not Affected | Not Affected | Not Affected | Not Affected | Not Affected | Not Affected | Not Affected | Not Affected | Not Affected | Not Affected | Not Affected | Not Affected | Not Affected | Not Affected | Not Affected | Not Affected | Not Affected | Not Affected | Not Affected | 0 | 0 | 0 | 0 | 21 | Point |  | Not Matched |  | No C Rating |  | Not Found | Not Found | Not Found | Not Found
Critical Infrastructure | Stormwater Treatment Facilities and Pump Stations | Dams USACE | Mcarthur 4 Wsp | STFPS_PT_002090 | X | Not Affected | Not Affected | Not Affected | Not Affected | Not Affected | Not Affected | Not Affected | Not Affected | Not Affected | Not Affected | Not Affected | Not Affected | Not Affected | Not Affected | Not Affected | Not Affected | Not Affected | Not Affected | Not Affected | Not Affected | Not Affected | 0 | 0 | 0 | 0 | 21 | Point |  | Not Matched |  | No C Rating |  | Not Found | Not Found | Not Found | Not Found
Critical Infrastructure | Stormwater Treatment Facilities and Pump Stations | Drainage Assets - NWFWMD; SFWMD; SJRWMD; SWFWMD | MERRITT | STFPS_PT_000118 | A | Not Affected | Not Affected | Not Affected | Not Affected | Not Affected | Not Affected | Not Affected | Not Affected | Not Affected | Not Affected | Not Affected | Not Affected | Not Affected | Not Affected | Not Affected | Not Affected | Not Affected | Not Affected | Not Affected | Not Affected | Not Affected | 0 | 0 | 0 | 0 | 21 | Point |  | Not Matched |  | No C Rating |  | 10-Year Event | 21566 | 4349 | 39.9225
Critical Infrastructure | Stormwater Treatment Facilities and Pump Stations | Drainage Assets - NWFWMD; SFWMD; SJRWMD; SWFWMD | MIAMI-SOUTH | STFPS_PT_000120 | AH | Not Affected | Not Affected | Not Affected | Not Affected | Not Affected | Not Affected | Not Affected | Not Affected | Not Affected | Not Affected | Not Affected | Not Affected | Not Affected | Not Affected | Not Affected | Not Affected | Not Affected | Not Affected | Not Affected | Not Affected | Not Affected | 0 | 0 | 0 | 0 | 21 | Point |  | Not Matched |  | No C Rating |  | 5-Year Event | 169730 | 1740 | 57.5231
Critical Infrastructure | Stormwater Treatment Facilities and Pump Stations | Drainage Assets - NWFWMD; SFWMD; SJRWMD; SWFWMD | MILES CITY | STFPS_PT_000121 | A | Not Affected | Not Affected | Not Affected | Not Affected | Not Affected | Not Affected | Not Affected | Not Affected | Not Affected | Not Affected | Not Affected | Not Affected | Not Affected | Not Affected | Not Affected | Not Affected | Not Affected | Not Affected | Not Affected | Not Affected | Not Affected | 0 | 0 | 0 | 0 | 21 | Point |  | Not Matched |  | No C Rating |  | Not Studied | 1292 | 3035 | 50.4425
Critical Infrastructure | Stormwater Treatment Facilities and Pump Stations | Drainage Assets - NWFWMD; SFWMD; SJRWMD; SWFWMD | MOORE HAVEN | STFPS_PT_000123 | X | Not Affected | Not Affected | Not Affected | Not Affected | Not Affected | Not Affected | Not Affected | Not Affected | Not Affected | Not Affected | Not Affected | Not Affected | Not Affected | Not Affected | Not Affected | Not Affected | Not Affected | Not Affected | Not Affected | Not Affected | Not Affected | 0 | 0 | 0 | 0 | 21 | Point |  | Not Matched |  | No C Rating |  | Not Available | 2921 | 730 | 29.661
Critical Infrastructure | Stormwater Treatment Facilities and Pump Stations | Drainage Assets - NWFWMD; SFWMD; SJRWMD; SWFWMD | NAPLES-TW | STFPS_PT_000124 | X | Not Affected | Not Affected | Not Affected | Not Affected | Not Affected | Not Affected | Not Affected | Not Affected | Not Affected | Not Affected | Not Affected | Not Affected | Not Affected | Not Affected | Not Affected | Not Affected | Not Affected | Not Affected | Not Affected | Not Affected | Not Affected | 0 | 0 | 0 | 0 | 21 | Point |  | Not Matched |  | No C Rating |  | Not Found | Not Found | Not Found | Not Found
Critical Infrastructure | Stormwater Treatment Facilities and Pump Stations | Drainage Assets - NWFWMD; SFWMD; SJRWMD; SWFWMD | OASIS | STFPS_PT_000126 | A | Not Affected | Not Affected | Not Affected | Not Affected | Not Affected | Not Affected | Not Affected | Not Affected | Not Affected | Not Affected | Not Affected | Not Affected | Not Affected | Not Affected | Not Affected | Not Affected | Not Affected | Not Affected | Not Affected | Not Affected | Not Affected | 0 | 0 | 0 | 0 | 21 | Point |  | Not Matched |  | No C Rating |  | Not Studied | 392 | 15936 | 27.8351
Critical Infrastructure | Stormwater Treatment Facilities and Pump Stations | Drainage Assets - NWFWMD; SFWMD; SJRWMD; SWFWMD | OKEECHOBEE FS | STFPS_PT_001629 | X | Not Affected | Not Affected | Not Affected | Not Affected | Not Affected | Not Affected | Not Affected | Not Affected | Not Affected | Not Affected | Not Affected | Not Affected | Not Affected | Not Affected | Not Affected | Not Affected | Not Affected | Not Affected | Not Affected | Not Affected | Not Affected | 0 | 0 | 0 | 0 | 21 | Point |  | Not Matched |  | No C Rating |  | Not Available | 8595 | 7527 | 42.3469
Critical Infrastructure | Stormwater Treatment Facilities and Pump Stations | Drainage Assets - NWFWMD; SFWMD; SJRWMD; SWFWMD | ORLANDO SC | STFPS_PT_001638 | X | Not Affected | Not Affected | Not Affected | Not Affected | Not Affected | Not Affected | Not Affected | Not Affected | Not Affected | Not Affected | Not Affected | Not Affected | Not Affected | Not Affected | Not Affected | Not Affected | Not Affected | Not Affected | Not Affected | Not Affected | Not Affected | 0 | 0 | 0 | 0 | 21 | Point |  | Not Matched |  | No C Rating |  | < 5-Year Event | 299729 | 9131 | 25.4819
Critical Infrastructure | Stormwater Treatment Facilities and Pump Stations | Dams USACE | Ortona Lock and Dam | STFPS_PT_002679 | AE | Not Affected | Not Affected | Not Affected | Not Affected | Not Affected | Not Affected | Not Affected | Not Affected | Not Affected | Not Affected | Not Affected | Not Affected | Not Affected | Not Affected | Not Affected | Not Affected | Not Affected | Not Affected | Not Affected | Not Affected | Not Affected | 0 | 0 | 0 | 0 | 21 | Point |  | Not Matched |  | No C Rating |  | Not Found | Not Found | Not Found | Not Found
Critical Infrastructure | Stormwater Treatment Facilities and Pump Stations | Drainage Assets - NWFWMD; SFWMD; SJRWMD; SWFWMD | S12 | STFPS_PT_000128 | A | Not Affected | Not Affected | Not Affected | Not Affected | Not Affected | Not Affected | Not Affected | Not Affected | Not Affected | Not Affected | Not Affected | Not Affected | Not Affected | Not Affected | Not Affected | Not Affected | Not Affected | Not Affected | Not Affected | Not Affected | Not Affected | 0 | 0 | 0 | 0 | 21 | Point |  | Not Matched |  | No C Rating |  | Not Found | Not Found | Not Found | Not Found
Critical Infrastructure | Stormwater Treatment Facilities and Pump Stations | Drainage Assets - NWFWMD; SFWMD; SJRWMD; SWFWMD | S169 | STFPS_PT_001094 | AE | Not Affected | Not Affected | Not Affected | Not Affected | Not Affected | Not Affected | Not Affected | Not Affected | Not Affected | Not Affected | Not Affected | Not Affected | Not Affected | Not Affected | Not Affected | Not Affected | Not Affected | Not Affected | Not Affected | Not Affected | Not Affected | 0 | 0 | 0 | 0 | 21 | Point |  | Not Matched |  | C-4 |  | Not Found | Not Found | Not Found | Not Found
Critical Infrastructure | Stormwater Treatment Facilities and Pump Stations | Drainage Assets - NWFWMD; SFWMD; SJRWMD; SWFWMD | S24A | STFPS_PT_000792 | A | Not Affected | Not Affected | Not Affected | Not Affected | Not Affected | Not Affected | Not Affected | Not Affected | Not Affected | Not Affected | Not Affected | Not Affected | Not Affected | Not Affected | Not Affected | Not Affected | Not Affected | Not Affected | Not Affected | Not Affected | Not Affected | 0 | 0 | 0 | 0 | 21 | Point |  | Not Matched |  | No C Rating |  | Not Found | Not Found | Not Found | Not Found
Critical Infrastructure | Stormwater Treatment Facilities and Pump Stations | Drainage Assets - NWFWMD; SFWMD; SJRWMD; SWFWMD | S322B | STFPS_PT_000930 | A | Not Affected | Not Affected | Not Affected | Not Affected | Not Affected | Not Affected | Not Affected | Not Affected | Not Affected | Not Affected | Not Affected | Not Affected | Not Affected | Not Affected | Not Affected | Not Affected | Not Affected | Not Affected | Not Affected | Not Affected | Not Affected | 0 | 0 | 0 | 0 | 21 | Point |  | Not Matched |  | No C Rating |  | Not Found | Not Found | Not Found | Not Found
Critical Infrastructure | Stormwater Treatment Facilities and Pump Stations | Drainage Assets - NWFWMD; SFWMD; SJRWMD; SWFWMD | S322D | STFPS_PT_000933 | A | Not Affected | Not Affected | Not Affected | Not Affected | Not Affected | Not Affected | Not Affected | Not Affected | Not Affected | Not Affected | Not Affected | Not Affected | Not Affected | Not Affected | Not Affected | Not Affected | Not Affected | Not Affected | Not Affected | Not Affected | Not Affected | 0 | 0 | 0 | 0 | 21 | Point |  | Not Matched |  | No C Rating |  | Not Found | Not Found | Not Found | Not Found
Critical Infrastructure | Stormwater Treatment Facilities and Pump Stations | Drainage Assets - NWFWMD; SFWMD; SJRWMD; SWFWMD | S346 | STFPS_PT_000738 | A | Not Affected | Not Affected | Not Affected | Not Affected | Not Affected | Not Affected | Not Affected | Not Affected | Not Affected | Not Affected | Not Affected | Not Affected | Not Affected | Not Affected | Not Affected | Not Affected | Not Affected | Not Affected | Not Affected | Not Affected | Not Affected | 0 | 0 | 0 | 0 | 21 | Point |  | Not Matched |  | No C Rating |  | Not Found | Not Found | Not Found | Not Found
Critical Infrastructure | Stormwater Treatment Facilities and Pump Stations | Drainage Assets - NWFWMD; SFWMD; SJRWMD; SWFWMD | SA-N | STFPS_PT_000153 | X | Not Affected | Not Affected | Not Affected | Not Affected | Not Affected | Not Affected | Not Affected | Not Affected | Not Affected | Not Affected | Not Affected | Not Affected | Not Affected | Not Affected | Not Affected | Not Affected | Not Affected | Not Affected | Not Affected | Not Affected | Not Affected | 0 | 0 | 0 | 0 | 21 | Point |  | Not Matched |  | No C Rating |  | Not Available | 3537 | 4856 | 29.2208
Critical Infrastructure | Stormwater Treatment Facilities and Pump Stations | Drainage Assets - NWFWMD; SFWMD; SJRWMD; SWFWMD | SA-S | STFPS_PT_000154 | AREA NOT INCLUDED | Not Affected | Not Affected | Not Affected | Not Affected | Not Affected | Not Affected | Not Affected | Not Affected | Not Affected | Not Affected | Not Affected | Not Affected | Not Affected | Not Affected | Not Affected | Not Affected | Not Affected | Not Affected | Not Affected | Not Affected | Not Affected | 0 | 0 | 0 | 0 | 21 | Point |  | Not Matched |  | No C Rating |  | Not Available | 19 | 1661 | 20.2532
Critical Infrastructure | Stormwater Treatment Facilities and Pump Stations | Drainage Assets - NWFWMD; SFWMD; SJRWMD; SWFWMD | SFWMD HQ | STFPS_PT_001632 | X | Not Affected | Not Affected | Not Affected | Not Affected | Not Affected | Not Affected | Not Affected | Not Affected | Not Affected | Not Affected | Not Affected | Not Affected | Not Affected | Not Affected | Not Affected | Not Affected | Not Affected | Not Affected | Not Affected | Not Affected | Not Affected | 0 | 0 | 0 | 0 | 21 | Point |  | Not Matched |  | No C Rating |  | 10-Year Event | 245281 | 6665 | 47.0085
Critical Infrastructure | Stormwater Treatment Facilities and Pump Stations | Drainage Assets - NWFWMD; SFWMD; SJRWMD; SWFWMD | ST CLOUD FS | STFPS_PT_001633 | X | Not Affected | Not Affected | Not Affected | Not Affected | Not Affected | Not Affected | Not Affected | Not Affected | Not Affected | Not Affected | Not Affected | Not Affected | Not Affected | Not Affected | Not Affected | Not Affected | Not Affected | Not Affected | Not Affected | Not Affected | Not Affected | 0 | 0 | 0 | 0 | 21 | Point |  | Not Matched |  | No C Rating |  | < 5-Year Event | 182361 | 8381 | 16.6162
Critical Infrastructure | Stormwater Treatment Facilities and Pump Stations | Dams USACE | St. Lucie Lock and Dam | STFPS_PT_002680 | X | Not Affected | Not Affected | Not Affected | Not Affected | Not Affected | Not Affected | Not Affected | Not Affected | Not Affected | Not Affected | Not Affected | Not Affected | Not Affected | Not Affected | Not Affected | Not Affected | Not Affected | Not Affected | Not Affected | Not Affected | Not Affected | 0 | 0 | 0 | 0 | 21 | Point |  | Not Matched |  | No C Rating |  | Not Found | Not Found | Not Found | Not Found
Critical Infrastructure | Stormwater Treatment Facilities and Pump Stations | Drainage Assets - NWFWMD; SFWMD; SJRWMD; SWFWMD | STCLOUD-FS | STFPS_PT_000155 | X | Not Affected | Not Affected | Not Affected | Not Affected | Not Affected | Not Affected | Not Affected | Not Affected | Not Affected | Not Affected | Not Affected | Not Affected | Not Affected | Not Affected | Not Affected | Not Affected | Not Affected | Not Affected | Not Affected | Not Affected | Not Affected | 0 | 0 | 0 | 0 | 21 | Point |  | Not Matched |  | No C Rating |  | < 5-Year Event | 182361 | 8381 | 16.6162
Critical Infrastructure | Stormwater Treatment Facilities and Pump Stations | Drainage Assets - NWFWMD; SFWMD; SJRWMD; SWFWMD | TEN MILE CREEK | STFPS_PT_000156 | X | Not Affected | Not Affected | Not Affected | Not Affected | Not Affected | Not Affected | Not Affected | Not Affected | Not Affected | Not Affected | Not Affected | Not Affected | Not Affected | Not Affected | Not Affected | Not Affected | Not Affected | Not Affected | Not Affected | Not Affected | Not Affected | 0 | 0 | 0 | 0 | 21 | Point |  | Not Matched |  | No C Rating |  | Not Available | 2635 | 3940 | 21.7877
Critical Infrastructure | Stormwater Treatment Facilities and Pump Stations | Drainage Assets - NWFWMD; SFWMD; SJRWMD; SWFWMD | USSO | STFPS_PT_000793 | AREA NOT INCLUDED | Not Affected | Not Affected | Not Affected | Not Affected | Not Affected | Not Affected | Not Affected | Not Affected | Not Affected | Not Affected | Not Affected | Not Affected | Not Affected | Not Affected | Not Affected | Not Affected | Not Affected | Not Affected | Not Affected | Not Affected | Not Affected | 0 | 0 | 0 | 0 | 21 | Point |  | Not Matched |  | No C Rating |  | Not Found | Not Found | Not Found | Not Found
Critical Infrastructure | Stormwater Treatment Facilities and Pump Stations | Drainage Assets - NWFWMD; SFWMD; SJRWMD; SWFWMD | WATER QUALITY MONITORING LAB | STFPS_PT_001636 | X | Not Affected | Not Affected | Not Affected | Not Affected | Not Affected | Not Affected | Not Affected | Not Affected | Not Affected | Not Affected | Not Affected | Not Affected | Not Affected | Not Affected | Not Affected | Not Affected | Not Affected | Not Affected | Not Affected | Not Affected | Not Affected | 0 | 0 | 0 | 0 | 21 | Point |  | Not Matched |  | No C Rating |  | 10-Year Event | 245281 | 6665 | 47.0085
Critical Infrastructure | Stormwater Treatment Facilities and Pump Stations | Dams USACE | Williamson FRS | STFPS_PT_002460 | X | Not Affected | Not Affected | Not Affected | Not Affected | Not Affected | Not Affected | Not Affected | Not Affected | Not Affected | Not Affected | Not Affected | Not Affected | Not Affected | Not Affected | Not Affected | Not Affected | Not Affected | Not Affected | Not Affected | Not Affected | Not Affected | 0 | 0 | 0 | 0 | 21 | Point |  | Not Matched |  | No C Rating |  | Not Found | Not Found | Not Found | Not Found
Critical Infrastructure | Stormwater Treatment Facilities and Pump Stations | Drainage Assets - NWFWMD; SFWMD; SJRWMD; SWFWMD | C18_PC06 | STFPS_PT_001618 | X | Not Affected | Not Affected | Not Affected | Not Affected | Not Affected | Not Affected | Not Affected | Not Affected | Not Affected | Not Affected | Not Affected | Not Affected | Not Affected | Not Affected | Not Affected | Not Affected | Not Affected | Not Affected | Not Affected | Not Affected | Not Affected | 0 | 0 | 0 | 0 | 21 | Point |  | Not Found |  | No C Rating |  | Not Available | 38871 | 1264 | 58.371
Critical Infrastructure | Stormwater Treatment Facilities and Pump Stations | Drainage Assets - NWFWMD; SFWMD; SJRWMD; SWFWMD | C18PC10 | STFPS_PT_000947 | X | Not Affected | Not Affected | Not Affected | Not Affected | Not Affected | Not Affected | Not Affected | Not Affected | Not Affected | Not Affected | Not Affected | Not Affected | Not Affected | Not Affected | Not Affected | Not Affected | Not Affected | Not Affected | Not Affected | Not Affected | Not Affected | 0 | 0 | 0 | 0 | 21 | Point |  | Not Found |  | No C Rating |  | Not Available | 17174 | 2982 | 28.3262
Critical Infrastructure | Stormwater Treatment Facilities and Pump Stations | Drainage Assets - NWFWMD; SFWMD; SJRWMD; SWFWMD | C18PC11 | STFPS_PT_000805 | X | Not Affected | Not Affected | Not Affected | Not Affected | Not Affected | Not Affected | Not Affected | Not Affected | Not Affected | Not Affected | Not Affected | Not Affected | Not Affected | Not Affected | Not Affected | Not Affected | Not Affected | Not Affected | Not Affected | Not Affected | Not Affected | 0 | 0 | 0 | 0 | 21 | Point |  | Not Found |  | No C Rating |  | Not Available | 17174 | 2982 | 28.3262
Critical Infrastructure | Stormwater Treatment Facilities and Pump Stations | Drainage Assets - NWFWMD; SFWMD; SJRWMD; SWFWMD | C18PC12 | STFPS_PT_000806 | X | Not Affected | Not Affected | Not Affected | Not Affected | Not Affected | Not Affected | Not Affected | Not Affected | Not Affected | Not Affected | Not Affected | Not Affected | Not Affected | Not Affected | Not Affected | Not Affected | Not Affected | Not Affected | Not Affected | Not Affected | Not Affected | 0 | 0 | 0 | 0 | 21 | Point |  | Not Found |  | No C Rating |  | Not Available | 17174 | 2982 | 28.3262
Critical Infrastructure | Stormwater Treatment Facilities and Pump Stations | Drainage Assets - NWFWMD; SFWMD; SJRWMD; SWFWMD | C18PC13 | STFPS_PT_000801 | X | Not Affected | Not Affected | Not Affected | Not Affected | Not Affected | Not Affected | Not Affected | Not Affected | Not Affected | Not Affected | Not Affected | Not Affected | Not Affected | Not Affected | Not Affected | Not Affected | Not Affected | Not Affected | Not Affected | Not Affected | Not Affected | 0 | 0 | 0 | 0 | 21 | Point |  | Not Found |  | No C Rating |  | Not Available | 17174 | 2982 | 28.3262
Critical Infrastructure | Stormwater Treatment Facilities and Pump Stations | Drainage Assets - NWFWMD; SFWMD; SJRWMD; SWFWMD | C18PC14A | STFPS_PT_000950 | X | Not Affected | Not Affected | Not Affected | Not Affected | Not Affected | Not Affected | Not Affected | Not Affected | Not Affected | Not Affected | Not Affected | Not Affected | Not Affected | Not Affected | Not Affected | Not Affected | Not Affected | Not Affected | Not Affected | Not Affected | Not Affected | 0 | 0 | 0 | 0 | 21 | Point |  | Not Found |  | No C Rating |  | Not Available | 17174 | 2982 | 28.3262
Critical Infrastructure | Stormwater Treatment Facilities and Pump Stations | Drainage Assets - NWFWMD; SFWMD; SJRWMD; SWFWMD | C18PC15 | STFPS_PT_000808 | X | Not Affected | Not Affected | Not Affected | Not Affected | Not Affected | Not Affected | Not Affected | Not Affected | Not Affected | Not Affected | Not Affected | Not Affected | Not Affected | Not Affected | Not Affected | Not Affected | Not Affected | Not Affected | Not Affected | Not Affected | Not Affected | 0 | 0 | 0 | 0 | 21 | Point |  | Not Found |  | No C Rating |  | Not Available | 17174 | 2982 | 28.3262
Critical Infrastructure | Stormwater Treatment Facilities and Pump Stations | Drainage Assets - NWFWMD; SFWMD; SJRWMD; SWFWMD | C18PC17A | STFPS_PT_000946 | X | Not Affected | Not Affected | Not Affected | Not Affected | Not Affected | Not Affected | Not Affected | Not Affected | Not Affected | Not Affected | Not Affected | Not Affected | Not Affected | Not Affected | Not Affected | Not Affected | Not Affected | Not Affected | Not Affected | Not Affected | Not Affected | 0 | 0 | 0 | 0 | 21 | Point |  | Not Found |  | No C Rating |  | Not Available | 17174 | 2982 | 28.3262
Critical Infrastructure | Stormwater Treatment Facilities and Pump Stations | Drainage Assets - NWFWMD; SFWMD; SJRWMD; SWFWMD | C18PC17B | STFPS_PT_000945 | X | Not Affected | Not Affected | Not Affected | Not Affected | Not Affected | Not Affected | Not Affected | Not Affected | Not Affected | Not Affected | Not Affected | Not Affected | Not Affected | Not Affected | Not Affected | Not Affected | Not Affected | Not Affected | Not Affected | Not Affected | Not Affected | 0 | 0 | 0 | 0 | 21 | Point |  | Not Found |  | No C Rating |  | Not Available | 17174 | 2982 | 28.3262
Critical Infrastructure | Stormwater Treatment Facilities and Pump Stations | Drainage Assets - NWFWMD; SFWMD; SJRWMD; SWFWMD | C18PC19 | STFPS_PT_000804 | D | Not Affected | Not Affected | Not Affected | Not Affected | Not Affected | Not Affected | Not Affected | Not Affected | Not Affected | Not Affected | Not Affected | Not Affected | Not Affected | Not Affected | Not Affected | Not Affected | Not Affected | Not Affected | Not Affected | Not Affected | Not Affected | 0 | 0 | 0 | 0 | 21 | Point |  | Not Found |  | No C Rating |  | Not Available | 17174 | 2982 | 28.3262
Critical Infrastructure | Stormwater Treatment Facilities and Pump Stations | Drainage Assets - NWFWMD; SFWMD; SJRWMD; SWFWMD | C18PC8A | STFPS_PT_000949 | X | Not Affected | Not Affected | Not Affected | Not Affected | Not Affected | Not Affected | Not Affected | Not Affected | Not Affected | Not Affected | Not Affected | Not Affected | Not Affected | Not Affected | Not Affected | Not Affected | Not Affected | Not Affected | Not Affected | Not Affected | Not Affected | 0 | 0 | 0 | 0 | 21 | Point |  | Not Found |  | No C Rating |  | Not Available | 17174 | 2982 | 28.3262
Critical Infrastructure | Stormwater Treatment Facilities and Pump Stations | Drainage Assets - NWFWMD; SFWMD; SJRWMD; SWFWMD | C18PC9 | STFPS_PT_000948 | X | Not Affected | Not Affected | Not Affected | Not Affected | Not Affected | Not Affected | Not Affected | Not Affected | Not Affected | Not Affected | Not Affected | Not Affected | Not Affected | Not Affected | Not Affected | Not Affected | Not Affected | Not Affected | Not Affected | Not Affected | Not Affected | 0 | 0 | 0 | 0 | 21 | Point |  | Not Found |  | No C Rating |  | Not Available | 17174 | 2982 | 28.3262
Critical Infrastructure | Stormwater Treatment Facilities and Pump Stations | Drainage Assets - NWFWMD; SFWMD; SJRWMD; SWFWMD | C31_PC04 | STFPS_PT_001607 | X | Not Affected | Not Affected | Not Affected | Not Affected | Not Affected | Not Affected | Not Affected | Not Affected | Not Affected | Not Affected | Not Affected | Not Affected | Not Affected | Not Affected | Not Affected | Not Affected | Not Affected | Not Affected | Not Affected | Not Affected | Not Affected | 0 | 0 | 0 | 0 | 21 | Point |  | Not Found |  | No C Rating |  | < 5-Year Event | 182361 | 8381 | 16.6162
Critical Infrastructure | Stormwater Treatment Facilities and Pump Stations | Drainage Assets - NWFWMD; SFWMD; SJRWMD; SWFWMD | C37WEIR | STFPS_PT_000167 | AE | Not Affected | Not Affected | Not Affected | Not Affected | Not Affected | Not Affected | Not Affected | Not Affected | Not Affected | Not Affected | Not Affected | Not Affected | Not Affected | Not Affected | Not Affected | Not Affected | Not Affected | Not Affected | Not Affected | Not Affected | Not Affected | 0 | 0 | 0 | 0 | 21 | Point |  | Not Found |  | No C Rating |  | 5-Year Event | 250 | 3789 | 33.7079
Critical Infrastructure | Stormwater Treatment Facilities and Pump Stations | Drainage Assets - NWFWMD; SFWMD; SJRWMD; SWFWMD | C40_PC19 | STFPS_PT_001611 | X | Not Affected | Not Affected | Not Affected | Not Affected | Not Affected | Not Affected | Not Affected | Not Affected | Not Affected | Not Affected | Not Affected | Not Affected | Not Affected | Not Affected | Not Affected | Not Affected | Not Affected | Not Affected | Not Affected | Not Affected | Not Affected | 0 | 0 | 0 | 0 | 21 | Point |  | Not Found |  | No C Rating |  | Not Studied | 72 | 940 | 20.4545
Critical Infrastructure | Stormwater Treatment Facilities and Pump Stations | Drainage Assets - NWFWMD; SFWMD; SJRWMD; SWFWMD | C41A_PC29N | STFPS_PT_001398 | AE | Not Affected | Not Affected | Not Affected | Not Affected | Not Affected | Not Affected | Not Affected | Not Affected | Not Affected | Not Affected | Not Affected | Not Affected | Not Affected | Not Affected | Not Affected | Not Affected | Not Affected | Not Affected | Not Affected | Not Affected | Not Affected | 0 | 0 | 0 | 0 | 21 | Point |  | Not Found |  | No C Rating |  | Not Studied | 64 | 1249 | 20
Critical Infrastructure | Stormwater Treatment Facilities and Pump Stations | Drainage Assets - NWFWMD; SFWMD; SJRWMD; SWFWMD | C41PC07 | STFPS_PT_000786 | X | Not Affected | Not Affected | Not Affected | Not Affected | Not Affected | Not Affected | Not Affected | Not Affected | Not Affected | Not Affected | Not Affected | Not Affected | Not Affected | Not Affected | Not Affected | Not Affected | Not Affected | Not Affected | Not Affected | Not Affected | Not Affected | 0 | 0 | 0 | 0 | 21 | Point |  | Not Found |  | No C Rating |  | Not Found | Not Found | Not Found | Not Found
Critical Infrastructure | Stormwater Treatment Facilities and Pump Stations | Drainage Assets - NWFWMD; SFWMD; SJRWMD; SWFWMD | CR951N | STFPS_PT_000669 | X | Not Affected | Not Affected | Not Affected | Not Affected | Not Affected | Not Affected | Not Affected | Not Affected | Not Affected | Not Affected | Not Affected | Not Affected | Not Affected | Not Affected | Not Affected | Not Affected | Not Affected | Not Affected | Not Affected | Not Affected | Not Affected | 0 | 0 | 0 | 0 | 21 | Point |  | Not Found |  | C-3 |  | 5-Year Event | 123941 | 5546 | 22.4438
Critical Infrastructure | Stormwater Treatment Facilities and Pump Stations | Drainage Assets - NWFWMD; SFWMD; SJRWMD; SWFWMD | G250S | STFPS_PT_000458 | D | Not Affected | Not Affected | Not Affected | Not Affected | Not Affected | Not Affected | Not Affected | Not Affected | Not Affected | Not Affected | Not Affected | Not Affected | Not Affected | Not Affected | Not Affected | Not Affected | Not Affected | Not Affected | Not Affected | Not Affected | Not Affected | 0 | 0 | 0 | 0 | 21 | Point |  | Not Found |  | C-3 |  | Not Studied | 7 | 259 | 18.1818
Critical Infrastructure | Stormwater Treatment Facilities and Pump Stations | Drainage Assets - NWFWMD; SFWMD; SJRWMD; SWFWMD | G262 | STFPS_PT_000944 | AO | Not Affected | Not Affected | Not Affected | Not Affected | Not Affected | Not Affected | Not Affected | Not Affected | Not Affected | Not Affected | Not Affected | Not Affected | Not Affected | Not Affected | Not Affected | Not Affected | Not Affected | Not Affected | Not Affected | Not Affected | Not Affected | 0 | 0 | 0 | 0 | 21 | Point |  | Not Found |  | C-3 |  | 5-Year Event | 36972 | 6390 | 32.5714
Critical Infrastructure | Stormwater Treatment Facilities and Pump Stations | Drainage Assets - NWFWMD; SFWMD; SJRWMD; SWFWMD | G370S | STFPS_PT_000763 | X | Not Affected | Not Affected | Not Affected | Not Affected | Not Affected | Not Affected | Not Affected | Not Affected | Not Affected | Not Affected | Not Affected | Not Affected | Not Affected | Not Affected | Not Affected | Not Affected | Not Affected | Not Affected | Not Affected | Not Affected | Not Affected | 0 | 0 | 0 | 0 | 21 | Point |  | Not Found |  | No C Rating |  | Not Studied | 0 | 452 | 18.0451
Critical Infrastructure | Stormwater Treatment Facilities and Pump Stations | Drainage Assets - NWFWMD; SFWMD; SJRWMD; SWFWMD | G372HL | STFPS_PT_000777 | X | Not Affected | Not Affected | Not Affected | Not Affected | Not Affected | Not Affected | Not Affected | Not Affected | Not Affected | Not Affected | Not Affected | Not Affected | Not Affected | Not Affected | Not Affected | Not Affected | Not Affected | Not Affected | Not Affected | Not Affected | Not Affected | 0 | 0 | 0 | 0 | 21 | Point |  | Not Found |  | No C Rating |  | Not Studied | 0 | 65 | 57.1429
Critical Infrastructure | Stormwater Treatment Facilities and Pump Stations | Drainage Assets - NWFWMD; SFWMD; SJRWMD; SWFWMD | G372S | STFPS_PT_000764 | X | Not Affected | Not Affected | Not Affected | Not Affected | Not Affected | Not Affected | Not Affected | Not Affected | Not Affected | Not Affected | Not Affected | Not Affected | Not Affected | Not Affected | Not Affected | Not Affected | Not Affected | Not Affected | Not Affected | Not Affected | Not Affected | 0 | 0 | 0 | 0 | 21 | Point |  | Not Found |  | No C Rating |  | Not Studied | 0 | 452 | 18.0451
Critical Infrastructure | Stormwater Treatment Facilities and Pump Stations | Drainage Assets - NWFWMD; SFWMD; SJRWMD; SWFWMD | G407 | STFPS_PT_000649 | A | Not Affected | Not Affected | Not Affected | Not Affected | Not Affected | Not Affected | Not Affected | Not Affected | Not Affected | Not Affected | Not Affected | Not Affected | Not Affected | Not Affected | Not Affected | Not Affected | Not Affected | Not Affected | Not Affected | Not Affected | Not Affected | 0 | 0 | 0 | 0 | 21 | Point |  | Not Found |  | C-3 |  | Not Studied | 2 | 448 | 11.4286
Critical Infrastructure | Stormwater Treatment Facilities and Pump Stations | Drainage Assets - NWFWMD; SFWMD; SJRWMD; SWFWMD | G508S | STFPS_PT_000894 | X | Not Affected | Not Affected | Not Affected | Not Affected | Not Affected | Not Affected | Not Affected | Not Affected | Not Affected | Not Affected | Not Affected | Not Affected | Not Affected | Not Affected | Not Affected | Not Affected | Not Affected | Not Affected | Not Affected | Not Affected | Not Affected | 0 | 0 | 0 | 0 | 21 | Point |  | Not Found |  | No C Rating |  | Not Studied | 2 | 448 | 11.4286
Critical Infrastructure | Stormwater Treatment Facilities and Pump Stations | Drainage Assets - NWFWMD; SFWMD; SJRWMD; SWFWMD | G725S | STFPS_PT_001034 | X | Not Affected | Not Affected | Not Affected | Not Affected | Not Affected | Not Affected | Not Affected | Not Affected | Not Affected | Not Affected | Not Affected | Not Affected | Not Affected | Not Affected | Not Affected | Not Affected | Not Affected | Not Affected | Not Affected | Not Affected | Not Affected | 0 | 0 | 0 | 0 | 21 | Point |  | Not Found |  | No C Rating |  | Not Available | 2 | 18 | 50
Critical Infrastructure | Stormwater Treatment Facilities and Pump Stations | Drainage Assets - NWFWMD; SFWMD; SJRWMD; SWFWMD | G753 | STFPS_PT_001005 | X | Not Affected | Not Affected | Not Affected | Not Affected | Not Affected | Not Affected | Not Affected | Not Affected | Not Affected | Not Affected | Not Affected | Not Affected | Not Affected | Not Affected | Not Affected | Not Affected | Not Affected | Not Affected | Not Affected | Not Affected | Not Affected | 0 | 0 | 0 | 0 | 21 | Point |  | Not Found |  | No C Rating |  | Not Available | 2945 | 5357 | 29.3375
Critical Infrastructure | Stormwater Treatment Facilities and Pump Stations | Drainage Assets - NWFWMD; SFWMD; SJRWMD; SWFWMD | G756 | STFPS_PT_001008 | X | Not Affected | Not Affected | Not Affected | Not Affected | Not Affected | Not Affected | Not Affected | Not Affected | Not Affected | Not Affected | Not Affected | Not Affected | Not Affected | Not Affected | Not Affected | Not Affected | Not Affected | Not Affected | Not Affected | Not Affected | Not Affected | 0 | 0 | 0 | 0 | 21 | Point |  | Not Found |  | No C Rating |  | Not Available | 2945 | 5357 | 29.3375
Critical Infrastructure | Stormwater Treatment Facilities and Pump Stations | Drainage Assets - NWFWMD; SFWMD; SJRWMD; SWFWMD | L24_PC14 | STFPS_PT_001143 | X | Not Affected | Not Affected | Not Affected | Not Affected | Not Affected | Not Affected | Not Affected | Not Affected | Not Affected | Not Affected | Not Affected | Not Affected | Not Affected | Not Affected | Not Affected | Not Affected | Not Affected | Not Affected | Not Affected | Not Affected | Not Affected | 0 | 0 | 0 | 0 | 21 | Point |  | Not Found |  | No C Rating |  | Not Studied | 40 | 1246 | 34.2593
Critical Infrastructure | Stormwater Treatment Facilities and Pump Stations | Drainage Assets - NWFWMD; SFWMD; SJRWMD; SWFWMD | L25_PC01A | STFPS_PT_001134 | X | Not Affected | Not Affected | Not Affected | Not Affected | Not Affected | Not Affected | Not Affected | Not Affected | Not Affected | Not Affected | Not Affected | Not Affected | Not Affected | Not Affected | Not Affected | Not Affected | Not Affected | Not Affected | Not Affected | Not Affected | Not Affected | 0 | 0 | 0 | 0 | 21 | Point |  | Not Found |  | No C Rating |  | Not Studied | 40 | 1246 | 34.2593
Critical Infrastructure | Stormwater Treatment Facilities and Pump Stations | Drainage Assets - NWFWMD; SFWMD; SJRWMD; SWFWMD | L59_72S | STFPS_PT_000798 | X | Not Affected | Not Affected | Not Affected | Not Affected | Not Affected | Not Affected | Not Affected | Not Affected | Not Affected | Not Affected | Not Affected | Not Affected | Not Affected | Not Affected | Not Affected | Not Affected | Not Affected | Not Affected | Not Affected | Not Affected | Not Affected | 0 | 0 | 0 | 0 | 21 | Point |  | Not Found |  | No C Rating |  | Not Studied | 72 | 940 | 20.4545
Critical Infrastructure | Stormwater Treatment Facilities and Pump Stations | Drainage Assets - NWFWMD; SFWMD; SJRWMD; SWFWMD | L59PC01 | STFPS_PT_000845 | X | Not Affected | Not Affected | Not Affected | Not Affected | Not Affected | Not Affected | Not Affected | Not Affected | Not Affected | Not Affected | Not Affected | Not Affected | Not Affected | Not Affected | Not Affected | Not Affected | Not Affected | Not Affected | Not Affected | Not Affected | Not Affected | 0 | 0 | 0 | 0 | 21 | Point |  | Not Found |  | No C Rating |  | Not Studied | 57 | 806 | 46.6667
Critical Infrastructure | Stormwater Treatment Facilities and Pump Stations | Drainage Assets - NWFWMD; SFWMD; SJRWMD; SWFWMD | L65C | STFPS_PT_000758 | X | Not Affected | Not Affected | Not Affected | Not Affected | Not Affected | Not Affected | Not Affected | Not Affected | Not Affected | Not Affected | Not Affected | Not Affected | Not Affected | Not Affected | Not Affected | Not Affected | Not Affected | Not Affected | Not Affected | Not Affected | Not Affected | 0 | 0 | 0 | 0 | 21 | Point |  | Not Found |  | No C Rating |  | Not Available | 351 | 670 | 30.2326
Critical Infrastructure | Stormwater Treatment Facilities and Pump Stations | Drainage Assets - NWFWMD; SFWMD; SJRWMD; SWFWMD | L67ATEMP | STFPS_PT_000952 | D | Not Affected | Not Affected | Not Affected | Not Affected | Not Affected | Not Affected | Not Affected | Not Affected | Not Affected | Not Affected | Not Affected | Not Affected | Not Affected | Not Affected | Not Affected | Not Affected | Not Affected | Not Affected | Not Affected | Not Affected | Not Affected | 0 | 0 | 0 | 0 | 21 | Point |  | Not Found |  | No C Rating |  | Not Studied | 3 | 313 | 36.6667
Critical Infrastructure | Stormwater Treatment Facilities and Pump Stations | Drainage Assets - NWFWMD; SFWMD; SJRWMD; SWFWMD | PC17A | STFPS_PT_000794 | X | Not Affected | Not Affected | Not Affected | Not Affected | Not Affected | Not Affected | Not Affected | Not Affected | Not Affected | Not Affected | Not Affected | Not Affected | Not Affected | Not Affected | Not Affected | Not Affected | Not Affected | Not Affected | Not Affected | Not Affected | Not Affected | 0 | 0 | 0 | 0 | 21 | Point |  | Not Found |  | No C Rating |  | Not Available | 233 | 2413 | 42.5532
Critical Infrastructure | Stormwater Treatment Facilities and Pump Stations | Drainage Assets - NWFWMD; SFWMD; SJRWMD; SWFWMD | S265 | STFPS_PT_000185 | X | Not Affected | Not Affected | Not Affected | Not Affected | Not Affected | Not Affected | Not Affected | Not Affected | Not Affected | Not Affected | Not Affected | Not Affected | Not Affected | Not Affected | Not Affected | Not Affected | Not Affected | Not Affected | Not Affected | Not Affected | Not Affected | 0 | 0 | 0 | 0 | 21 | Point |  | Not Found |  | No C Rating |  | Not Studied | 592 | 860 | 36.5714
Critical Infrastructure | Stormwater Treatment Facilities and Pump Stations | Drainage Assets - NWFWMD; SFWMD; SJRWMD; SWFWMD | S267 | STFPS_PT_000189 | X | Not Affected | Not Affected | Not Affected | Not Affected | Not Affected | Not Affected | Not Affected | Not Affected | Not Affected | Not Affected | Not Affected | Not Affected | Not Affected | Not Affected | Not Affected | Not Affected | Not Affected | Not Affected | Not Affected | Not Affected | Not Affected | 0 | 0 | 0 | 0 | 21 | Point |  | Not Found |  | No C Rating |  | Not Studied | 592 | 860 | 36.5714
Critical Infrastructure | Stormwater Treatment Facilities and Pump Stations | Drainage Assets - NWFWMD; SFWMD; SJRWMD; SWFWMD | S268 | STFPS_PT_000192 | X | Not Affected | Not Affected | Not Affected | Not Affected | Not Affected | Not Affected | Not Affected | Not Affected | Not Affected | Not Affected | Not Affected | Not Affected | Not Affected | Not Affected | Not Affected | Not Affected | Not Affected | Not Affected | Not Affected | Not Affected | Not Affected | 0 | 0 | 0 | 0 | 21 | Point |  | Not Found |  | No C Rating |  | Not Studied | 592 | 860 | 36.5714
Critical Infrastructure | Stormwater Treatment Facilities and Pump Stations | Drainage Assets - NWFWMD; SFWMD; SJRWMD; SWFWMD | S269 | STFPS_PT_000207 | VE | Not Affected | Not Affected | Not Affected | Not Affected | Not Affected | Not Affected | Not Affected | Not Affected | Not Affected | Not Affected | Not Affected | Not Affected | Not Affected | Not Affected | Not Affected | Not Affected | Not Affected | Not Affected | Not Affected | Not Affected | Not Affected | 0 | 0 | 0 | 0 | 21 | Point |  | Not Found |  | No C Rating |  | Not Studied | 592 | 860 | 36.5714
Critical Infrastructure | Stormwater Treatment Facilities and Pump Stations | Drainage Assets - NWFWMD; SFWMD; SJRWMD; SWFWMD | S270 | STFPS_PT_000208 | VE | Not Affected | Not Affected | Not Affected | Not Affected | Not Affected | Not Affected | Not Affected | Not Affected | Not Affected | Not Affected | Not Affected | Not Affected | Not Affected | Not Affected | Not Affected | Not Affected | Not Affected | Not Affected | Not Affected | Not Affected | Not Affected | 0 | 0 | 0 | 0 | 21 | Point |  | Not Found |  | No C Rating |  | Not Studied | 592 | 860 | 36.5714
Critical Infrastructure | Stormwater Treatment Facilities and Pump Stations | Drainage Assets - NWFWMD; SFWMD; SJRWMD; SWFWMD | S272 | STFPS_PT_000211 | X | Not Affected | Not Affected | Not Affected | Not Affected | Not Affected | Not Affected | Not Affected | Not Affected | Not Affected | Not Affected | Not Affected | Not Affected | Not Affected | Not Affected | Not Affected | Not Affected | Not Affected | Not Affected | Not Affected | Not Affected | Not Affected | 0 | 0 | 0 | 0 | 21 | Point |  | Not Found |  | No C Rating |  | Not Studied | 592 | 860 | 36.5714
Critical Infrastructure | Stormwater Treatment Facilities and Pump Stations | Drainage Assets - NWFWMD; SFWMD; SJRWMD; SWFWMD | S273 | STFPS_PT_000248 | VE | Not Affected | Not Affected | Not Affected | Not Affected | Not Affected | Not Affected | Not Affected | Not Affected | Not Affected | Not Affected | Not Affected | Not Affected | Not Affected | Not Affected | Not Affected | Not Affected | Not Affected | Not Affected | Not Affected | Not Affected | Not Affected | 0 | 0 | 0 | 0 | 21 | Point |  | Not Found |  | No C Rating |  | Not Studied | 592 | 860 | 36.5714
Critical Infrastructure | Stormwater Treatment Facilities and Pump Stations | Drainage Assets - NWFWMD; SFWMD; SJRWMD; SWFWMD | S274 | STFPS_PT_000213 | X | Not Affected | Not Affected | Not Affected | Not Affected | Not Affected | Not Affected | Not Affected | Not Affected | Not Affected | Not Affected | Not Affected | Not Affected | Not Affected | Not Affected | Not Affected | Not Affected | Not Affected | Not Affected | Not Affected | Not Affected | Not Affected | 0 | 0 | 0 | 0 | 21 | Point |  | Not Found |  | No C Rating |  | Not Studied | 592 | 860 | 36.5714
Critical Infrastructure | Stormwater Treatment Facilities and Pump Stations | Drainage Assets - NWFWMD; SFWMD; SJRWMD; SWFWMD | S275 | STFPS_PT_000218 | VE | Not Affected | Not Affected | Not Affected | Not Affected | Not Affected | Not Affected | Not Affected | Not Affected | Not Affected | Not Affected | Not Affected | Not Affected | Not Affected | Not Affected | Not Affected | Not Affected | Not Affected | Not Affected | Not Affected | Not Affected | Not Affected | 0 | 0 | 0 | 0 | 21 | Point |  | Not Found |  | No C Rating |  | Not Studied | 592 | 860 | 36.5714
Critical Infrastructure | Stormwater Treatment Facilities and Pump Stations | Drainage Assets - NWFWMD; SFWMD; SJRWMD; SWFWMD | S276 | STFPS_PT_000289 | VE | Not Affected | Not Affected | Not Affected | Not Affected | Not Affected | Not Affected | Not Affected | Not Affected | Not Affected | Not Affected | Not Affected | Not Affected | Not Affected | Not Affected | Not Affected | Not Affected | Not Affected | Not Affected | Not Affected | Not Affected | Not Affected | 0 | 0 | 0 | 0 | 21 | Point |  | Not Found |  | No C Rating |  | Not Studied | 306 | 94 | 38.8889
Critical Infrastructure | Stormwater Treatment Facilities and Pump Stations | Drainage Assets - NWFWMD; SFWMD; SJRWMD; SWFWMD | S277 | STFPS_PT_000215 | A | Not Affected | Not Affected | Not Affected | Not Affected | Not Affected | Not Affected | Not Affected | Not Affected | Not Affected | Not Affected | Not Affected | Not Affected | Not Affected | Not Affected | Not Affected | Not Affected | Not Affected | Not Affected | Not Affected | Not Affected | Not Affected | 0 | 0 | 0 | 0 | 21 | Point |  | Not Found |  | No C Rating |  | Not Studied | 592 | 860 | 36.5714
Critical Infrastructure | Stormwater Treatment Facilities and Pump Stations | Drainage Assets - NWFWMD; SFWMD; SJRWMD; SWFWMD | S278 | STFPS_PT_000230 | X | Not Affected | Not Affected | Not Affected | Not Affected | Not Affected | Not Affected | Not Affected | Not Affected | Not Affected | Not Affected | Not Affected | Not Affected | Not Affected | Not Affected | Not Affected | Not Affected | Not Affected | Not Affected | Not Affected | Not Affected | Not Affected | 0 | 0 | 0 | 0 | 21 | Point |  | Not Found |  | No C Rating |  | Not Studied | 592 | 860 | 36.5714
Critical Infrastructure | Stormwater Treatment Facilities and Pump Stations | Drainage Assets - NWFWMD; SFWMD; SJRWMD; SWFWMD | S279 | STFPS_PT_000247 | X | Not Affected | Not Affected | Not Affected | Not Affected | Not Affected | Not Affected | Not Affected | Not Affected | Not Affected | Not Affected | Not Affected | Not Affected | Not Affected | Not Affected | Not Affected | Not Affected | Not Affected | Not Affected | Not Affected | Not Affected | Not Affected | 0 | 0 | 0 | 0 | 21 | Point |  | Not Found |  | No C Rating |  | Not Studied | 592 | 860 | 36.5714
Critical Infrastructure | Stormwater Treatment Facilities and Pump Stations | Drainage Assets - NWFWMD; SFWMD; SJRWMD; SWFWMD | S280 | STFPS_PT_000212 | X | Not Affected | Not Affected | Not Affected | Not Affected | Not Affected | Not Affected | Not Affected | Not Affected | Not Affected | Not Affected | Not Affected | Not Affected | Not Affected | Not Affected | Not Affected | Not Affected | Not Affected | Not Affected | Not Affected | Not Affected | Not Affected | 0 | 0 | 0 | 0 | 21 | Point |  | Not Found |  | No C Rating |  | Not Studied | 592 | 860 | 36.5714
Critical Infrastructure | Stormwater Treatment Facilities and Pump Stations | Drainage Assets - NWFWMD; SFWMD; SJRWMD; SWFWMD | S281 | STFPS_PT_000226 | X | Not Affected | Not Affected | Not Affected | Not Affected | Not Affected | Not Affected | Not Affected | Not Affected | Not Affected | Not Affected | Not Affected | Not Affected | Not Affected | Not Affected | Not Affected | Not Affected | Not Affected | Not Affected | Not Affected | Not Affected | Not Affected | 0 | 0 | 0 | 0 | 21 | Point |  | Not Found |  | No C Rating |  | Not Studied | 592 | 860 | 36.5714
Critical Infrastructure | Stormwater Treatment Facilities and Pump Stations | Drainage Assets - NWFWMD; SFWMD; SJRWMD; SWFWMD | S283 | STFPS_PT_000759 | X | Not Affected | Not Affected | Not Affected | Not Affected | Not Affected | Not Affected | Not Affected | Not Affected | Not Affected | Not Affected | Not Affected | Not Affected | Not Affected | Not Affected | Not Affected | Not Affected | Not Affected | Not Affected | Not Affected | Not Affected | Not Affected | 0 | 0 | 0 | 0 | 21 | Point |  | Not Found |  | No C Rating |  | Not Studied | 1838 | 10317 | 34.7682
Critical Infrastructure | Stormwater Treatment Facilities and Pump Stations | Drainage Assets - NWFWMD; SFWMD; SJRWMD; SWFWMD | S284 | STFPS_PT_000846 | X | Not Affected | Not Affected | Not Affected | Not Affected | Not Affected | Not Affected | Not Affected | Not Affected | Not Affected | Not Affected | Not Affected | Not Affected | Not Affected | Not Affected | Not Affected | Not Affected | Not Affected | Not Affected | Not Affected | Not Affected | Not Affected | 0 | 0 | 0 | 0 | 21 | Point |  | Not Found |  | No C Rating |  | Not Studied | 592 | 860 | 36.5714
Critical Infrastructure | Stormwater Treatment Facilities and Pump Stations | Drainage Assets - NWFWMD; SFWMD; SJRWMD; SWFWMD | S285 | STFPS_PT_000221 | X | Not Affected | Not Affected | Not Affected | Not Affected | Not Affected | Not Affected | Not Affected | Not Affected | Not Affected | Not Affected | Not Affected | Not Affected | Not Affected | Not Affected | Not Affected | Not Affected | Not Affected | Not Affected | Not Affected | Not Affected | Not Affected | 0 | 0 | 0 | 0 | 21 | Point |  | Not Found |  | No C Rating |  | Not Studied | 592 | 860 | 36.5714
Critical Infrastructure | Stormwater Treatment Facilities and Pump Stations | Drainage Assets - NWFWMD; SFWMD; SJRWMD; SWFWMD | S286 | STFPS_PT_001027 | X | Not Affected | Not Affected | Not Affected | Not Affected | Not Affected | Not Affected | Not Affected | Not Affected | Not Affected | Not Affected | Not Affected | Not Affected | Not Affected | Not Affected | Not Affected | Not Affected | Not Affected | Not Affected | Not Affected | Not Affected | Not Affected | 0 | 0 | 0 | 0 | 21 | Point |  | Not Found |  | No C Rating |  | Not Studied | 1320 | 470 | 52.9412
Critical Infrastructure | Stormwater Treatment Facilities and Pump Stations | Drainage Assets - NWFWMD; SFWMD; SJRWMD; SWFWMD | S287 | STFPS_PT_001030 | X | Not Affected | Not Affected | Not Affected | Not Affected | Not Affected | Not Affected | Not Affected | Not Affected | Not Affected | Not Affected | Not Affected | Not Affected | Not Affected | Not Affected | Not Affected | Not Affected | Not Affected | Not Affected | Not Affected | Not Affected | Not Affected | 0 | 0 | 0 | 0 | 21 | Point |  | Not Found |  | No C Rating |  | Not Studied | 1320 | 470 | 52.9412
Critical Infrastructure | Stormwater Treatment Facilities and Pump Stations | Drainage Assets - NWFWMD; SFWMD; SJRWMD; SWFWMD | S288 | STFPS_PT_001028 | X | Not Affected | Not Affected | Not Affected | Not Affected | Not Affected | Not Affected | Not Affected | Not Affected | Not Affected | Not Affected | Not Affected | Not Affected | Not Affected | Not Affected | Not Affected | Not Affected | Not Affected | Not Affected | Not Affected | Not Affected | Not Affected | 0 | 0 | 0 | 0 | 21 | Point |  | Not Found |  | No C Rating |  | Not Studied | 1320 | 470 | 52.9412
Critical Infrastructure | Stormwater Treatment Facilities and Pump Stations | Drainage Assets - NWFWMD; SFWMD; SJRWMD; SWFWMD | S289 | STFPS_PT_001029 | X | Not Affected | Not Affected | Not Affected | Not Affected | Not Affected | Not Affected | Not Affected | Not Affected | Not Affected | Not Affected | Not Affected | Not Affected | Not Affected | Not Affected | Not Affected | Not Affected | Not Affected | Not Affected | Not Affected | Not Affected | Not Affected | 0 | 0 | 0 | 0 | 21 | Point |  | Not Found |  | No C Rating |  | Not Studied | 75 | 796 | 14.2857
Critical Infrastructure | Stormwater Treatment Facilities and Pump Stations | Drainage Assets - NWFWMD; SFWMD; SJRWMD; SWFWMD | S290 | STFPS_PT_000220 | AE | Not Affected | Not Affected | Not Affected | Not Affected | Not Affected | Not Affected | Not Affected | Not Affected | Not Affected | Not Affected | Not Affected | Not Affected | Not Affected | Not Affected | Not Affected | Not Affected | Not Affected | Not Affected | Not Affected | Not Affected | Not Affected | 0 | 0 | 0 | 0 | 21 | Point |  | Not Found |  | No C Rating |  | Not Studied | 592 | 860 | 36.5714
Critical Infrastructure | Stormwater Treatment Facilities and Pump Stations | Drainage Assets - NWFWMD; SFWMD; SJRWMD; SWFWMD | S326 | STFPS_PT_000939 | A | Not Affected | Not Affected | Not Affected | Not Affected | Not Affected | Not Affected | Not Affected | Not Affected | Not Affected | Not Affected | Not Affected | Not Affected | Not Affected | Not Affected | Not Affected | Not Affected | Not Affected | Not Affected | Not Affected | Not Affected | Not Affected | 0 | 0 | 0 | 0 | 21 | Point |  | Not Found |  | No C Rating |  | Not Studied | 10 | 59 | 25
Critical Infrastructure | Stormwater Treatment Facilities and Pump Stations | Drainage Assets - NWFWMD; SFWMD; SJRWMD; SWFWMD | S382W | STFPS_PT_000790 | X | Not Affected | Not Affected | Not Affected | Not Affected | Not Affected | Not Affected | Not Affected | Not Affected | Not Affected | Not Affected | Not Affected | Not Affected | Not Affected | Not Affected | Not Affected | Not Affected | Not Affected | Not Affected | Not Affected | Not Affected | Not Affected | 0 | 0 | 0 | 0 | 21 | Point |  | Not Found |  | No C Rating |  | Not Available | 2635 | 3940 | 21.7877
Critical Infrastructure | Stormwater Treatment Facilities and Pump Stations | Drainage Assets - NWFWMD; SFWMD; SJRWMD; SWFWMD | S65AX2 | STFPS_PT_000771 | A | Not Affected | Not Affected | Not Affected | Not Affected | Not Affected | Not Affected | Not Affected | Not Affected | Not Affected | Not Affected | Not Affected | Not Affected | Not Affected | Not Affected | Not Affected | Not Affected | Not Affected | Not Affected | Not Affected | Not Affected | Not Affected | 0 | 0 | 0 | 0 | 21 | Point |  | Not Found |  | No C Rating |  | Not Studied | 1760 | 9861 | 36.1257
Critical Infrastructure | Stormwater Treatment Facilities and Pump Stations | Drainage Assets - NWFWMD; SFWMD; SJRWMD; SWFWMD | S65AX3 | STFPS_PT_000772 | A | Not Affected | Not Affected | Not Affected | Not Affected | Not Affected | Not Affected | Not Affected | Not Affected | Not Affected | Not Affected | Not Affected | Not Affected | Not Affected | Not Affected | Not Affected | Not Affected | Not Affected | Not Affected | Not Affected | Not Affected | Not Affected | 0 | 0 | 0 | 0 | 21 | Point |  | Not Found |  | No C Rating |  | Not Studied | 1760 | 9861 | 36.1257
Critical Infrastructure | Stormwater Treatment Facilities and Pump Stations | Drainage Assets - NWFWMD; SFWMD; SJRWMD; SWFWMD | S65AXC | STFPS_PT_000766 | A | Not Affected | Not Affected | Not Affected | Not Affected | Not Affected | Not Affected | Not Affected | Not Affected | Not Affected | Not Affected | Not Affected | Not Affected | Not Affected | Not Affected | Not Affected | Not Affected | Not Affected | Not Affected | Not Affected | Not Affected | Not Affected | 0 | 0 | 0 | 0 | 21 | Point |  | Not Found |  | No C Rating |  | Not Studied | 1760 | 9861 | 36.1257
Critical Infrastructure | Stormwater Treatment Facilities and Pump Stations | Drainage Assets - NWFWMD; SFWMD; SJRWMD; SWFWMD | S65EW | STFPS_PT_000754 | A | Not Affected | Not Affected | Not Affected | Not Affected | Not Affected | Not Affected | Not Affected | Not Affected | Not Affected | Not Affected | Not Affected | Not Affected | Not Affected | Not Affected | Not Affected | Not Affected | Not Affected | Not Affected | Not Affected | Not Affected | Not Affected | 0 | 0 | 0 | 0 | 21 | Point |  | Not Found |  | C-3 |  | Not Studied | 592 | 860 | 36.5714
Critical Infrastructure | Stormwater Treatment Facilities and Pump Stations | Drainage Assets - NWFWMD; SFWMD; SJRWMD; SWFWMD | S67X | STFPS_PT_000781 | A | Not Affected | Not Affected | Not Affected | Not Affected | Not Affected | Not Affected | Not Affected | Not Affected | Not Affected | Not Affected | Not Affected | Not Affected | Not Affected | Not Affected | Not Affected | Not Affected | Not Affected | Not Affected | Not Affected | Not Affected | Not Affected | 0 | 0 | 0 | 0 | 21 | Point |  | Not Found |  | C-3 |  | Not Studied | 1760 | 9861 | 36.1257
Critical Infrastructure | Stormwater Treatment Facilities and Pump Stations | Drainage Assets - NWFWMD; SFWMD; SJRWMD; SWFWMD | S68W | STFPS_PT_000797 | AE | Not Affected | Not Affected | Not Affected | Not Affected | Not Affected | Not Affected | Not Affected | Not Affected | Not Affected | Not Affected | Not Affected | Not Affected | Not Affected | Not Affected | Not Affected | Not Affected | Not Affected | Not Affected | Not Affected | Not Affected | Not Affected | 0 | 0 | 0 | 0 | 21 | Point |  | Not Found |  | C-3 |  | Not Studied | 64 | 1249 | 20
Critical Infrastructure | Stormwater Treatment Facilities and Pump Stations | Drainage Assets - NWFWMD; SFWMD; SJRWMD; SWFWMD | S68X | STFPS_PT_000796 | X | Not Affected | Not Affected | Not Affected | Not Affected | Not Affected | Not Affected | Not Affected | Not Affected | Not Affected | Not Affected | Not Affected | Not Affected | Not Affected | Not Affected | Not Affected | Not Affected | Not Affected | Not Affected | Not Affected | Not Affected | Not Affected | 0 | 0 | 0 | 0 | 21 | Point |  | Not Found |  | C-3 |  | Not Studied | 64 | 1249 | 20
Critical Infrastructure | Stormwater Treatment Facilities and Pump Stations | Drainage Assets - NWFWMD; SFWMD; SJRWMD; SWFWMD | S80 | STFPS_PT_000601 | AE | Not Affected | Not Affected | Not Affected | Not Affected | Not Affected | Not Affected | Not Affected | Not Affected | Not Affected | Not Affected | Not Affected | Not Affected | Not Affected | Not Affected | Not Affected | Not Affected | Not Affected | Not Affected | Not Affected | Not Affected | Not Affected | 0 | 0 | 0 | 0 | 21 | Point |  | Not Found |  | No C Rating |  | Not Studied | 380 | 580 | 72.973
Critical Infrastructure | Stormwater Treatment Facilities and Pump Stations | Drainage Assets - NWFWMD; SFWMD; SJRWMD; SWFWMD | S83X | STFPS_PT_000755 | A | Not Affected | Not Affected | Not Affected | Not Affected | Not Affected | Not Affected | Not Affected | Not Affected | Not Affected | Not Affected | Not Affected | Not Affected | Not Affected | Not Affected | Not Affected | Not Affected | Not Affected | Not Affected | Not Affected | Not Affected | Not Affected | 0 | 0 | 0 | 0 | 21 | Point |  | Not Found |  | C-3 |  | Not Studied | 64 | 1249 | 20
Critical Infrastructure | Stormwater Treatment Facilities and Pump Stations | Drainage Assets - NWFWMD; SFWMD; SJRWMD; SWFWMD | S84X | STFPS_PT_000753 | A | Not Affected | Not Affected | Not Affected | Not Affected | Not Affected | Not Affected | Not Affected | Not Affected | Not Affected | Not Affected | Not Affected | Not Affected | Not Affected | Not Affected | Not Affected | Not Affected | Not Affected | Not Affected | Not Affected | Not Affected | Not Affected | 0 | 0 | 0 | 0 | 21 | Point |  | Not Found |  | C-3 |  | Not Studied | 592 | 860 | 36.5714
Critical Infrastructure | Stormwater Treatment Facilities and Pump Stations | Drainage Assets - NWFWMD; SFWMD; SJRWMD; SWFWMD | SM02.1TW | STFPS_PT_000795 | A | Not Affected | Not Affected | Not Affected | Not Affected | Not Affected | Not Affected | Not Affected | Not Affected | Not Affected | Not Affected | Not Affected | Not Affected | Not Affected | Not Affected | Not Affected | Not Affected | Not Affected | Not Affected | Not Affected | Not Affected | Not Affected | 0 | 0 | 0 | 0 | 21 | Point |  | Not Found |  | No C Rating |  | Not Available | 3537 | 4856 | 29.2208
Critical Infrastructure | Stormwater Treatment Facilities and Pump Stations | Drainage Assets - NWFWMD; SFWMD; SJRWMD; SWFWMD | G94A | STFPS_PT_000468 | AO | Not Affected | Not Affected | Not Affected | Not Affected | Not Affected | Not Affected | Not Affected | Not Affected | Not Affected | Not Affected | Not Affected | Not Affected | Not Affected | Not Affected | Not Affected | Not Affected | Not Affected | Not Affected | Not Affected | Not Affected | Not Affected | 0 | 0 | 0 | 0 | 21 | Point |  | 76 |  | C-3 |  | 100-Year Event | 280959 | 6247 | 50.7022
Critical Infrastructure | Stormwater Treatment Facilities and Pump Stations | Drainage Assets - NWFWMD; SFWMD; SJRWMD; SWFWMD | G94C | STFPS_PT_000426 | AO | Not Affected | Not Affected | Not Affected | Not Affected | Not Affected | Not Affected | Not Affected | Not Affected | Not Affected | Not Affected | Not Affected | Not Affected | Not Affected | Not Affected | Not Affected | Not Affected | Not Affected | Not Affected | Not Affected | Not Affected | Not Affected | 0 | 0 | 0 | 0 | 21 | Point |  | 76 |  | C-3 |  | Not Studied | 1 | 543 | 51.2821
Critical Infrastructure | Stormwater Treatment Facilities and Pump Stations | Drainage Assets - NWFWMD; SFWMD; SJRWMD; SWFWMD | G94D | STFPS_PT_000499 | X | Not Affected | Not Affected | Not Affected | Not Affected | Not Affected | Not Affected | Not Affected | Not Affected | Not Affected | Not Affected | Not Affected | Not Affected | Not Affected | Not Affected | Not Affected | Not Affected | Not Affected | Not Affected | Not Affected | Not Affected | Not Affected | 0 | 0 | 0 | 0 | 21 | Point |  | 76 |  | C-3 |  | Not Studied | 1 | 543 | 51.2821
Critical Infrastructure | Stormwater Treatment Facilities and Pump Stations | Drainage Assets - NWFWMD; SFWMD; SJRWMD; SWFWMD | S39 | STFPS_PT_000467 | AO | Not Affected | Not Affected | Not Affected | Not Affected | Not Affected | Not Affected | Not Affected | Not Affected | Not Affected | Not Affected | Not Affected | Not Affected | Not Affected | Not Affected | Not Affected | Not Affected | Not Affected | Not Affected | Not Affected | Not Affected | Not Affected | 0 | 0 | 0 | 0 | 21 | Point |  | 74 |  | C-3 |  | 100-Year Event | 280959 | 6247 | 50.7022
Critical Infrastructure | Stormwater Treatment Facilities and Pump Stations | Drainage Assets - NWFWMD; SFWMD; SJRWMD; SWFWMD | L12_PC05 | STFPS_PT_001110 | AO | Not Affected | Not Affected | Not Affected | Not Affected | Not Affected | Not Affected | Not Affected | Not Affected | Not Affected | Not Affected | Not Affected | Not Affected | Not Affected | Not Affected | Not Affected | Not Affected | Not Affected | Not Affected | Not Affected | Not Affected | Not Affected | 0 | 0 | 0 | 0 | 21 | Point |  | 73 |  | No C Rating |  | Not Studied | 7895 | 2302 | 30.3846
Critical Infrastructure | Stormwater Treatment Facilities and Pump Stations | Drainage Assets - NWFWMD; SFWMD; SJRWMD; SWFWMD | L8_PC01 | STFPS_PT_001602 | AO | Not Affected | Not Affected | Not Affected | Not Affected | Not Affected | Not Affected | Not Affected | Not Affected | Not Affected | Not Affected | Not Affected | Not Affected | Not Affected | Not Affected | Not Affected | Not Affected | Not Affected | Not Affected | Not Affected | Not Affected | Not Affected | 0 | 0 | 0 | 0 | 21 | Point |  | 73 |  | No C Rating |  | 5-Year Event | 36972 | 6390 | 32.5714
Critical Infrastructure | Stormwater Treatment Facilities and Pump Stations | Drainage Assets - NWFWMD; SFWMD; SJRWMD; SWFWMD | L10_PC02 | STFPS_PT_001597 | AO | Not Affected | Not Affected | Not Affected | Not Affected | Not Affected | Not Affected | Not Affected | Not Affected | Not Affected | Not Affected | Not Affected | Not Affected | Not Affected | Not Affected | Not Affected | Not Affected | Not Affected | Not Affected | Not Affected | Not Affected | Not Affected | 0 | 0 | 0 | 0 | 21 | Point |  | 72 |  | No C Rating |  | Not Studied | 7895 | 2302 | 30.3846
Critical Infrastructure | Stormwater Treatment Facilities and Pump Stations | Drainage Assets - NWFWMD; SFWMD; SJRWMD; SWFWMD | L12_PC01 | STFPS_PT_001113 | AO | Not Affected | Not Affected | Not Affected | Not Affected | Not Affected | Not Affected | Not Affected | Not Affected | Not Affected | Not Affected | Not Affected | Not Affected | Not Affected | Not Affected | Not Affected | Not Affected | Not Affected | Not Affected | Not Affected | Not Affected | Not Affected | 0 | 0 | 0 | 0 | 21 | Point |  | 72 |  | No C Rating |  | Not Studied | 7895 | 2302 | 30.3846
Critical Infrastructure | Stormwater Treatment Facilities and Pump Stations | Drainage Assets - NWFWMD; SFWMD; SJRWMD; SWFWMD | S5AE | STFPS_PT_000690 | AO | Not Affected | Not Affected | Not Affected | Not Affected | Not Affected | Not Affected | Not Affected | Not Affected | Not Affected | Not Affected | Not Affected | Not Affected | Not Affected | Not Affected | Not Affected | Not Affected | Not Affected | Not Affected | Not Affected | Not Affected | Not Affected | 0 | 0 | 0 | 0 | 21 | Point |  | 72 |  | C-3 |  | 5-Year Event | 36972 | 6390 | 32.5714
Critical Infrastructure | Stormwater Treatment Facilities and Pump Stations | Drainage Assets - NWFWMD; SFWMD; SJRWMD; SWFWMD | S5AW | STFPS_PT_000534 | AO | Not Affected | Not Affected | Not Affected | Not Affected | Not Affected | Not Affected | Not Affected | Not Affected | Not Affected | Not Affected | Not Affected | Not Affected | Not Affected | Not Affected | Not Affected | Not Affected | Not Affected | Not Affected | Not Affected | Not Affected | Not Affected | 0 | 0 | 0 | 0 | 21 | Point |  | 72 |  | C-3 |  | 5-Year Event | 36972 | 6390 | 32.5714
Critical Infrastructure | Stormwater Treatment Facilities and Pump Stations | Drainage Assets - NWFWMD; SFWMD; SJRWMD; SWFWMD | S5A | STFPS_PT_000147 | D | Not Affected | Not Affected | Not Affected | Not Affected | Not Affected | Not Affected | Not Affected | Not Affected | Not Affected | Not Affected | Not Affected | Not Affected | Not Affected | Not Affected | Not Affected | Not Affected | Not Affected | Not Affected | Not Affected | Not Affected | Not Affected | 0 | 0 | 0 | 0 | 21 | Point |  | 71 |  | No C Rating |  | Not Studied | 7 | 259 | 18.1818
Critical Infrastructure | Stormwater Treatment Facilities and Pump Stations | Drainage Assets - NWFWMD; SFWMD; SJRWMD; SWFWMD | S5A | STFPS_PT_000466 | D | Not Affected | Not Affected | Not Affected | Not Affected | Not Affected | Not Affected | Not Affected | Not Affected | Not Affected | Not Affected | Not Affected | Not Affected | Not Affected | Not Affected | Not Affected | Not Affected | Not Affected | Not Affected | Not Affected | Not Affected | Not Affected | 0 | 0 | 0 | 0 | 21 | Point |  | 71 |  | No C Rating |  | Not Studied | 7 | 259 | 18.1818
Critical Infrastructure | Stormwater Treatment Facilities and Pump Stations | Drainage Assets - NWFWMD; SFWMD; SJRWMD; SWFWMD | C18_PC18 | STFPS_PT_001117 | X | Not Affected | Not Affected | Not Affected | Not Affected | Not Affected | Not Affected | Not Affected | Not Affected | Not Affected | Not Affected | Not Affected | Not Affected | Not Affected | Not Affected | Not Affected | Not Affected | Not Affected | Not Affected | Not Affected | Not Affected | Not Affected | 0 | 0 | 0 | 0 | 21 | Point |  | 70 |  | No C Rating |  | Not Available | 17174 | 2982 | 28.3262
Critical Infrastructure | Stormwater Treatment Facilities and Pump Stations | Drainage Assets - NWFWMD; SFWMD; SJRWMD; SWFWMD | C19_PC02 | STFPS_PT_001158 | X | Not Affected | Not Affected | Not Affected | Not Affected | Not Affected | Not Affected | Not Affected | Not Affected | Not Affected | Not Affected | Not Affected | Not Affected | Not Affected | Not Affected | Not Affected | Not Affected | Not Affected | Not Affected | Not Affected | Not Affected | Not Affected | 0 | 0 | 0 | 0 | 21 | Point |  | 70 |  | No C Rating |  | Not Available | 2921 | 730 | 29.661
Critical Infrastructure | Stormwater Treatment Facilities and Pump Stations | Drainage Assets - NWFWMD; SFWMD; SJRWMD; SWFWMD | C19_PC03A | STFPS_PT_001154 | X | Not Affected | Not Affected | Not Affected | Not Affected | Not Affected | Not Affected | Not Affected | Not Affected | Not Affected | Not Affected | Not Affected | Not Affected | Not Affected | Not Affected | Not Affected | Not Affected | Not Affected | Not Affected | Not Affected | Not Affected | Not Affected | 0 | 0 | 0 | 0 | 21 | Point |  | 70 |  | No C Rating |  | Not Available | 2921 | 730 | 29.661
Critical Infrastructure | Stormwater Treatment Facilities and Pump Stations | Drainage Assets - NWFWMD; SFWMD; SJRWMD; SWFWMD | G204 | STFPS_PT_000345 | D | Not Affected | Not Affected | Not Affected | Not Affected | Not Affected | Not Affected | Not Affected | Not Affected | Not Affected | Not Affected | Not Affected | Not Affected | Not Affected | Not Affected | Not Affected | Not Affected | Not Affected | Not Affected | Not Affected | Not Affected | Not Affected | 0 | 0 | 0 | 0 | 21 | Point |  | 70 |  | C-3 |  | Not Studied | 0 | 65 | 57.1429
Critical Infrastructure | Stormwater Treatment Facilities and Pump Stations | Drainage Assets - NWFWMD; SFWMD; SJRWMD; SWFWMD | G205 | STFPS_PT_000311 | D | Not Affected | Not Affected | Not Affected | Not Affected | Not Affected | Not Affected | Not Affected | Not Affected | Not Affected | Not Affected | Not Affected | Not Affected | Not Affected | Not Affected | Not Affected | Not Affected | Not Affected | Not Affected | Not Affected | Not Affected | Not Affected | 0 | 0 | 0 | 0 | 21 | Point |  | 70 |  | C-3 |  | Not Studied | 0 | 65 | 57.1429
Critical Infrastructure | Stormwater Treatment Facilities and Pump Stations | Drainage Assets - NWFWMD; SFWMD; SJRWMD; SWFWMD | G206 | STFPS_PT_000249 | D | Not Affected | Not Affected | Not Affected | Not Affected | Not Affected | Not Affected | Not Affected | Not Affected | Not Affected | Not Affected | Not Affected | Not Affected | Not Affected | Not Affected | Not Affected | Not Affected | Not Affected | Not Affected | Not Affected | Not Affected | Not Affected | 0 | 0 | 0 | 0 | 21 | Point |  | 70 |  | C-3 |  | Not Studied | 0 | 65 | 57.1429
Critical Infrastructure | Stormwater Treatment Facilities and Pump Stations | Drainage Assets - NWFWMD; SFWMD; SJRWMD; SWFWMD | S2 | STFPS_PT_000136 | X | Not Affected | Not Affected | Not Affected | Not Affected | Not Affected | Not Affected | Not Affected | Not Affected | Not Affected | Not Affected | Not Affected | Not Affected | Not Affected | Not Affected | Not Affected | Not Affected | Not Affected | Not Affected | Not Affected | Not Affected | Not Affected | 0 | 0 | 0 | 0 | 21 | Point |  | 70 |  | C-4 |  | Not Studied | 592 | 860 | 36.5714
Critical Infrastructure | Stormwater Treatment Facilities and Pump Stations | Drainage Assets - NWFWMD; SFWMD; SJRWMD; SWFWMD | S2 | STFPS_PT_000233 | X | Not Affected | Not Affected | Not Affected | Not Affected | Not Affected | Not Affected | Not Affected | Not Affected | Not Affected | Not Affected | Not Affected | Not Affected | Not Affected | Not Affected | Not Affected | Not Affected | Not Affected | Not Affected | Not Affected | Not Affected | Not Affected | 0 | 0 | 0 | 0 | 21 | Point |  | 70 |  | C-4 |  | Not Studied | 592 | 860 | 36.5714
Critical Infrastructure | Stormwater Treatment Facilities and Pump Stations | Drainage Assets - NWFWMD; SFWMD; SJRWMD; SWFWMD | G357 | STFPS_PT_000367 | D | Not Affected | Not Affected | Not Affected | Not Affected | Not Affected | Not Affected | Not Affected | Not Affected | Not Affected | Not Affected | Not Affected | Not Affected | Not Affected | Not Affected | Not Affected | Not Affected | Not Affected | Not Affected | Not Affected | Not Affected | Not Affected | 0 | 0 | 0 | 0 | 21 | Point |  | 69 |  | C-4 |  | Not Studied | 0 | 452 | 18.0451
Critical Infrastructure | Stormwater Treatment Facilities and Pump Stations | Drainage Assets - NWFWMD; SFWMD; SJRWMD; SWFWMD | G86S | STFPS_PT_000743 | AH | Not Affected | Not Affected | Not Affected | Not Affected | Not Affected | Not Affected | Not Affected | Not Affected | Not Affected | Not Affected | Not Affected | Not Affected | Not Affected | Not Affected | Not Affected | Not Affected | Not Affected | Not Affected | Not Affected | Not Affected | Not Affected | 0 | 0 | 0 | 0 | 21 | Point |  | 69 |  | C-5 |  | Not Studied | 1613 | 116 | 64.5161
Critical Infrastructure | Stormwater Treatment Facilities and Pump Stations | Drainage Assets - NWFWMD; SFWMD; SJRWMD; SWFWMD | L20_PC03 | STFPS_PT_001179 | AE | Not Affected | Not Affected | Not Affected | Not Affected | Not Affected | Not Affected | Not Affected | Not Affected | Not Affected | Not Affected | Not Affected | Not Affected | Not Affected | Not Affected | Not Affected | Not Affected | Not Affected | Not Affected | Not Affected | Not Affected | Not Affected | 0 | 0 | 0 | 0 | 21 | Point |  | 69 |  | No C Rating |  | Not Studied | 25154 | 3599 | 25.0331
Critical Infrastructure | Stormwater Treatment Facilities and Pump Stations | Drainage Assets - NWFWMD; SFWMD; SJRWMD; SWFWMD | S235 | STFPS_PT_000380 | X | Not Affected | Not Affected | Not Affected | Not Affected | Not Affected | Not Affected | Not Affected | Not Affected | Not Affected | Not Affected | Not Affected | Not Affected | Not Affected | Not Affected | Not Affected | Not Affected | Not Affected | Not Affected | Not Affected | Not Affected | Not Affected | 0 | 0 | 0 | 0 | 21 | Point |  | 69 |  | No C Rating |  | Not Available | 14086 | 1392 | 43.1487
Critical Infrastructure | Stormwater Treatment Facilities and Pump Stations | Drainage Assets - NWFWMD; SFWMD; SJRWMD; SWFWMD | S3 | STFPS_PT_000137 | X | Not Affected | Not Affected | Not Affected | Not Affected | Not Affected | Not Affected | Not Affected | Not Affected | Not Affected | Not Affected | Not Affected | Not Affected | Not Affected | Not Affected | Not Affected | Not Affected | Not Affected | Not Affected | Not Affected | Not Affected | Not Affected | 0 | 0 | 0 | 0 | 21 | Point |  | 69 |  | C-4 |  | Not Studied | 592 | 860 | 36.5714
Critical Infrastructure | Stormwater Treatment Facilities and Pump Stations | Drainage Assets - NWFWMD; SFWMD; SJRWMD; SWFWMD | S3 | STFPS_PT_000216 | X | Not Affected | Not Affected | Not Affected | Not Affected | Not Affected | Not Affected | Not Affected | Not Affected | Not Affected | Not Affected | Not Affected | Not Affected | Not Affected | Not Affected | Not Affected | Not Affected | Not Affected | Not Affected | Not Affected | Not Affected | Not Affected | 0 | 0 | 0 | 0 | 21 | Point |  | 69 |  | C-4 |  | Not Studied | 592 | 860 | 36.5714
Critical Infrastructure | Stormwater Treatment Facilities and Pump Stations | Drainage Assets - NWFWMD; SFWMD; SJRWMD; SWFWMD | S47B | STFPS_PT_000608 | X | Not Affected | Not Affected | Not Affected | Not Affected | Not Affected | Not Affected | Not Affected | Not Affected | Not Affected | Not Affected | Not Affected | Not Affected | Not Affected | Not Affected | Not Affected | Not Affected | Not Affected | Not Affected | Not Affected | Not Affected | Not Affected | 0 | 0 | 0 | 0 | 21 | Point |  | 69 |  | C-4 |  | Not Available | 16 | 199 | 50.8772
Critical Infrastructure | Stormwater Treatment Facilities and Pump Stations | Drainage Assets - NWFWMD; SFWMD; SJRWMD; SWFWMD | S47D | STFPS_PT_000606 | AE | Not Affected | Not Affected | Not Affected | Not Affected | Not Affected | Not Affected | Not Affected | Not Affected | Not Affected | Not Affected | Not Affected | Not Affected | Not Affected | Not Affected | Not Affected | Not Affected | Not Affected | Not Affected | Not Affected | Not Affected | Not Affected | 0 | 0 | 0 | 0 | 21 | Point |  | 69 |  | C-3 |  | Not Available | 2945 | 5357 | 29.3375
Critical Infrastructure | Stormwater Treatment Facilities and Pump Stations | Drainage Assets - NWFWMD; SFWMD; SJRWMD; SWFWMD | S6 | STFPS_PT_000148 | X | Not Affected | Not Affected | Not Affected | Not Affected | Not Affected | Not Affected | Not Affected | Not Affected | Not Affected | Not Affected | Not Affected | Not Affected | Not Affected | Not Affected | Not Affected | Not Affected | Not Affected | Not Affected | Not Affected | Not Affected | Not Affected | 0 | 0 | 0 | 0 | 21 | Point |  | 69 |  | C-4 |  | Not Studied | 0 | 278 | 10.989
Critical Infrastructure | Stormwater Treatment Facilities and Pump Stations | Drainage Assets - NWFWMD; SFWMD; SJRWMD; SWFWMD | S6 | STFPS_PT_000425 | D | Not Affected | Not Affected | Not Affected | Not Affected | Not Affected | Not Affected | Not Affected | Not Affected | Not Affected | Not Affected | Not Affected | Not Affected | Not Affected | Not Affected | Not Affected | Not Affected | Not Affected | Not Affected | Not Affected | Not Affected | Not Affected | 0 | 0 | 0 | 0 | 21 | Point |  | 69 |  | C-4 |  | Not Studied | 0 | 278 | 10.989
Critical Infrastructure | Stormwater Treatment Facilities and Pump Stations | Drainage Assets - NWFWMD; SFWMD; SJRWMD; SWFWMD | G270 | STFPS_PT_000782 | AO | Not Affected | Not Affected | Not Affected | Not Affected | Not Affected | Not Affected | Not Affected | Not Affected | Not Affected | Not Affected | Not Affected | Not Affected | Not Affected | Not Affected | Not Affected | Not Affected | Not Affected | Not Affected | Not Affected | Not Affected | Not Affected | 0 | 0 | 0 | 0 | 21 | Point |  | 66 |  | C-3 |  | 5-Year Event | 36972 | 6390 | 32.5714
Critical Infrastructure | Stormwater Treatment Facilities and Pump Stations | Drainage Assets - NWFWMD; SFWMD; SJRWMD; SWFWMD | L15_PC03 | STFPS_PT_001133 | X | Not Affected | Not Affected | Not Affected | Not Affected | Not Affected | Not Affected | Not Affected | Not Affected | Not Affected | Not Affected | Not Affected | Not Affected | Not Affected | Not Affected | Not Affected | Not Affected | Not Affected | Not Affected | Not Affected | Not Affected | Not Affected | 0 | 0 | 0 | 0 | 21 | Point |  | 66 |  | No C Rating |  | Not Studied | 25154 | 3599 | 25.0331
Critical Infrastructure | Stormwater Treatment Facilities and Pump Stations | Drainage Assets - NWFWMD; SFWMD; SJRWMD; SWFWMD | S12B | STFPS_PT_000359 | A | Not Affected | Not Affected | Not Affected | Not Affected | Not Affected | Not Affected | Not Affected | Not Affected | Not Affected | Not Affected | Not Affected | Not Affected | Not Affected | Not Affected | Not Affected | Not Affected | Not Affected | Not Affected | Not Affected | Not Affected | Not Affected | 0 | 0 | 0 | 0 | 21 | Point |  | 66 |  | No C Rating |  | Not Studied | 624 | 3169 | 28.777
Critical Infrastructure | Stormwater Treatment Facilities and Pump Stations | Drainage Assets - NWFWMD; SFWMD; SJRWMD; SWFWMD | S30 | STFPS_PT_000749 | A | Not Affected | Not Affected | Not Affected | Not Affected | Not Affected | Not Affected | Not Affected | Not Affected | Not Affected | Not Affected | Not Affected | Not Affected | Not Affected | Not Affected | Not Affected | Not Affected | Not Affected | Not Affected | Not Affected | Not Affected | Not Affected | 0 | 0 | 0 | 0 | 21 | Point |  | 66 |  | C-3 |  | 25-Year Event | 171767 | 1904 | 54.5276 | S-80 site
Critical Infrastructure | Stormwater Treatment Facilities and Pump Stations | Drainage Assets - NWFWMD; SFWMD; SJRWMD; SWFWMD | S75 | STFPS_PT_000181 | A | Not Affected | Not Affected | Not Affected | Not Affected | Not Affected | Not Affected | Not Affected | Not Affected | Not Affected | Not Affected | Not Affected | Not Affected | Not Affected | Not Affected | Not Affected | Not Affected | Not Affected | Not Affected | Not Affected | Not Affected | Not Affected | 0 | 0 | 0 | 0 | 21 | Point |  | 66 |  | C-3 |  | Not Studied | 72 | 940 | 20.4545
Critical Infrastructure | Stormwater Treatment Facilities and Pump Stations | Drainage Assets - NWFWMD; SFWMD; SJRWMD; SWFWMD | C39A_PC34S | STFPS_PT_001446 | A | Not Affected | Not Affected | Not Affected | Not Affected | Not Affected | Not Affected | Not Affected | Not Affected | Not Affected | Not Affected | Not Affected | Not Affected | Not Affected | Not Affected | Not Affected | Not Affected | Not Affected | Not Affected | Not Affected | Not Affected | Not Affected | 0 | 0 | 0 | 0 | 21 | Point |  | 65 |  | No C Rating |  | Not Studied | 2031 | 4657 | 42.2311
Critical Infrastructure | Stormwater Treatment Facilities and Pump Stations | Drainage Assets - NWFWMD; SFWMD; SJRWMD; SWFWMD | C40_PC26S | STFPS_PT_001443 | A | Not Affected | Not Affected | Not Affected | Not Affected | Not Affected | Not Affected | Not Affected | Not Affected | Not Affected | Not Affected | Not Affected | Not Affected | Not Affected | Not Affected | Not Affected | Not Affected | Not Affected | Not Affected | Not Affected | Not Affected | Not Affected | 0 | 0 | 0 | 0 | 21 | Point |  | 65 |  | No C Rating |  | Not Studied | 72 | 940 | 20.4545
Critical Infrastructure | Stormwater Treatment Facilities and Pump Stations | Drainage Assets - NWFWMD; SFWMD; SJRWMD; SWFWMD | S142 | STFPS_PT_000308 | D | Not Affected | Not Affected | Not Affected | Not Affected | Not Affected | Not Affected | Not Affected | Not Affected | Not Affected | Not Affected | Not Affected | Not Affected | Not Affected | Not Affected | Not Affected | Not Affected | Not Affected | Not Affected | Not Affected | Not Affected | Not Affected | 0 | 0 | 0 | 0 | 21 | Point |  | 65 |  | C-3 |  | Not Studied | 0 | 27 | 38.4615
Critical Infrastructure | Stormwater Treatment Facilities and Pump Stations | Drainage Assets - NWFWMD; SFWMD; SJRWMD; SWFWMD | S143 | STFPS_PT_000456 | D | Not Affected | Not Affected | Not Affected | Not Affected | Not Affected | Not Affected | Not Affected | Not Affected | Not Affected | Not Affected | Not Affected | Not Affected | Not Affected | Not Affected | Not Affected | Not Affected | Not Affected | Not Affected | Not Affected | Not Affected | Not Affected | 0 | 0 | 0 | 0 | 21 | Point |  | 65 |  | C-3 |  | Not Studied | 0 | 27 | 38.4615
Critical Infrastructure | Stormwater Treatment Facilities and Pump Stations | Drainage Assets - NWFWMD; SFWMD; SJRWMD; SWFWMD | S38 | STFPS_PT_000510 | D | Not Affected | Not Affected | Not Affected | Not Affected | Not Affected | Not Affected | Not Affected | Not Affected | Not Affected | Not Affected | Not Affected | Not Affected | Not Affected | Not Affected | Not Affected | Not Affected | Not Affected | Not Affected | Not Affected | Not Affected | Not Affected | 0 | 0 | 0 | 0 | 21 | Point |  | 65 |  | C-3 |  | 100-Year Event | 297653 | 4460 | 51.7766
Critical Infrastructure | Stormwater Treatment Facilities and Pump Stations | Drainage Assets - NWFWMD; SFWMD; SJRWMD; SWFWMD | S7 | STFPS_PT_000151 | AE | Not Affected | Not Affected | Not Affected | Not Affected | Not Affected | Not Affected | Not Affected | Not Affected | Not Affected | Not Affected | Not Affected | Not Affected | Not Affected | Not Affected | Not Affected | Not Affected | Not Affected | Not Affected | Not Affected | Not Affected | Not Affected | 0 | 0 | 0 | 0 | 21 | Point |  | 65 |  | C-4 |  | Not Studied | 0 | 452 | 18.0451
Critical Infrastructure | Stormwater Treatment Facilities and Pump Stations | Drainage Assets - NWFWMD; SFWMD; SJRWMD; SWFWMD | S8 | STFPS_PT_000152 | D | Not Affected | Not Affected | Not Affected | Not Affected | Not Affected | Not Affected | Not Affected | Not Affected | Not Affected | Not Affected | Not Affected | Not Affected | Not Affected | Not Affected | Not Affected | Not Affected | Not Affected | Not Affected | Not Affected | Not Affected | Not Affected | 0 | 0 | 0 | 0 | 21 | Point |  | 65 |  | C-4 |  | Not Studied | 0 | 452 | 18.0451
Critical Infrastructure | Stormwater Treatment Facilities and Pump Stations | Drainage Assets - NWFWMD; SFWMD; SJRWMD; SWFWMD | C16_PC06 | STFPS_PT_001587 | X | Not Affected | Not Affected | Not Affected | Not Affected | Not Affected | Not Affected | Not Affected | Not Affected | Not Affected | Not Affected | Not Affected | Not Affected | Not Affected | Not Affected | Not Affected | Not Affected | Not Affected | Not Affected | Not Affected | Not Affected | Not Affected | 0 | 0 | 0 | 0 | 21 | Point |  | 64 |  | No C Rating |  | 25-Year Event | 219258 | 4753 | 35.9335
Critical Infrastructure | Stormwater Treatment Facilities and Pump Stations | Drainage Assets - NWFWMD; SFWMD; SJRWMD; SWFWMD | C1W_PC52 | STFPS_PT_001209 | AH | Not Affected | Not Affected | Not Affected | Not Affected | Not Affected | Not Affected | Not Affected | Not Affected | Not Affected | Not Affected | Not Affected | Not Affected | Not Affected | Not Affected | Not Affected | Not Affected | Not Affected | Not Affected | Not Affected | Not Affected | Not Affected | 0 | 0 | 0 | 0 | 21 | Point |  | 64 |  | No C Rating |  | 5-Year Event | 169730 | 1740 | 57.5231
Critical Infrastructure | Stormwater Treatment Facilities and Pump Stations | Drainage Assets - NWFWMD; SFWMD; SJRWMD; SWFWMD | S151 | STFPS_PT_000347 | D | Not Affected | Not Affected | Not Affected | Not Affected | Not Affected | Not Affected | Not Affected | Not Affected | Not Affected | Not Affected | Not Affected | Not Affected | Not Affected | Not Affected | Not Affected | Not Affected | Not Affected | Not Affected | Not Affected | Not Affected | Not Affected | 0 | 0 | 0 | 0 | 21 | Point |  | 64 |  | C-3 |  | Not Studied | 3 | 313 | 36.6667
Critical Infrastructure | Stormwater Treatment Facilities and Pump Stations | Drainage Assets - NWFWMD; SFWMD; SJRWMD; SWFWMD | C15_PC07 | STFPS_PT_001581 | X | Not Affected | Not Affected | Not Affected | Not Affected | Not Affected | Not Affected | Not Affected | Not Affected | Not Affected | Not Affected | Not Affected | Not Affected | Not Affected | Not Affected | Not Affected | Not Affected | Not Affected | Not Affected | Not Affected | Not Affected | Not Affected | 0 | 0 | 0 | 0 | 21 | Point |  | 63 |  | No C Rating |  | 100-Year Event | 174647 | 5063 | 38.5564
Critical Infrastructure | Stormwater Treatment Facilities and Pump Stations | Drainage Assets - NWFWMD; SFWMD; SJRWMD; SWFWMD | C31_PC02A | STFPS_PT_001599 | AE | Not Affected | Not Affected | Not Affected | Not Affected | Not Affected | Not Affected | Not Affected | Not Affected | Not Affected | Not Affected | Not Affected | Not Affected | Not Affected | Not Affected | Not Affected | Not Affected | Not Affected | Not Affected | Not Affected | Not Affected | Not Affected | 0 | 0 | 0 | 0 | 21 | Point |  | 63 |  | No C Rating |  | < 5-Year Event | 182361 | 8381 | 16.6162
Critical Infrastructure | Stormwater Treatment Facilities and Pump Stations | Drainage Assets - NWFWMD; SFWMD; SJRWMD; SWFWMD | C31_PC05 | STFPS_PT_001300 | X | Not Affected | Not Affected | Not Affected | Not Affected | Not Affected | Not Affected | Not Affected | Not Affected | Not Affected | Not Affected | Not Affected | Not Affected | Not Affected | Not Affected | Not Affected | Not Affected | Not Affected | Not Affected | Not Affected | Not Affected | Not Affected | 0 | 0 | 0 | 0 | 21 | Point |  | 63 |  | No C Rating |  | < 5-Year Event | 182361 | 8381 | 16.6162
Critical Infrastructure | Stormwater Treatment Facilities and Pump Stations | Drainage Assets - NWFWMD; SFWMD; SJRWMD; SWFWMD | C31_PC08 | STFPS_PT_001289 | X | Not Affected | Not Affected | Not Affected | Not Affected | Not Affected | Not Affected | Not Affected | Not Affected | Not Affected | Not Affected | Not Affected | Not Affected | Not Affected | Not Affected | Not Affected | Not Affected | Not Affected | Not Affected | Not Affected | Not Affected | Not Affected | 0 | 0 | 0 | 0 | 21 | Point |  | 63 |  | No C Rating |  | < 5-Year Event | 182361 | 8381 | 16.6162
Critical Infrastructure | Stormwater Treatment Facilities and Pump Stations | Drainage Assets - NWFWMD; SFWMD; SJRWMD; SWFWMD | C31_PC12A | STFPS_PT_001297 | X | Not Affected | Not Affected | Not Affected | Not Affected | Not Affected | Not Affected | Not Affected | Not Affected | Not Affected | Not Affected | Not Affected | Not Affected | Not Affected | Not Affected | Not Affected | Not Affected | Not Affected | Not Affected | Not Affected | Not Affected | Not Affected | 0 | 0 | 0 | 0 | 21 | Point |  | 63 |  | No C Rating |  | < 5-Year Event | 182361 | 8381 | 16.6162
Critical Infrastructure | Stormwater Treatment Facilities and Pump Stations | Drainage Assets - NWFWMD; SFWMD; SJRWMD; SWFWMD | G70 | STFPS_PT_000253 | A | Not Affected | Not Affected | Not Affected | Not Affected | Not Affected | Not Affected | Not Affected | Not Affected | Not Affected | Not Affected | Not Affected | Not Affected | Not Affected | Not Affected | Not Affected | Not Affected | Not Affected | Not Affected | Not Affected | Not Affected | Not Affected | 0 | 0 | 0 | 0 | 21 | Point |  | 63 |  | No C Rating |  | Not Studied | 3 | 313 | 36.6667
Critical Infrastructure | Stormwater Treatment Facilities and Pump Stations | Drainage Assets - NWFWMD; SFWMD; SJRWMD; SWFWMD | G78 | STFPS_PT_000590 | X | Not Affected | Not Affected | Not Affected | Not Affected | Not Affected | Not Affected | Not Affected | Not Affected | Not Affected | Not Affected | Not Affected | Not Affected | Not Affected | Not Affected | Not Affected | Not Affected | Not Affected | Not Affected | Not Affected | Not Affected | Not Affected | 0 | 0 | 0 | 0 | 21 | Point |  | 63 |  | C-3 |  | Not Available | 7321 | 5984 | 19.2157
Critical Infrastructure | Stormwater Treatment Facilities and Pump Stations | Drainage Assets - NWFWMD; SFWMD; SJRWMD; SWFWMD | G79 | STFPS_PT_000592 | X | Not Affected | Not Affected | Not Affected | Not Affected | Not Affected | Not Affected | Not Affected | Not Affected | Not Affected | Not Affected | Not Affected | Not Affected | Not Affected | Not Affected | Not Affected | Not Affected | Not Affected | Not Affected | Not Affected | Not Affected | Not Affected | 0 | 0 | 0 | 0 | 21 | Point |  | 63 |  | C-3 |  | Not Available | 23278 | 6457 | 23.3945
Critical Infrastructure | Stormwater Treatment Facilities and Pump Stations | Drainage Assets - NWFWMD; SFWMD; SJRWMD; SWFWMD | G81 | STFPS_PT_000594 | X | Not Affected | Not Affected | Not Affected | Not Affected | Not Affected | Not Affected | Not Affected | Not Affected | Not Affected | Not Affected | Not Affected | Not Affected | Not Affected | Not Affected | Not Affected | Not Affected | Not Affected | Not Affected | Not Affected | Not Affected | Not Affected | 0 | 0 | 0 | 0 | 21 | Point |  | 63 |  | C-3 |  | Not Available | 23278 | 6457 | 23.3945
Critical Infrastructure | Stormwater Treatment Facilities and Pump Stations | Drainage Assets - NWFWMD; SFWMD; SJRWMD; SWFWMD | S131 | STFPS_PT_000204 | X | Not Affected | Not Affected | Not Affected | Not Affected | Not Affected | Not Affected | Not Affected | Not Affected | Not Affected | Not Affected | Not Affected | Not Affected | Not Affected | Not Affected | Not Affected | Not Affected | Not Affected | Not Affected | Not Affected | Not Affected | Not Affected | 0 | 0 | 0 | 0 | 21 | Point |  | 63 |  | C-3 |  | Not Studied | 1320 | 470 | 52.9412
Critical Infrastructure | Stormwater Treatment Facilities and Pump Stations | Drainage Assets - NWFWMD; SFWMD; SJRWMD; SWFWMD | S131_LOCK | STFPS_PT_000203 | X | Not Affected | Not Affected | Not Affected | Not Affected | Not Affected | Not Affected | Not Affected | Not Affected | Not Affected | Not Affected | Not Affected | Not Affected | Not Affected | Not Affected | Not Affected | Not Affected | Not Affected | Not Affected | Not Affected | Not Affected | Not Affected | 0 | 0 | 0 | 0 | 21 | Point |  | 63 |  | C-4 |  | Not Studied | 1320 | 470 | 52.9412
Critical Infrastructure | Stormwater Treatment Facilities and Pump Stations | Drainage Assets - NWFWMD; SFWMD; SJRWMD; SWFWMD | S31 | STFPS_PT_000245 | A | Not Affected | Not Affected | Not Affected | Not Affected | Not Affected | Not Affected | Not Affected | Not Affected | Not Affected | Not Affected | Not Affected | Not Affected | Not Affected | Not Affected | Not Affected | Not Affected | Not Affected | Not Affected | Not Affected | Not Affected | Not Affected | 0 | 0 | 0 | 0 | 21 | Point |  | 63 |  | C-4 |  | 5-Year Event | 222051 | 3902 | 80.2424
Critical Infrastructure | Stormwater Treatment Facilities and Pump Stations | Drainage Assets - NWFWMD; SFWMD; SJRWMD; SWFWMD | S59 | STFPS_PT_000418 | AE | Not Affected | Not Affected | Not Affected | Not Affected | Not Affected | Not Affected | Not Affected | Not Affected | Not Affected | Not Affected | Not Affected | Not Affected | Not Affected | Not Affected | Not Affected | Not Affected | Not Affected | Not Affected | Not Affected | Not Affected | Not Affected | 0 | 0 | 0 | 0 | 21 | Point |  | 63 |  | C-3 |  | < 5-Year Event | 182361 | 8381 | 16.6162
Critical Infrastructure | Stormwater Treatment Facilities and Pump Stations | Drainage Assets - NWFWMD; SFWMD; SJRWMD; SWFWMD | S84 | STFPS_PT_000182 | A | Not Affected | Not Affected | Not Affected | Not Affected | Not Affected | Not Affected | Not Affected | Not Affected | Not Affected | Not Affected | Not Affected | Not Affected | Not Affected | Not Affected | Not Affected | Not Affected | Not Affected | Not Affected | Not Affected | Not Affected | Not Affected | 0 | 0 | 0 | 0 | 21 | Point |  | 63 |  | C-4 |  | Not Studied | 592 | 860 | 36.5714
Critical Infrastructure | Stormwater Treatment Facilities and Pump Stations | Drainage Assets - NWFWMD; SFWMD; SJRWMD; SWFWMD | C37_PC05 | STFPS_PT_001359 | AE | Not Affected | Not Affected | Not Affected | Not Affected | Not Affected | Not Affected | Not Affected | Not Affected | Not Affected | Not Affected | Not Affected | Not Affected | Not Affected | Not Affected | Not Affected | Not Affected | Not Affected | Not Affected | Not Affected | Not Affected | Not Affected | 0 | 0 | 0 | 0 | 21 | Point |  | 62 |  | No C Rating |  | < 5-Year Event | 625 | 676 | 22.4138
Critical Infrastructure | Stormwater Treatment Facilities and Pump Stations | Drainage Assets - NWFWMD; SFWMD; SJRWMD; SWFWMD | G119 | STFPS_PT_000239 | X | Not Affected | Not Affected | Not Affected | Not Affected | Not Affected | Not Affected | Not Affected | Not Affected | Not Affected | Not Affected | Not Affected | Not Affected | Not Affected | Not Affected | Not Affected | Not Affected | Not Affected | Not Affected | Not Affected | Not Affected | Not Affected | 0 | 0 | 0 | 0 | 21 | Point |  | 62 |  | C-3 |  | 10-Year Event | 284464 | 3013 | 53.1088
Critical Infrastructure | Stormwater Treatment Facilities and Pump Stations | Drainage Assets - NWFWMD; SFWMD; SJRWMD; SWFWMD | L28_PC04 | STFPS_PT_001188 | D | Not Affected | Not Affected | Not Affected | Not Affected | Not Affected | Not Affected | Not Affected | Not Affected | Not Affected | Not Affected | Not Affected | Not Affected | Not Affected | Not Affected | Not Affected | Not Affected | Not Affected | Not Affected | Not Affected | Not Affected | Not Affected | 0 | 0 | 0 | 0 | 21 | Point |  | 62 |  | No C Rating |  | Not Available | 19 | 1661 | 20.2532
Critical Infrastructure | Stormwater Treatment Facilities and Pump Stations | Drainage Assets - NWFWMD; SFWMD; SJRWMD; SWFWMD | S61 | STFPS_PT_000149 | AE | Not Affected | Not Affected | Not Affected | Not Affected | Not Affected | Not Affected | Not Affected | Not Affected | Not Affected | Not Affected | Not Affected | Not Affected | Not Affected | Not Affected | Not Affected | Not Affected | Not Affected | Not Affected | Not Affected | Not Affected | Not Affected | 0 | 0 | 0 | 0 | 21 | Point |  | 62 |  | C-4 |  | < 5-Year Event | 57 | 771 | 10.7143
Critical Infrastructure | Stormwater Treatment Facilities and Pump Stations | Drainage Assets - NWFWMD; SFWMD; SJRWMD; SWFWMD | S61 | STFPS_PT_000412 | AE | Not Affected | Not Affected | Not Affected | Not Affected | Not Affected | Not Affected | Not Affected | Not Affected | Not Affected | Not Affected | Not Affected | Not Affected | Not Affected | Not Affected | Not Affected | Not Affected | Not Affected | Not Affected | Not Affected | Not Affected | Not Affected | 0 | 0 | 0 | 0 | 21 | Point |  | 62 |  | C-4 |  | < 5-Year Event | 57 | 771 | 10.7143
Critical Infrastructure | Stormwater Treatment Facilities and Pump Stations | Drainage Assets - NWFWMD; SFWMD; SJRWMD; SWFWMD | C17_PC26 | STFPS_PT_001100 | X | Not Affected | Not Affected | Not Affected | Not Affected | Not Affected | Not Affected | Not Affected | Not Affected | Not Affected | Not Affected | Not Affected | Not Affected | Not Affected | Not Affected | Not Affected | Not Affected | Not Affected | Not Affected | Not Affected | Not Affected | Not Affected | 0 | 0 | 0 | 0 | 21 | Point |  | 61 |  | No C Rating |  | 5-Year Event | 112058 | 3265 | 40.0656
Critical Infrastructure | Stormwater Treatment Facilities and Pump Stations | Drainage Assets - NWFWMD; SFWMD; SJRWMD; SWFWMD | C23_PC04N | STFPS_PT_001542 | X | Not Affected | Not Affected | Not Affected | Not Affected | Not Affected | Not Affected | Not Affected | Not Affected | Not Affected | Not Affected | Not Affected | Not Affected | Not Affected | Not Affected | Not Affected | Not Affected | Not Affected | Not Affected | Not Affected | Not Affected | Not Affected | 0 | 0 | 0 | 0 | 21 | Point |  | 61 |  | No C Rating |  | Not Studied | 28 | 87 | 30.4348
Critical Infrastructure | Stormwater Treatment Facilities and Pump Stations | Drainage Assets - NWFWMD; SFWMD; SJRWMD; SWFWMD | C23_PC23N | STFPS_PT_001576 | X | Not Affected | Not Affected | Not Affected | Not Affected | Not Affected | Not Affected | Not Affected | Not Affected | Not Affected | Not Affected | Not Affected | Not Affected | Not Affected | Not Affected | Not Affected | Not Affected | Not Affected | Not Affected | Not Affected | Not Affected | Not Affected | 0 | 0 | 0 | 0 | 21 | Point |  | 61 |  | No C Rating |  | Not Available | 7321 | 5984 | 19.2157
Critical Infrastructure | Stormwater Treatment Facilities and Pump Stations | Drainage Assets - NWFWMD; SFWMD; SJRWMD; SWFWMD | C23_PC25AN | STFPS_PT_001543 | X | Not Affected | Not Affected | Not Affected | Not Affected | Not Affected | Not Affected | Not Affected | Not Affected | Not Affected | Not Affected | Not Affected | Not Affected | Not Affected | Not Affected | Not Affected | Not Affected | Not Affected | Not Affected | Not Affected | Not Affected | Not Affected | 0 | 0 | 0 | 0 | 21 | Point |  | 61 |  | No C Rating |  | Not Available | 7321 | 5984 | 19.2157
Critical Infrastructure | Stormwater Treatment Facilities and Pump Stations | Drainage Assets - NWFWMD; SFWMD; SJRWMD; SWFWMD | C23_PC25N | STFPS_PT_001575 | X | Not Affected | Not Affected | Not Affected | Not Affected | Not Affected | Not Affected | Not Affected | Not Affected | Not Affected | Not Affected | Not Affected | Not Affected | Not Affected | Not Affected | Not Affected | Not Affected | Not Affected | Not Affected | Not Affected | Not Affected | Not Affected | 0 | 0 | 0 | 0 | 21 | Point |  | 61 |  | No C Rating |  | Not Available | 7321 | 5984 | 19.2157
Critical Infrastructure | Stormwater Treatment Facilities and Pump Stations | Drainage Assets - NWFWMD; SFWMD; SJRWMD; SWFWMD | C23_PC26S | STFPS_PT_001544 | X | Not Affected | Not Affected | Not Affected | Not Affected | Not Affected | Not Affected | Not Affected | Not Affected | Not Affected | Not Affected | Not Affected | Not Affected | Not Affected | Not Affected | Not Affected | Not Affected | Not Affected | Not Affected | Not Affected | Not Affected | Not Affected | 0 | 0 | 0 | 0 | 21 | Point |  | 61 |  | No C Rating |  | Not Available | 7321 | 5984 | 19.2157
Critical Infrastructure | Stormwater Treatment Facilities and Pump Stations | Drainage Assets - NWFWMD; SFWMD; SJRWMD; SWFWMD | C23_PC35S | STFPS_PT_001566 | X | Not Affected | Not Affected | Not Affected | Not Affected | Not Affected | Not Affected | Not Affected | Not Affected | Not Affected | Not Affected | Not Affected | Not Affected | Not Affected | Not Affected | Not Affected | Not Affected | Not Affected | Not Affected | Not Affected | Not Affected | Not Affected | 0 | 0 | 0 | 0 | 21 | Point |  | 61 |  | No C Rating |  | Not Available | 7321 | 5984 | 19.2157
Critical Infrastructure | Stormwater Treatment Facilities and Pump Stations | Drainage Assets - NWFWMD; SFWMD; SJRWMD; SWFWMD | C23_PC37N | STFPS_PT_001567 | X | Not Affected | Not Affected | Not Affected | Not Affected | Not Affected | Not Affected | Not Affected | Not Affected | Not Affected | Not Affected | Not Affected | Not Affected | Not Affected | Not Affected | Not Affected | Not Affected | Not Affected | Not Affected | Not Affected | Not Affected | Not Affected | 0 | 0 | 0 | 0 | 21 | Point |  | 61 |  | No C Rating |  | Not Available | 7321 | 5984 | 19.2157
Critical Infrastructure | Stormwater Treatment Facilities and Pump Stations | Drainage Assets - NWFWMD; SFWMD; SJRWMD; SWFWMD | C23_PC45W | STFPS_PT_001555 | X | Not Affected | Not Affected | Not Affected | Not Affected | Not Affected | Not Affected | Not Affected | Not Affected | Not Affected | Not Affected | Not Affected | Not Affected | Not Affected | Not Affected | Not Affected | Not Affected | Not Affected | Not Affected | Not Affected | Not Affected | Not Affected | 0 | 0 | 0 | 0 | 21 | Point |  | 61 |  | No C Rating |  | Not Available | 7321 | 5984 | 19.2157
Critical Infrastructure | Stormwater Treatment Facilities and Pump Stations | Drainage Assets - NWFWMD; SFWMD; SJRWMD; SWFWMD | C23_PC46E | STFPS_PT_001570 | X | Not Affected | Not Affected | Not Affected | Not Affected | Not Affected | Not Affected | Not Affected | Not Affected | Not Affected | Not Affected | Not Affected | Not Affected | Not Affected | Not Affected | Not Affected | Not Affected | Not Affected | Not Affected | Not Affected | Not Affected | Not Affected | 0 | 0 | 0 | 0 | 21 | Point |  | 61 |  | No C Rating |  | Not Available | 7321 | 5984 | 19.2157
Critical Infrastructure | Stormwater Treatment Facilities and Pump Stations | Drainage Assets - NWFWMD; SFWMD; SJRWMD; SWFWMD | C23_PC47W | STFPS_PT_001556 | X | Not Affected | Not Affected | Not Affected | Not Affected | Not Affected | Not Affected | Not Affected | Not Affected | Not Affected | Not Affected | Not Affected | Not Affected | Not Affected | Not Affected | Not Affected | Not Affected | Not Affected | Not Affected | Not Affected | Not Affected | Not Affected | 0 | 0 | 0 | 0 | 21 | Point |  | 61 |  | No C Rating |  | Not Available | 7321 | 5984 | 19.2157
Critical Infrastructure | Stormwater Treatment Facilities and Pump Stations | Drainage Assets - NWFWMD; SFWMD; SJRWMD; SWFWMD | C23_PC53E | STFPS_PT_001573 | X | Not Affected | Not Affected | Not Affected | Not Affected | Not Affected | Not Affected | Not Affected | Not Affected | Not Affected | Not Affected | Not Affected | Not Affected | Not Affected | Not Affected | Not Affected | Not Affected | Not Affected | Not Affected | Not Affected | Not Affected | Not Affected | 0 | 0 | 0 | 0 | 21 | Point |  | 61 |  | No C Rating |  | Not Available | 23278 | 6457 | 23.3945
Critical Infrastructure | Stormwater Treatment Facilities and Pump Stations | Drainage Assets - NWFWMD; SFWMD; SJRWMD; SWFWMD | C23_PC55N | STFPS_PT_001561 | X | Not Affected | Not Affected | Not Affected | Not Affected | Not Affected | Not Affected | Not Affected | Not Affected | Not Affected | Not Affected | Not Affected | Not Affected | Not Affected | Not Affected | Not Affected | Not Affected | Not Affected | Not Affected | Not Affected | Not Affected | Not Affected | 0 | 0 | 0 | 0 | 21 | Point |  | 61 |  | No C Rating |  | Not Available | 23278 | 6457 | 23.3945
Critical Infrastructure | Stormwater Treatment Facilities and Pump Stations | Drainage Assets - NWFWMD; SFWMD; SJRWMD; SWFWMD | C23_PC58S | STFPS_PT_001574 | X | Not Affected | Not Affected | Not Affected | Not Affected | Not Affected | Not Affected | Not Affected | Not Affected | Not Affected | Not Affected | Not Affected | Not Affected | Not Affected | Not Affected | Not Affected | Not Affected | Not Affected | Not Affected | Not Affected | Not Affected | Not Affected | 0 | 0 | 0 | 0 | 21 | Point |  | 61 |  | No C Rating |  | Not Available | 23278 | 6457 | 23.3945
Critical Infrastructure | Stormwater Treatment Facilities and Pump Stations | Drainage Assets - NWFWMD; SFWMD; SJRWMD; SWFWMD | C24_PC13S | STFPS_PT_001515 | X | Not Affected | Not Affected | Not Affected | Not Affected | Not Affected | Not Affected | Not Affected | Not Affected | Not Affected | Not Affected | Not Affected | Not Affected | Not Affected | Not Affected | Not Affected | Not Affected | Not Affected | Not Affected | Not Affected | Not Affected | Not Affected | 0 | 0 | 0 | 0 | 21 | Point |  | 61 |  | No C Rating |  | Not Available | 23278 | 6457 | 23.3945
Critical Infrastructure | Stormwater Treatment Facilities and Pump Stations | Drainage Assets - NWFWMD; SFWMD; SJRWMD; SWFWMD | C24_PC16S | STFPS_PT_001516 | X | Not Affected | Not Affected | Not Affected | Not Affected | Not Affected | Not Affected | Not Affected | Not Affected | Not Affected | Not Affected | Not Affected | Not Affected | Not Affected | Not Affected | Not Affected | Not Affected | Not Affected | Not Affected | Not Affected | Not Affected | Not Affected | 0 | 0 | 0 | 0 | 21 | Point |  | 61 |  | No C Rating |  | Not Available | 23278 | 6457 | 23.3945
Critical Infrastructure | Stormwater Treatment Facilities and Pump Stations | Drainage Assets - NWFWMD; SFWMD; SJRWMD; SWFWMD | C24_PC21N | STFPS_PT_001528 | X | Not Affected | Not Affected | Not Affected | Not Affected | Not Affected | Not Affected | Not Affected | Not Affected | Not Affected | Not Affected | Not Affected | Not Affected | Not Affected | Not Affected | Not Affected | Not Affected | Not Affected | Not Affected | Not Affected | Not Affected | Not Affected | 0 | 0 | 0 | 0 | 21 | Point |  | 61 |  | No C Rating |  | Not Available | 23278 | 6457 | 23.3945
Critical Infrastructure | Stormwater Treatment Facilities and Pump Stations | Drainage Assets - NWFWMD; SFWMD; SJRWMD; SWFWMD | C24_PC40W | STFPS_PT_001534 | X | Not Affected | Not Affected | Not Affected | Not Affected | Not Affected | Not Affected | Not Affected | Not Affected | Not Affected | Not Affected | Not Affected | Not Affected | Not Affected | Not Affected | Not Affected | Not Affected | Not Affected | Not Affected | Not Affected | Not Affected | Not Affected | 0 | 0 | 0 | 0 | 21 | Point |  | 61 |  | No C Rating |  | Not Available | 23278 | 6457 | 23.3945
Critical Infrastructure | Stormwater Treatment Facilities and Pump Stations | Drainage Assets - NWFWMD; SFWMD; SJRWMD; SWFWMD | C24X_PC01AW | STFPS_PT_001500 | X | Not Affected | Not Affected | Not Affected | Not Affected | Not Affected | Not Affected | Not Affected | Not Affected | Not Affected | Not Affected | Not Affected | Not Affected | Not Affected | Not Affected | Not Affected | Not Affected | Not Affected | Not Affected | Not Affected | Not Affected | Not Affected | 0 | 0 | 0 | 0 | 21 | Point |  | 61 |  | No C Rating |  | Not Available | 326 | 4652 | 23.7037
Critical Infrastructure | Stormwater Treatment Facilities and Pump Stations | Drainage Assets - NWFWMD; SFWMD; SJRWMD; SWFWMD | C25_PC09N | STFPS_PT_001509 | X | Not Affected | Not Affected | Not Affected | Not Affected | Not Affected | Not Affected | Not Affected | Not Affected | Not Affected | Not Affected | Not Affected | Not Affected | Not Affected | Not Affected | Not Affected | Not Affected | Not Affected | Not Affected | Not Affected | Not Affected | Not Affected | 0 | 0 | 0 | 0 | 21 | Point |  | 61 |  | No C Rating |  | Not Available | 326 | 4652 | 23.7037
Critical Infrastructure | Stormwater Treatment Facilities and Pump Stations | Drainage Assets - NWFWMD; SFWMD; SJRWMD; SWFWMD | C25X_PC02E | STFPS_PT_001497 | X | Not Affected | Not Affected | Not Affected | Not Affected | Not Affected | Not Affected | Not Affected | Not Affected | Not Affected | Not Affected | Not Affected | Not Affected | Not Affected | Not Affected | Not Affected | Not Affected | Not Affected | Not Affected | Not Affected | Not Affected | Not Affected | 0 | 0 | 0 | 0 | 21 | Point |  | 61 |  | No C Rating |  | Not Available | 326 | 4652 | 23.7037
Critical Infrastructure | Stormwater Treatment Facilities and Pump Stations | Drainage Assets - NWFWMD; SFWMD; SJRWMD; SWFWMD | C25X_PC03S | STFPS_PT_001498 | X | Not Affected | Not Affected | Not Affected | Not Affected | Not Affected | Not Affected | Not Affected | Not Affected | Not Affected | Not Affected | Not Affected | Not Affected | Not Affected | Not Affected | Not Affected | Not Affected | Not Affected | Not Affected | Not Affected | Not Affected | Not Affected | 0 | 0 | 0 | 0 | 21 | Point |  | 61 |  | No C Rating |  | Not Available | 326 | 4652 | 23.7037
Critical Infrastructure | Stormwater Treatment Facilities and Pump Stations | Drainage Assets - NWFWMD; SFWMD; SJRWMD; SWFWMD | C41_PC48E | STFPS_PT_001433 | A | Not Affected | Not Affected | Not Affected | Not Affected | Not Affected | Not Affected | Not Affected | Not Affected | Not Affected | Not Affected | Not Affected | Not Affected | Not Affected | Not Affected | Not Affected | Not Affected | Not Affected | Not Affected | Not Affected | Not Affected | Not Affected | 0 | 0 | 0 | 0 | 21 | Point |  | 61 |  | No C Rating |  | Not Studied | 2031 | 4657 | 42.2311
Critical Infrastructure | Stormwater Treatment Facilities and Pump Stations | Drainage Assets - NWFWMD; SFWMD; SJRWMD; SWFWMD | C41_PC49W | STFPS_PT_001417 | A | Not Affected | Not Affected | Not Affected | Not Affected | Not Affected | Not Affected | Not Affected | Not Affected | Not Affected | Not Affected | Not Affected | Not Affected | Not Affected | Not Affected | Not Affected | Not Affected | Not Affected | Not Affected | Not Affected | Not Affected | Not Affected | 0 | 0 | 0 | 0 | 21 | Point |  | 61 |  | No C Rating |  | Not Studied | 2031 | 4657 | 42.2311
Critical Infrastructure | Stormwater Treatment Facilities and Pump Stations | Drainage Assets - NWFWMD; SFWMD; SJRWMD; SWFWMD | C41_PC51 | STFPS_PT_001492 | A | Not Affected | Not Affected | Not Affected | Not Affected | Not Affected | Not Affected | Not Affected | Not Affected | Not Affected | Not Affected | Not Affected | Not Affected | Not Affected | Not Affected | Not Affected | Not Affected | Not Affected | Not Affected | Not Affected | Not Affected | Not Affected | 0 | 0 | 0 | 0 | 21 | Point |  | 61 |  | No C Rating |  | Not Studied | 2031 | 4657 | 42.2311
Critical Infrastructure | Stormwater Treatment Facilities and Pump Stations | Drainage Assets - NWFWMD; SFWMD; SJRWMD; SWFWMD | C41_PC52W | STFPS_PT_001491 | A | Not Affected | Not Affected | Not Affected | Not Affected | Not Affected | Not Affected | Not Affected | Not Affected | Not Affected | Not Affected | Not Affected | Not Affected | Not Affected | Not Affected | Not Affected | Not Affected | Not Affected | Not Affected | Not Affected | Not Affected | Not Affected | 0 | 0 | 0 | 0 | 21 | Point |  | 61 |  | No C Rating |  | Not Studied | 2031 | 4657 | 42.2311
Critical Infrastructure | Stormwater Treatment Facilities and Pump Stations | Drainage Assets - NWFWMD; SFWMD; SJRWMD; SWFWMD | S127 | STFPS_PT_000129 | X | Not Affected | Not Affected | Not Affected | Not Affected | Not Affected | Not Affected | Not Affected | Not Affected | Not Affected | Not Affected | Not Affected | Not Affected | Not Affected | Not Affected | Not Affected | Not Affected | Not Affected | Not Affected | Not Affected | Not Affected | Not Affected | 0 | 0 | 0 | 0 | 21 | Point |  | 61 |  | C-3 |  | Not Studied | 592 | 860 | 36.5714
Critical Infrastructure | Stormwater Treatment Facilities and Pump Stations | Drainage Assets - NWFWMD; SFWMD; SJRWMD; SWFWMD | S127 | STFPS_PT_000200 | X | Not Affected | Not Affected | Not Affected | Not Affected | Not Affected | Not Affected | Not Affected | Not Affected | Not Affected | Not Affected | Not Affected | Not Affected | Not Affected | Not Affected | Not Affected | Not Affected | Not Affected | Not Affected | Not Affected | Not Affected | Not Affected | 0 | 0 | 0 | 0 | 21 | Point |  | 61 |  | C-3 |  | Not Studied | 592 | 860 | 36.5714
Critical Infrastructure | Stormwater Treatment Facilities and Pump Stations | Drainage Assets - NWFWMD; SFWMD; SJRWMD; SWFWMD | S127_LOCK | STFPS_PT_000201 | X | Not Affected | Not Affected | Not Affected | Not Affected | Not Affected | Not Affected | Not Affected | Not Affected | Not Affected | Not Affected | Not Affected | Not Affected | Not Affected | Not Affected | Not Affected | Not Affected | Not Affected | Not Affected | Not Affected | Not Affected | Not Affected | 0 | 0 | 0 | 0 | 21 | Point |  | 61 |  | C-3 |  | Not Studied | 592 | 860 | 36.5714
Critical Infrastructure | Stormwater Treatment Facilities and Pump Stations | Drainage Assets - NWFWMD; SFWMD; SJRWMD; SWFWMD | S129 | STFPS_PT_000130 | X | Not Affected | Not Affected | Not Affected | Not Affected | Not Affected | Not Affected | Not Affected | Not Affected | Not Affected | Not Affected | Not Affected | Not Affected | Not Affected | Not Affected | Not Affected | Not Affected | Not Affected | Not Affected | Not Affected | Not Affected | Not Affected | 0 | 0 | 0 | 0 | 21 | Point |  | 61 |  | C-3 |  | Not Studied | 75 | 796 | 14.2857
Critical Infrastructure | Stormwater Treatment Facilities and Pump Stations | Drainage Assets - NWFWMD; SFWMD; SJRWMD; SWFWMD | S129 | STFPS_PT_000199 | X | Not Affected | Not Affected | Not Affected | Not Affected | Not Affected | Not Affected | Not Affected | Not Affected | Not Affected | Not Affected | Not Affected | Not Affected | Not Affected | Not Affected | Not Affected | Not Affected | Not Affected | Not Affected | Not Affected | Not Affected | Not Affected | 0 | 0 | 0 | 0 | 21 | Point |  | 61 |  | C-3 |  | Not Studied | 75 | 796 | 14.2857
Critical Infrastructure | Stormwater Treatment Facilities and Pump Stations | Drainage Assets - NWFWMD; SFWMD; SJRWMD; SWFWMD | S65 | STFPS_PT_000150 | AE | Not Affected | Not Affected | Not Affected | Not Affected | Not Affected | Not Affected | Not Affected | Not Affected | Not Affected | Not Affected | Not Affected | Not Affected | Not Affected | Not Affected | Not Affected | Not Affected | Not Affected | Not Affected | Not Affected | Not Affected | Not Affected | 0 | 0 | 0 | 0 | 21 | Point |  | 61 |  | C-4 |  | Not Studied | 290 | 2436 | 41.7582
Critical Infrastructure | Stormwater Treatment Facilities and Pump Stations | Drainage Assets - NWFWMD; SFWMD; SJRWMD; SWFWMD | S65 | STFPS_PT_000171 | AE | Not Affected | Not Affected | Not Affected | Not Affected | Not Affected | Not Affected | Not Affected | Not Affected | Not Affected | Not Affected | Not Affected | Not Affected | Not Affected | Not Affected | Not Affected | Not Affected | Not Affected | Not Affected | Not Affected | Not Affected | Not Affected | 0 | 0 | 0 | 0 | 21 | Point |  | 61 |  | C-4 |  | Not Studied | 290 | 2436 | 41.7582
Critical Infrastructure | Stormwater Treatment Facilities and Pump Stations | Drainage Assets - NWFWMD; SFWMD; SJRWMD; SWFWMD | C111_PC02ASEC3 | STFPS_PT_001238 | A | Not Affected | Not Affected | Not Affected | Not Affected | Not Affected | Not Affected | Not Affected | Not Affected | Not Affected | Not Affected | Not Affected | Not Affected | Not Affected | Not Affected | Not Affected | Not Affected | Not Affected | Not Affected | Not Affected | Not Affected | Not Affected | 0 | 0 | 0 | 0 | 21 | Point |  | 60 |  | No C Rating |  | 10-Year Event | 18406 | 555 | 58.0488
Critical Infrastructure | Stormwater Treatment Facilities and Pump Stations | Drainage Assets - NWFWMD; SFWMD; SJRWMD; SWFWMD | C111_PC04ASEC3 | STFPS_PT_001237 | A | Not Affected | Not Affected | Not Affected | Not Affected | Not Affected | Not Affected | Not Affected | Not Affected | Not Affected | Not Affected | Not Affected | Not Affected | Not Affected | Not Affected | Not Affected | Not Affected | Not Affected | Not Affected | Not Affected | Not Affected | Not Affected | 0 | 0 | 0 | 0 | 21 | Point |  | 60 |  | No C Rating |  | 10-Year Event | 18406 | 555 | 58.0488
Critical Infrastructure | Stormwater Treatment Facilities and Pump Stations | Drainage Assets - NWFWMD; SFWMD; SJRWMD; SWFWMD | C111_PC04SEC3 | STFPS_PT_001236 | A | Not Affected | Not Affected | Not Affected | Not Affected | Not Affected | Not Affected | Not Affected | Not Affected | Not Affected | Not Affected | Not Affected | Not Affected | Not Affected | Not Affected | Not Affected | Not Affected | Not Affected | Not Affected | Not Affected | Not Affected | Not Affected | 0 | 0 | 0 | 0 | 21 | Point |  | 60 |  | No C Rating |  | 10-Year Event | 18406 | 555 | 58.0488 | Inactive
Critical Infrastructure | Stormwater Treatment Facilities and Pump Stations | Drainage Assets - NWFWMD; SFWMD; SJRWMD; SWFWMD | C41_PC29N | STFPS_PT_001425 | A | Not Affected | Not Affected | Not Affected | Not Affected | Not Affected | Not Affected | Not Affected | Not Affected | Not Affected | Not Affected | Not Affected | Not Affected | Not Affected | Not Affected | Not Affected | Not Affected | Not Affected | Not Affected | Not Affected | Not Affected | Not Affected | 0 | 0 | 0 | 0 | 21 | Point |  | 60 |  | No C Rating |  | Not Studied | 2031 | 4657 | 42.2311
Critical Infrastructure | Stormwater Treatment Facilities and Pump Stations | Drainage Assets - NWFWMD; SFWMD; SJRWMD; SWFWMD | S120 | STFPS_PT_000705 | AE | Not Affected | Not Affected | Not Affected | Not Affected | Not Affected | Not Affected | Not Affected | Not Affected | Not Affected | Not Affected | Not Affected | Not Affected | Not Affected | Not Affected | Not Affected | Not Affected | Not Affected | Not Affected | Not Affected | Not Affected | Not Affected | 0 | 0 | 0 | 0 | 21 | Point |  | 60 |  | C-3 |  | 5-Year Event | 145884 | 1633 | 63.0137
Critical Infrastructure | Stormwater Treatment Facilities and Pump Stations | Drainage Assets - NWFWMD; SFWMD; SJRWMD; SWFWMD | S121 | STFPS_PT_000714 | AE | Not Affected | Not Affected | Not Affected | Not Affected | Not Affected | Not Affected | Not Affected | Not Affected | Not Affected | Not Affected | Not Affected | Not Affected | Not Affected | Not Affected | Not Affected | Not Affected | Not Affected | Not Affected | Not Affected | Not Affected | Not Affected | 0 | 0 | 0 | 0 | 21 | Point |  | 60 |  | C-3 |  | 10-Year Event | 284464 | 3013 | 53.1088
Critical Infrastructure | Stormwater Treatment Facilities and Pump Stations | Drainage Assets - NWFWMD; SFWMD; SJRWMD; SWFWMD | S65D | STFPS_PT_000178 | A | Not Affected | Not Affected | Not Affected | Not Affected | Not Affected | Not Affected | Not Affected | Not Affected | Not Affected | Not Affected | Not Affected | Not Affected | Not Affected | Not Affected | Not Affected | Not Affected | Not Affected | Not Affected | Not Affected | Not Affected | Not Affected | 0 | 0 | 0 | 0 | 21 | Point |  | 60 |  | C-4 |  | Not Studied | 1760 | 9861 | 36.1257
Critical Infrastructure | Stormwater Treatment Facilities and Pump Stations | Drainage Assets - NWFWMD; SFWMD; SJRWMD; SWFWMD | C29_PC01 | STFPS_PT_001335 | AE | Not Affected | Not Affected | Not Affected | Not Affected | Not Affected | Not Affected | Not Affected | Not Affected | Not Affected | Not Affected | Not Affected | Not Affected | Not Affected | Not Affected | Not Affected | Not Affected | Not Affected | Not Affected | Not Affected | Not Affected | Not Affected | 0 | 0 | 0 | 0 | 21 | Point |  | 59 |  | No C Rating |  | < 5-Year Event | 43153 | 1529 | 10.4167
Critical Infrastructure | Stormwater Treatment Facilities and Pump Stations | Drainage Assets - NWFWMD; SFWMD; SJRWMD; SWFWMD | C29_PC02 | STFPS_PT_001334 | X | Not Affected | Not Affected | Not Affected | Not Affected | Not Affected | Not Affected | Not Affected | Not Affected | Not Affected | Not Affected | Not Affected | Not Affected | Not Affected | Not Affected | Not Affected | Not Affected | Not Affected | Not Affected | Not Affected | Not Affected | Not Affected | 0 | 0 | 0 | 0 | 21 | Point |  | 59 |  | No C Rating |  | < 5-Year Event | 43153 | 1529 | 10.4167
Critical Infrastructure | Stormwater Treatment Facilities and Pump Stations | Drainage Assets - NWFWMD; SFWMD; SJRWMD; SWFWMD | G89 | STFPS_PT_000330 |  | Not Affected | Not Affected | Not Affected | Not Affected | Not Affected | Not Affected | Not Affected | Not Affected | Not Affected | Not Affected | Not Affected | Not Affected | Not Affected | Not Affected | Not Affected | Not Affected | Not Affected | Not Affected | Not Affected | Not Affected | Not Affected | 0 | 0 | 0 | 0 | 21 | Point |  | 59 |  | C-3 |  | Not Available | 19 | 1661 | 20.2532
Critical Infrastructure | Stormwater Treatment Facilities and Pump Stations | Drainage Assets - NWFWMD; SFWMD; SJRWMD; SWFWMD | S176 | STFPS_PT_000722 | A | Not Affected | Not Affected | Not Affected | Not Affected | Not Affected | Not Affected | Not Affected | Not Affected | Not Affected | Not Affected | Not Affected | Not Affected | Not Affected | Not Affected | Not Affected | Not Affected | Not Affected | Not Affected | Not Affected | Not Affected | Not Affected | 0 | 0 | 0 | 0 | 21 | Point |  | 59 |  | C-3 |  | 10-Year Event | 7588 | 372 | 51.25
Critical Infrastructure | Stormwater Treatment Facilities and Pump Stations | Drainage Assets - NWFWMD; SFWMD; SJRWMD; SWFWMD | S63 | STFPS_PT_000423 | AE | Not Affected | Not Affected | Not Affected | Not Affected | Not Affected | Not Affected | Not Affected | Not Affected | Not Affected | Not Affected | Not Affected | Not Affected | Not Affected | Not Affected | Not Affected | Not Affected | Not Affected | Not Affected | Not Affected | Not Affected | Not Affected | 0 | 0 | 0 | 0 | 21 | Point |  | 59 |  | C-3 |  | < 5-Year Event | 54 | 1008 | 15.5556
Critical Infrastructure | Stormwater Treatment Facilities and Pump Stations | Drainage Assets - NWFWMD; SFWMD; SJRWMD; SWFWMD | C23_PC42E | STFPS_PT_001569 | X | Not Affected | Not Affected | Not Affected | Not Affected | Not Affected | Not Affected | Not Affected | Not Affected | Not Affected | Not Affected | Not Affected | Not Affected | Not Affected | Not Affected | Not Affected | Not Affected | Not Affected | Not Affected | Not Affected | Not Affected | Not Affected | 0 | 0 | 0 | 0 | 21 | Point |  | 58 |  | No C Rating |  | Not Available | 7321 | 5984 | 19.2157
Critical Infrastructure | Stormwater Treatment Facilities and Pump Stations | Drainage Assets - NWFWMD; SFWMD; SJRWMD; SWFWMD | C41_PC11W | STFPS_PT_001419 | X | Not Affected | Not Affected | Not Affected | Not Affected | Not Affected | Not Affected | Not Affected | Not Affected | Not Affected | Not Affected | Not Affected | Not Affected | Not Affected | Not Affected | Not Affected | Not Affected | Not Affected | Not Affected | Not Affected | Not Affected | Not Affected | 0 | 0 | 0 | 0 | 21 | Point |  | 58 |  | No C Rating |  | Not Studied | 274 | 1173 | 22.5
Critical Infrastructure | Stormwater Treatment Facilities and Pump Stations | Drainage Assets - NWFWMD; SFWMD; SJRWMD; SWFWMD | C41_PC12W | STFPS_PT_001399 | X | Not Affected | Not Affected | Not Affected | Not Affected | Not Affected | Not Affected | Not Affected | Not Affected | Not Affected | Not Affected | Not Affected | Not Affected | Not Affected | Not Affected | Not Affected | Not Affected | Not Affected | Not Affected | Not Affected | Not Affected | Not Affected | 0 | 0 | 0 | 0 | 21 | Point |  | 58 |  | No C Rating |  | Not Studied | 274 | 1173 | 22.5
Critical Infrastructure | Stormwater Treatment Facilities and Pump Stations | Drainage Assets - NWFWMD; SFWMD; SJRWMD; SWFWMD | C41_PC18S | STFPS_PT_001400 | X | Not Affected | Not Affected | Not Affected | Not Affected | Not Affected | Not Affected | Not Affected | Not Affected | Not Affected | Not Affected | Not Affected | Not Affected | Not Affected | Not Affected | Not Affected | Not Affected | Not Affected | Not Affected | Not Affected | Not Affected | Not Affected | 0 | 0 | 0 | 0 | 21 | Point |  | 58 |  | No C Rating |  | Not Studied | 274 | 1173 | 22.5
Critical Infrastructure | Stormwater Treatment Facilities and Pump Stations | Drainage Assets - NWFWMD; SFWMD; SJRWMD; SWFWMD | C41_PC19N | STFPS_PT_001421 | X | Not Affected | Not Affected | Not Affected | Not Affected | Not Affected | Not Affected | Not Affected | Not Affected | Not Affected | Not Affected | Not Affected | Not Affected | Not Affected | Not Affected | Not Affected | Not Affected | Not Affected | Not Affected | Not Affected | Not Affected | Not Affected | 0 | 0 | 0 | 0 | 21 | Point |  | 58 |  | No C Rating |  | Not Studied | 274 | 1173 | 22.5
Critical Infrastructure | Stormwater Treatment Facilities and Pump Stations | Drainage Assets - NWFWMD; SFWMD; SJRWMD; SWFWMD | C41_PC25N | STFPS_PT_001423 | A | Not Affected | Not Affected | Not Affected | Not Affected | Not Affected | Not Affected | Not Affected | Not Affected | Not Affected | Not Affected | Not Affected | Not Affected | Not Affected | Not Affected | Not Affected | Not Affected | Not Affected | Not Affected | Not Affected | Not Affected | Not Affected | 0 | 0 | 0 | 0 | 21 | Point |  | 58 |  | No C Rating |  | Not Studied | 274 | 1173 | 22.5
Critical Infrastructure | Stormwater Treatment Facilities and Pump Stations | Drainage Assets - NWFWMD; SFWMD; SJRWMD; SWFWMD | C41_PC27S | STFPS_PT_001424 | A | Not Affected | Not Affected | Not Affected | Not Affected | Not Affected | Not Affected | Not Affected | Not Affected | Not Affected | Not Affected | Not Affected | Not Affected | Not Affected | Not Affected | Not Affected | Not Affected | Not Affected | Not Affected | Not Affected | Not Affected | Not Affected | 0 | 0 | 0 | 0 | 21 | Point |  | 58 |  | No C Rating |  | Not Studied | 2031 | 4657 | 42.2311
Critical Infrastructure | Stormwater Treatment Facilities and Pump Stations | Drainage Assets - NWFWMD; SFWMD; SJRWMD; SWFWMD | C41_PC30N | STFPS_PT_001426 | A | Not Affected | Not Affected | Not Affected | Not Affected | Not Affected | Not Affected | Not Affected | Not Affected | Not Affected | Not Affected | Not Affected | Not Affected | Not Affected | Not Affected | Not Affected | Not Affected | Not Affected | Not Affected | Not Affected | Not Affected | Not Affected | 0 | 0 | 0 | 0 | 21 | Point |  | 58 |  | No C Rating |  | Not Studied | 2031 | 4657 | 42.2311
Critical Infrastructure | Stormwater Treatment Facilities and Pump Stations | Drainage Assets - NWFWMD; SFWMD; SJRWMD; SWFWMD | C41_PC35AS | STFPS_PT_001409 | A | Not Affected | Not Affected | Not Affected | Not Affected | Not Affected | Not Affected | Not Affected | Not Affected | Not Affected | Not Affected | Not Affected | Not Affected | Not Affected | Not Affected | Not Affected | Not Affected | Not Affected | Not Affected | Not Affected | Not Affected | Not Affected | 0 | 0 | 0 | 0 | 21 | Point |  | 58 |  | No C Rating |  | Not Studied | 2031 | 4657 | 42.2311
Critical Infrastructure | Stormwater Treatment Facilities and Pump Stations | Drainage Assets - NWFWMD; SFWMD; SJRWMD; SWFWMD | C41A_PC13N | STFPS_PT_001392 | A | Not Affected | Not Affected | Not Affected | Not Affected | Not Affected | Not Affected | Not Affected | Not Affected | Not Affected | Not Affected | Not Affected | Not Affected | Not Affected | Not Affected | Not Affected | Not Affected | Not Affected | Not Affected | Not Affected | Not Affected | Not Affected | 0 | 0 | 0 | 0 | 21 | Point |  | 58 |  | No C Rating |  | Not Studied | 66 | 1283 | 14.0351
Critical Infrastructure | Stormwater Treatment Facilities and Pump Stations | Drainage Assets - NWFWMD; SFWMD; SJRWMD; SWFWMD | C41A_PC18N | STFPS_PT_001371 | A | Not Affected | Not Affected | Not Affected | Not Affected | Not Affected | Not Affected | Not Affected | Not Affected | Not Affected | Not Affected | Not Affected | Not Affected | Not Affected | Not Affected | Not Affected | Not Affected | Not Affected | Not Affected | Not Affected | Not Affected | Not Affected | 0 | 0 | 0 | 0 | 21 | Point |  | 58 |  | No C Rating |  | Not Studied | 66 | 1283 | 14.0351
Critical Infrastructure | Stormwater Treatment Facilities and Pump Stations | Drainage Assets - NWFWMD; SFWMD; SJRWMD; SWFWMD | C41A_PC22N | STFPS_PT_001378 | A | Not Affected | Not Affected | Not Affected | Not Affected | Not Affected | Not Affected | Not Affected | Not Affected | Not Affected | Not Affected | Not Affected | Not Affected | Not Affected | Not Affected | Not Affected | Not Affected | Not Affected | Not Affected | Not Affected | Not Affected | Not Affected | 0 | 0 | 0 | 0 | 21 | Point |  | 58 |  | No C Rating |  | Not Studied | 64 | 1249 | 20
Critical Infrastructure | Stormwater Treatment Facilities and Pump Stations | Drainage Assets - NWFWMD; SFWMD; SJRWMD; SWFWMD | C41A_PC23N | STFPS_PT_001368 | A | Not Affected | Not Affected | Not Affected | Not Affected | Not Affected | Not Affected | Not Affected | Not Affected | Not Affected | Not Affected | Not Affected | Not Affected | Not Affected | Not Affected | Not Affected | Not Affected | Not Affected | Not Affected | Not Affected | Not Affected | Not Affected | 0 | 0 | 0 | 0 | 21 | Point |  | 58 |  | No C Rating |  | Not Studied | 64 | 1249 | 20
Critical Infrastructure | Stormwater Treatment Facilities and Pump Stations | Drainage Assets - NWFWMD; SFWMD; SJRWMD; SWFWMD | C41A_PC25N | STFPS_PT_001367 | A | Not Affected | Not Affected | Not Affected | Not Affected | Not Affected | Not Affected | Not Affected | Not Affected | Not Affected | Not Affected | Not Affected | Not Affected | Not Affected | Not Affected | Not Affected | Not Affected | Not Affected | Not Affected | Not Affected | Not Affected | Not Affected | 0 | 0 | 0 | 0 | 21 | Point |  | 58 |  | No C Rating |  | Not Studied | 64 | 1249 | 20
Critical Infrastructure | Stormwater Treatment Facilities and Pump Stations | Drainage Assets - NWFWMD; SFWMD; SJRWMD; SWFWMD | L12_PC06 | STFPS_PT_001108 | AO | Not Affected | Not Affected | Not Affected | Not Affected | Not Affected | Not Affected | Not Affected | Not Affected | Not Affected | Not Affected | Not Affected | Not Affected | Not Affected | Not Affected | Not Affected | Not Affected | Not Affected | Not Affected | Not Affected | Not Affected | Not Affected | 0 | 0 | 0 | 0 | 21 | Point |  | 58 |  | No C Rating |  | Not Studied | 7895 | 2302 | 30.3846
Critical Infrastructure | Stormwater Treatment Facilities and Pump Stations | Drainage Assets - NWFWMD; SFWMD; SJRWMD; SWFWMD | S150 | STFPS_PT_000376 | AE | Not Affected | Not Affected | Not Affected | Not Affected | Not Affected | Not Affected | Not Affected | Not Affected | Not Affected | Not Affected | Not Affected | Not Affected | Not Affected | Not Affected | Not Affected | Not Affected | Not Affected | Not Affected | Not Affected | Not Affected | Not Affected | 0 | 0 | 0 | 0 | 21 | Point |  | 58 |  | C-3 |  | Not Studied | 0 | 452 | 18.0451
Critical Infrastructure | Stormwater Treatment Facilities and Pump Stations | Drainage Assets - NWFWMD; SFWMD; SJRWMD; SWFWMD | S322C | STFPS_PT_000932 | A | Not Affected | Not Affected | Not Affected | Not Affected | Not Affected | Not Affected | Not Affected | Not Affected | Not Affected | Not Affected | Not Affected | Not Affected | Not Affected | Not Affected | Not Affected | Not Affected | Not Affected | Not Affected | Not Affected | Not Affected | Not Affected | 0 | 0 | 0 | 0 | 21 | Point |  | 58 |  | No C Rating |  | Not Studied | 10 | 59 | 25
Critical Infrastructure | Stormwater Treatment Facilities and Pump Stations | Drainage Assets - NWFWMD; SFWMD; SJRWMD; SWFWMD | C33_PC02 | STFPS_PT_001328 | AE | Not Affected | Not Affected | Not Affected | Not Affected | Not Affected | Not Affected | Not Affected | Not Affected | Not Affected | Not Affected | Not Affected | Not Affected | Not Affected | Not Affected | Not Affected | Not Affected | Not Affected | Not Affected | Not Affected | Not Affected | Not Affected | 0 | 0 | 0 | 0 | 21 | Point |  | 57 |  | No C Rating |  | < 5-Year Event | 1174 | 1316 | 19.6721
Critical Infrastructure | Stormwater Treatment Facilities and Pump Stations | Drainage Assets - NWFWMD; SFWMD; SJRWMD; SWFWMD | C33_PC02A | STFPS_PT_001325 | AE | Not Affected | Not Affected | Not Affected | Not Affected | Not Affected | Not Affected | Not Affected | Not Affected | Not Affected | Not Affected | Not Affected | Not Affected | Not Affected | Not Affected | Not Affected | Not Affected | Not Affected | Not Affected | Not Affected | Not Affected | Not Affected | 0 | 0 | 0 | 0 | 21 | Point |  | 57 |  | No C Rating |  | < 5-Year Event | 1174 | 1316 | 19.6721
Critical Infrastructure | Stormwater Treatment Facilities and Pump Stations | Drainage Assets - NWFWMD; SFWMD; SJRWMD; SWFWMD | C33_PC03 | STFPS_PT_001329 | X | Not Affected | Not Affected | Not Affected | Not Affected | Not Affected | Not Affected | Not Affected | Not Affected | Not Affected | Not Affected | Not Affected | Not Affected | Not Affected | Not Affected | Not Affected | Not Affected | Not Affected | Not Affected | Not Affected | Not Affected | Not Affected | 0 | 0 | 0 | 0 | 21 | Point |  | 57 |  | No C Rating |  | < 5-Year Event | 1174 | 1316 | 19.6721
Critical Infrastructure | Stormwater Treatment Facilities and Pump Stations | Drainage Assets - NWFWMD; SFWMD; SJRWMD; SWFWMD | C33_PC04 | STFPS_PT_001330 | X | Not Affected | Not Affected | Not Affected | Not Affected | Not Affected | Not Affected | Not Affected | Not Affected | Not Affected | Not Affected | Not Affected | Not Affected | Not Affected | Not Affected | Not Affected | Not Affected | Not Affected | Not Affected | Not Affected | Not Affected | Not Affected | 0 | 0 | 0 | 0 | 21 | Point |  | 57 |  | No C Rating |  | < 5-Year Event | 1174 | 1316 | 19.6721
Critical Infrastructure | Stormwater Treatment Facilities and Pump Stations | Drainage Assets - NWFWMD; SFWMD; SJRWMD; SWFWMD | C33_PC05 | STFPS_PT_001332 | AE | Not Affected | Not Affected | Not Affected | Not Affected | Not Affected | Not Affected | Not Affected | Not Affected | Not Affected | Not Affected | Not Affected | Not Affected | Not Affected | Not Affected | Not Affected | Not Affected | Not Affected | Not Affected | Not Affected | Not Affected | Not Affected | 0 | 0 | 0 | 0 | 21 | Point |  | 57 |  | No C Rating |  | < 5-Year Event | 18888 | 1550 | 20.3488
Critical Infrastructure | Stormwater Treatment Facilities and Pump Stations | Drainage Assets - NWFWMD; SFWMD; SJRWMD; SWFWMD | S133 | STFPS_PT_000132 | X | Not Affected | Not Affected | Not Affected | Not Affected | Not Affected | Not Affected | Not Affected | Not Affected | Not Affected | Not Affected | Not Affected | Not Affected | Not Affected | Not Affected | Not Affected | Not Affected | Not Affected | Not Affected | Not Affected | Not Affected | Not Affected | 0 | 0 | 0 | 0 | 21 | Point |  | 57 |  | C-4 |  | Not Studied | 592 | 860 | 36.5714
Critical Infrastructure | Stormwater Treatment Facilities and Pump Stations | Drainage Assets - NWFWMD; SFWMD; SJRWMD; SWFWMD | S133 | STFPS_PT_000190 | X | Not Affected | Not Affected | Not Affected | Not Affected | Not Affected | Not Affected | Not Affected | Not Affected | Not Affected | Not Affected | Not Affected | Not Affected | Not Affected | Not Affected | Not Affected | Not Affected | Not Affected | Not Affected | Not Affected | Not Affected | Not Affected | 0 | 0 | 0 | 0 | 21 | Point |  | 57 |  | C-4 |  | Not Studied | 592 | 860 | 36.5714
Critical Infrastructure | Stormwater Treatment Facilities and Pump Stations | Drainage Assets - NWFWMD; SFWMD; SJRWMD; SWFWMD | S77 | STFPS_PT_000228 | AE | Not Affected | Not Affected | Not Affected | Not Affected | Not Affected | Not Affected | Not Affected | Not Affected | Not Affected | Not Affected | Not Affected | Not Affected | Not Affected | Not Affected | Not Affected | Not Affected | Not Affected | Not Affected | Not Affected | Not Affected | Not Affected | 0 | 0 | 0 | 0 | 21 | Point |  | 57 |  | No C Rating |  | Not Studied | 592 | 860 | 36.5714
Critical Infrastructure | Stormwater Treatment Facilities and Pump Stations | Drainage Assets - NWFWMD; SFWMD; SJRWMD; SWFWMD | S78 | STFPS_PT_000609 | AE | Not Affected | Not Affected | Not Affected | Not Affected | Not Affected | Not Affected | Not Affected | Not Affected | Not Affected | Not Affected | Not Affected | Not Affected | Not Affected | Not Affected | Not Affected | Not Affected | Not Affected | Not Affected | Not Affected | Not Affected | Not Affected | 0 | 0 | 0 | 0 | 21 | Point |  | 57 |  | No C Rating |  | Not Available | 2945 | 5357 | 29.3375
Critical Infrastructure | Stormwater Treatment Facilities and Pump Stations | Drainage Assets - NWFWMD; SFWMD; SJRWMD; SWFWMD | S82 | STFPS_PT_000175 | A | Not Affected | Not Affected | Not Affected | Not Affected | Not Affected | Not Affected | Not Affected | Not Affected | Not Affected | Not Affected | Not Affected | Not Affected | Not Affected | Not Affected | Not Affected | Not Affected | Not Affected | Not Affected | Not Affected | Not Affected | Not Affected | 0 | 0 | 0 | 0 | 21 | Point |  | 57 |  | No C Rating |  | Not Studied | 64 | 1249 | 20
Critical Infrastructure | Stormwater Treatment Facilities and Pump Stations | Drainage Assets - NWFWMD; SFWMD; SJRWMD; SWFWMD | S97 | STFPS_PT_000585 | X | Not Affected | Not Affected | Not Affected | Not Affected | Not Affected | Not Affected | Not Affected | Not Affected | Not Affected | Not Affected | Not Affected | Not Affected | Not Affected | Not Affected | Not Affected | Not Affected | Not Affected | Not Affected | Not Affected | Not Affected | Not Affected | 0 | 0 | 0 | 0 | 21 | Point |  | 57 |  | C-4 |  | Not Available | 7321 | 5984 | 19.2157
Critical Infrastructure | Stormwater Treatment Facilities and Pump Stations | Drainage Assets - NWFWMD; SFWMD; SJRWMD; SWFWMD | C29A_PC05 | STFPS_PT_001337 | X | Not Affected | Not Affected | Not Affected | Not Affected | Not Affected | Not Affected | Not Affected | Not Affected | Not Affected | Not Affected | Not Affected | Not Affected | Not Affected | Not Affected | Not Affected | Not Affected | Not Affected | Not Affected | Not Affected | Not Affected | Not Affected | 0 | 0 | 0 | 0 | 21 | Point |  | 56 |  | No C Rating |  | 5-Year Event | 80184 | 3146 | 12.0336
Critical Infrastructure | Stormwater Treatment Facilities and Pump Stations | Drainage Assets - NWFWMD; SFWMD; SJRWMD; SWFWMD | C29A_PC05A | STFPS_PT_001608 | AE | Not Affected | Not Affected | Not Affected | Not Affected | Not Affected | Not Affected | Not Affected | Not Affected | Not Affected | Not Affected | Not Affected | Not Affected | Not Affected | Not Affected | Not Affected | Not Affected | Not Affected | Not Affected | Not Affected | Not Affected | Not Affected | 0 | 0 | 0 | 0 | 21 | Point |  | 56 |  | No C Rating |  | 5-Year Event | 80184 | 3146 | 12.0336
Critical Infrastructure | Stormwater Treatment Facilities and Pump Stations | Drainage Assets - NWFWMD; SFWMD; SJRWMD; SWFWMD | C29A_PC07 | STFPS_PT_001339 | X | Not Affected | Not Affected | Not Affected | Not Affected | Not Affected | Not Affected | Not Affected | Not Affected | Not Affected | Not Affected | Not Affected | Not Affected | Not Affected | Not Affected | Not Affected | Not Affected | Not Affected | Not Affected | Not Affected | Not Affected | Not Affected | 0 | 0 | 0 | 0 | 21 | Point |  | 56 |  | No C Rating |  | 5-Year Event | 80184 | 3146 | 12.0336
Critical Infrastructure | Stormwater Treatment Facilities and Pump Stations | Drainage Assets - NWFWMD; SFWMD; SJRWMD; SWFWMD | C30_PC16 | STFPS_PT_001354 | X | Not Affected | Not Affected | Not Affected | Not Affected | Not Affected | Not Affected | Not Affected | Not Affected | Not Affected | Not Affected | Not Affected | Not Affected | Not Affected | Not Affected | Not Affected | Not Affected | Not Affected | Not Affected | Not Affected | Not Affected | Not Affected | 0 | 0 | 0 | 0 | 21 | Point |  | 56 |  | No C Rating |  | < 5-Year Event | 43153 | 1529 | 10.4167
Critical Infrastructure | Stormwater Treatment Facilities and Pump Stations | Drainage Assets - NWFWMD; SFWMD; SJRWMD; SWFWMD | C32C_PC22 | STFPS_PT_001346 | AE | Not Affected | Not Affected | Not Affected | Not Affected | Not Affected | Not Affected | Not Affected | Not Affected | Not Affected | Not Affected | Not Affected | Not Affected | Not Affected | Not Affected | Not Affected | Not Affected | Not Affected | Not Affected | Not Affected | Not Affected | Not Affected | 0 | 0 | 0 | 0 | 21 | Point |  | 56 |  | No C Rating |  | < 5-Year Event | 717 | 382 | 36.3636
Critical Infrastructure | Stormwater Treatment Facilities and Pump Stations | Drainage Assets - NWFWMD; SFWMD; SJRWMD; SWFWMD | G36 | STFPS_PT_000194 | X | Not Affected | Not Affected | Not Affected | Not Affected | Not Affected | Not Affected | Not Affected | Not Affected | Not Affected | Not Affected | Not Affected | Not Affected | Not Affected | Not Affected | Not Affected | Not Affected | Not Affected | Not Affected | Not Affected | Not Affected | Not Affected | 0 | 0 | 0 | 0 | 21 | Point |  | 56 |  | C-3 |  | Not Studied | 592 | 860 | 36.5714
Critical Infrastructure | Stormwater Treatment Facilities and Pump Stations | Drainage Assets - NWFWMD; SFWMD; SJRWMD; SWFWMD | S135 | STFPS_PT_000133 | VE | Not Affected | Not Affected | Not Affected | Not Affected | Not Affected | Not Affected | Not Affected | Not Affected | Not Affected | Not Affected | Not Affected | Not Affected | Not Affected | Not Affected | Not Affected | Not Affected | Not Affected | Not Affected | Not Affected | Not Affected | Not Affected | 0 | 0 | 0 | 0 | 21 | Point |  | 56 |  | No C Rating |  | Not Studied | 592 | 860 | 36.5714
Critical Infrastructure | Stormwater Treatment Facilities and Pump Stations | Drainage Assets - NWFWMD; SFWMD; SJRWMD; SWFWMD | S57 | STFPS_PT_000599 | X | Not Affected | Not Affected | Not Affected | Not Affected | Not Affected | Not Affected | Not Affected | Not Affected | Not Affected | Not Affected | Not Affected | Not Affected | Not Affected | Not Affected | Not Affected | Not Affected | Not Affected | Not Affected | Not Affected | Not Affected | Not Affected | 0 | 0 | 0 | 0 | 21 | Point |  | 56 |  | C-4 |  | < 5-Year Event | 717 | 382 | 36.3636
Critical Infrastructure | Stormwater Treatment Facilities and Pump Stations | Drainage Assets - NWFWMD; SFWMD; SJRWMD; SWFWMD | S58 | STFPS_PT_000597 | AE | Not Affected | Not Affected | Not Affected | Not Affected | Not Affected | Not Affected | Not Affected | Not Affected | Not Affected | Not Affected | Not Affected | Not Affected | Not Affected | Not Affected | Not Affected | Not Affected | Not Affected | Not Affected | Not Affected | Not Affected | Not Affected | 0 | 0 | 0 | 0 | 21 | Point |  | 56 |  | C-3 |  | < 5-Year Event | 717 | 382 | 36.3636
Critical Infrastructure | Stormwater Treatment Facilities and Pump Stations | Drainage Assets - NWFWMD; SFWMD; SJRWMD; SWFWMD | S62 | STFPS_PT_000411 | AE | Not Affected | Not Affected | Not Affected | Not Affected | Not Affected | Not Affected | Not Affected | Not Affected | Not Affected | Not Affected | Not Affected | Not Affected | Not Affected | Not Affected | Not Affected | Not Affected | Not Affected | Not Affected | Not Affected | Not Affected | Not Affected | 0 | 0 | 0 | 0 | 21 | Point |  | 56 |  | C-3 |  | 5-Year Event | 80184 | 3146 | 12.0336
Critical Infrastructure | Stormwater Treatment Facilities and Pump Stations | Drainage Assets - NWFWMD; SFWMD; SJRWMD; SWFWMD | L62_PC05N | STFPS_PT_001482 | X | Not Affected | Not Affected | Not Affected | Not Affected | Not Affected | Not Affected | Not Affected | Not Affected | Not Affected | Not Affected | Not Affected | Not Affected | Not Affected | Not Affected | Not Affected | Not Affected | Not Affected | Not Affected | Not Affected | Not Affected | Not Affected | 0 | 0 | 0 | 0 | 21 | Point |  | 55 |  | No C Rating |  | Not Available | 4985 | 1638 | 13.3333
Critical Infrastructure | Stormwater Treatment Facilities and Pump Stations | Drainage Assets - NWFWMD; SFWMD; SJRWMD; SWFWMD | L62_PC08N | STFPS_PT_001479 | X | Not Affected | Not Affected | Not Affected | Not Affected | Not Affected | Not Affected | Not Affected | Not Affected | Not Affected | Not Affected | Not Affected | Not Affected | Not Affected | Not Affected | Not Affected | Not Affected | Not Affected | Not Affected | Not Affected | Not Affected | Not Affected | 0 | 0 | 0 | 0 | 21 | Point |  | 55 |  | No C Rating |  | Not Available | 4985 | 1638 | 13.3333
Critical Infrastructure | Stormwater Treatment Facilities and Pump Stations | Drainage Assets - NWFWMD; SFWMD; SJRWMD; SWFWMD | L62_PC09N | STFPS_PT_001478 | X | Not Affected | Not Affected | Not Affected | Not Affected | Not Affected | Not Affected | Not Affected | Not Affected | Not Affected | Not Affected | Not Affected | Not Affected | Not Affected | Not Affected | Not Affected | Not Affected | Not Affected | Not Affected | Not Affected | Not Affected | Not Affected | 0 | 0 | 0 | 0 | 21 | Point |  | 55 |  | No C Rating |  | Not Available | 4985 | 1638 | 13.3333
Critical Infrastructure | Stormwater Treatment Facilities and Pump Stations | Drainage Assets - NWFWMD; SFWMD; SJRWMD; SWFWMD | L63N_PC02AN | STFPS_PT_001477 | X | Not Affected | Not Affected | Not Affected | Not Affected | Not Affected | Not Affected | Not Affected | Not Affected | Not Affected | Not Affected | Not Affected | Not Affected | Not Affected | Not Affected | Not Affected | Not Affected | Not Affected | Not Affected | Not Affected | Not Affected | Not Affected | 0 | 0 | 0 | 0 | 21 | Point |  | 55 |  | No C Rating |  | Not Available | 8595 | 7527 | 42.3469
Critical Infrastructure | Stormwater Treatment Facilities and Pump Stations | Drainage Assets - NWFWMD; SFWMD; SJRWMD; SWFWMD | L63N_PC04N | STFPS_PT_001496 | X | Not Affected | Not Affected | Not Affected | Not Affected | Not Affected | Not Affected | Not Affected | Not Affected | Not Affected | Not Affected | Not Affected | Not Affected | Not Affected | Not Affected | Not Affected | Not Affected | Not Affected | Not Affected | Not Affected | Not Affected | Not Affected | 0 | 0 | 0 | 0 | 21 | Point |  | 55 |  | No C Rating |  | Not Available | 8595 | 7527 | 42.3469
Critical Infrastructure | Stormwater Treatment Facilities and Pump Stations | Drainage Assets - NWFWMD; SFWMD; SJRWMD; SWFWMD | L63N_PC05N | STFPS_PT_001487 | X | Not Affected | Not Affected | Not Affected | Not Affected | Not Affected | Not Affected | Not Affected | Not Affected | Not Affected | Not Affected | Not Affected | Not Affected | Not Affected | Not Affected | Not Affected | Not Affected | Not Affected | Not Affected | Not Affected | Not Affected | Not Affected | 0 | 0 | 0 | 0 | 21 | Point |  | 55 |  | No C Rating |  | Not Available | 8595 | 7527 | 42.3469
Critical Infrastructure | Stormwater Treatment Facilities and Pump Stations | Drainage Assets - NWFWMD; SFWMD; SJRWMD; SWFWMD | L63N_PC06N | STFPS_PT_001490 | X | Not Affected | Not Affected | Not Affected | Not Affected | Not Affected | Not Affected | Not Affected | Not Affected | Not Affected | Not Affected | Not Affected | Not Affected | Not Affected | Not Affected | Not Affected | Not Affected | Not Affected | Not Affected | Not Affected | Not Affected | Not Affected | 0 | 0 | 0 | 0 | 21 | Point |  | 55 |  | No C Rating |  | Not Available | 8595 | 7527 | 42.3469
Critical Infrastructure | Stormwater Treatment Facilities and Pump Stations | Drainage Assets - NWFWMD; SFWMD; SJRWMD; SWFWMD | L63N_PC09N | STFPS_PT_001488 | X | Not Affected | Not Affected | Not Affected | Not Affected | Not Affected | Not Affected | Not Affected | Not Affected | Not Affected | Not Affected | Not Affected | Not Affected | Not Affected | Not Affected | Not Affected | Not Affected | Not Affected | Not Affected | Not Affected | Not Affected | Not Affected | 0 | 0 | 0 | 0 | 21 | Point |  | 55 |  | No C Rating |  | Not Available | 8595 | 7527 | 42.3469
Critical Infrastructure | Stormwater Treatment Facilities and Pump Stations | Drainage Assets - NWFWMD; SFWMD; SJRWMD; SWFWMD | L63S_PC06N | STFPS_PT_001474 | X | Not Affected | Not Affected | Not Affected | Not Affected | Not Affected | Not Affected | Not Affected | Not Affected | Not Affected | Not Affected | Not Affected | Not Affected | Not Affected | Not Affected | Not Affected | Not Affected | Not Affected | Not Affected | Not Affected | Not Affected | Not Affected | 0 | 0 | 0 | 0 | 21 | Point |  | 55 |  | No C Rating |  | Not Available | 8595 | 7527 | 42.3469
Critical Infrastructure | Stormwater Treatment Facilities and Pump Stations | Drainage Assets - NWFWMD; SFWMD; SJRWMD; SWFWMD | L63S_PC07N | STFPS_PT_001473 | X | Not Affected | Not Affected | Not Affected | Not Affected | Not Affected | Not Affected | Not Affected | Not Affected | Not Affected | Not Affected | Not Affected | Not Affected | Not Affected | Not Affected | Not Affected | Not Affected | Not Affected | Not Affected | Not Affected | Not Affected | Not Affected | 0 | 0 | 0 | 0 | 21 | Point |  | 55 |  | No C Rating |  | Not Available | 8595 | 7527 | 42.3469
Critical Infrastructure | Stormwater Treatment Facilities and Pump Stations | Drainage Assets - NWFWMD; SFWMD; SJRWMD; SWFWMD | L63S_PC08N | STFPS_PT_001472 | X | Not Affected | Not Affected | Not Affected | Not Affected | Not Affected | Not Affected | Not Affected | Not Affected | Not Affected | Not Affected | Not Affected | Not Affected | Not Affected | Not Affected | Not Affected | Not Affected | Not Affected | Not Affected | Not Affected | Not Affected | Not Affected | 0 | 0 | 0 | 0 | 21 | Point |  | 55 |  | No C Rating |  | Not Available | 8595 | 7527 | 42.3469
Critical Infrastructure | Stormwater Treatment Facilities and Pump Stations | Drainage Assets - NWFWMD; SFWMD; SJRWMD; SWFWMD | L65_PC08N | STFPS_PT_001465 | X | Not Affected | Not Affected | Not Affected | Not Affected | Not Affected | Not Affected | Not Affected | Not Affected | Not Affected | Not Affected | Not Affected | Not Affected | Not Affected | Not Affected | Not Affected | Not Affected | Not Affected | Not Affected | Not Affected | Not Affected | Not Affected | 0 | 0 | 0 | 0 | 21 | Point |  | 55 |  | No C Rating |  | Not Available | 351 | 670 | 30.2326
Critical Infrastructure | Stormwater Treatment Facilities and Pump Stations | Drainage Assets - NWFWMD; SFWMD; SJRWMD; SWFWMD | S191 | STFPS_PT_000193 | A | Not Affected | Not Affected | Not Affected | Not Affected | Not Affected | Not Affected | Not Affected | Not Affected | Not Affected | Not Affected | Not Affected | Not Affected | Not Affected | Not Affected | Not Affected | Not Affected | Not Affected | Not Affected | Not Affected | Not Affected | Not Affected | 0 | 0 | 0 | 0 | 21 | Point |  | 55 |  | C-3 |  | Not Studied | 592 | 860 | 36.5714
Critical Infrastructure | Stormwater Treatment Facilities and Pump Stations | Drainage Assets - NWFWMD; SFWMD; SJRWMD; SWFWMD | S153 | STFPS_PT_000227 | X | Not Affected | Not Affected | Not Affected | Not Affected | Not Affected | Not Affected | Not Affected | Not Affected | Not Affected | Not Affected | Not Affected | Not Affected | Not Affected | Not Affected | Not Affected | Not Affected | Not Affected | Not Affected | Not Affected | Not Affected | Not Affected | 0 | 0 | 0 | 0 | 21 | Point |  | 54 |  | C-3 |  | Not Available | 351 | 670 | 30.2326
Critical Infrastructure | Stormwater Treatment Facilities and Pump Stations | Drainage Assets - NWFWMD; SFWMD; SJRWMD; SWFWMD | S154 | STFPS_PT_000187 | X | Not Affected | Not Affected | Not Affected | Not Affected | Not Affected | Not Affected | Not Affected | Not Affected | Not Affected | Not Affected | Not Affected | Not Affected | Not Affected | Not Affected | Not Affected | Not Affected | Not Affected | Not Affected | Not Affected | Not Affected | Not Affected | 0 | 0 | 0 | 0 | 21 | Point |  | 54 |  | C-3 |  | Not Studied | 592 | 860 | 36.5714
Critical Infrastructure | Stormwater Treatment Facilities and Pump Stations | Drainage Assets - NWFWMD; SFWMD; SJRWMD; SWFWMD | G35 | STFPS_PT_000165 | X | Not Affected | Not Affected | Not Affected | Not Affected | Not Affected | Not Affected | Not Affected | Not Affected | Not Affected | Not Affected | Not Affected | Not Affected | Not Affected | Not Affected | Not Affected | Not Affected | Not Affected | Not Affected | Not Affected | Not Affected | Not Affected | 0 | 0 | 0 | 0 | 21 | Point |  | 53 |  | C-3 |  | Not Available | 4985 | 1638 | 13.3333
Critical Infrastructure | Stormwater Treatment Facilities and Pump Stations | Drainage Assets - NWFWMD; SFWMD; SJRWMD; SWFWMD | G80 | STFPS_PT_000166 | X | Not Affected | Not Affected | Not Affected | Not Affected | Not Affected | Not Affected | Not Affected | Not Affected | Not Affected | Not Affected | Not Affected | Not Affected | Not Affected | Not Affected | Not Affected | Not Affected | Not Affected | Not Affected | Not Affected | Not Affected | Not Affected | 0 | 0 | 0 | 0 | 21 | Point |  | 53 |  | C-3 |  | Not Available | 4985 | 1638 | 13.3333
Critical Infrastructure | Stormwater Treatment Facilities and Pump Stations | Drainage Assets - NWFWMD; SFWMD; SJRWMD; SWFWMD | S154C | STFPS_PT_000186 | X | Not Affected | Not Affected | Not Affected | Not Affected | Not Affected | Not Affected | Not Affected | Not Affected | Not Affected | Not Affected | Not Affected | Not Affected | Not Affected | Not Affected | Not Affected | Not Affected | Not Affected | Not Affected | Not Affected | Not Affected | Not Affected | 0 | 0 | 0 | 0 | 21 | Point |  | 53 |  | C-4 |  | Not Available | 15 | 123 | No Results
Critical Infrastructure | Stormwater Treatment Facilities and Pump Stations | Drainage Assets - NWFWMD; SFWMD; SJRWMD; SWFWMD | S192 | STFPS_PT_000180 | X | Not Affected | Not Affected | Not Affected | Not Affected | Not Affected | Not Affected | Not Affected | Not Affected | Not Affected | Not Affected | Not Affected | Not Affected | Not Affected | Not Affected | Not Affected | Not Affected | Not Affected | Not Affected | Not Affected | Not Affected | Not Affected | 0 | 0 | 0 | 0 | 21 | Point |  | 53 |  | C-4 |  | Not Available | 8595 | 7527 | 42.3469
Critical Infrastructure | Stormwater Treatment Facilities and Pump Stations | Drainage Assets - NWFWMD; SFWMD; SJRWMD; SWFWMD | S334 | STFPS_PT_000273 | A | Not Affected | Not Affected | Not Affected | Not Affected | Not Affected | Not Affected | Not Affected | Not Affected | Not Affected | Not Affected | Not Affected | Not Affected | Not Affected | Not Affected | Not Affected | Not Affected | Not Affected | Not Affected | Not Affected | Not Affected | Not Affected | 0 | 0 | 0 | 0 | 21 | Point |  | 52 |  | C-3 |  | No Results | 18 | 46 | 38.8889
Critical Infrastructure | Stormwater Treatment Facilities and Pump Stations | Drainage Assets - NWFWMD; SFWMD; SJRWMD; SWFWMD | S32A | STFPS_PT_000236 | A | Not Affected | Not Affected | Not Affected | Not Affected | Not Affected | Not Affected | Not Affected | Not Affected | Not Affected | Not Affected | Not Affected | Not Affected | Not Affected | Not Affected | Not Affected | Not Affected | Not Affected | Not Affected | Not Affected | Not Affected | Not Affected | 0 | 0 | 0 | 0 | 21 | Point |  | 50 |  | C-3 |  | 5-Year Event | 222051 | 3902 | 80.2424
Critical Infrastructure | Stormwater Treatment Facilities and Pump Stations | Drainage Assets - NWFWMD; SFWMD; SJRWMD; SWFWMD | S335 | STFPS_PT_000238 | A | Not Affected | Not Affected | Not Affected | Not Affected | Not Affected | Not Affected | Not Affected | Not Affected | Not Affected | Not Affected | Not Affected | Not Affected | Not Affected | Not Affected | Not Affected | Not Affected | Not Affected | Not Affected | Not Affected | Not Affected | Not Affected | 0 | 0 | 0 | 0 | 21 | Point |  | 50 |  | C-3 |  | Not Studied | 0 | 44 | 28
Critical Infrastructure | Stormwater Treatment Facilities and Pump Stations | Drainage Assets - NWFWMD; SFWMD; SJRWMD; SWFWMD | S236 | STFPS_PT_000214 | A | Not Affected | Not Affected | Not Affected | Not Affected | Not Affected | Not Affected | Not Affected | Not Affected | Not Affected | Not Affected | Not Affected | Not Affected | Not Affected | Not Affected | Not Affected | Not Affected | Not Affected | Not Affected | Not Affected | Not Affected | Not Affected | 0 | 0 | 0 | 0 | 21 | Point |  | 49 |  | C-4 |  | Not Studied | 592 | 860 | 36.5714
Critical Infrastructure | Stormwater Treatment Facilities and Pump Stations | Drainage Assets - NWFWMD; SFWMD; SJRWMD; SWFWMD | S333 | STFPS_PT_000252 | A | Not Affected | Not Affected | Not Affected | Not Affected | Not Affected | Not Affected | Not Affected | Not Affected | Not Affected | Not Affected | Not Affected | Not Affected | Not Affected | Not Affected | Not Affected | Not Affected | Not Affected | Not Affected | Not Affected | Not Affected | Not Affected | 0 | 0 | 0 | 0 | 21 | Point |  | 48 |  | C-3 |  | Not Studied | 624 | 3169 | 28.777
Critical Infrastructure | Stormwater Treatment Facilities and Pump Stations | Drainage Assets - NWFWMD; SFWMD; SJRWMD; SWFWMD | S336 | STFPS_PT_000237 | AH | Not Affected | Not Affected | Not Affected | Not Affected | Not Affected | Not Affected | Not Affected | Not Affected | Not Affected | Not Affected | Not Affected | Not Affected | Not Affected | Not Affected | Not Affected | Not Affected | Not Affected | Not Affected | Not Affected | Not Affected | Not Affected | 0 | 0 | 0 | 0 | 21 | Point |  | 48 |  | C-3 |  | 10-Year Event | 181422 | 2805 | 57.99 | Inactive
Critical Infrastructure | Stormwater Treatment Facilities and Pump Stations | Drainage Assets - NWFWMD; SFWMD; SJRWMD; SWFWMD | S337 | STFPS_PT_000410 | A | Not Affected | Not Affected | Not Affected | Not Affected | Not Affected | Not Affected | Not Affected | Not Affected | Not Affected | Not Affected | Not Affected | Not Affected | Not Affected | Not Affected | Not Affected | Not Affected | Not Affected | Not Affected | Not Affected | Not Affected | Not Affected | 0 | 0 | 0 | 0 | 21 | Point |  | 47 |  | C-3 |  | Not Studied | 3 | 313 | 36.6667
Critical Infrastructure | Stormwater Treatment Facilities and Pump Stations | Drainage Assets - NWFWMD; SFWMD; SJRWMD; SWFWMD | C24_PC01AS | STFPS_PT_001621 | X | Not Affected | Not Affected | Not Affected | Not Affected | Not Affected | Not Affected | Not Affected | Not Affected | Not Affected | Not Affected | Not Affected | Not Affected | Not Affected | Not Affected | Not Affected | Not Affected | Not Affected | Not Affected | Not Affected | Not Affected | Not Affected | 0 | 0 | 0 | 0 | 21 | Point |  | 46 |  | No C Rating |  | Not Available | 246174 | 10583 | 39.7129
Critical Infrastructure | Stormwater Treatment Facilities and Pump Stations | Drainage Assets - NWFWMD; SFWMD; SJRWMD; SWFWMD | C24_PC33W | STFPS_PT_001531 | X | Not Affected | Not Affected | Not Affected | Not Affected | Not Affected | Not Affected | Not Affected | Not Affected | Not Affected | Not Affected | Not Affected | Not Affected | Not Affected | Not Affected | Not Affected | Not Affected | Not Affected | Not Affected | Not Affected | Not Affected | Not Affected | 0 | 0 | 0 | 0 | 21 | Point |  | 45 |  | No C Rating |  | Not Available | 23278 | 6457 | 23.3945
Critical Infrastructure | Stormwater Treatment Facilities and Pump Stations | Drainage Assets - NWFWMD; SFWMD; SJRWMD; SWFWMD | C40_PC11S | STFPS_PT_001438 | X | Not Affected | Not Affected | Not Affected | Not Affected | Not Affected | Not Affected | Not Affected | Not Affected | Not Affected | Not Affected | Not Affected | Not Affected | Not Affected | Not Affected | Not Affected | Not Affected | Not Affected | Not Affected | Not Affected | Not Affected | Not Affected | 0 | 0 | 0 | 0 | 21 | Point |  | 45 |  | No C Rating |  | Not Studied | 72 | 940 | 20.4545
Critical Infrastructure | Stormwater Treatment Facilities and Pump Stations | Drainage Assets - NWFWMD; SFWMD; SJRWMD; SWFWMD | C40_PC12S | STFPS_PT_001439 | X | Not Affected | Not Affected | Not Affected | Not Affected | Not Affected | Not Affected | Not Affected | Not Affected | Not Affected | Not Affected | Not Affected | Not Affected | Not Affected | Not Affected | Not Affected | Not Affected | Not Affected | Not Affected | Not Affected | Not Affected | Not Affected | 0 | 0 | 0 | 0 | 21 | Point |  | 45 |  | No C Rating |  | Not Studied | 72 | 940 | 20.4545
Critical Infrastructure | Stormwater Treatment Facilities and Pump Stations | Drainage Assets - NWFWMD; SFWMD; SJRWMD; SWFWMD | C40_PC14N | STFPS_PT_001440 | X | Not Affected | Not Affected | Not Affected | Not Affected | Not Affected | Not Affected | Not Affected | Not Affected | Not Affected | Not Affected | Not Affected | Not Affected | Not Affected | Not Affected | Not Affected | Not Affected | Not Affected | Not Affected | Not Affected | Not Affected | Not Affected | 0 | 0 | 0 | 0 | 21 | Point |  | 45 |  | No C Rating |  | Not Studied | 72 | 940 | 20.4545
Critical Infrastructure | Stormwater Treatment Facilities and Pump Stations | Drainage Assets - NWFWMD; SFWMD; SJRWMD; SWFWMD | C40_PC16S | STFPS_PT_001441 | AH | Not Affected | Not Affected | Not Affected | Not Affected | Not Affected | Not Affected | Not Affected | Not Affected | Not Affected | Not Affected | Not Affected | Not Affected | Not Affected | Not Affected | Not Affected | Not Affected | Not Affected | Not Affected | Not Affected | Not Affected | Not Affected | 0 | 0 | 0 | 0 | 21 | Point |  | 45 |  | No C Rating |  | Not Studied | 72 | 940 | 20.4545
Critical Infrastructure | Stormwater Treatment Facilities and Pump Stations | Drainage Assets - NWFWMD; SFWMD; SJRWMD; SWFWMD | C40_PC25N | STFPS_PT_001452 | A | Not Affected | Not Affected | Not Affected | Not Affected | Not Affected | Not Affected | Not Affected | Not Affected | Not Affected | Not Affected | Not Affected | Not Affected | Not Affected | Not Affected | Not Affected | Not Affected | Not Affected | Not Affected | Not Affected | Not Affected | Not Affected | 0 | 0 | 0 | 0 | 21 | Point |  | 45 |  | No C Rating |  | Not Studied | 72 | 940 | 20.4545
Critical Infrastructure | Stormwater Treatment Facilities and Pump Stations | Drainage Assets - NWFWMD; SFWMD; SJRWMD; SWFWMD | C41_PC21N | STFPS_PT_001610 | X | Not Affected | Not Affected | Not Affected | Not Affected | Not Affected | Not Affected | Not Affected | Not Affected | Not Affected | Not Affected | Not Affected | Not Affected | Not Affected | Not Affected | Not Affected | Not Affected | Not Affected | Not Affected | Not Affected | Not Affected | Not Affected | 0 | 0 | 0 | 0 | 21 | Point |  | 44 |  | No C Rating |  | Not Studied | 274 | 1173 | 22.5
Critical Infrastructure | Stormwater Treatment Facilities and Pump Stations | Drainage Assets - NWFWMD; SFWMD; SJRWMD; SWFWMD | G135 | STFPS_PT_000650 | X | Not Affected | Not Affected | Not Affected | Not Affected | Not Affected | Not Affected | Not Affected | Not Affected | Not Affected | Not Affected | Not Affected | Not Affected | Not Affected | Not Affected | Not Affected | Not Affected | Not Affected | Not Affected | Not Affected | Not Affected | Not Affected | 0 | 0 | 0 | 0 | 21 | Point |  | 44 |  | C-3 |  | Not Available | 2945 | 5357 | 29.3375
Critical Infrastructure | Stormwater Treatment Facilities and Pump Stations | Drainage Assets - NWFWMD; SFWMD; SJRWMD; SWFWMD | G136 | STFPS_PT_000271 | X | Not Affected | Not Affected | Not Affected | Not Affected | Not Affected | Not Affected | Not Affected | Not Affected | Not Affected | Not Affected | Not Affected | Not Affected | Not Affected | Not Affected | Not Affected | Not Affected | Not Affected | Not Affected | Not Affected | Not Affected | Not Affected | 0 | 0 | 0 | 0 | 21 | Point |  | 44 |  | C-4 |  | Not Studied | 40 | 1246 | 34.2593
Critical Infrastructure | Stormwater Treatment Facilities and Pump Stations | Drainage Assets - NWFWMD; SFWMD; SJRWMD; SWFWMD | S343A | STFPS_PT_000382 | A | Not Affected | Not Affected | Not Affected | Not Affected | Not Affected | Not Affected | Not Affected | Not Affected | Not Affected | Not Affected | Not Affected | Not Affected | Not Affected | Not Affected | Not Affected | Not Affected | Not Affected | Not Affected | Not Affected | Not Affected | Not Affected | 0 | 0 | 0 | 0 | 21 | Point |  | 44 |  | C-4 |  | Not Studied | 624 | 3169 | 28.777
Critical Infrastructure | Stormwater Treatment Facilities and Pump Stations | Drainage Assets - NWFWMD; SFWMD; SJRWMD; SWFWMD | S343B | STFPS_PT_000331 | A | Not Affected | Not Affected | Not Affected | Not Affected | Not Affected | Not Affected | Not Affected | Not Affected | Not Affected | Not Affected | Not Affected | Not Affected | Not Affected | Not Affected | Not Affected | Not Affected | Not Affected | Not Affected | Not Affected | Not Affected | Not Affected | 0 | 0 | 0 | 0 | 21 | Point |  | 44 |  | C-4 |  | Not Studied | 624 | 3169 | 28.777
Critical Infrastructure | Stormwater Treatment Facilities and Pump Stations | Drainage Assets - NWFWMD; SFWMD; SJRWMD; SWFWMD | S344 | STFPS_PT_000314 | A | Not Affected | Not Affected | Not Affected | Not Affected | Not Affected | Not Affected | Not Affected | Not Affected | Not Affected | Not Affected | Not Affected | Not Affected | Not Affected | Not Affected | Not Affected | Not Affected | Not Affected | Not Affected | Not Affected | Not Affected | Not Affected | 0 | 0 | 0 | 0 | 21 | Point |  | 44 |  | C-3 |  | Not Studied | 392 | 15936 | 27.8351
Critical Infrastructure | Stormwater Treatment Facilities and Pump Stations | Drainage Assets - NWFWMD; SFWMD; SJRWMD; SWFWMD | C40_PC10S | STFPS_PT_001437 | X | Not Affected | Not Affected | Not Affected | Not Affected | Not Affected | Not Affected | Not Affected | Not Affected | Not Affected | Not Affected | Not Affected | Not Affected | Not Affected | Not Affected | Not Affected | Not Affected | Not Affected | Not Affected | Not Affected | Not Affected | Not Affected | 0 | 0 | 0 | 0 | 21 | Point |  | 43 |  | No C Rating |  | Not Studied | 72 | 940 | 20.4545
Critical Infrastructure | Stormwater Treatment Facilities and Pump Stations | Drainage Assets - NWFWMD; SFWMD; SJRWMD; SWFWMD | C40_PC13N | STFPS_PT_001457 | AH | Not Affected | Not Affected | Not Affected | Not Affected | Not Affected | Not Affected | Not Affected | Not Affected | Not Affected | Not Affected | Not Affected | Not Affected | Not Affected | Not Affected | Not Affected | Not Affected | Not Affected | Not Affected | Not Affected | Not Affected | Not Affected | 0 | 0 | 0 | 0 | 21 | Point |  | 43 |  | No C Rating |  | Not Studied | 72 | 940 | 20.4545
Critical Infrastructure | Stormwater Treatment Facilities and Pump Stations | Drainage Assets - NWFWMD; SFWMD; SJRWMD; SWFWMD | S331 | STFPS_PT_000695 | AH | Not Affected | Not Affected | Not Affected | Not Affected | Not Affected | Not Affected | Not Affected | Not Affected | Not Affected | Not Affected | Not Affected | Not Affected | Not Affected | Not Affected | Not Affected | Not Affected | Not Affected | Not Affected | Not Affected | Not Affected | Not Affected | 0 | 0 | 0 | 0 | 21 | Point |  | 43 |  | No C Rating |  | 10-Year Event | 7588 | 372 | 51.25
Critical Infrastructure | Stormwater Treatment Facilities and Pump Stations | Drainage Assets - NWFWMD; SFWMD; SJRWMD; SWFWMD | C23_PC50G77 | STFPS_PT_001571 | X | Not Affected | Not Affected | Not Affected | Not Affected | Not Affected | Not Affected | Not Affected | Not Affected | Not Affected | Not Affected | Not Affected | Not Affected | Not Affected | Not Affected | Not Affected | Not Affected | Not Affected | Not Affected | Not Affected | Not Affected | Not Affected | 0 | 0 | 0 | 0 | 21 | Point |  | 42 |  | No C Rating |  | Not Available | 7321 | 5984 | 19.2157
Critical Infrastructure | Stormwater Treatment Facilities and Pump Stations | Drainage Assets - NWFWMD; SFWMD; SJRWMD; SWFWMD | C38A_PC01 | STFPS_PT_001364 | A | Not Affected | Not Affected | Not Affected | Not Affected | Not Affected | Not Affected | Not Affected | Not Affected | Not Affected | Not Affected | Not Affected | Not Affected | Not Affected | Not Affected | Not Affected | Not Affected | Not Affected | Not Affected | Not Affected | Not Affected | Not Affected | 0 | 0 | 0 | 0 | 21 | Point |  | 41 |  | No C Rating |  | Not Studied | 290 | 2436 | 41.7582
Critical Infrastructure | Stormwater Treatment Facilities and Pump Stations | Drainage Assets - NWFWMD; SFWMD; SJRWMD; SWFWMD | C40_PC08S | STFPS_PT_001435 | X | Not Affected | Not Affected | Not Affected | Not Affected | Not Affected | Not Affected | Not Affected | Not Affected | Not Affected | Not Affected | Not Affected | Not Affected | Not Affected | Not Affected | Not Affected | Not Affected | Not Affected | Not Affected | Not Affected | Not Affected | Not Affected | 0 | 0 | 0 | 0 | 21 | Point |  | 41 |  | No C Rating |  | Not Studied | 72 | 940 | 20.4545
Critical Infrastructure | Stormwater Treatment Facilities and Pump Stations | Drainage Assets - NWFWMD; SFWMD; SJRWMD; SWFWMD | C40_PC09S | STFPS_PT_001436 | X | Not Affected | Not Affected | Not Affected | Not Affected | Not Affected | Not Affected | Not Affected | Not Affected | Not Affected | Not Affected | Not Affected | Not Affected | Not Affected | Not Affected | Not Affected | Not Affected | Not Affected | Not Affected | Not Affected | Not Affected | Not Affected | 0 | 0 | 0 | 0 | 21 | Point |  | 41 |  | No C Rating |  | Not Studied | 72 | 940 | 20.4545
Critical Infrastructure | Stormwater Treatment Facilities and Pump Stations | Drainage Assets - NWFWMD; SFWMD; SJRWMD; SWFWMD | S65AX | STFPS_PT_000799 |  | Not Affected | Not Affected | Not Affected | Not Affected | Not Affected | Not Affected | Not Affected | Not Affected | Not Affected | Not Affected | Not Affected | Not Affected | Not Affected | Not Affected | Not Affected | Not Affected | Not Affected | Not Affected | Not Affected | Not Affected | Not Affected | 0 | 0 | 0 | 0 | 21 | Point |  | 41 |  | C-4 |  | Not Studied | 1760 | 9861 | 36.1257
Critical Infrastructure | Stormwater Treatment Facilities and Pump Stations | Drainage Assets - NWFWMD; SFWMD; SJRWMD; SWFWMD | C40A_PC31S | STFPS_PT_001612 | A | Not Affected | Not Affected | Not Affected | Not Affected | Not Affected | Not Affected | Not Affected | Not Affected | Not Affected | Not Affected | Not Affected | Not Affected | Not Affected | Not Affected | Not Affected | Not Affected | Not Affected | Not Affected | Not Affected | Not Affected | Not Affected | 0 | 0 | 0 | 0 | 21 | Point |  | 40 |  | No C Rating |  | Not Studied | 2031 | 4657 | 42.2311
Critical Infrastructure | Stormwater Treatment Facilities and Pump Stations | Drainage Assets - NWFWMD; SFWMD; SJRWMD; SWFWMD | C41_PC28S | STFPS_PT_001405 | A | Not Affected | Not Affected | Not Affected | Not Affected | Not Affected | Not Affected | Not Affected | Not Affected | Not Affected | Not Affected | Not Affected | Not Affected | Not Affected | Not Affected | Not Affected | Not Affected | Not Affected | Not Affected | Not Affected | Not Affected | Not Affected | 0 | 0 | 0 | 0 | 21 | Point |  | 40 |  | No C Rating |  | Not Studied | 2031 | 4657 | 42.2311
Critical Infrastructure | Stormwater Treatment Facilities and Pump Stations | Drainage Assets - NWFWMD; SFWMD; SJRWMD; SWFWMD | C41_PC50W | STFPS_PT_001418 | A | Not Affected | Not Affected | Not Affected | Not Affected | Not Affected | Not Affected | Not Affected | Not Affected | Not Affected | Not Affected | Not Affected | Not Affected | Not Affected | Not Affected | Not Affected | Not Affected | Not Affected | Not Affected | Not Affected | Not Affected | Not Affected | 0 | 0 | 0 | 0 | 21 | Point |  | 40 |  | No C Rating |  | Not Studied | 2031 | 4657 | 42.2311
Critical Infrastructure | Stormwater Treatment Facilities and Pump Stations | Drainage Assets - NWFWMD; SFWMD; SJRWMD; SWFWMD | G212 | STFPS_PT_000254 | X | Not Affected | Not Affected | Not Affected | Not Affected | Not Affected | Not Affected | Not Affected | Not Affected | Not Affected | Not Affected | Not Affected | Not Affected | Not Affected | Not Affected | Not Affected | Not Affected | Not Affected | Not Affected | Not Affected | Not Affected | Not Affected | 0 | 0 | 0 | 0 | 21 | Point |  | 40 |  | C-3 |  | Not Studied | 40 | 1246 | 34.2593
Critical Infrastructure | Stormwater Treatment Facilities and Pump Stations | Drainage Assets - NWFWMD; SFWMD; SJRWMD; SWFWMD | C41_PC08E | STFPS_PT_001609 | X | Not Affected | Not Affected | Not Affected | Not Affected | Not Affected | Not Affected | Not Affected | Not Affected | Not Affected | Not Affected | Not Affected | Not Affected | Not Affected | Not Affected | Not Affected | Not Affected | Not Affected | Not Affected | Not Affected | Not Affected | Not Affected | 0 | 0 | 0 | 0 | 21 | Point |  | 39 |  | No C Rating |  | Not Studied | 274 | 1173 | 22.5
Critical Infrastructure | Stormwater Treatment Facilities and Pump Stations | Drainage Assets - NWFWMD; SFWMD; SJRWMD; SWFWMD | C41_PC31S | STFPS_PT_001406 | A | Not Affected | Not Affected | Not Affected | Not Affected | Not Affected | Not Affected | Not Affected | Not Affected | Not Affected | Not Affected | Not Affected | Not Affected | Not Affected | Not Affected | Not Affected | Not Affected | Not Affected | Not Affected | Not Affected | Not Affected | Not Affected | 0 | 0 | 0 | 0 | 21 | Point |  | 39 |  | No C Rating |  | Not Studied | 2031 | 4657 | 42.2311
Critical Infrastructure | Stormwater Treatment Facilities and Pump Stations | Drainage Assets - NWFWMD; SFWMD; SJRWMD; SWFWMD | C41A_PC05S | STFPS_PT_001390 | A | Not Affected | Not Affected | Not Affected | Not Affected | Not Affected | Not Affected | Not Affected | Not Affected | Not Affected | Not Affected | Not Affected | Not Affected | Not Affected | Not Affected | Not Affected | Not Affected | Not Affected | Not Affected | Not Affected | Not Affected | Not Affected | 0 | 0 | 0 | 0 | 21 | Point |  | 39 |  | No C Rating |  | Not Studied | 66 | 1283 | 14.0351
Critical Infrastructure | Stormwater Treatment Facilities and Pump Stations | Drainage Assets - NWFWMD; SFWMD; SJRWMD; SWFWMD | C41A_PC17N | STFPS_PT_001372 | A | Not Affected | Not Affected | Not Affected | Not Affected | Not Affected | Not Affected | Not Affected | Not Affected | Not Affected | Not Affected | Not Affected | Not Affected | Not Affected | Not Affected | Not Affected | Not Affected | Not Affected | Not Affected | Not Affected | Not Affected | Not Affected | 0 | 0 | 0 | 0 | 21 | Point |  | 39 |  | No C Rating |  | Not Studied | 66 | 1283 | 14.0351
Critical Infrastructure | Stormwater Treatment Facilities and Pump Stations | Drainage Assets - NWFWMD; SFWMD; SJRWMD; SWFWMD | C41A_PC19S | STFPS_PT_001379 | A | Not Affected | Not Affected | Not Affected | Not Affected | Not Affected | Not Affected | Not Affected | Not Affected | Not Affected | Not Affected | Not Affected | Not Affected | Not Affected | Not Affected | Not Affected | Not Affected | Not Affected | Not Affected | Not Affected | Not Affected | Not Affected | 0 | 0 | 0 | 0 | 21 | Point |  | 39 |  | No C Rating |  | Not Studied | 66 | 1283 | 14.0351
Critical Infrastructure | Stormwater Treatment Facilities and Pump Stations | Drainage Assets - NWFWMD; SFWMD; SJRWMD; SWFWMD | C41A_PC20N | STFPS_PT_001370 | A | Not Affected | Not Affected | Not Affected | Not Affected | Not Affected | Not Affected | Not Affected | Not Affected | Not Affected | Not Affected | Not Affected | Not Affected | Not Affected | Not Affected | Not Affected | Not Affected | Not Affected | Not Affected | Not Affected | Not Affected | Not Affected | 0 | 0 | 0 | 0 | 21 | Point |  | 39 |  | No C Rating |  | Not Studied | 66 | 1283 | 14.0351
Critical Infrastructure | Stormwater Treatment Facilities and Pump Stations | Drainage Assets - NWFWMD; SFWMD; SJRWMD; SWFWMD | G150 | STFPS_PT_000653 | AE | Not Affected | Not Affected | Not Affected | Not Affected | Not Affected | Not Affected | Not Affected | Not Affected | Not Affected | Not Affected | Not Affected | Not Affected | Not Affected | Not Affected | Not Affected | Not Affected | Not Affected | Not Affected | Not Affected | Not Affected | Not Affected | 0 | 0 | 0 | 0 | 21 | Point |  | 39 |  | C-4 |  | Not Available | 3537 | 4856 | 29.2208
Critical Infrastructure | Stormwater Treatment Facilities and Pump Stations | Drainage Assets - NWFWMD; SFWMD; SJRWMD; SWFWMD | G92 | STFPS_PT_000684 | X | Not Affected | Not Affected | Not Affected | Not Affected | Not Affected | Not Affected | Not Affected | Not Affected | Not Affected | Not Affected | Not Affected | Not Affected | Not Affected | Not Affected | Not Affected | Not Affected | Not Affected | Not Affected | Not Affected | Not Affected | Not Affected | 0 | 0 | 0 | 0 | 21 | Point |  | 39 |  | C-3 |  | Not Available | 12566 | 908 | 58.0645
Critical Infrastructure | Stormwater Treatment Facilities and Pump Stations | Drainage Assets - NWFWMD; SFWMD; SJRWMD; SWFWMD | C23_PC54NW | STFPS_PT_001560 | X | Not Affected | Not Affected | Not Affected | Not Affected | Not Affected | Not Affected | Not Affected | Not Affected | Not Affected | Not Affected | Not Affected | Not Affected | Not Affected | Not Affected | Not Affected | Not Affected | Not Affected | Not Affected | Not Affected | Not Affected | Not Affected | 0 | 0 | 0 | 0 | 21 | Point |  | 38 |  | No C Rating |  | Not Available | 23278 | 6457 | 23.3945
Critical Infrastructure | Stormwater Treatment Facilities and Pump Stations | Drainage Assets - NWFWMD; SFWMD; SJRWMD; SWFWMD | C24_PC24AS | STFPS_PT_001518 | X | Not Affected | Not Affected | Not Affected | Not Affected | Not Affected | Not Affected | Not Affected | Not Affected | Not Affected | Not Affected | Not Affected | Not Affected | Not Affected | Not Affected | Not Affected | Not Affected | Not Affected | Not Affected | Not Affected | Not Affected | Not Affected | 0 | 0 | 0 | 0 | 21 | Point |  | 38 |  | No C Rating |  | Not Available | 23278 | 6457 | 23.3945
Critical Infrastructure | Stormwater Treatment Facilities and Pump Stations | Drainage Assets - NWFWMD; SFWMD; SJRWMD; SWFWMD | C41_PC32S | STFPS_PT_001407 | A | Not Affected | Not Affected | Not Affected | Not Affected | Not Affected | Not Affected | Not Affected | Not Affected | Not Affected | Not Affected | Not Affected | Not Affected | Not Affected | Not Affected | Not Affected | Not Affected | Not Affected | Not Affected | Not Affected | Not Affected | Not Affected | 0 | 0 | 0 | 0 | 21 | Point |  | 38 |  | No C Rating |  | Not Studied | 2031 | 4657 | 42.2311
Critical Infrastructure | Stormwater Treatment Facilities and Pump Stations | Drainage Assets - NWFWMD; SFWMD; SJRWMD; SWFWMD | C41_PC35S | STFPS_PT_001408 | A | Not Affected | Not Affected | Not Affected | Not Affected | Not Affected | Not Affected | Not Affected | Not Affected | Not Affected | Not Affected | Not Affected | Not Affected | Not Affected | Not Affected | Not Affected | Not Affected | Not Affected | Not Affected | Not Affected | Not Affected | Not Affected | 0 | 0 | 0 | 0 | 21 | Point |  | 38 |  | No C Rating |  | Not Studied | 2031 | 4657 | 42.2311
Critical Infrastructure | Stormwater Treatment Facilities and Pump Stations | Drainage Assets - NWFWMD; SFWMD; SJRWMD; SWFWMD | G113 | STFPS_PT_000169 | A | Not Affected | Not Affected | Not Affected | Not Affected | Not Affected | Not Affected | Not Affected | Not Affected | Not Affected | Not Affected | Not Affected | Not Affected | Not Affected | Not Affected | Not Affected | Not Affected | Not Affected | Not Affected | Not Affected | Not Affected | Not Affected | 0 | 0 | 0 | 0 | 21 | Point |  | 38 |  | No C Rating |  | 5-Year Event | 47 | 753 | 17.8571
Critical Infrastructure | Stormwater Treatment Facilities and Pump Stations | Drainage Assets - NWFWMD; SFWMD; SJRWMD; SWFWMD | L61_PC02 | STFPS_PT_001459 | AH | Not Affected | Not Affected | Not Affected | Not Affected | Not Affected | Not Affected | Not Affected | Not Affected | Not Affected | Not Affected | Not Affected | Not Affected | Not Affected | Not Affected | Not Affected | Not Affected | Not Affected | Not Affected | Not Affected | Not Affected | Not Affected | 0 | 0 | 0 | 0 | 21 | Point |  | 38 |  | No C Rating |  | Not Studied | 1838 | 10317 | 34.7682
Critical Infrastructure | Stormwater Treatment Facilities and Pump Stations | Drainage Assets - NWFWMD; SFWMD; SJRWMD; SWFWMD | L64_PC01N | STFPS_PT_001469 | X | Not Affected | Not Affected | Not Affected | Not Affected | Not Affected | Not Affected | Not Affected | Not Affected | Not Affected | Not Affected | Not Affected | Not Affected | Not Affected | Not Affected | Not Affected | Not Affected | Not Affected | Not Affected | Not Affected | Not Affected | Not Affected | 0 | 0 | 0 | 0 | 21 | Point |  | 38 |  | No C Rating |  | Not Available | 2670 | 1597 | 33.6207
Critical Infrastructure | Stormwater Treatment Facilities and Pump Stations | Drainage Assets - NWFWMD; SFWMD; SJRWMD; SWFWMD | S342 | STFPS_PT_000607 | A | Not Affected | Not Affected | Not Affected | Not Affected | Not Affected | Not Affected | Not Affected | Not Affected | Not Affected | Not Affected | Not Affected | Not Affected | Not Affected | Not Affected | Not Affected | Not Affected | Not Affected | Not Affected | Not Affected | Not Affected | Not Affected | 0 | 0 | 0 | 0 | 21 | Point |  | 38 |  | No C Rating |  | Not Available | 170 | 517 | 31.0345
Critical Infrastructure | Stormwater Treatment Facilities and Pump Stations | Drainage Assets - NWFWMD; SFWMD; SJRWMD; SWFWMD | S342S | STFPS_PT_000605 | X | Not Affected | Not Affected | Not Affected | Not Affected | Not Affected | Not Affected | Not Affected | Not Affected | Not Affected | Not Affected | Not Affected | Not Affected | Not Affected | Not Affected | Not Affected | Not Affected | Not Affected | Not Affected | Not Affected | Not Affected | Not Affected | 0 | 0 | 0 | 0 | 21 | Point |  | 38 |  | C-3 |  | Not Available | 16 | 199 | 50.8772
Critical Infrastructure | Stormwater Treatment Facilities and Pump Stations | Drainage Assets - NWFWMD; SFWMD; SJRWMD; SWFWMD | C24_PC02S | STFPS_PT_001510 | X | Not Affected | Not Affected | Not Affected | Not Affected | Not Affected | Not Affected | Not Affected | Not Affected | Not Affected | Not Affected | Not Affected | Not Affected | Not Affected | Not Affected | Not Affected | Not Affected | Not Affected | Not Affected | Not Affected | Not Affected | Not Affected | 0 | 0 | 0 | 0 | 21 | Point |  | 37 |  | No C Rating |  | Not Available | 246174 | 10583 | 39.7129
Critical Infrastructure | Stormwater Treatment Facilities and Pump Stations | Drainage Assets - NWFWMD; SFWMD; SJRWMD; SWFWMD | C41_PC47S | STFPS_PT_001416 | A | Not Affected | Not Affected | Not Affected | Not Affected | Not Affected | Not Affected | Not Affected | Not Affected | Not Affected | Not Affected | Not Affected | Not Affected | Not Affected | Not Affected | Not Affected | Not Affected | Not Affected | Not Affected | Not Affected | Not Affected | Not Affected | 0 | 0 | 0 | 0 | 21 | Point |  | 37 |  | No C Rating |  | Not Studied | 2031 | 4657 | 42.2311
Critical Infrastructure | Stormwater Treatment Facilities and Pump Stations | Drainage Assets - NWFWMD; SFWMD; SJRWMD; SWFWMD | C41A_PC24S | STFPS_PT_001377 | A | Not Affected | Not Affected | Not Affected | Not Affected | Not Affected | Not Affected | Not Affected | Not Affected | Not Affected | Not Affected | Not Affected | Not Affected | Not Affected | Not Affected | Not Affected | Not Affected | Not Affected | Not Affected | Not Affected | Not Affected | Not Affected | 0 | 0 | 0 | 0 | 21 | Point |  | 37 |  | No C Rating |  | Not Studied | 64 | 1249 | 20
Critical Infrastructure | Stormwater Treatment Facilities and Pump Stations | Drainage Assets - NWFWMD; SFWMD; SJRWMD; SWFWMD | C41A_PC26S | STFPS_PT_001376 | A | Not Affected | Not Affected | Not Affected | Not Affected | Not Affected | Not Affected | Not Affected | Not Affected | Not Affected | Not Affected | Not Affected | Not Affected | Not Affected | Not Affected | Not Affected | Not Affected | Not Affected | Not Affected | Not Affected | Not Affected | Not Affected | 0 | 0 | 0 | 0 | 21 | Point |  | 37 |  | No C Rating |  | Not Studied | 64 | 1249 | 20
Critical Infrastructure | Stormwater Treatment Facilities and Pump Stations | Drainage Assets - NWFWMD; SFWMD; SJRWMD; SWFWMD | C41A_PC28S | STFPS_PT_001375 | A | Not Affected | Not Affected | Not Affected | Not Affected | Not Affected | Not Affected | Not Affected | Not Affected | Not Affected | Not Affected | Not Affected | Not Affected | Not Affected | Not Affected | Not Affected | Not Affected | Not Affected | Not Affected | Not Affected | Not Affected | Not Affected | 0 | 0 | 0 | 0 | 21 | Point |  | 37 |  | No C Rating |  | Not Studied | 64 | 1249 | 20
Critical Infrastructure | Stormwater Treatment Facilities and Pump Stations | Drainage Assets - NWFWMD; SFWMD; SJRWMD; SWFWMD | C41A_PC30S | STFPS_PT_001374 | AE | Not Affected | Not Affected | Not Affected | Not Affected | Not Affected | Not Affected | Not Affected | Not Affected | Not Affected | Not Affected | Not Affected | Not Affected | Not Affected | Not Affected | Not Affected | Not Affected | Not Affected | Not Affected | Not Affected | Not Affected | Not Affected | 0 | 0 | 0 | 0 | 21 | Point |  | 37 |  | No C Rating |  | Not Studied | 64 | 1249 | 20
Critical Infrastructure | Stormwater Treatment Facilities and Pump Stations | Drainage Assets - NWFWMD; SFWMD; SJRWMD; SWFWMD | G207 | STFPS_PT_000197 | X | Not Affected | Not Affected | Not Affected | Not Affected | Not Affected | Not Affected | Not Affected | Not Affected | Not Affected | Not Affected | Not Affected | Not Affected | Not Affected | Not Affected | Not Affected | Not Affected | Not Affected | Not Affected | Not Affected | Not Affected | Not Affected | 0 | 0 | 0 | 0 | 21 | Point |  | 37 |  | C-3 |  | Not Studied | 592 | 860 | 36.5714
Critical Infrastructure | Stormwater Treatment Facilities and Pump Stations | Drainage Assets - NWFWMD; SFWMD; SJRWMD; SWFWMD | G87 | STFPS_PT_000746 | AE | Not Affected | Not Affected | Not Affected | Not Affected | Not Affected | Not Affected | Not Affected | Not Affected | Not Affected | Not Affected | Not Affected | Not Affected | Not Affected | Not Affected | Not Affected | Not Affected | Not Affected | Not Affected | Not Affected | Not Affected | Not Affected | 0 | 0 | 0 | 0 | 21 | Point |  | 37 |  | C-3 |  | 10-Year Event | 162149 | 3904 | 36.1619
Critical Infrastructure | Stormwater Treatment Facilities and Pump Stations | Drainage Assets - NWFWMD; SFWMD; SJRWMD; SWFWMD | L15_PC04 | STFPS_PT_001130 | X | Not Affected | Not Affected | Not Affected | Not Affected | Not Affected | Not Affected | Not Affected | Not Affected | Not Affected | Not Affected | Not Affected | Not Affected | Not Affected | Not Affected | Not Affected | Not Affected | Not Affected | Not Affected | Not Affected | Not Affected | Not Affected | 0 | 0 | 0 | 0 | 21 | Point |  | 37 |  | No C Rating |  | Not Studied | 25154 | 3599 | 25.0331
Critical Infrastructure | Stormwater Treatment Facilities and Pump Stations | Drainage Assets - NWFWMD; SFWMD; SJRWMD; SWFWMD | S351 | STFPS_PT_000234 | X | Not Affected | Not Affected | Not Affected | Not Affected | Not Affected | Not Affected | Not Affected | Not Affected | Not Affected | Not Affected | Not Affected | Not Affected | Not Affected | Not Affected | Not Affected | Not Affected | Not Affected | Not Affected | Not Affected | Not Affected | Not Affected | 0 | 0 | 0 | 0 | 21 | Point |  | 37 |  | No C Rating |  | Not Studied | 592 | 860 | 36.5714
Critical Infrastructure | Stormwater Treatment Facilities and Pump Stations | Drainage Assets - NWFWMD; SFWMD; SJRWMD; SWFWMD | S352 | STFPS_PT_000232 | VE | Not Affected | Not Affected | Not Affected | Not Affected | Not Affected | Not Affected | Not Affected | Not Affected | Not Affected | Not Affected | Not Affected | Not Affected | Not Affected | Not Affected | Not Affected | Not Affected | Not Affected | Not Affected | Not Affected | Not Affected | Not Affected | 0 | 0 | 0 | 0 | 21 | Point |  | 37 |  | No C Rating |  | Not Studied | 592 | 860 | 36.5714
Critical Infrastructure | Stormwater Treatment Facilities and Pump Stations | Drainage Assets - NWFWMD; SFWMD; SJRWMD; SWFWMD | C23_PC42AE | STFPS_PT_001620 | X | Not Affected | Not Affected | Not Affected | Not Affected | Not Affected | Not Affected | Not Affected | Not Affected | Not Affected | Not Affected | Not Affected | Not Affected | Not Affected | Not Affected | Not Affected | Not Affected | Not Affected | Not Affected | Not Affected | Not Affected | Not Affected | 0 | 0 | 0 | 0 | 21 | Point |  | 36 |  | No C Rating |  | Not Available | 7321 | 5984 | 19.2157
Critical Infrastructure | Stormwater Treatment Facilities and Pump Stations | Drainage Assets - NWFWMD; SFWMD; SJRWMD; SWFWMD | C23_PC57N | STFPS_PT_001562 | X | Not Affected | Not Affected | Not Affected | Not Affected | Not Affected | Not Affected | Not Affected | Not Affected | Not Affected | Not Affected | Not Affected | Not Affected | Not Affected | Not Affected | Not Affected | Not Affected | Not Affected | Not Affected | Not Affected | Not Affected | Not Affected | 0 | 0 | 0 | 0 | 21 | Point |  | 36 |  | No C Rating |  | Not Available | 23278 | 6457 | 23.3945
Critical Infrastructure | Stormwater Treatment Facilities and Pump Stations | Drainage Assets - NWFWMD; SFWMD; SJRWMD; SWFWMD | C35_PC17 | STFPS_PT_001281 | A | Not Affected | Not Affected | Not Affected | Not Affected | Not Affected | Not Affected | Not Affected | Not Affected | Not Affected | Not Affected | Not Affected | Not Affected | Not Affected | Not Affected | Not Affected | Not Affected | Not Affected | Not Affected | Not Affected | Not Affected | Not Affected | 0 | 0 | 0 | 0 | 21 | Point |  | 36 |  | No C Rating |  | < 5-Year Event | 57 | 771 | 10.7143
Critical Infrastructure | Stormwater Treatment Facilities and Pump Stations | Drainage Assets - NWFWMD; SFWMD; SJRWMD; SWFWMD | C40_PC27N | STFPS_PT_001451 | A | Not Affected | Not Affected | Not Affected | Not Affected | Not Affected | Not Affected | Not Affected | Not Affected | Not Affected | Not Affected | Not Affected | Not Affected | Not Affected | Not Affected | Not Affected | Not Affected | Not Affected | Not Affected | Not Affected | Not Affected | Not Affected | 0 | 0 | 0 | 0 | 21 | Point |  | 36 |  | No C Rating |  | Not Studied | 72 | 940 | 20.4545
Critical Infrastructure | Stormwater Treatment Facilities and Pump Stations | Drainage Assets - NWFWMD; SFWMD; SJRWMD; SWFWMD | C41_PC40A | STFPS_PT_001410 | A | Not Affected | Not Affected | Not Affected | Not Affected | Not Affected | Not Affected | Not Affected | Not Affected | Not Affected | Not Affected | Not Affected | Not Affected | Not Affected | Not Affected | Not Affected | Not Affected | Not Affected | Not Affected | Not Affected | Not Affected | Not Affected | 0 | 0 | 0 | 0 | 21 | Point |  | 36 |  | No C Rating |  | Not Studied | 2031 | 4657 | 42.2311
Critical Infrastructure | Stormwater Treatment Facilities and Pump Stations | Drainage Assets - NWFWMD; SFWMD; SJRWMD; SWFWMD | C41_PC41AW | STFPS_PT_001412 | A | Not Affected | Not Affected | Not Affected | Not Affected | Not Affected | Not Affected | Not Affected | Not Affected | Not Affected | Not Affected | Not Affected | Not Affected | Not Affected | Not Affected | Not Affected | Not Affected | Not Affected | Not Affected | Not Affected | Not Affected | Not Affected | 0 | 0 | 0 | 0 | 21 | Point |  | 36 |  | No C Rating |  | Not Studied | 2031 | 4657 | 42.2311
Critical Infrastructure | Stormwater Treatment Facilities and Pump Stations | Drainage Assets - NWFWMD; SFWMD; SJRWMD; SWFWMD | L15_PC09 | STFPS_PT_001124 | X | Not Affected | Not Affected | Not Affected | Not Affected | Not Affected | Not Affected | Not Affected | Not Affected | Not Affected | Not Affected | Not Affected | Not Affected | Not Affected | Not Affected | Not Affected | Not Affected | Not Affected | Not Affected | Not Affected | Not Affected | Not Affected | 0 | 0 | 0 | 0 | 21 | Point |  | 36 |  | No C Rating |  | Not Studied | 25154 | 3599 | 25.0331
Critical Infrastructure | Stormwater Treatment Facilities and Pump Stations | Drainage Assets - NWFWMD; SFWMD; SJRWMD; SWFWMD | L15_PC10 | STFPS_PT_001125 | X | Not Affected | Not Affected | Not Affected | Not Affected | Not Affected | Not Affected | Not Affected | Not Affected | Not Affected | Not Affected | Not Affected | Not Affected | Not Affected | Not Affected | Not Affected | Not Affected | Not Affected | Not Affected | Not Affected | Not Affected | Not Affected | 0 | 0 | 0 | 0 | 21 | Point |  | 36 |  | No C Rating |  | Not Studied | 25154 | 3599 | 25.0331
Critical Infrastructure | Stormwater Treatment Facilities and Pump Stations | Drainage Assets - NWFWMD; SFWMD; SJRWMD; SWFWMD | C24_PC24S | STFPS_PT_001517 | X | Not Affected | Not Affected | Not Affected | Not Affected | Not Affected | Not Affected | Not Affected | Not Affected | Not Affected | Not Affected | Not Affected | Not Affected | Not Affected | Not Affected | Not Affected | Not Affected | Not Affected | Not Affected | Not Affected | Not Affected | Not Affected | 0 | 0 | 0 | 0 | 21 | Point |  | 35 |  | No C Rating |  | Not Available | 23278 | 6457 | 23.3945
Critical Infrastructure | Stormwater Treatment Facilities and Pump Stations | Drainage Assets - NWFWMD; SFWMD; SJRWMD; SWFWMD | C24_PC25S | STFPS_PT_001519 | X | Not Affected | Not Affected | Not Affected | Not Affected | Not Affected | Not Affected | Not Affected | Not Affected | Not Affected | Not Affected | Not Affected | Not Affected | Not Affected | Not Affected | Not Affected | Not Affected | Not Affected | Not Affected | Not Affected | Not Affected | Not Affected | 0 | 0 | 0 | 0 | 21 | Point |  | 35 |  | No C Rating |  | Not Available | 23278 | 6457 | 23.3945
Critical Infrastructure | Stormwater Treatment Facilities and Pump Stations | Drainage Assets - NWFWMD; SFWMD; SJRWMD; SWFWMD | C24_PC26S | STFPS_PT_001520 | X | Not Affected | Not Affected | Not Affected | Not Affected | Not Affected | Not Affected | Not Affected | Not Affected | Not Affected | Not Affected | Not Affected | Not Affected | Not Affected | Not Affected | Not Affected | Not Affected | Not Affected | Not Affected | Not Affected | Not Affected | Not Affected | 0 | 0 | 0 | 0 | 21 | Point |  | 35 |  | No C Rating |  | Not Available | 23278 | 6457 | 23.3945 | FAES - Name Change
Critical Infrastructure | Stormwater Treatment Facilities and Pump Stations | Drainage Assets - NWFWMD; SFWMD; SJRWMD; SWFWMD | C24_PC42W | STFPS_PT_001532 | X | Not Affected | Not Affected | Not Affected | Not Affected | Not Affected | Not Affected | Not Affected | Not Affected | Not Affected | Not Affected | Not Affected | Not Affected | Not Affected | Not Affected | Not Affected | Not Affected | Not Affected | Not Affected | Not Affected | Not Affected | Not Affected | 0 | 0 | 0 | 0 | 21 | Point |  | 35 |  | No C Rating |  | Not Available | 23278 | 6457 | 23.3945
Critical Infrastructure | Stormwater Treatment Facilities and Pump Stations | Drainage Assets - NWFWMD; SFWMD; SJRWMD; SWFWMD | C40_PC06S | STFPS_PT_001434 | AH | Not Affected | Not Affected | Not Affected | Not Affected | Not Affected | Not Affected | Not Affected | Not Affected | Not Affected | Not Affected | Not Affected | Not Affected | Not Affected | Not Affected | Not Affected | Not Affected | Not Affected | Not Affected | Not Affected | Not Affected | Not Affected | 0 | 0 | 0 | 0 | 21 | Point |  | 35 |  | No C Rating |  | Not Studied | 72 | 940 | 20.4545
Critical Infrastructure | Stormwater Treatment Facilities and Pump Stations | Drainage Assets - NWFWMD; SFWMD; SJRWMD; SWFWMD | C41_PC33N | STFPS_PT_001427 | A | Not Affected | Not Affected | Not Affected | Not Affected | Not Affected | Not Affected | Not Affected | Not Affected | Not Affected | Not Affected | Not Affected | Not Affected | Not Affected | Not Affected | Not Affected | Not Affected | Not Affected | Not Affected | Not Affected | Not Affected | Not Affected | 0 | 0 | 0 | 0 | 21 | Point |  | 35 |  | No C Rating |  | Not Studied | 2031 | 4657 | 42.2311
Critical Infrastructure | Stormwater Treatment Facilities and Pump Stations | Drainage Assets - NWFWMD; SFWMD; SJRWMD; SWFWMD | C41A_PC02S | STFPS_PT_001388 | A | Not Affected | Not Affected | Not Affected | Not Affected | Not Affected | Not Affected | Not Affected | Not Affected | Not Affected | Not Affected | Not Affected | Not Affected | Not Affected | Not Affected | Not Affected | Not Affected | Not Affected | Not Affected | Not Affected | Not Affected | Not Affected | 0 | 0 | 0 | 0 | 21 | Point |  | 35 |  | No C Rating |  | Not Studied | 66 | 1283 | 14.0351
Critical Infrastructure | Stormwater Treatment Facilities and Pump Stations | Drainage Assets - NWFWMD; SFWMD; SJRWMD; SWFWMD | G208 | STFPS_PT_000196 | X | Not Affected | Not Affected | Not Affected | Not Affected | Not Affected | Not Affected | Not Affected | Not Affected | Not Affected | Not Affected | Not Affected | Not Affected | Not Affected | Not Affected | Not Affected | Not Affected | Not Affected | Not Affected | Not Affected | Not Affected | Not Affected | 0 | 0 | 0 | 0 | 21 | Point |  | 35 |  | C-3 |  | Not Studied | 72 | 940 | 20.4545
Critical Infrastructure | Stormwater Treatment Facilities and Pump Stations | Drainage Assets - NWFWMD; SFWMD; SJRWMD; SWFWMD | C18_PC04A | STFPS_PT_001118 | X | Not Affected | Not Affected | Not Affected | Not Affected | Not Affected | Not Affected | Not Affected | Not Affected | Not Affected | Not Affected | Not Affected | Not Affected | Not Affected | Not Affected | Not Affected | Not Affected | Not Affected | Not Affected | Not Affected | Not Affected | Not Affected | 0 | 0 | 0 | 0 | 21 | Point |  | 34 |  | No C Rating |  | Not Available | 38871 | 1264 | 58.371
Critical Infrastructure | Stormwater Treatment Facilities and Pump Stations | Drainage Assets - NWFWMD; SFWMD; SJRWMD; SWFWMD | C29A_PC03 | STFPS_PT_001336 | X | Not Affected | Not Affected | Not Affected | Not Affected | Not Affected | Not Affected | Not Affected | Not Affected | Not Affected | Not Affected | Not Affected | Not Affected | Not Affected | Not Affected | Not Affected | Not Affected | Not Affected | Not Affected | Not Affected | Not Affected | Not Affected | 0 | 0 | 0 | 0 | 21 | Point |  | 34 |  | No C Rating |  | 5-Year Event | 80184 | 3146 | 12.0336
Critical Infrastructure | Stormwater Treatment Facilities and Pump Stations | Drainage Assets - NWFWMD; SFWMD; SJRWMD; SWFWMD | C31_PC13 | STFPS_PT_001296 | X | Not Affected | Not Affected | Not Affected | Not Affected | Not Affected | Not Affected | Not Affected | Not Affected | Not Affected | Not Affected | Not Affected | Not Affected | Not Affected | Not Affected | Not Affected | Not Affected | Not Affected | Not Affected | Not Affected | Not Affected | Not Affected | 0 | 0 | 0 | 0 | 21 | Point |  | 34 |  | No C Rating |  | < 5-Year Event | 182361 | 8381 | 16.6162
Critical Infrastructure | Stormwater Treatment Facilities and Pump Stations | Drainage Assets - NWFWMD; SFWMD; SJRWMD; SWFWMD | L15_PC01 | STFPS_PT_001132 | X | Not Affected | Not Affected | Not Affected | Not Affected | Not Affected | Not Affected | Not Affected | Not Affected | Not Affected | Not Affected | Not Affected | Not Affected | Not Affected | Not Affected | Not Affected | Not Affected | Not Affected | Not Affected | Not Affected | Not Affected | Not Affected | 0 | 0 | 0 | 0 | 21 | Point |  | 34 |  | No C Rating |  | Not Studied | 25154 | 3599 | 25.0331
Critical Infrastructure | Stormwater Treatment Facilities and Pump Stations | Drainage Assets - NWFWMD; SFWMD; SJRWMD; SWFWMD | L15_PC02 | STFPS_PT_001131 | X | Not Affected | Not Affected | Not Affected | Not Affected | Not Affected | Not Affected | Not Affected | Not Affected | Not Affected | Not Affected | Not Affected | Not Affected | Not Affected | Not Affected | Not Affected | Not Affected | Not Affected | Not Affected | Not Affected | Not Affected | Not Affected | 0 | 0 | 0 | 0 | 21 | Point |  | 34 |  | No C Rating |  | Not Studied | 25154 | 3599 | 25.0331
Critical Infrastructure | Stormwater Treatment Facilities and Pump Stations | Drainage Assets - NWFWMD; SFWMD; SJRWMD; SWFWMD | L15_PC11 | STFPS_PT_001126 | X | Not Affected | Not Affected | Not Affected | Not Affected | Not Affected | Not Affected | Not Affected | Not Affected | Not Affected | Not Affected | Not Affected | Not Affected | Not Affected | Not Affected | Not Affected | Not Affected | Not Affected | Not Affected | Not Affected | Not Affected | Not Affected | 0 | 0 | 0 | 0 | 21 | Point |  | 34 |  | No C Rating |  | Not Studied | 25154 | 3599 | 25.0331
Critical Infrastructure | Stormwater Treatment Facilities and Pump Stations | Drainage Assets - NWFWMD; SFWMD; SJRWMD; SWFWMD | L62_PC01N | STFPS_PT_001365 | X | Not Affected | Not Affected | Not Affected | Not Affected | Not Affected | Not Affected | Not Affected | Not Affected | Not Affected | Not Affected | Not Affected | Not Affected | Not Affected | Not Affected | Not Affected | Not Affected | Not Affected | Not Affected | Not Affected | Not Affected | Not Affected | 0 | 0 | 0 | 0 | 21 | Point |  | 34 |  | No C Rating |  | Not Available | 4985 | 1638 | 13.3333
Critical Infrastructure | Stormwater Treatment Facilities and Pump Stations | Drainage Assets - NWFWMD; SFWMD; SJRWMD; SWFWMD | C34_PC05 | STFPS_PT_001305 | A | Not Affected | Not Affected | Not Affected | Not Affected | Not Affected | Not Affected | Not Affected | Not Affected | Not Affected | Not Affected | Not Affected | Not Affected | Not Affected | Not Affected | Not Affected | Not Affected | Not Affected | Not Affected | Not Affected | Not Affected | Not Affected | 0 | 0 | 0 | 0 | 21 | Point |  | 33 |  | No C Rating |  | < 5-Year Event | 57 | 771 | 10.7143
Critical Infrastructure | Stormwater Treatment Facilities and Pump Stations | Drainage Assets - NWFWMD; SFWMD; SJRWMD; SWFWMD | C34_PC08 | STFPS_PT_001307 | A | Not Affected | Not Affected | Not Affected | Not Affected | Not Affected | Not Affected | Not Affected | Not Affected | Not Affected | Not Affected | Not Affected | Not Affected | Not Affected | Not Affected | Not Affected | Not Affected | Not Affected | Not Affected | Not Affected | Not Affected | Not Affected | 0 | 0 | 0 | 0 | 21 | Point |  | 33 |  | No C Rating |  | < 5-Year Event | 57 | 771 | 10.7143
Critical Infrastructure | Stormwater Treatment Facilities and Pump Stations | Drainage Assets - NWFWMD; SFWMD; SJRWMD; SWFWMD | C34_PC09 | STFPS_PT_001310 | AE | Not Affected | Not Affected | Not Affected | Not Affected | Not Affected | Not Affected | Not Affected | Not Affected | Not Affected | Not Affected | Not Affected | Not Affected | Not Affected | Not Affected | Not Affected | Not Affected | Not Affected | Not Affected | Not Affected | Not Affected | Not Affected | 0 | 0 | 0 | 0 | 21 | Point |  | 33 |  | No C Rating |  | < 5-Year Event | 57 | 771 | 10.7143
Critical Infrastructure | Stormwater Treatment Facilities and Pump Stations | Drainage Assets - NWFWMD; SFWMD; SJRWMD; SWFWMD | C34_PC10 | STFPS_PT_001309 | AE | Not Affected | Not Affected | Not Affected | Not Affected | Not Affected | Not Affected | Not Affected | Not Affected | Not Affected | Not Affected | Not Affected | Not Affected | Not Affected | Not Affected | Not Affected | Not Affected | Not Affected | Not Affected | Not Affected | Not Affected | Not Affected | 0 | 0 | 0 | 0 | 21 | Point |  | 33 |  | No C Rating |  | < 5-Year Event | 57 | 771 | 10.7143
Critical Infrastructure | Stormwater Treatment Facilities and Pump Stations | Drainage Assets - NWFWMD; SFWMD; SJRWMD; SWFWMD | C34_PC13B | STFPS_PT_001313 | AE | Not Affected | Not Affected | Not Affected | Not Affected | Not Affected | Not Affected | Not Affected | Not Affected | Not Affected | Not Affected | Not Affected | Not Affected | Not Affected | Not Affected | Not Affected | Not Affected | Not Affected | Not Affected | Not Affected | Not Affected | Not Affected | 0 | 0 | 0 | 0 | 21 | Point |  | 33 |  | No C Rating |  | < 5-Year Event | 54 | 1008 | 15.5556
Critical Infrastructure | Stormwater Treatment Facilities and Pump Stations | Drainage Assets - NWFWMD; SFWMD; SJRWMD; SWFWMD | C35_PC13 | STFPS_PT_001283 | A | Not Affected | Not Affected | Not Affected | Not Affected | Not Affected | Not Affected | Not Affected | Not Affected | Not Affected | Not Affected | Not Affected | Not Affected | Not Affected | Not Affected | Not Affected | Not Affected | Not Affected | Not Affected | Not Affected | Not Affected | Not Affected | 0 | 0 | 0 | 0 | 21 | Point |  | 33 |  | No C Rating |  | < 5-Year Event | 57 | 771 | 10.7143
Critical Infrastructure | Stormwater Treatment Facilities and Pump Stations | Drainage Assets - NWFWMD; SFWMD; SJRWMD; SWFWMD | G251 | STFPS_PT_000459 | D | Not Affected | Not Affected | Not Affected | Not Affected | Not Affected | Not Affected | Not Affected | Not Affected | Not Affected | Not Affected | Not Affected | Not Affected | Not Affected | Not Affected | Not Affected | Not Affected | Not Affected | Not Affected | Not Affected | Not Affected | Not Affected | 0 | 0 | 0 | 0 | 21 | Point |  | 33 |  | C-4 |  | Not Studied | 1 | 543 | 51.2821
Critical Infrastructure | Stormwater Treatment Facilities and Pump Stations | Drainage Assets - NWFWMD; SFWMD; SJRWMD; SWFWMD | S144 | STFPS_PT_000443 | D | Not Affected | Not Affected | Not Affected | Not Affected | Not Affected | Not Affected | Not Affected | Not Affected | Not Affected | Not Affected | Not Affected | Not Affected | Not Affected | Not Affected | Not Affected | Not Affected | Not Affected | Not Affected | Not Affected | Not Affected | Not Affected | 0 | 0 | 0 | 0 | 21 | Point |  | 33 |  | C-4 |  | Not Studied | 0 | 189 | 66.6667
Critical Infrastructure | Stormwater Treatment Facilities and Pump Stations | Drainage Assets - NWFWMD; SFWMD; SJRWMD; SWFWMD | S145 | STFPS_PT_000524 | D | Not Affected | Not Affected | Not Affected | Not Affected | Not Affected | Not Affected | Not Affected | Not Affected | Not Affected | Not Affected | Not Affected | Not Affected | Not Affected | Not Affected | Not Affected | Not Affected | Not Affected | Not Affected | Not Affected | Not Affected | Not Affected | 0 | 0 | 0 | 0 | 21 | Point |  | 33 |  | C-4 |  | Not Studied | 0 | 189 | 66.6667
Critical Infrastructure | Stormwater Treatment Facilities and Pump Stations | Drainage Assets - NWFWMD; SFWMD; SJRWMD; SWFWMD | S146 | STFPS_PT_000485 | D | Not Affected | Not Affected | Not Affected | Not Affected | Not Affected | Not Affected | Not Affected | Not Affected | Not Affected | Not Affected | Not Affected | Not Affected | Not Affected | Not Affected | Not Affected | Not Affected | Not Affected | Not Affected | Not Affected | Not Affected | Not Affected | 0 | 0 | 0 | 0 | 21 | Point |  | 33 |  | C-4 |  | Not Studied | 0 | 189 | 66.6667
Critical Infrastructure | Stormwater Treatment Facilities and Pump Stations | Drainage Assets - NWFWMD; SFWMD; SJRWMD; SWFWMD | C23_PC02S | STFPS_PT_001538 | X | Not Affected | Not Affected | Not Affected | Not Affected | Not Affected | Not Affected | Not Affected | Not Affected | Not Affected | Not Affected | Not Affected | Not Affected | Not Affected | Not Affected | Not Affected | Not Affected | Not Affected | Not Affected | Not Affected | Not Affected | Not Affected | 0 | 0 | 0 | 0 | 21 | Point |  | 32 |  | No C Rating |  | Not Studied | 380 | 580 | 72.973
Critical Infrastructure | Stormwater Treatment Facilities and Pump Stations | Drainage Assets - NWFWMD; SFWMD; SJRWMD; SWFWMD | C23_PC49W | STFPS_PT_001557 | X | Not Affected | Not Affected | Not Affected | Not Affected | Not Affected | Not Affected | Not Affected | Not Affected | Not Affected | Not Affected | Not Affected | Not Affected | Not Affected | Not Affected | Not Affected | Not Affected | Not Affected | Not Affected | Not Affected | Not Affected | Not Affected | 0 | 0 | 0 | 0 | 21 | Point |  | 32 |  | No C Rating |  | Not Available | 7321 | 5984 | 19.2157
Critical Infrastructure | Stormwater Treatment Facilities and Pump Stations | Drainage Assets - NWFWMD; SFWMD; SJRWMD; SWFWMD | C24_PC38W | STFPS_PT_001536 | X | Not Affected | Not Affected | Not Affected | Not Affected | Not Affected | Not Affected | Not Affected | Not Affected | Not Affected | Not Affected | Not Affected | Not Affected | Not Affected | Not Affected | Not Affected | Not Affected | Not Affected | Not Affected | Not Affected | Not Affected | Not Affected | 0 | 0 | 0 | 0 | 21 | Point |  | 32 |  | No C Rating |  | Not Available | 23278 | 6457 | 23.3945
Critical Infrastructure | Stormwater Treatment Facilities and Pump Stations | Drainage Assets - NWFWMD; SFWMD; SJRWMD; SWFWMD | G248B | STFPS_PT_000509 | X | Not Affected | Not Affected | Not Affected | Not Affected | Not Affected | Not Affected | Not Affected | Not Affected | Not Affected | Not Affected | Not Affected | Not Affected | Not Affected | Not Affected | Not Affected | Not Affected | Not Affected | Not Affected | Not Affected | Not Affected | Not Affected | 0 | 0 | 0 | 0 | 21 | Point |  | 32 |  | C-3 |  | Not Studied | 7 | 259 | 18.1818
Critical Infrastructure | Stormwater Treatment Facilities and Pump Stations | Drainage Assets - NWFWMD; SFWMD; SJRWMD; SWFWMD | G248C | STFPS_PT_000482 | X | Not Affected | Not Affected | Not Affected | Not Affected | Not Affected | Not Affected | Not Affected | Not Affected | Not Affected | Not Affected | Not Affected | Not Affected | Not Affected | Not Affected | Not Affected | Not Affected | Not Affected | Not Affected | Not Affected | Not Affected | Not Affected | 0 | 0 | 0 | 0 | 21 | Point |  | 32 |  | C-4 |  | Not Studied | 7 | 259 | 18.1818
Critical Infrastructure | Stormwater Treatment Facilities and Pump Stations | Drainage Assets - NWFWMD; SFWMD; SJRWMD; SWFWMD | G248D | STFPS_PT_000439 | X | Not Affected | Not Affected | Not Affected | Not Affected | Not Affected | Not Affected | Not Affected | Not Affected | Not Affected | Not Affected | Not Affected | Not Affected | Not Affected | Not Affected | Not Affected | Not Affected | Not Affected | Not Affected | Not Affected | Not Affected | Not Affected | 0 | 0 | 0 | 0 | 21 | Point |  | 32 |  | C-4 |  | Not Studied | 7 | 259 | 18.1818
Critical Infrastructure | Stormwater Treatment Facilities and Pump Stations | Drainage Assets - NWFWMD; SFWMD; SJRWMD; SWFWMD | G307 | STFPS_PT_000532 | X | Not Affected | Not Affected | Not Affected | Not Affected | Not Affected | Not Affected | Not Affected | Not Affected | Not Affected | Not Affected | Not Affected | Not Affected | Not Affected | Not Affected | Not Affected | Not Affected | Not Affected | Not Affected | Not Affected | Not Affected | Not Affected | 0 | 0 | 0 | 0 | 21 | Point |  | 32 |  | C-2 |  | Not Studied | 7 | 259 | 18.1818
Critical Infrastructure | Stormwater Treatment Facilities and Pump Stations | Drainage Assets - NWFWMD; SFWMD; SJRWMD; SWFWMD | L28_PC02 | STFPS_PT_001186 | D | Not Affected | Not Affected | Not Affected | Not Affected | Not Affected | Not Affected | Not Affected | Not Affected | Not Affected | Not Affected | Not Affected | Not Affected | Not Affected | Not Affected | Not Affected | Not Affected | Not Affected | Not Affected | Not Affected | Not Affected | Not Affected | 0 | 0 | 0 | 0 | 21 | Point |  | 32 |  | No C Rating |  | Not Available | 19 | 1661 | 20.2532
Critical Infrastructure | Stormwater Treatment Facilities and Pump Stations | Drainage Assets - NWFWMD; SFWMD; SJRWMD; SWFWMD | C23_PC28N | STFPS_PT_001563 | X | Not Affected | Not Affected | Not Affected | Not Affected | Not Affected | Not Affected | Not Affected | Not Affected | Not Affected | Not Affected | Not Affected | Not Affected | Not Affected | Not Affected | Not Affected | Not Affected | Not Affected | Not Affected | Not Affected | Not Affected | Not Affected | 0 | 0 | 0 | 0 | 21 | Point |  | 31 |  | No C Rating |  | Not Available | 7321 | 5984 | 19.2157
Critical Infrastructure | Stormwater Treatment Facilities and Pump Stations | Drainage Assets - NWFWMD; SFWMD; SJRWMD; SWFWMD | C24_PC23N | STFPS_PT_001526 | X | Not Affected | Not Affected | Not Affected | Not Affected | Not Affected | Not Affected | Not Affected | Not Affected | Not Affected | Not Affected | Not Affected | Not Affected | Not Affected | Not Affected | Not Affected | Not Affected | Not Affected | Not Affected | Not Affected | Not Affected | Not Affected | 0 | 0 | 0 | 0 | 21 | Point |  | 31 |  | No C Rating |  | Not Available | 23278 | 6457 | 23.3945
Critical Infrastructure | Stormwater Treatment Facilities and Pump Stations | Drainage Assets - NWFWMD; SFWMD; SJRWMD; SWFWMD | C40_PC28S | STFPS_PT_001444 | A | Not Affected | Not Affected | Not Affected | Not Affected | Not Affected | Not Affected | Not Affected | Not Affected | Not Affected | Not Affected | Not Affected | Not Affected | Not Affected | Not Affected | Not Affected | Not Affected | Not Affected | Not Affected | Not Affected | Not Affected | Not Affected | 0 | 0 | 0 | 0 | 21 | Point |  | 31 |  | No C Rating |  | Not Studied | 72 | 940 | 20.4545
Critical Infrastructure | Stormwater Treatment Facilities and Pump Stations | Drainage Assets - NWFWMD; SFWMD; SJRWMD; SWFWMD | C40A_PC30S | STFPS_PT_001614 | A | Not Affected | Not Affected | Not Affected | Not Affected | Not Affected | Not Affected | Not Affected | Not Affected | Not Affected | Not Affected | Not Affected | Not Affected | Not Affected | Not Affected | Not Affected | Not Affected | Not Affected | Not Affected | Not Affected | Not Affected | Not Affected | 0 | 0 | 0 | 0 | 21 | Point |  | 31 |  | No C Rating |  | Not Studied | 2031 | 4657 | 42.2311
Critical Infrastructure | Stormwater Treatment Facilities and Pump Stations | Drainage Assets - NWFWMD; SFWMD; SJRWMD; SWFWMD | G64 | STFPS_PT_000375 | D | Not Affected | Not Affected | Not Affected | Not Affected | Not Affected | Not Affected | Not Affected | Not Affected | Not Affected | Not Affected | Not Affected | Not Affected | Not Affected | Not Affected | Not Affected | Not Affected | Not Affected | Not Affected | Not Affected | Not Affected | Not Affected | 0 | 0 | 0 | 0 | 21 | Point |  | 31 |  | C-5 |  | Not Studied | 0 | 37 | 25
Critical Infrastructure | Stormwater Treatment Facilities and Pump Stations | Drainage Assets - NWFWMD; SFWMD; SJRWMD; SWFWMD | C24_PC08N | STFPS_PT_001522 | X | Not Affected | Not Affected | Not Affected | Not Affected | Not Affected | Not Affected | Not Affected | Not Affected | Not Affected | Not Affected | Not Affected | Not Affected | Not Affected | Not Affected | Not Affected | Not Affected | Not Affected | Not Affected | Not Affected | Not Affected | Not Affected | 0 | 0 | 0 | 0 | 21 | Point |  | 30 |  | No C Rating |  | Not Available | 23278 | 6457 | 23.3945
Critical Infrastructure | Stormwater Treatment Facilities and Pump Stations | Drainage Assets - NWFWMD; SFWMD; SJRWMD; SWFWMD | C24_PC09N | STFPS_PT_001521 | X | Not Affected | Not Affected | Not Affected | Not Affected | Not Affected | Not Affected | Not Affected | Not Affected | Not Affected | Not Affected | Not Affected | Not Affected | Not Affected | Not Affected | Not Affected | Not Affected | Not Affected | Not Affected | Not Affected | Not Affected | Not Affected | 0 | 0 | 0 | 0 | 21 | Point |  | 30 |  | No C Rating |  | Not Available | 23278 | 6457 | 23.3945
Critical Infrastructure | Stormwater Treatment Facilities and Pump Stations | Drainage Assets - NWFWMD; SFWMD; SJRWMD; SWFWMD | C24_PC10N | STFPS_PT_001523 | X | Not Affected | Not Affected | Not Affected | Not Affected | Not Affected | Not Affected | Not Affected | Not Affected | Not Affected | Not Affected | Not Affected | Not Affected | Not Affected | Not Affected | Not Affected | Not Affected | Not Affected | Not Affected | Not Affected | Not Affected | Not Affected | 0 | 0 | 0 | 0 | 21 | Point |  | 30 |  | No C Rating |  | Not Available | 23278 | 6457 | 23.3945
Critical Infrastructure | Stormwater Treatment Facilities and Pump Stations | Drainage Assets - NWFWMD; SFWMD; SJRWMD; SWFWMD | C33_PC07 | STFPS_PT_001333 | AE | Not Affected | Not Affected | Not Affected | Not Affected | Not Affected | Not Affected | Not Affected | Not Affected | Not Affected | Not Affected | Not Affected | Not Affected | Not Affected | Not Affected | Not Affected | Not Affected | Not Affected | Not Affected | Not Affected | Not Affected | Not Affected | 0 | 0 | 0 | 0 | 21 | Point |  | 30 |  | No C Rating |  | < 5-Year Event | 18888 | 1550 | 20.3488
Critical Infrastructure | Stormwater Treatment Facilities and Pump Stations | Drainage Assets - NWFWMD; SFWMD; SJRWMD; SWFWMD | C41A_PC32S | STFPS_PT_001396 | AE | Not Affected | Not Affected | Not Affected | Not Affected | Not Affected | Not Affected | Not Affected | Not Affected | Not Affected | Not Affected | Not Affected | Not Affected | Not Affected | Not Affected | Not Affected | Not Affected | Not Affected | Not Affected | Not Affected | Not Affected | Not Affected | 0 | 0 | 0 | 0 | 21 | Point |  | 30 |  | No C Rating |  | Not Studied | 6131 | 2053 | 35.8974
Critical Infrastructure | Stormwater Treatment Facilities and Pump Stations | Drainage Assets - NWFWMD; SFWMD; SJRWMD; SWFWMD | L62_PC02N | STFPS_PT_001485 | X | Not Affected | Not Affected | Not Affected | Not Affected | Not Affected | Not Affected | Not Affected | Not Affected | Not Affected | Not Affected | Not Affected | Not Affected | Not Affected | Not Affected | Not Affected | Not Affected | Not Affected | Not Affected | Not Affected | Not Affected | Not Affected | 0 | 0 | 0 | 0 | 21 | Point |  | 30 |  | No C Rating |  | Not Available | 4985 | 1638 | 13.3333
Critical Infrastructure | Stormwater Treatment Facilities and Pump Stations | Drainage Assets - NWFWMD; SFWMD; SJRWMD; SWFWMD | L62_PC03N | STFPS_PT_001484 | X | Not Affected | Not Affected | Not Affected | Not Affected | Not Affected | Not Affected | Not Affected | Not Affected | Not Affected | Not Affected | Not Affected | Not Affected | Not Affected | Not Affected | Not Affected | Not Affected | Not Affected | Not Affected | Not Affected | Not Affected | Not Affected | 0 | 0 | 0 | 0 | 21 | Point |  | 30 |  | No C Rating |  | Not Available | 4985 | 1638 | 13.3333
Critical Infrastructure | Stormwater Treatment Facilities and Pump Stations | Drainage Assets - NWFWMD; SFWMD; SJRWMD; SWFWMD | C23_PC29S | STFPS_PT_001546 | X | Not Affected | Not Affected | Not Affected | Not Affected | Not Affected | Not Affected | Not Affected | Not Affected | Not Affected | Not Affected | Not Affected | Not Affected | Not Affected | Not Affected | Not Affected | Not Affected | Not Affected | Not Affected | Not Affected | Not Affected | Not Affected | 0 | 0 | 0 | 0 | 21 | Point |  | 29 |  | No C Rating |  | Not Available | 7321 | 5984 | 19.2157
Critical Infrastructure | Stormwater Treatment Facilities and Pump Stations | Drainage Assets - NWFWMD; SFWMD; SJRWMD; SWFWMD | C24_PC30S | STFPS_PT_001529 | X | Not Affected | Not Affected | Not Affected | Not Affected | Not Affected | Not Affected | Not Affected | Not Affected | Not Affected | Not Affected | Not Affected | Not Affected | Not Affected | Not Affected | Not Affected | Not Affected | Not Affected | Not Affected | Not Affected | Not Affected | Not Affected | 0 | 0 | 0 | 0 | 21 | Point |  | 29 |  | No C Rating |  | Not Available | 23278 | 6457 | 23.3945
Critical Infrastructure | Stormwater Treatment Facilities and Pump Stations | Drainage Assets - NWFWMD; SFWMD; SJRWMD; SWFWMD | C34_PC04 | STFPS_PT_001304 | A | Not Affected | Not Affected | Not Affected | Not Affected | Not Affected | Not Affected | Not Affected | Not Affected | Not Affected | Not Affected | Not Affected | Not Affected | Not Affected | Not Affected | Not Affected | Not Affected | Not Affected | Not Affected | Not Affected | Not Affected | Not Affected | 0 | 0 | 0 | 0 | 21 | Point |  | 29 |  | No C Rating |  | < 5-Year Event | 57 | 771 | 10.7143
Critical Infrastructure | Stormwater Treatment Facilities and Pump Stations | Drainage Assets - NWFWMD; SFWMD; SJRWMD; SWFWMD | C35_PC12 | STFPS_PT_001290 | A | Not Affected | Not Affected | Not Affected | Not Affected | Not Affected | Not Affected | Not Affected | Not Affected | Not Affected | Not Affected | Not Affected | Not Affected | Not Affected | Not Affected | Not Affected | Not Affected | Not Affected | Not Affected | Not Affected | Not Affected | Not Affected | 0 | 0 | 0 | 0 | 21 | Point |  | 29 |  | No C Rating |  | < 5-Year Event | 57 | 771 | 10.7143
Critical Infrastructure | Stormwater Treatment Facilities and Pump Stations | Drainage Assets - NWFWMD; SFWMD; SJRWMD; SWFWMD | C35_PC14 | STFPS_PT_001291 | A | Not Affected | Not Affected | Not Affected | Not Affected | Not Affected | Not Affected | Not Affected | Not Affected | Not Affected | Not Affected | Not Affected | Not Affected | Not Affected | Not Affected | Not Affected | Not Affected | Not Affected | Not Affected | Not Affected | Not Affected | Not Affected | 0 | 0 | 0 | 0 | 21 | Point |  | 29 |  | No C Rating |  | < 5-Year Event | 57 | 771 | 10.7143
Critical Infrastructure | Stormwater Treatment Facilities and Pump Stations | Drainage Assets - NWFWMD; SFWMD; SJRWMD; SWFWMD | C35_PC16 | STFPS_PT_001292 | A | Not Affected | Not Affected | Not Affected | Not Affected | Not Affected | Not Affected | Not Affected | Not Affected | Not Affected | Not Affected | Not Affected | Not Affected | Not Affected | Not Affected | Not Affected | Not Affected | Not Affected | Not Affected | Not Affected | Not Affected | Not Affected | 0 | 0 | 0 | 0 | 21 | Point |  | 29 |  | No C Rating |  | < 5-Year Event | 57 | 771 | 10.7143
Critical Infrastructure | Stormwater Treatment Facilities and Pump Stations | Drainage Assets - NWFWMD; SFWMD; SJRWMD; SWFWMD | G354A | STFPS_PT_000324 | X | Not Affected | Not Affected | Not Affected | Not Affected | Not Affected | Not Affected | Not Affected | Not Affected | Not Affected | Not Affected | Not Affected | Not Affected | Not Affected | Not Affected | Not Affected | Not Affected | Not Affected | Not Affected | Not Affected | Not Affected | Not Affected | 0 | 0 | 0 | 0 | 21 | Point |  | 29 |  | C-3 |  | Not Studied | 2 | 448 | 11.4286
Critical Infrastructure | Stormwater Treatment Facilities and Pump Stations | Drainage Assets - NWFWMD; SFWMD; SJRWMD; SWFWMD | G354B | STFPS_PT_000280 | X | Not Affected | Not Affected | Not Affected | Not Affected | Not Affected | Not Affected | Not Affected | Not Affected | Not Affected | Not Affected | Not Affected | Not Affected | Not Affected | Not Affected | Not Affected | Not Affected | Not Affected | Not Affected | Not Affected | Not Affected | Not Affected | 0 | 0 | 0 | 0 | 21 | Point |  | 29 |  | C-3 |  | Not Studied | 2 | 448 | 11.4286
Critical Infrastructure | Stormwater Treatment Facilities and Pump Stations | Drainage Assets - NWFWMD; SFWMD; SJRWMD; SWFWMD | G354C | STFPS_PT_000279 | X | Not Affected | Not Affected | Not Affected | Not Affected | Not Affected | Not Affected | Not Affected | Not Affected | Not Affected | Not Affected | Not Affected | Not Affected | Not Affected | Not Affected | Not Affected | Not Affected | Not Affected | Not Affected | Not Affected | Not Affected | Not Affected | 0 | 0 | 0 | 0 | 21 | Point |  | 29 |  | C-4 |  | Not Studied | 2 | 448 | 11.4286
Critical Infrastructure | Stormwater Treatment Facilities and Pump Stations | Drainage Assets - NWFWMD; SFWMD; SJRWMD; SWFWMD | G393A | STFPS_PT_000323 | X | Not Affected | Not Affected | Not Affected | Not Affected | Not Affected | Not Affected | Not Affected | Not Affected | Not Affected | Not Affected | Not Affected | Not Affected | Not Affected | Not Affected | Not Affected | Not Affected | Not Affected | Not Affected | Not Affected | Not Affected | Not Affected | 0 | 0 | 0 | 0 | 21 | Point |  | 29 |  | C-3 |  | Not Studied | 2 | 448 | 11.4286
Critical Infrastructure | Stormwater Treatment Facilities and Pump Stations | Drainage Assets - NWFWMD; SFWMD; SJRWMD; SWFWMD | G393B | STFPS_PT_000261 | X | Not Affected | Not Affected | Not Affected | Not Affected | Not Affected | Not Affected | Not Affected | Not Affected | Not Affected | Not Affected | Not Affected | Not Affected | Not Affected | Not Affected | Not Affected | Not Affected | Not Affected | Not Affected | Not Affected | Not Affected | Not Affected | 0 | 0 | 0 | 0 | 21 | Point |  | 29 |  | C-3 |  | Not Studied | 2 | 448 | 11.4286
Critical Infrastructure | Stormwater Treatment Facilities and Pump Stations | Drainage Assets - NWFWMD; SFWMD; SJRWMD; SWFWMD | G393C | STFPS_PT_000351 | X | Not Affected | Not Affected | Not Affected | Not Affected | Not Affected | Not Affected | Not Affected | Not Affected | Not Affected | Not Affected | Not Affected | Not Affected | Not Affected | Not Affected | Not Affected | Not Affected | Not Affected | Not Affected | Not Affected | Not Affected | Not Affected | 0 | 0 | 0 | 0 | 21 | Point |  | 29 |  | C-3 |  | Not Studied | 2 | 448 | 11.4286
Critical Infrastructure | Stormwater Treatment Facilities and Pump Stations | Drainage Assets - NWFWMD; SFWMD; SJRWMD; SWFWMD | L42_PC04A | STFPS_PT_001157 | X | Not Affected | Not Affected | Not Affected | Not Affected | Not Affected | Not Affected | Not Affected | Not Affected | Not Affected | Not Affected | Not Affected | Not Affected | Not Affected | Not Affected | Not Affected | Not Affected | Not Affected | Not Affected | Not Affected | Not Affected | Not Affected | 0 | 0 | 0 | 0 | 21 | Point |  | 29 |  | No C Rating |  | Not Available | 16 | 199 | 50.8772
Critical Infrastructure | Stormwater Treatment Facilities and Pump Stations | Drainage Assets - NWFWMD; SFWMD; SJRWMD; SWFWMD | C24_PC04N | STFPS_PT_001512 | X | Not Affected | Not Affected | Not Affected | Not Affected | Not Affected | Not Affected | Not Affected | Not Affected | Not Affected | Not Affected | Not Affected | Not Affected | Not Affected | Not Affected | Not Affected | Not Affected | Not Affected | Not Affected | Not Affected | Not Affected | Not Affected | 0 | 0 | 0 | 0 | 21 | Point |  | 28 |  | No C Rating |  | Not Available | 246174 | 10583 | 39.7129
Critical Infrastructure | Stormwater Treatment Facilities and Pump Stations | Drainage Assets - NWFWMD; SFWMD; SJRWMD; SWFWMD | C24_PC05N | STFPS_PT_001527 | X | Not Affected | Not Affected | Not Affected | Not Affected | Not Affected | Not Affected | Not Affected | Not Affected | Not Affected | Not Affected | Not Affected | Not Affected | Not Affected | Not Affected | Not Affected | Not Affected | Not Affected | Not Affected | Not Affected | Not Affected | Not Affected | 0 | 0 | 0 | 0 | 21 | Point |  | 28 |  | No C Rating |  | Not Available | 23278 | 6457 | 23.3945
Critical Infrastructure | Stormwater Treatment Facilities and Pump Stations | Drainage Assets - NWFWMD; SFWMD; SJRWMD; SWFWMD | C24_PC11S | STFPS_PT_001513 | X | Not Affected | Not Affected | Not Affected | Not Affected | Not Affected | Not Affected | Not Affected | Not Affected | Not Affected | Not Affected | Not Affected | Not Affected | Not Affected | Not Affected | Not Affected | Not Affected | Not Affected | Not Affected | Not Affected | Not Affected | Not Affected | 0 | 0 | 0 | 0 | 21 | Point |  | 28 |  | No C Rating |  | Not Available | 246174 | 10583 | 39.7129
Critical Infrastructure | Stormwater Treatment Facilities and Pump Stations | Drainage Assets - NWFWMD; SFWMD; SJRWMD; SWFWMD | C24_PC41W | STFPS_PT_001533 | X | Not Affected | Not Affected | Not Affected | Not Affected | Not Affected | Not Affected | Not Affected | Not Affected | Not Affected | Not Affected | Not Affected | Not Affected | Not Affected | Not Affected | Not Affected | Not Affected | Not Affected | Not Affected | Not Affected | Not Affected | Not Affected | 0 | 0 | 0 | 0 | 21 | Point |  | 28 |  | No C Rating |  | Not Available | 23278 | 6457 | 23.3945
Critical Infrastructure | Stormwater Treatment Facilities and Pump Stations | Drainage Assets - NWFWMD; SFWMD; SJRWMD; SWFWMD | C34_PC13A | STFPS_PT_001312 | AE | Not Affected | Not Affected | Not Affected | Not Affected | Not Affected | Not Affected | Not Affected | Not Affected | Not Affected | Not Affected | Not Affected | Not Affected | Not Affected | Not Affected | Not Affected | Not Affected | Not Affected | Not Affected | Not Affected | Not Affected | Not Affected | 0 | 0 | 0 | 0 | 21 | Point |  | 28 |  | No C Rating |  | < 5-Year Event | 54 | 1008 | 15.5556
Critical Infrastructure | Stormwater Treatment Facilities and Pump Stations | Drainage Assets - NWFWMD; SFWMD; SJRWMD; SWFWMD | C34_PC19 | STFPS_PT_001323 | AE | Not Affected | Not Affected | Not Affected | Not Affected | Not Affected | Not Affected | Not Affected | Not Affected | Not Affected | Not Affected | Not Affected | Not Affected | Not Affected | Not Affected | Not Affected | Not Affected | Not Affected | Not Affected | Not Affected | Not Affected | Not Affected | 0 | 0 | 0 | 0 | 21 | Point |  | 28 |  | No C Rating |  | < 5-Year Event | 54 | 1008 | 15.5556
Critical Infrastructure | Stormwater Treatment Facilities and Pump Stations | Drainage Assets - NWFWMD; SFWMD; SJRWMD; SWFWMD | C34_PC21 | STFPS_PT_001324 | AE | Not Affected | Not Affected | Not Affected | Not Affected | Not Affected | Not Affected | Not Affected | Not Affected | Not Affected | Not Affected | Not Affected | Not Affected | Not Affected | Not Affected | Not Affected | Not Affected | Not Affected | Not Affected | Not Affected | Not Affected | Not Affected | 0 | 0 | 0 | 0 | 21 | Point |  | 28 |  | No C Rating |  | < 5-Year Event | 54 | 1008 | 15.5556
Critical Infrastructure | Stormwater Treatment Facilities and Pump Stations | Drainage Assets - NWFWMD; SFWMD; SJRWMD; SWFWMD | C35_PC15 | STFPS_PT_001282 | A | Not Affected | Not Affected | Not Affected | Not Affected | Not Affected | Not Affected | Not Affected | Not Affected | Not Affected | Not Affected | Not Affected | Not Affected | Not Affected | Not Affected | Not Affected | Not Affected | Not Affected | Not Affected | Not Affected | Not Affected | Not Affected | 0 | 0 | 0 | 0 | 21 | Point |  | 28 |  | No C Rating |  | < 5-Year Event | 57 | 771 | 10.7143
Critical Infrastructure | Stormwater Treatment Facilities and Pump Stations | Drainage Assets - NWFWMD; SFWMD; SJRWMD; SWFWMD | C39A_PC35S | STFPS_PT_001447 | A | Not Affected | Not Affected | Not Affected | Not Affected | Not Affected | Not Affected | Not Affected | Not Affected | Not Affected | Not Affected | Not Affected | Not Affected | Not Affected | Not Affected | Not Affected | Not Affected | Not Affected | Not Affected | Not Affected | Not Affected | Not Affected | 0 | 0 | 0 | 0 | 21 | Point |  | 28 |  | No C Rating |  | Not Studied | 2031 | 4657 | 42.2311
Critical Infrastructure | Stormwater Treatment Facilities and Pump Stations | Drainage Assets - NWFWMD; SFWMD; SJRWMD; SWFWMD | C39A_PC36S | STFPS_PT_001448 | A | Not Affected | Not Affected | Not Affected | Not Affected | Not Affected | Not Affected | Not Affected | Not Affected | Not Affected | Not Affected | Not Affected | Not Affected | Not Affected | Not Affected | Not Affected | Not Affected | Not Affected | Not Affected | Not Affected | Not Affected | Not Affected | 0 | 0 | 0 | 0 | 21 | Point |  | 28 |  | No C Rating |  | Not Studied | 2031 | 4657 | 42.2311
Critical Infrastructure | Stormwater Treatment Facilities and Pump Stations | Drainage Assets - NWFWMD; SFWMD; SJRWMD; SWFWMD | C39A_PC37S | STFPS_PT_001449 | A | Not Affected | Not Affected | Not Affected | Not Affected | Not Affected | Not Affected | Not Affected | Not Affected | Not Affected | Not Affected | Not Affected | Not Affected | Not Affected | Not Affected | Not Affected | Not Affected | Not Affected | Not Affected | Not Affected | Not Affected | Not Affected | 0 | 0 | 0 | 0 | 21 | Point |  | 28 |  | No C Rating |  | Not Studied | 2031 | 4657 | 42.2311
Critical Infrastructure | Stormwater Treatment Facilities and Pump Stations | Drainage Assets - NWFWMD; SFWMD; SJRWMD; SWFWMD | C40A_PC32S | STFPS_PT_001613 | A | Not Affected | Not Affected | Not Affected | Not Affected | Not Affected | Not Affected | Not Affected | Not Affected | Not Affected | Not Affected | Not Affected | Not Affected | Not Affected | Not Affected | Not Affected | Not Affected | Not Affected | Not Affected | Not Affected | Not Affected | Not Affected | 0 | 0 | 0 | 0 | 21 | Point |  | 28 |  | No C Rating |  | Not Studied | 2031 | 4657 | 42.2311
Critical Infrastructure | Stormwater Treatment Facilities and Pump Stations | Drainage Assets - NWFWMD; SFWMD; SJRWMD; SWFWMD | C41_PC43N | STFPS_PT_001413 | A | Not Affected | Not Affected | Not Affected | Not Affected | Not Affected | Not Affected | Not Affected | Not Affected | Not Affected | Not Affected | Not Affected | Not Affected | Not Affected | Not Affected | Not Affected | Not Affected | Not Affected | Not Affected | Not Affected | Not Affected | Not Affected | 0 | 0 | 0 | 0 | 21 | Point |  | 28 |  | No C Rating |  | Not Studied | 2031 | 4657 | 42.2311
Critical Infrastructure | Stormwater Treatment Facilities and Pump Stations | Drainage Assets - NWFWMD; SFWMD; SJRWMD; SWFWMD | C41A_PC03AS | STFPS_PT_001385 | A | Not Affected | Not Affected | Not Affected | Not Affected | Not Affected | Not Affected | Not Affected | Not Affected | Not Affected | Not Affected | Not Affected | Not Affected | Not Affected | Not Affected | Not Affected | Not Affected | Not Affected | Not Affected | Not Affected | Not Affected | Not Affected | 0 | 0 | 0 | 0 | 21 | Point |  | 28 |  | No C Rating |  | Not Studied | 66 | 1283 | 14.0351
Critical Infrastructure | Stormwater Treatment Facilities and Pump Stations | Drainage Assets - NWFWMD; SFWMD; SJRWMD; SWFWMD | C41A_PC03N | STFPS_PT_001386 | A | Not Affected | Not Affected | Not Affected | Not Affected | Not Affected | Not Affected | Not Affected | Not Affected | Not Affected | Not Affected | Not Affected | Not Affected | Not Affected | Not Affected | Not Affected | Not Affected | Not Affected | Not Affected | Not Affected | Not Affected | Not Affected | 0 | 0 | 0 | 0 | 21 | Point |  | 28 |  | No C Rating |  | Not Studied | 66 | 1283 | 14.0351
Critical Infrastructure | Stormwater Treatment Facilities and Pump Stations | Drainage Assets - NWFWMD; SFWMD; SJRWMD; SWFWMD | C41A_PC04AS | STFPS_PT_001384 | A | Not Affected | Not Affected | Not Affected | Not Affected | Not Affected | Not Affected | Not Affected | Not Affected | Not Affected | Not Affected | Not Affected | Not Affected | Not Affected | Not Affected | Not Affected | Not Affected | Not Affected | Not Affected | Not Affected | Not Affected | Not Affected | 0 | 0 | 0 | 0 | 21 | Point |  | 28 |  | No C Rating |  | Not Studied | 66 | 1283 | 14.0351
Critical Infrastructure | Stormwater Treatment Facilities and Pump Stations | Drainage Assets - NWFWMD; SFWMD; SJRWMD; SWFWMD | C41A_PC04N | STFPS_PT_001389 | A | Not Affected | Not Affected | Not Affected | Not Affected | Not Affected | Not Affected | Not Affected | Not Affected | Not Affected | Not Affected | Not Affected | Not Affected | Not Affected | Not Affected | Not Affected | Not Affected | Not Affected | Not Affected | Not Affected | Not Affected | Not Affected | 0 | 0 | 0 | 0 | 21 | Point |  | 28 |  | No C Rating |  | Not Studied | 66 | 1283 | 14.0351
Critical Infrastructure | Stormwater Treatment Facilities and Pump Stations | Drainage Assets - NWFWMD; SFWMD; SJRWMD; SWFWMD | C41A_PC16S | STFPS_PT_001380 | A | Not Affected | Not Affected | Not Affected | Not Affected | Not Affected | Not Affected | Not Affected | Not Affected | Not Affected | Not Affected | Not Affected | Not Affected | Not Affected | Not Affected | Not Affected | Not Affected | Not Affected | Not Affected | Not Affected | Not Affected | Not Affected | 0 | 0 | 0 | 0 | 21 | Point |  | 28 |  | No C Rating |  | Not Studied | 66 | 1283 | 14.0351
Critical Infrastructure | Stormwater Treatment Facilities and Pump Stations | Drainage Assets - NWFWMD; SFWMD; SJRWMD; SWFWMD | C41A_PC1N | STFPS_PT_001387 | A | Not Affected | Not Affected | Not Affected | Not Affected | Not Affected | Not Affected | Not Affected | Not Affected | Not Affected | Not Affected | Not Affected | Not Affected | Not Affected | Not Affected | Not Affected | Not Affected | Not Affected | Not Affected | Not Affected | Not Affected | Not Affected | 0 | 0 | 0 | 0 | 21 | Point |  | 28 |  | No C Rating |  | Not Studied | 66 | 1283 | 14.0351
Critical Infrastructure | Stormwater Treatment Facilities and Pump Stations | Drainage Assets - NWFWMD; SFWMD; SJRWMD; SWFWMD | C41A_PC31N | STFPS_PT_001397 | X | Not Affected | Not Affected | Not Affected | Not Affected | Not Affected | Not Affected | Not Affected | Not Affected | Not Affected | Not Affected | Not Affected | Not Affected | Not Affected | Not Affected | Not Affected | Not Affected | Not Affected | Not Affected | Not Affected | Not Affected | Not Affected | 0 | 0 | 0 | 0 | 21 | Point |  | 28 |  | No C Rating |  | Not Studied | 6131 | 2053 | 35.8974
Critical Infrastructure | Stormwater Treatment Facilities and Pump Stations | Drainage Assets - NWFWMD; SFWMD; SJRWMD; SWFWMD | L62_PC04N | STFPS_PT_001483 | X | Not Affected | Not Affected | Not Affected | Not Affected | Not Affected | Not Affected | Not Affected | Not Affected | Not Affected | Not Affected | Not Affected | Not Affected | Not Affected | Not Affected | Not Affected | Not Affected | Not Affected | Not Affected | Not Affected | Not Affected | Not Affected | 0 | 0 | 0 | 0 | 21 | Point |  | 28 |  | No C Rating |  | Not Available | 4985 | 1638 | 13.3333
Critical Infrastructure | Stormwater Treatment Facilities and Pump Stations | Drainage Assets - NWFWMD; SFWMD; SJRWMD; SWFWMD | L62_PC06 | STFPS_PT_001495 | X | Not Affected | Not Affected | Not Affected | Not Affected | Not Affected | Not Affected | Not Affected | Not Affected | Not Affected | Not Affected | Not Affected | Not Affected | Not Affected | Not Affected | Not Affected | Not Affected | Not Affected | Not Affected | Not Affected | Not Affected | Not Affected | 0 | 0 | 0 | 0 | 21 | Point |  | 28 |  | No C Rating |  | Not Available | 4985 | 1638 | 13.3333
Critical Infrastructure | Stormwater Treatment Facilities and Pump Stations | Drainage Assets - NWFWMD; SFWMD; SJRWMD; SWFWMD | C25_PC05N | STFPS_PT_001506 | X | Not Affected | Not Affected | Not Affected | Not Affected | Not Affected | Not Affected | Not Affected | Not Affected | Not Affected | Not Affected | Not Affected | Not Affected | Not Affected | Not Affected | Not Affected | Not Affected | Not Affected | Not Affected | Not Affected | Not Affected | Not Affected | 0 | 0 | 0 | 0 | 21 | Point |  | 27 |  | No C Rating |  | Not Available | 15668 | 2027 | 36.4286
Critical Infrastructure | Stormwater Treatment Facilities and Pump Stations | Drainage Assets - NWFWMD; SFWMD; SJRWMD; SWFWMD | C31_PC11 | STFPS_PT_001298 | X | Not Affected | Not Affected | Not Affected | Not Affected | Not Affected | Not Affected | Not Affected | Not Affected | Not Affected | Not Affected | Not Affected | Not Affected | Not Affected | Not Affected | Not Affected | Not Affected | Not Affected | Not Affected | Not Affected | Not Affected | Not Affected | 0 | 0 | 0 | 0 | 21 | Point |  | 27 |  | No C Rating |  | < 5-Year Event | 182361 | 8381 | 16.6162
Critical Infrastructure | Stormwater Treatment Facilities and Pump Stations | Drainage Assets - NWFWMD; SFWMD; SJRWMD; SWFWMD | C33_PC06 | STFPS_PT_001331 | AE | Not Affected | Not Affected | Not Affected | Not Affected | Not Affected | Not Affected | Not Affected | Not Affected | Not Affected | Not Affected | Not Affected | Not Affected | Not Affected | Not Affected | Not Affected | Not Affected | Not Affected | Not Affected | Not Affected | Not Affected | Not Affected | 0 | 0 | 0 | 0 | 21 | Point |  | 27 |  | No C Rating |  | < 5-Year Event | 18888 | 1550 | 20.3488
Critical Infrastructure | Stormwater Treatment Facilities and Pump Stations | Drainage Assets - NWFWMD; SFWMD; SJRWMD; SWFWMD | C34_PC06 | STFPS_PT_001306 | A | Not Affected | Not Affected | Not Affected | Not Affected | Not Affected | Not Affected | Not Affected | Not Affected | Not Affected | Not Affected | Not Affected | Not Affected | Not Affected | Not Affected | Not Affected | Not Affected | Not Affected | Not Affected | Not Affected | Not Affected | Not Affected | 0 | 0 | 0 | 0 | 21 | Point |  | 27 |  | No C Rating |  | < 5-Year Event | 57 | 771 | 10.7143
Critical Infrastructure | Stormwater Treatment Facilities and Pump Stations | Drainage Assets - NWFWMD; SFWMD; SJRWMD; SWFWMD | C36_PC03 | STFPS_PT_001358 | A | Not Affected | Not Affected | Not Affected | Not Affected | Not Affected | Not Affected | Not Affected | Not Affected | Not Affected | Not Affected | Not Affected | Not Affected | Not Affected | Not Affected | Not Affected | Not Affected | Not Affected | Not Affected | Not Affected | Not Affected | Not Affected | 0 | 0 | 0 | 0 | 21 | Point |  | 27 |  | No C Rating |  | < 5-Year Event | 625 | 676 | 22.4138
Critical Infrastructure | Stormwater Treatment Facilities and Pump Stations | Drainage Assets - NWFWMD; SFWMD; SJRWMD; SWFWMD | C36_PC05 | STFPS_PT_001357 | A | Not Affected | Not Affected | Not Affected | Not Affected | Not Affected | Not Affected | Not Affected | Not Affected | Not Affected | Not Affected | Not Affected | Not Affected | Not Affected | Not Affected | Not Affected | Not Affected | Not Affected | Not Affected | Not Affected | Not Affected | Not Affected | 0 | 0 | 0 | 0 | 21 | Point |  | 27 |  | No C Rating |  | < 5-Year Event | 625 | 676 | 22.4138
Critical Infrastructure | Stormwater Treatment Facilities and Pump Stations | Drainage Assets - NWFWMD; SFWMD; SJRWMD; SWFWMD | G253A | STFPS_PT_000436 | X | Not Affected | Not Affected | Not Affected | Not Affected | Not Affected | Not Affected | Not Affected | Not Affected | Not Affected | Not Affected | Not Affected | Not Affected | Not Affected | Not Affected | Not Affected | Not Affected | Not Affected | Not Affected | Not Affected | Not Affected | Not Affected | 0 | 0 | 0 | 0 | 21 | Point |  | 27 |  | C-4 |  | Not Studied | 7 | 259 | 18.1818
Critical Infrastructure | Stormwater Treatment Facilities and Pump Stations | Drainage Assets - NWFWMD; SFWMD; SJRWMD; SWFWMD | G253B | STFPS_PT_000533 | X | Not Affected | Not Affected | Not Affected | Not Affected | Not Affected | Not Affected | Not Affected | Not Affected | Not Affected | Not Affected | Not Affected | Not Affected | Not Affected | Not Affected | Not Affected | Not Affected | Not Affected | Not Affected | Not Affected | Not Affected | Not Affected | 0 | 0 | 0 | 0 | 21 | Point |  | 27 |  | C-4 |  | Not Studied | 7 | 259 | 18.1818
Critical Infrastructure | Stormwater Treatment Facilities and Pump Stations | Drainage Assets - NWFWMD; SFWMD; SJRWMD; SWFWMD | G253C | STFPS_PT_000480 | X | Not Affected | Not Affected | Not Affected | Not Affected | Not Affected | Not Affected | Not Affected | Not Affected | Not Affected | Not Affected | Not Affected | Not Affected | Not Affected | Not Affected | Not Affected | Not Affected | Not Affected | Not Affected | Not Affected | Not Affected | Not Affected | 0 | 0 | 0 | 0 | 21 | Point |  | 27 |  | C-4 |  | Not Studied | 7 | 259 | 18.1818
Critical Infrastructure | Stormwater Treatment Facilities and Pump Stations | Drainage Assets - NWFWMD; SFWMD; SJRWMD; SWFWMD | G253D | STFPS_PT_000507 | X | Not Affected | Not Affected | Not Affected | Not Affected | Not Affected | Not Affected | Not Affected | Not Affected | Not Affected | Not Affected | Not Affected | Not Affected | Not Affected | Not Affected | Not Affected | Not Affected | Not Affected | Not Affected | Not Affected | Not Affected | Not Affected | 0 | 0 | 0 | 0 | 21 | Point |  | 27 |  | C-4 |  | Not Studied | 7 | 259 | 18.1818
Critical Infrastructure | Stormwater Treatment Facilities and Pump Stations | Drainage Assets - NWFWMD; SFWMD; SJRWMD; SWFWMD | G253E | STFPS_PT_000437 | X | Not Affected | Not Affected | Not Affected | Not Affected | Not Affected | Not Affected | Not Affected | Not Affected | Not Affected | Not Affected | Not Affected | Not Affected | Not Affected | Not Affected | Not Affected | Not Affected | Not Affected | Not Affected | Not Affected | Not Affected | Not Affected | 0 | 0 | 0 | 0 | 21 | Point |  | 27 |  | C-4 |  | Not Studied | 7 | 259 | 18.1818
Critical Infrastructure | Stormwater Treatment Facilities and Pump Stations | Drainage Assets - NWFWMD; SFWMD; SJRWMD; SWFWMD | G253F | STFPS_PT_000452 | X | Not Affected | Not Affected | Not Affected | Not Affected | Not Affected | Not Affected | Not Affected | Not Affected | Not Affected | Not Affected | Not Affected | Not Affected | Not Affected | Not Affected | Not Affected | Not Affected | Not Affected | Not Affected | Not Affected | Not Affected | Not Affected | 0 | 0 | 0 | 0 | 21 | Point |  | 27 |  | C-4 |  | Not Studied | 7 | 259 | 18.1818
Critical Infrastructure | Stormwater Treatment Facilities and Pump Stations | Drainage Assets - NWFWMD; SFWMD; SJRWMD; SWFWMD | G253G | STFPS_PT_000453 | X | Not Affected | Not Affected | Not Affected | Not Affected | Not Affected | Not Affected | Not Affected | Not Affected | Not Affected | Not Affected | Not Affected | Not Affected | Not Affected | Not Affected | Not Affected | Not Affected | Not Affected | Not Affected | Not Affected | Not Affected | Not Affected | 0 | 0 | 0 | 0 | 21 | Point |  | 27 |  | C-4 |  | Not Studied | 7 | 259 | 18.1818
Critical Infrastructure | Stormwater Treatment Facilities and Pump Stations | Drainage Assets - NWFWMD; SFWMD; SJRWMD; SWFWMD | G253H | STFPS_PT_000508 | X | Not Affected | Not Affected | Not Affected | Not Affected | Not Affected | Not Affected | Not Affected | Not Affected | Not Affected | Not Affected | Not Affected | Not Affected | Not Affected | Not Affected | Not Affected | Not Affected | Not Affected | Not Affected | Not Affected | Not Affected | Not Affected | 0 | 0 | 0 | 0 | 21 | Point |  | 27 |  | C-4 |  | Not Studied | 7 | 259 | 18.1818
Critical Infrastructure | Stormwater Treatment Facilities and Pump Stations | Drainage Assets - NWFWMD; SFWMD; SJRWMD; SWFWMD | G253I | STFPS_PT_000520 | X | Not Affected | Not Affected | Not Affected | Not Affected | Not Affected | Not Affected | Not Affected | Not Affected | Not Affected | Not Affected | Not Affected | Not Affected | Not Affected | Not Affected | Not Affected | Not Affected | Not Affected | Not Affected | Not Affected | Not Affected | Not Affected | 0 | 0 | 0 | 0 | 21 | Point |  | 27 |  | C-4 |  | Not Studied | 7 | 259 | 18.1818
Critical Infrastructure | Stormwater Treatment Facilities and Pump Stations | Drainage Assets - NWFWMD; SFWMD; SJRWMD; SWFWMD | G253J | STFPS_PT_000465 | X | Not Affected | Not Affected | Not Affected | Not Affected | Not Affected | Not Affected | Not Affected | Not Affected | Not Affected | Not Affected | Not Affected | Not Affected | Not Affected | Not Affected | Not Affected | Not Affected | Not Affected | Not Affected | Not Affected | Not Affected | Not Affected | 0 | 0 | 0 | 0 | 21 | Point |  | 27 |  | C-4 |  | Not Studied | 7 | 259 | 18.1818
Critical Infrastructure | Stormwater Treatment Facilities and Pump Stations | Drainage Assets - NWFWMD; SFWMD; SJRWMD; SWFWMD | G258 | STFPS_PT_000429 | X | Not Affected | Not Affected | Not Affected | Not Affected | Not Affected | Not Affected | Not Affected | Not Affected | Not Affected | Not Affected | Not Affected | Not Affected | Not Affected | Not Affected | Not Affected | Not Affected | Not Affected | Not Affected | Not Affected | Not Affected | Not Affected | 0 | 0 | 0 | 0 | 21 | Point |  | 27 |  | C-3 |  | Not Studied | 7 | 259 | 18.1818
Critical Infrastructure | Stormwater Treatment Facilities and Pump Stations | Drainage Assets - NWFWMD; SFWMD; SJRWMD; SWFWMD | G300 | STFPS_PT_000457 | AO | Not Affected | Not Affected | Not Affected | Not Affected | Not Affected | Not Affected | Not Affected | Not Affected | Not Affected | Not Affected | Not Affected | Not Affected | Not Affected | Not Affected | Not Affected | Not Affected | Not Affected | Not Affected | Not Affected | Not Affected | Not Affected | 0 | 0 | 0 | 0 | 21 | Point |  | 27 |  | C-3 |  | Not Studied | 1 | 543 | 51.2821
Critical Infrastructure | Stormwater Treatment Facilities and Pump Stations | Drainage Assets - NWFWMD; SFWMD; SJRWMD; SWFWMD | G301 | STFPS_PT_000472 | D | Not Affected | Not Affected | Not Affected | Not Affected | Not Affected | Not Affected | Not Affected | Not Affected | Not Affected | Not Affected | Not Affected | Not Affected | Not Affected | Not Affected | Not Affected | Not Affected | Not Affected | Not Affected | Not Affected | Not Affected | Not Affected | 0 | 0 | 0 | 0 | 21 | Point |  | 27 |  | C-3 |  | Not Studied | 1 | 543 | 51.2821
Critical Infrastructure | Stormwater Treatment Facilities and Pump Stations | Drainage Assets - NWFWMD; SFWMD; SJRWMD; SWFWMD | G302 | STFPS_PT_000473 | D | Not Affected | Not Affected | Not Affected | Not Affected | Not Affected | Not Affected | Not Affected | Not Affected | Not Affected | Not Affected | Not Affected | Not Affected | Not Affected | Not Affected | Not Affected | Not Affected | Not Affected | Not Affected | Not Affected | Not Affected | Not Affected | 0 | 0 | 0 | 0 | 21 | Point |  | 27 |  | C-3 |  | Not Studied | 7 | 259 | 18.1818
Critical Infrastructure | Stormwater Treatment Facilities and Pump Stations | Drainage Assets - NWFWMD; SFWMD; SJRWMD; SWFWMD | G303 | STFPS_PT_000488 | X | Not Affected | Not Affected | Not Affected | Not Affected | Not Affected | Not Affected | Not Affected | Not Affected | Not Affected | Not Affected | Not Affected | Not Affected | Not Affected | Not Affected | Not Affected | Not Affected | Not Affected | Not Affected | Not Affected | Not Affected | Not Affected | 0 | 0 | 0 | 0 | 21 | Point |  | 27 |  | C-3 |  | Not Studied | 7 | 259 | 18.1818
Critical Infrastructure | Stormwater Treatment Facilities and Pump Stations | Drainage Assets - NWFWMD; SFWMD; SJRWMD; SWFWMD | G304A | STFPS_PT_000491 | D | Not Affected | Not Affected | Not Affected | Not Affected | Not Affected | Not Affected | Not Affected | Not Affected | Not Affected | Not Affected | Not Affected | Not Affected | Not Affected | Not Affected | Not Affected | Not Affected | Not Affected | Not Affected | Not Affected | Not Affected | Not Affected | 0 | 0 | 0 | 0 | 21 | Point |  | 27 |  | C-3 |  | Not Studied | 7 | 259 | 18.1818 | Location Issue - Inactive?
Critical Infrastructure | Stormwater Treatment Facilities and Pump Stations | Drainage Assets - NWFWMD; SFWMD; SJRWMD; SWFWMD | G304B | STFPS_PT_000431 | D | Not Affected | Not Affected | Not Affected | Not Affected | Not Affected | Not Affected | Not Affected | Not Affected | Not Affected | Not Affected | Not Affected | Not Affected | Not Affected | Not Affected | Not Affected | Not Affected | Not Affected | Not Affected | Not Affected | Not Affected | Not Affected | 0 | 0 | 0 | 0 | 21 | Point |  | 27 |  | C-3 |  | Not Studied | 7 | 259 | 18.1818
Critical Infrastructure | Stormwater Treatment Facilities and Pump Stations | Drainage Assets - NWFWMD; SFWMD; SJRWMD; SWFWMD | G304C | STFPS_PT_000461 | D | Not Affected | Not Affected | Not Affected | Not Affected | Not Affected | Not Affected | Not Affected | Not Affected | Not Affected | Not Affected | Not Affected | Not Affected | Not Affected | Not Affected | Not Affected | Not Affected | Not Affected | Not Affected | Not Affected | Not Affected | Not Affected | 0 | 0 | 0 | 0 | 21 | Point |  | 27 |  | C-3 |  | Not Studied | 7 | 259 | 18.1818
Critical Infrastructure | Stormwater Treatment Facilities and Pump Stations | Drainage Assets - NWFWMD; SFWMD; SJRWMD; SWFWMD | G304D | STFPS_PT_000515 | D | Not Affected | Not Affected | Not Affected | Not Affected | Not Affected | Not Affected | Not Affected | Not Affected | Not Affected | Not Affected | Not Affected | Not Affected | Not Affected | Not Affected | Not Affected | Not Affected | Not Affected | Not Affected | Not Affected | Not Affected | Not Affected | 0 | 0 | 0 | 0 | 21 | Point |  | 27 |  | C-3 |  | Not Studied | 7 | 259 | 18.1818
Critical Infrastructure | Stormwater Treatment Facilities and Pump Stations | Drainage Assets - NWFWMD; SFWMD; SJRWMD; SWFWMD | G304E | STFPS_PT_000460 | D | Not Affected | Not Affected | Not Affected | Not Affected | Not Affected | Not Affected | Not Affected | Not Affected | Not Affected | Not Affected | Not Affected | Not Affected | Not Affected | Not Affected | Not Affected | Not Affected | Not Affected | Not Affected | Not Affected | Not Affected | Not Affected | 0 | 0 | 0 | 0 | 21 | Point |  | 27 |  | C-3 |  | Not Studied | 7 | 259 | 18.1818
Critical Infrastructure | Stormwater Treatment Facilities and Pump Stations | Drainage Assets - NWFWMD; SFWMD; SJRWMD; SWFWMD | G304F | STFPS_PT_000490 | D | Not Affected | Not Affected | Not Affected | Not Affected | Not Affected | Not Affected | Not Affected | Not Affected | Not Affected | Not Affected | Not Affected | Not Affected | Not Affected | Not Affected | Not Affected | Not Affected | Not Affected | Not Affected | Not Affected | Not Affected | Not Affected | 0 | 0 | 0 | 0 | 21 | Point |  | 27 |  | C-3 |  | Not Studied | 7 | 259 | 18.1818
Critical Infrastructure | Stormwater Treatment Facilities and Pump Stations | Drainage Assets - NWFWMD; SFWMD; SJRWMD; SWFWMD | G304G | STFPS_PT_000526 | D | Not Affected | Not Affected | Not Affected | Not Affected | Not Affected | Not Affected | Not Affected | Not Affected | Not Affected | Not Affected | Not Affected | Not Affected | Not Affected | Not Affected | Not Affected | Not Affected | Not Affected | Not Affected | Not Affected | Not Affected | Not Affected | 0 | 0 | 0 | 0 | 21 | Point |  | 27 |  | C-3 |  | Not Studied | 7 | 259 | 18.1818
Critical Infrastructure | Stormwater Treatment Facilities and Pump Stations | Drainage Assets - NWFWMD; SFWMD; SJRWMD; SWFWMD | G304H | STFPS_PT_000447 | D | Not Affected | Not Affected | Not Affected | Not Affected | Not Affected | Not Affected | Not Affected | Not Affected | Not Affected | Not Affected | Not Affected | Not Affected | Not Affected | Not Affected | Not Affected | Not Affected | Not Affected | Not Affected | Not Affected | Not Affected | Not Affected | 0 | 0 | 0 | 0 | 21 | Point |  | 27 |  | C-3 |  | Not Studied | 7 | 259 | 18.1818
Critical Infrastructure | Stormwater Treatment Facilities and Pump Stations | Drainage Assets - NWFWMD; SFWMD; SJRWMD; SWFWMD | G304I | STFPS_PT_000489 | D | Not Affected | Not Affected | Not Affected | Not Affected | Not Affected | Not Affected | Not Affected | Not Affected | Not Affected | Not Affected | Not Affected | Not Affected | Not Affected | Not Affected | Not Affected | Not Affected | Not Affected | Not Affected | Not Affected | Not Affected | Not Affected | 0 | 0 | 0 | 0 | 21 | Point |  | 27 |  | C-3 |  | Not Studied | 7 | 259 | 18.1818
Critical Infrastructure | Stormwater Treatment Facilities and Pump Stations | Drainage Assets - NWFWMD; SFWMD; SJRWMD; SWFWMD | G304J | STFPS_PT_000445 | D | Not Affected | Not Affected | Not Affected | Not Affected | Not Affected | Not Affected | Not Affected | Not Affected | Not Affected | Not Affected | Not Affected | Not Affected | Not Affected | Not Affected | Not Affected | Not Affected | Not Affected | Not Affected | Not Affected | Not Affected | Not Affected | 0 | 0 | 0 | 0 | 21 | Point |  | 27 |  | C-3 |  | Not Studied | 7 | 259 | 18.1818
Critical Infrastructure | Stormwater Treatment Facilities and Pump Stations | Drainage Assets - NWFWMD; SFWMD; SJRWMD; SWFWMD | G305A | STFPS_PT_000505 | D | Not Affected | Not Affected | Not Affected | Not Affected | Not Affected | Not Affected | Not Affected | Not Affected | Not Affected | Not Affected | Not Affected | Not Affected | Not Affected | Not Affected | Not Affected | Not Affected | Not Affected | Not Affected | Not Affected | Not Affected | Not Affected | 0 | 0 | 0 | 0 | 21 | Point |  | 27 |  | C-3 |  | Not Studied | 7 | 259 | 18.1818
Critical Infrastructure | Stormwater Treatment Facilities and Pump Stations | Drainage Assets - NWFWMD; SFWMD; SJRWMD; SWFWMD | G305B | STFPS_PT_000434 | D | Not Affected | Not Affected | Not Affected | Not Affected | Not Affected | Not Affected | Not Affected | Not Affected | Not Affected | Not Affected | Not Affected | Not Affected | Not Affected | Not Affected | Not Affected | Not Affected | Not Affected | Not Affected | Not Affected | Not Affected | Not Affected | 0 | 0 | 0 | 0 | 21 | Point |  | 27 |  | C-3 |  | Not Studied | 7 | 259 | 18.1818
Critical Infrastructure | Stormwater Treatment Facilities and Pump Stations | Drainage Assets - NWFWMD; SFWMD; SJRWMD; SWFWMD | G305C | STFPS_PT_000433 | D | Not Affected | Not Affected | Not Affected | Not Affected | Not Affected | Not Affected | Not Affected | Not Affected | Not Affected | Not Affected | Not Affected | Not Affected | Not Affected | Not Affected | Not Affected | Not Affected | Not Affected | Not Affected | Not Affected | Not Affected | Not Affected | 0 | 0 | 0 | 0 | 21 | Point |  | 27 |  | C-4 |  | Not Studied | 7 | 259 | 18.1818
Critical Infrastructure | Stormwater Treatment Facilities and Pump Stations | Drainage Assets - NWFWMD; SFWMD; SJRWMD; SWFWMD | G305D | STFPS_PT_000519 | D | Not Affected | Not Affected | Not Affected | Not Affected | Not Affected | Not Affected | Not Affected | Not Affected | Not Affected | Not Affected | Not Affected | Not Affected | Not Affected | Not Affected | Not Affected | Not Affected | Not Affected | Not Affected | Not Affected | Not Affected | Not Affected | 0 | 0 | 0 | 0 | 21 | Point |  | 27 |  | C-1 |  | Not Studied | 7 | 259 | 18.1818
Critical Infrastructure | Stormwater Treatment Facilities and Pump Stations | Drainage Assets - NWFWMD; SFWMD; SJRWMD; SWFWMD | G305E | STFPS_PT_000518 | D | Not Affected | Not Affected | Not Affected | Not Affected | Not Affected | Not Affected | Not Affected | Not Affected | Not Affected | Not Affected | Not Affected | Not Affected | Not Affected | Not Affected | Not Affected | Not Affected | Not Affected | Not Affected | Not Affected | Not Affected | Not Affected | 0 | 0 | 0 | 0 | 21 | Point |  | 27 |  | C-2 |  | Not Studied | 7 | 259 | 18.1818
Critical Infrastructure | Stormwater Treatment Facilities and Pump Stations | Drainage Assets - NWFWMD; SFWMD; SJRWMD; SWFWMD | G305F | STFPS_PT_000463 | D | Not Affected | Not Affected | Not Affected | Not Affected | Not Affected | Not Affected | Not Affected | Not Affected | Not Affected | Not Affected | Not Affected | Not Affected | Not Affected | Not Affected | Not Affected | Not Affected | Not Affected | Not Affected | Not Affected | Not Affected | Not Affected | 0 | 0 | 0 | 0 | 21 | Point |  | 27 |  | C-1 |  | Not Studied | 7 | 259 | 18.1818
Critical Infrastructure | Stormwater Treatment Facilities and Pump Stations | Drainage Assets - NWFWMD; SFWMD; SJRWMD; SWFWMD | G305G | STFPS_PT_000450 | D | Not Affected | Not Affected | Not Affected | Not Affected | Not Affected | Not Affected | Not Affected | Not Affected | Not Affected | Not Affected | Not Affected | Not Affected | Not Affected | Not Affected | Not Affected | Not Affected | Not Affected | Not Affected | Not Affected | Not Affected | Not Affected | 0 | 0 | 0 | 0 | 21 | Point |  | 27 |  | C-3 |  | Not Studied | 7 | 259 | 18.1818
Critical Infrastructure | Stormwater Treatment Facilities and Pump Stations | Drainage Assets - NWFWMD; SFWMD; SJRWMD; SWFWMD | G305H | STFPS_PT_000449 | D | Not Affected | Not Affected | Not Affected | Not Affected | Not Affected | Not Affected | Not Affected | Not Affected | Not Affected | Not Affected | Not Affected | Not Affected | Not Affected | Not Affected | Not Affected | Not Affected | Not Affected | Not Affected | Not Affected | Not Affected | Not Affected | 0 | 0 | 0 | 0 | 21 | Point |  | 27 |  | C-1 |  | Not Studied | 7 | 259 | 18.1818
Critical Infrastructure | Stormwater Treatment Facilities and Pump Stations | Drainage Assets - NWFWMD; SFWMD; SJRWMD; SWFWMD | G305I | STFPS_PT_000531 | D | Not Affected | Not Affected | Not Affected | Not Affected | Not Affected | Not Affected | Not Affected | Not Affected | Not Affected | Not Affected | Not Affected | Not Affected | Not Affected | Not Affected | Not Affected | Not Affected | Not Affected | Not Affected | Not Affected | Not Affected | Not Affected | 0 | 0 | 0 | 0 | 21 | Point |  | 27 |  | C-2 |  | Not Studied | 7 | 259 | 18.1818
Critical Infrastructure | Stormwater Treatment Facilities and Pump Stations | Drainage Assets - NWFWMD; SFWMD; SJRWMD; SWFWMD | G305J | STFPS_PT_000475 | D | Not Affected | Not Affected | Not Affected | Not Affected | Not Affected | Not Affected | Not Affected | Not Affected | Not Affected | Not Affected | Not Affected | Not Affected | Not Affected | Not Affected | Not Affected | Not Affected | Not Affected | Not Affected | Not Affected | Not Affected | Not Affected | 0 | 0 | 0 | 0 | 21 | Point |  | 27 |  | C-3 |  | Not Studied | 7 | 259 | 18.1818
Critical Infrastructure | Stormwater Treatment Facilities and Pump Stations | Drainage Assets - NWFWMD; SFWMD; SJRWMD; SWFWMD | G305K | STFPS_PT_000493 | D | Not Affected | Not Affected | Not Affected | Not Affected | Not Affected | Not Affected | Not Affected | Not Affected | Not Affected | Not Affected | Not Affected | Not Affected | Not Affected | Not Affected | Not Affected | Not Affected | Not Affected | Not Affected | Not Affected | Not Affected | Not Affected | 0 | 0 | 0 | 0 | 21 | Point |  | 27 |  | C-3 |  | Not Studied | 7 | 259 | 18.1818
Critical Infrastructure | Stormwater Treatment Facilities and Pump Stations | Drainage Assets - NWFWMD; SFWMD; SJRWMD; SWFWMD | G305L | STFPS_PT_000530 | D | Not Affected | Not Affected | Not Affected | Not Affected | Not Affected | Not Affected | Not Affected | Not Affected | Not Affected | Not Affected | Not Affected | Not Affected | Not Affected | Not Affected | Not Affected | Not Affected | Not Affected | Not Affected | Not Affected | Not Affected | Not Affected | 0 | 0 | 0 | 0 | 21 | Point |  | 27 |  | C-1 |  | Not Studied | 7 | 259 | 18.1818
Critical Infrastructure | Stormwater Treatment Facilities and Pump Stations | Drainage Assets - NWFWMD; SFWMD; SJRWMD; SWFWMD | G305M | STFPS_PT_000517 | D | Not Affected | Not Affected | Not Affected | Not Affected | Not Affected | Not Affected | Not Affected | Not Affected | Not Affected | Not Affected | Not Affected | Not Affected | Not Affected | Not Affected | Not Affected | Not Affected | Not Affected | Not Affected | Not Affected | Not Affected | Not Affected | 0 | 0 | 0 | 0 | 21 | Point |  | 27 |  | C-2 |  | Not Studied | 7 | 259 | 18.1818
Critical Infrastructure | Stormwater Treatment Facilities and Pump Stations | Drainage Assets - NWFWMD; SFWMD; SJRWMD; SWFWMD | G305N | STFPS_PT_000432 | D | Not Affected | Not Affected | Not Affected | Not Affected | Not Affected | Not Affected | Not Affected | Not Affected | Not Affected | Not Affected | Not Affected | Not Affected | Not Affected | Not Affected | Not Affected | Not Affected | Not Affected | Not Affected | Not Affected | Not Affected | Not Affected | 0 | 0 | 0 | 0 | 21 | Point |  | 27 |  | C-3 |  | Not Studied | 7 | 259 | 18.1818
Critical Infrastructure | Stormwater Treatment Facilities and Pump Stations | Drainage Assets - NWFWMD; SFWMD; SJRWMD; SWFWMD | G305O | STFPS_PT_000474 | D | Not Affected | Not Affected | Not Affected | Not Affected | Not Affected | Not Affected | Not Affected | Not Affected | Not Affected | Not Affected | Not Affected | Not Affected | Not Affected | Not Affected | Not Affected | Not Affected | Not Affected | Not Affected | Not Affected | Not Affected | Not Affected | 0 | 0 | 0 | 0 | 21 | Point |  | 27 |  | C-4 |  | Not Studied | 7 | 259 | 18.1818
Critical Infrastructure | Stormwater Treatment Facilities and Pump Stations | Drainage Assets - NWFWMD; SFWMD; SJRWMD; SWFWMD | G305P | STFPS_PT_000529 | D | Not Affected | Not Affected | Not Affected | Not Affected | Not Affected | Not Affected | Not Affected | Not Affected | Not Affected | Not Affected | Not Affected | Not Affected | Not Affected | Not Affected | Not Affected | Not Affected | Not Affected | Not Affected | Not Affected | Not Affected | Not Affected | 0 | 0 | 0 | 0 | 21 | Point |  | 27 |  | C-1 |  | Not Studied | 7 | 259 | 18.1818
Critical Infrastructure | Stormwater Treatment Facilities and Pump Stations | Drainage Assets - NWFWMD; SFWMD; SJRWMD; SWFWMD | G305Q | STFPS_PT_000492 | D | Not Affected | Not Affected | Not Affected | Not Affected | Not Affected | Not Affected | Not Affected | Not Affected | Not Affected | Not Affected | Not Affected | Not Affected | Not Affected | Not Affected | Not Affected | Not Affected | Not Affected | Not Affected | Not Affected | Not Affected | Not Affected | 0 | 0 | 0 | 0 | 21 | Point |  | 27 |  | C-2 |  | Not Studied | 7 | 259 | 18.1818
Critical Infrastructure | Stormwater Treatment Facilities and Pump Stations | Drainage Assets - NWFWMD; SFWMD; SJRWMD; SWFWMD | G305R | STFPS_PT_000504 | D | Not Affected | Not Affected | Not Affected | Not Affected | Not Affected | Not Affected | Not Affected | Not Affected | Not Affected | Not Affected | Not Affected | Not Affected | Not Affected | Not Affected | Not Affected | Not Affected | Not Affected | Not Affected | Not Affected | Not Affected | Not Affected | 0 | 0 | 0 | 0 | 21 | Point |  | 27 |  | C-1 |  | Not Studied | 7 | 259 | 18.1818
Critical Infrastructure | Stormwater Treatment Facilities and Pump Stations | Drainage Assets - NWFWMD; SFWMD; SJRWMD; SWFWMD | G305S | STFPS_PT_000462 | D | Not Affected | Not Affected | Not Affected | Not Affected | Not Affected | Not Affected | Not Affected | Not Affected | Not Affected | Not Affected | Not Affected | Not Affected | Not Affected | Not Affected | Not Affected | Not Affected | Not Affected | Not Affected | Not Affected | Not Affected | Not Affected | 0 | 0 | 0 | 0 | 21 | Point |  | 27 |  | C-3 |  | Not Studied | 7 | 259 | 18.1818
Critical Infrastructure | Stormwater Treatment Facilities and Pump Stations | Drainage Assets - NWFWMD; SFWMD; SJRWMD; SWFWMD | G305T | STFPS_PT_000448 | D | Not Affected | Not Affected | Not Affected | Not Affected | Not Affected | Not Affected | Not Affected | Not Affected | Not Affected | Not Affected | Not Affected | Not Affected | Not Affected | Not Affected | Not Affected | Not Affected | Not Affected | Not Affected | Not Affected | Not Affected | Not Affected | 0 | 0 | 0 | 0 | 21 | Point |  | 27 |  | C-2 |  | Not Studied | 7 | 259 | 18.1818
Critical Infrastructure | Stormwater Treatment Facilities and Pump Stations | Drainage Assets - NWFWMD; SFWMD; SJRWMD; SWFWMD | G305U | STFPS_PT_000503 | D | Not Affected | Not Affected | Not Affected | Not Affected | Not Affected | Not Affected | Not Affected | Not Affected | Not Affected | Not Affected | Not Affected | Not Affected | Not Affected | Not Affected | Not Affected | Not Affected | Not Affected | Not Affected | Not Affected | Not Affected | Not Affected | 0 | 0 | 0 | 0 | 21 | Point |  | 27 |  | C-4 |  | Not Studied | 7 | 259 | 18.1818
Critical Infrastructure | Stormwater Treatment Facilities and Pump Stations | Drainage Assets - NWFWMD; SFWMD; SJRWMD; SWFWMD | G305V | STFPS_PT_000516 | D | Not Affected | Not Affected | Not Affected | Not Affected | Not Affected | Not Affected | Not Affected | Not Affected | Not Affected | Not Affected | Not Affected | Not Affected | Not Affected | Not Affected | Not Affected | Not Affected | Not Affected | Not Affected | Not Affected | Not Affected | Not Affected | 0 | 0 | 0 | 0 | 21 | Point |  | 27 |  | C-1 |  | Not Studied | 7 | 259 | 18.1818
Critical Infrastructure | Stormwater Treatment Facilities and Pump Stations | Drainage Assets - NWFWMD; SFWMD; SJRWMD; SWFWMD | G306A | STFPS_PT_000471 | D | Not Affected | Not Affected | Not Affected | Not Affected | Not Affected | Not Affected | Not Affected | Not Affected | Not Affected | Not Affected | Not Affected | Not Affected | Not Affected | Not Affected | Not Affected | Not Affected | Not Affected | Not Affected | Not Affected | Not Affected | Not Affected | 0 | 0 | 0 | 0 | 21 | Point |  | 27 |  | C-3 |  | Not Studied | 7 | 259 | 18.1818
Critical Infrastructure | Stormwater Treatment Facilities and Pump Stations | Drainage Assets - NWFWMD; SFWMD; SJRWMD; SWFWMD | G306B | STFPS_PT_000502 | D | Not Affected | Not Affected | Not Affected | Not Affected | Not Affected | Not Affected | Not Affected | Not Affected | Not Affected | Not Affected | Not Affected | Not Affected | Not Affected | Not Affected | Not Affected | Not Affected | Not Affected | Not Affected | Not Affected | Not Affected | Not Affected | 0 | 0 | 0 | 0 | 21 | Point |  | 27 |  | C-3 |  | Not Studied | 7 | 259 | 18.1818
Critical Infrastructure | Stormwater Treatment Facilities and Pump Stations | Drainage Assets - NWFWMD; SFWMD; SJRWMD; SWFWMD | G306C | STFPS_PT_000527 | D | Not Affected | Not Affected | Not Affected | Not Affected | Not Affected | Not Affected | Not Affected | Not Affected | Not Affected | Not Affected | Not Affected | Not Affected | Not Affected | Not Affected | Not Affected | Not Affected | Not Affected | Not Affected | Not Affected | Not Affected | Not Affected | 0 | 0 | 0 | 0 | 21 | Point |  | 27 |  | C-3 |  | Not Studied | 7 | 259 | 18.1818
Critical Infrastructure | Stormwater Treatment Facilities and Pump Stations | Drainage Assets - NWFWMD; SFWMD; SJRWMD; SWFWMD | G306D | STFPS_PT_000470 | D | Not Affected | Not Affected | Not Affected | Not Affected | Not Affected | Not Affected | Not Affected | Not Affected | Not Affected | Not Affected | Not Affected | Not Affected | Not Affected | Not Affected | Not Affected | Not Affected | Not Affected | Not Affected | Not Affected | Not Affected | Not Affected | 0 | 0 | 0 | 0 | 21 | Point |  | 27 |  | C-3 |  | Not Studied | 7 | 259 | 18.1818
Critical Infrastructure | Stormwater Treatment Facilities and Pump Stations | Drainage Assets - NWFWMD; SFWMD; SJRWMD; SWFWMD | G306E | STFPS_PT_000501 | X | Not Affected | Not Affected | Not Affected | Not Affected | Not Affected | Not Affected | Not Affected | Not Affected | Not Affected | Not Affected | Not Affected | Not Affected | Not Affected | Not Affected | Not Affected | Not Affected | Not Affected | Not Affected | Not Affected | Not Affected | Not Affected | 0 | 0 | 0 | 0 | 21 | Point |  | 27 |  | C-3 |  | Not Studied | 7 | 259 | 18.1818
Critical Infrastructure | Stormwater Treatment Facilities and Pump Stations | Drainage Assets - NWFWMD; SFWMD; SJRWMD; SWFWMD | G306F | STFPS_PT_000446 | X | Not Affected | Not Affected | Not Affected | Not Affected | Not Affected | Not Affected | Not Affected | Not Affected | Not Affected | Not Affected | Not Affected | Not Affected | Not Affected | Not Affected | Not Affected | Not Affected | Not Affected | Not Affected | Not Affected | Not Affected | Not Affected | 0 | 0 | 0 | 0 | 21 | Point |  | 27 |  | C-3 |  | Not Studied | 7 | 259 | 18.1818
Critical Infrastructure | Stormwater Treatment Facilities and Pump Stations | Drainage Assets - NWFWMD; SFWMD; SJRWMD; SWFWMD | G306G | STFPS_PT_000430 | X | Not Affected | Not Affected | Not Affected | Not Affected | Not Affected | Not Affected | Not Affected | Not Affected | Not Affected | Not Affected | Not Affected | Not Affected | Not Affected | Not Affected | Not Affected | Not Affected | Not Affected | Not Affected | Not Affected | Not Affected | Not Affected | 0 | 0 | 0 | 0 | 21 | Point |  | 27 |  | C-3 |  | Not Studied | 7 | 259 | 18.1818
Critical Infrastructure | Stormwater Treatment Facilities and Pump Stations | Drainage Assets - NWFWMD; SFWMD; SJRWMD; SWFWMD | G306H | STFPS_PT_000514 | D | Not Affected | Not Affected | Not Affected | Not Affected | Not Affected | Not Affected | Not Affected | Not Affected | Not Affected | Not Affected | Not Affected | Not Affected | Not Affected | Not Affected | Not Affected | Not Affected | Not Affected | Not Affected | Not Affected | Not Affected | Not Affected | 0 | 0 | 0 | 0 | 21 | Point |  | 27 |  | C-3 |  | Not Studied | 7 | 259 | 18.1818
Critical Infrastructure | Stormwater Treatment Facilities and Pump Stations | Drainage Assets - NWFWMD; SFWMD; SJRWMD; SWFWMD | G308 | STFPS_PT_000487 | X | Not Affected | Not Affected | Not Affected | Not Affected | Not Affected | Not Affected | Not Affected | Not Affected | Not Affected | Not Affected | Not Affected | Not Affected | Not Affected | Not Affected | Not Affected | Not Affected | Not Affected | Not Affected | Not Affected | Not Affected | Not Affected | 0 | 0 | 0 | 0 | 21 | Point |  | 27 |  | C-3 |  | Not Studied | 7 | 259 | 18.1818
Critical Infrastructure | Stormwater Treatment Facilities and Pump Stations | Drainage Assets - NWFWMD; SFWMD; SJRWMD; SWFWMD | G309 | STFPS_PT_000525 | X | Not Affected | Not Affected | Not Affected | Not Affected | Not Affected | Not Affected | Not Affected | Not Affected | Not Affected | Not Affected | Not Affected | Not Affected | Not Affected | Not Affected | Not Affected | Not Affected | Not Affected | Not Affected | Not Affected | Not Affected | Not Affected | 0 | 0 | 0 | 0 | 21 | Point |  | 27 |  | C-3 |  | Not Studied | 7 | 259 | 18.1818
Critical Infrastructure | Stormwater Treatment Facilities and Pump Stations | Drainage Assets - NWFWMD; SFWMD; SJRWMD; SWFWMD | G327A | STFPS_PT_000528 | X | Not Affected | Not Affected | Not Affected | Not Affected | Not Affected | Not Affected | Not Affected | Not Affected | Not Affected | Not Affected | Not Affected | Not Affected | Not Affected | Not Affected | Not Affected | Not Affected | Not Affected | Not Affected | Not Affected | Not Affected | Not Affected | 0 | 0 | 0 | 0 | 21 | Point |  | 27 |  | C-3 |  | Not Studied | 7 | 259 | 18.1818
Critical Infrastructure | Stormwater Treatment Facilities and Pump Stations | Drainage Assets - NWFWMD; SFWMD; SJRWMD; SWFWMD | G337 | STFPS_PT_000258 | X | Not Affected | Not Affected | Not Affected | Not Affected | Not Affected | Not Affected | Not Affected | Not Affected | Not Affected | Not Affected | Not Affected | Not Affected | Not Affected | Not Affected | Not Affected | Not Affected | Not Affected | Not Affected | Not Affected | Not Affected | Not Affected | 0 | 0 | 0 | 0 | 21 | Point |  | 27 |  | C-3 |  | Not Studied | 0 | 278 | 10.989
Critical Infrastructure | Stormwater Treatment Facilities and Pump Stations | Drainage Assets - NWFWMD; SFWMD; SJRWMD; SWFWMD | G342A | STFPS_PT_000365 | X | Not Affected | Not Affected | Not Affected | Not Affected | Not Affected | Not Affected | Not Affected | Not Affected | Not Affected | Not Affected | Not Affected | Not Affected | Not Affected | Not Affected | Not Affected | Not Affected | Not Affected | Not Affected | Not Affected | Not Affected | Not Affected | 0 | 0 | 0 | 0 | 21 | Point |  | 27 |  | C-3 |  | Not Studied | 2 | 448 | 11.4286 | Should be Polyline
Critical Infrastructure | Stormwater Treatment Facilities and Pump Stations | Drainage Assets - NWFWMD; SFWMD; SJRWMD; SWFWMD | G342B | STFPS_PT_000293 | X | Not Affected | Not Affected | Not Affected | Not Affected | Not Affected | Not Affected | Not Affected | Not Affected | Not Affected | Not Affected | Not Affected | Not Affected | Not Affected | Not Affected | Not Affected | Not Affected | Not Affected | Not Affected | Not Affected | Not Affected | Not Affected | 0 | 0 | 0 | 0 | 21 | Point |  | 27 |  | C-3 |  | Not Studied | 2 | 448 | 11.4286
Critical Infrastructure | Stormwater Treatment Facilities and Pump Stations | Drainage Assets - NWFWMD; SFWMD; SJRWMD; SWFWMD | G342C | STFPS_PT_000363 | X | Not Affected | Not Affected | Not Affected | Not Affected | Not Affected | Not Affected | Not Affected | Not Affected | Not Affected | Not Affected | Not Affected | Not Affected | Not Affected | Not Affected | Not Affected | Not Affected | Not Affected | Not Affected | Not Affected | Not Affected | Not Affected | 0 | 0 | 0 | 0 | 21 | Point |  | 27 |  | C-3 |  | Not Studied | 2 | 448 | 11.4286
Critical Infrastructure | Stormwater Treatment Facilities and Pump Stations | Drainage Assets - NWFWMD; SFWMD; SJRWMD; SWFWMD | G342D | STFPS_PT_000259 | X | Not Affected | Not Affected | Not Affected | Not Affected | Not Affected | Not Affected | Not Affected | Not Affected | Not Affected | Not Affected | Not Affected | Not Affected | Not Affected | Not Affected | Not Affected | Not Affected | Not Affected | Not Affected | Not Affected | Not Affected | Not Affected | 0 | 0 | 0 | 0 | 21 | Point |  | 27 |  | C-3 |  | Not Studied | 2 | 448 | 11.4286
Critical Infrastructure | Stormwater Treatment Facilities and Pump Stations | Drainage Assets - NWFWMD; SFWMD; SJRWMD; SWFWMD | G342E | STFPS_PT_000645 | X | Not Affected | Not Affected | Not Affected | Not Affected | Not Affected | Not Affected | Not Affected | Not Affected | Not Affected | Not Affected | Not Affected | Not Affected | Not Affected | Not Affected | Not Affected | Not Affected | Not Affected | Not Affected | Not Affected | Not Affected | Not Affected | 0 | 0 | 0 | 0 | 21 | Point |  | 27 |  | C-3 |  | Not Studied | 2 | 448 | 11.4286
Critical Infrastructure | Stormwater Treatment Facilities and Pump Stations | Drainage Assets - NWFWMD; SFWMD; SJRWMD; SWFWMD | G342F | STFPS_PT_000644 | X | Not Affected | Not Affected | Not Affected | Not Affected | Not Affected | Not Affected | Not Affected | Not Affected | Not Affected | Not Affected | Not Affected | Not Affected | Not Affected | Not Affected | Not Affected | Not Affected | Not Affected | Not Affected | Not Affected | Not Affected | Not Affected | 0 | 0 | 0 | 0 | 21 | Point |  | 27 |  | C-3 |  | Not Studied | 2 | 448 | 11.4286
Critical Infrastructure | Stormwater Treatment Facilities and Pump Stations | Drainage Assets - NWFWMD; SFWMD; SJRWMD; SWFWMD | G343A | STFPS_PT_000338 | X | Not Affected | Not Affected | Not Affected | Not Affected | Not Affected | Not Affected | Not Affected | Not Affected | Not Affected | Not Affected | Not Affected | Not Affected | Not Affected | Not Affected | Not Affected | Not Affected | Not Affected | Not Affected | Not Affected | Not Affected | Not Affected | 0 | 0 | 0 | 0 | 21 | Point |  | 27 |  | C-3 |  | Not Studied | 2 | 448 | 11.4286
Critical Infrastructure | Stormwater Treatment Facilities and Pump Stations | Drainage Assets - NWFWMD; SFWMD; SJRWMD; SWFWMD | G343B | STFPS_PT_000350 | X | Not Affected | Not Affected | Not Affected | Not Affected | Not Affected | Not Affected | Not Affected | Not Affected | Not Affected | Not Affected | Not Affected | Not Affected | Not Affected | Not Affected | Not Affected | Not Affected | Not Affected | Not Affected | Not Affected | Not Affected | Not Affected | 0 | 0 | 0 | 0 | 21 | Point |  | 27 |  | C-3 |  | Not Studied | 2 | 448 | 11.4286
Critical Infrastructure | Stormwater Treatment Facilities and Pump Stations | Drainage Assets - NWFWMD; SFWMD; SJRWMD; SWFWMD | G343C | STFPS_PT_000337 | X | Not Affected | Not Affected | Not Affected | Not Affected | Not Affected | Not Affected | Not Affected | Not Affected | Not Affected | Not Affected | Not Affected | Not Affected | Not Affected | Not Affected | Not Affected | Not Affected | Not Affected | Not Affected | Not Affected | Not Affected | Not Affected | 0 | 0 | 0 | 0 | 21 | Point |  | 27 |  | C-3 |  | Not Studied | 2 | 448 | 11.4286
Critical Infrastructure | Stormwater Treatment Facilities and Pump Stations | Drainage Assets - NWFWMD; SFWMD; SJRWMD; SWFWMD | G343D | STFPS_PT_000336 | X | Not Affected | Not Affected | Not Affected | Not Affected | Not Affected | Not Affected | Not Affected | Not Affected | Not Affected | Not Affected | Not Affected | Not Affected | Not Affected | Not Affected | Not Affected | Not Affected | Not Affected | Not Affected | Not Affected | Not Affected | Not Affected | 0 | 0 | 0 | 0 | 21 | Point |  | 27 |  | C-3 |  | Not Studied | 2 | 448 | 11.4286
Critical Infrastructure | Stormwater Treatment Facilities and Pump Stations | Drainage Assets - NWFWMD; SFWMD; SJRWMD; SWFWMD | G343E | STFPS_PT_000278 | X | Not Affected | Not Affected | Not Affected | Not Affected | Not Affected | Not Affected | Not Affected | Not Affected | Not Affected | Not Affected | Not Affected | Not Affected | Not Affected | Not Affected | Not Affected | Not Affected | Not Affected | Not Affected | Not Affected | Not Affected | Not Affected | 0 | 0 | 0 | 0 | 21 | Point |  | 27 |  | C-3 |  | Not Studied | 2 | 448 | 11.4286
Critical Infrastructure | Stormwater Treatment Facilities and Pump Stations | Drainage Assets - NWFWMD; SFWMD; SJRWMD; SWFWMD | G343F | STFPS_PT_000349 | X | Not Affected | Not Affected | Not Affected | Not Affected | Not Affected | Not Affected | Not Affected | Not Affected | Not Affected | Not Affected | Not Affected | Not Affected | Not Affected | Not Affected | Not Affected | Not Affected | Not Affected | Not Affected | Not Affected | Not Affected | Not Affected | 0 | 0 | 0 | 0 | 21 | Point |  | 27 |  | C-3 |  | Not Studied | 2 | 448 | 11.4286
Critical Infrastructure | Stormwater Treatment Facilities and Pump Stations | Drainage Assets - NWFWMD; SFWMD; SJRWMD; SWFWMD | G343G | STFPS_PT_000386 | X | Not Affected | Not Affected | Not Affected | Not Affected | Not Affected | Not Affected | Not Affected | Not Affected | Not Affected | Not Affected | Not Affected | Not Affected | Not Affected | Not Affected | Not Affected | Not Affected | Not Affected | Not Affected | Not Affected | Not Affected | Not Affected | 0 | 0 | 0 | 0 | 21 | Point |  | 27 |  | C-3 |  | Not Studied | 2 | 448 | 11.4286
Critical Infrastructure | Stormwater Treatment Facilities and Pump Stations | Drainage Assets - NWFWMD; SFWMD; SJRWMD; SWFWMD | G343H | STFPS_PT_000385 | X | Not Affected | Not Affected | Not Affected | Not Affected | Not Affected | Not Affected | Not Affected | Not Affected | Not Affected | Not Affected | Not Affected | Not Affected | Not Affected | Not Affected | Not Affected | Not Affected | Not Affected | Not Affected | Not Affected | Not Affected | Not Affected | 0 | 0 | 0 | 0 | 21 | Point |  | 27 |  | C-3 |  | Not Studied | 2 | 448 | 11.4286
Critical Infrastructure | Stormwater Treatment Facilities and Pump Stations | Drainage Assets - NWFWMD; SFWMD; SJRWMD; SWFWMD | G343I | STFPS_PT_000666 | X | Not Affected | Not Affected | Not Affected | Not Affected | Not Affected | Not Affected | Not Affected | Not Affected | Not Affected | Not Affected | Not Affected | Not Affected | Not Affected | Not Affected | Not Affected | Not Affected | Not Affected | Not Affected | Not Affected | Not Affected | Not Affected | 0 | 0 | 0 | 0 | 21 | Point |  | 27 |  | C-3 |  | Not Studied | 2 | 448 | 11.4286
Critical Infrastructure | Stormwater Treatment Facilities and Pump Stations | Drainage Assets - NWFWMD; SFWMD; SJRWMD; SWFWMD | G343J | STFPS_PT_000664 | X | Not Affected | Not Affected | Not Affected | Not Affected | Not Affected | Not Affected | Not Affected | Not Affected | Not Affected | Not Affected | Not Affected | Not Affected | Not Affected | Not Affected | Not Affected | Not Affected | Not Affected | Not Affected | Not Affected | Not Affected | Not Affected | 0 | 0 | 0 | 0 | 21 | Point |  | 27 |  | C-3 |  | Not Studied | 2 | 448 | 11.4286
Critical Infrastructure | Stormwater Treatment Facilities and Pump Stations | Drainage Assets - NWFWMD; SFWMD; SJRWMD; SWFWMD | G344A | STFPS_PT_000322 | X | Not Affected | Not Affected | Not Affected | Not Affected | Not Affected | Not Affected | Not Affected | Not Affected | Not Affected | Not Affected | Not Affected | Not Affected | Not Affected | Not Affected | Not Affected | Not Affected | Not Affected | Not Affected | Not Affected | Not Affected | Not Affected | 0 | 0 | 0 | 0 | 21 | Point |  | 27 |  | C-3 |  | Not Studied | 2 | 448 | 11.4286
Critical Infrastructure | Stormwater Treatment Facilities and Pump Stations | Drainage Assets - NWFWMD; SFWMD; SJRWMD; SWFWMD | G344B | STFPS_PT_000294 | X | Not Affected | Not Affected | Not Affected | Not Affected | Not Affected | Not Affected | Not Affected | Not Affected | Not Affected | Not Affected | Not Affected | Not Affected | Not Affected | Not Affected | Not Affected | Not Affected | Not Affected | Not Affected | Not Affected | Not Affected | Not Affected | 0 | 0 | 0 | 0 | 21 | Point |  | 27 |  | C-3 |  | Not Studied | 2 | 448 | 11.4286
Critical Infrastructure | Stormwater Treatment Facilities and Pump Stations | Drainage Assets - NWFWMD; SFWMD; SJRWMD; SWFWMD | G344C | STFPS_PT_000387 | X | Not Affected | Not Affected | Not Affected | Not Affected | Not Affected | Not Affected | Not Affected | Not Affected | Not Affected | Not Affected | Not Affected | Not Affected | Not Affected | Not Affected | Not Affected | Not Affected | Not Affected | Not Affected | Not Affected | Not Affected | Not Affected | 0 | 0 | 0 | 0 | 21 | Point |  | 27 |  | C-3 |  | Not Studied | 2 | 448 | 11.4286
Critical Infrastructure | Stormwater Treatment Facilities and Pump Stations | Drainage Assets - NWFWMD; SFWMD; SJRWMD; SWFWMD | G344D | STFPS_PT_000260 | X | Not Affected | Not Affected | Not Affected | Not Affected | Not Affected | Not Affected | Not Affected | Not Affected | Not Affected | Not Affected | Not Affected | Not Affected | Not Affected | Not Affected | Not Affected | Not Affected | Not Affected | Not Affected | Not Affected | Not Affected | Not Affected | 0 | 0 | 0 | 0 | 21 | Point |  | 27 |  | C-4 |  | Not Studied | 2 | 448 | 11.4286
Critical Infrastructure | Stormwater Treatment Facilities and Pump Stations | Drainage Assets - NWFWMD; SFWMD; SJRWMD; SWFWMD | G344E | STFPS_PT_000661 | X | Not Affected | Not Affected | Not Affected | Not Affected | Not Affected | Not Affected | Not Affected | Not Affected | Not Affected | Not Affected | Not Affected | Not Affected | Not Affected | Not Affected | Not Affected | Not Affected | Not Affected | Not Affected | Not Affected | Not Affected | Not Affected | 0 | 0 | 0 | 0 | 21 | Point |  | 27 |  | C-3 |  | Not Studied | 2 | 448 | 11.4286
Critical Infrastructure | Stormwater Treatment Facilities and Pump Stations | Drainage Assets - NWFWMD; SFWMD; SJRWMD; SWFWMD | G344F | STFPS_PT_000662 | X | Not Affected | Not Affected | Not Affected | Not Affected | Not Affected | Not Affected | Not Affected | Not Affected | Not Affected | Not Affected | Not Affected | Not Affected | Not Affected | Not Affected | Not Affected | Not Affected | Not Affected | Not Affected | Not Affected | Not Affected | Not Affected | 0 | 0 | 0 | 0 | 21 | Point |  | 27 |  | C-3 |  | Not Studied | 2 | 448 | 11.4286
Critical Infrastructure | Stormwater Treatment Facilities and Pump Stations | Drainage Assets - NWFWMD; SFWMD; SJRWMD; SWFWMD | G345 | STFPS_PT_000663 | X | Not Affected | Not Affected | Not Affected | Not Affected | Not Affected | Not Affected | Not Affected | Not Affected | Not Affected | Not Affected | Not Affected | Not Affected | Not Affected | Not Affected | Not Affected | Not Affected | Not Affected | Not Affected | Not Affected | Not Affected | Not Affected | 0 | 0 | 0 | 0 | 21 | Point |  | 27 |  | C-2 |  | Not Studied | 2 | 448 | 11.4286
Critical Infrastructure | Stormwater Treatment Facilities and Pump Stations | Drainage Assets - NWFWMD; SFWMD; SJRWMD; SWFWMD | G348 | STFPS_PT_000668 | X | Not Affected | Not Affected | Not Affected | Not Affected | Not Affected | Not Affected | Not Affected | Not Affected | Not Affected | Not Affected | Not Affected | Not Affected | Not Affected | Not Affected | Not Affected | Not Affected | Not Affected | Not Affected | Not Affected | Not Affected | Not Affected | 0 | 0 | 0 | 0 | 21 | Point |  | 27 |  | C-2 |  | Not Studied | 2 | 448 | 11.4286
Critical Infrastructure | Stormwater Treatment Facilities and Pump Stations | Drainage Assets - NWFWMD; SFWMD; SJRWMD; SWFWMD | G349A | STFPS_PT_000366 | X | Not Affected | Not Affected | Not Affected | Not Affected | Not Affected | Not Affected | Not Affected | Not Affected | Not Affected | Not Affected | Not Affected | Not Affected | Not Affected | Not Affected | Not Affected | Not Affected | Not Affected | Not Affected | Not Affected | Not Affected | Not Affected | 0 | 0 | 0 | 0 | 21 | Point |  | 27 |  | C-3 |  | Not Studied | 2 | 448 | 11.4286
Critical Infrastructure | Stormwater Treatment Facilities and Pump Stations | Drainage Assets - NWFWMD; SFWMD; SJRWMD; SWFWMD | G349B | STFPS_PT_000364 | X | Not Affected | Not Affected | Not Affected | Not Affected | Not Affected | Not Affected | Not Affected | Not Affected | Not Affected | Not Affected | Not Affected | Not Affected | Not Affected | Not Affected | Not Affected | Not Affected | Not Affected | Not Affected | Not Affected | Not Affected | Not Affected | 0 | 0 | 0 | 0 | 21 | Point |  | 27 |  | C-3 |  | Not Studied | 2 | 448 | 11.4286
Critical Infrastructure | Stormwater Treatment Facilities and Pump Stations | Drainage Assets - NWFWMD; SFWMD; SJRWMD; SWFWMD | G350B | STFPS_PT_000292 | X | Not Affected | Not Affected | Not Affected | Not Affected | Not Affected | Not Affected | Not Affected | Not Affected | Not Affected | Not Affected | Not Affected | Not Affected | Not Affected | Not Affected | Not Affected | Not Affected | Not Affected | Not Affected | Not Affected | Not Affected | Not Affected | 0 | 0 | 0 | 0 | 21 | Point |  | 27 |  | C-3 |  | Not Studied | 2 | 448 | 11.4286
Critical Infrastructure | Stormwater Treatment Facilities and Pump Stations | Drainage Assets - NWFWMD; SFWMD; SJRWMD; SWFWMD | G507 | STFPS_PT_000667 | X | Not Affected | Not Affected | Not Affected | Not Affected | Not Affected | Not Affected | Not Affected | Not Affected | Not Affected | Not Affected | Not Affected | Not Affected | Not Affected | Not Affected | Not Affected | Not Affected | Not Affected | Not Affected | Not Affected | Not Affected | Not Affected | 0 | 0 | 0 | 0 | 21 | Point |  | 27 |  | C-3 |  | Not Studied | 2 | 448 | 11.4286
Critical Infrastructure | Stormwater Treatment Facilities and Pump Stations | Drainage Assets - NWFWMD; SFWMD; SJRWMD; SWFWMD | L10_PC01 | STFPS_PT_001596 | AO | Not Affected | Not Affected | Not Affected | Not Affected | Not Affected | Not Affected | Not Affected | Not Affected | Not Affected | Not Affected | Not Affected | Not Affected | Not Affected | Not Affected | Not Affected | Not Affected | Not Affected | Not Affected | Not Affected | Not Affected | Not Affected | 0 | 0 | 0 | 0 | 21 | Point |  | 27 |  | No C Rating |  | Not Studied | 7895 | 2302 | 30.3846
Critical Infrastructure | Stormwater Treatment Facilities and Pump Stations | Drainage Assets - NWFWMD; SFWMD; SJRWMD; SWFWMD | L65_PC03N | STFPS_PT_001460 | X | Not Affected | Not Affected | Not Affected | Not Affected | Not Affected | Not Affected | Not Affected | Not Affected | Not Affected | Not Affected | Not Affected | Not Affected | Not Affected | Not Affected | Not Affected | Not Affected | Not Affected | Not Affected | Not Affected | Not Affected | Not Affected | 0 | 0 | 0 | 0 | 21 | Point |  | 27 |  | No C Rating |  | Not Available | 351 | 670 | 30.2326
Critical Infrastructure | Stormwater Treatment Facilities and Pump Stations | Drainage Assets - NWFWMD; SFWMD; SJRWMD; SWFWMD | C23_PC38 | STFPS_PT_001551 | X | Not Affected | Not Affected | Not Affected | Not Affected | Not Affected | Not Affected | Not Affected | Not Affected | Not Affected | Not Affected | Not Affected | Not Affected | Not Affected | Not Affected | Not Affected | Not Affected | Not Affected | Not Affected | Not Affected | Not Affected | Not Affected | 0 | 0 | 0 | 0 | 21 | Point |  | 26 |  | No C Rating |  | Not Available | 7321 | 5984 | 19.2157
Critical Infrastructure | Stormwater Treatment Facilities and Pump Stations | Drainage Assets - NWFWMD; SFWMD; SJRWMD; SWFWMD | C24EXT_PC1W | STFPS_PT_001499 | X | Not Affected | Not Affected | Not Affected | Not Affected | Not Affected | Not Affected | Not Affected | Not Affected | Not Affected | Not Affected | Not Affected | Not Affected | Not Affected | Not Affected | Not Affected | Not Affected | Not Affected | Not Affected | Not Affected | Not Affected | Not Affected | 0 | 0 | 0 | 0 | 21 | Point |  | 26 |  | No C Rating |  | Not Available | 326 | 4652 | 23.7037
Critical Infrastructure | Stormwater Treatment Facilities and Pump Stations | Drainage Assets - NWFWMD; SFWMD; SJRWMD; SWFWMD | C25_PC01S | STFPS_PT_001623 | X | Not Affected | Not Affected | Not Affected | Not Affected | Not Affected | Not Affected | Not Affected | Not Affected | Not Affected | Not Affected | Not Affected | Not Affected | Not Affected | Not Affected | Not Affected | Not Affected | Not Affected | Not Affected | Not Affected | Not Affected | Not Affected | 0 | 0 | 0 | 0 | 21 | Point |  | 26 |  | No C Rating |  | Not Studied | 588 | 211 | 22.449
Critical Infrastructure | Stormwater Treatment Facilities and Pump Stations | Drainage Assets - NWFWMD; SFWMD; SJRWMD; SWFWMD | C25_PC07N | STFPS_PT_001507 | X | Not Affected | Not Affected | Not Affected | Not Affected | Not Affected | Not Affected | Not Affected | Not Affected | Not Affected | Not Affected | Not Affected | Not Affected | Not Affected | Not Affected | Not Affected | Not Affected | Not Affected | Not Affected | Not Affected | Not Affected | Not Affected | 0 | 0 | 0 | 0 | 21 | Point |  | 26 |  | No C Rating |  | Not Available | 326 | 4652 | 23.7037
Critical Infrastructure | Stormwater Treatment Facilities and Pump Stations | Drainage Assets - NWFWMD; SFWMD; SJRWMD; SWFWMD | C31_PC01A | STFPS_PT_001287 | X | Not Affected | Not Affected | Not Affected | Not Affected | Not Affected | Not Affected | Not Affected | Not Affected | Not Affected | Not Affected | Not Affected | Not Affected | Not Affected | Not Affected | Not Affected | Not Affected | Not Affected | Not Affected | Not Affected | Not Affected | Not Affected | 0 | 0 | 0 | 0 | 21 | Point |  | 26 |  | No C Rating |  | < 5-Year Event | 182361 | 8381 | 16.6162
Critical Infrastructure | Stormwater Treatment Facilities and Pump Stations | Drainage Assets - NWFWMD; SFWMD; SJRWMD; SWFWMD | C31_PC02 | STFPS_PT_001285 | X | Not Affected | Not Affected | Not Affected | Not Affected | Not Affected | Not Affected | Not Affected | Not Affected | Not Affected | Not Affected | Not Affected | Not Affected | Not Affected | Not Affected | Not Affected | Not Affected | Not Affected | Not Affected | Not Affected | Not Affected | Not Affected | 0 | 0 | 0 | 0 | 21 | Point |  | 26 |  | No C Rating |  | < 5-Year Event | 182361 | 8381 | 16.6162
Critical Infrastructure | Stormwater Treatment Facilities and Pump Stations | Drainage Assets - NWFWMD; SFWMD; SJRWMD; SWFWMD | C31_PC06 | STFPS_PT_001293 | X | Not Affected | Not Affected | Not Affected | Not Affected | Not Affected | Not Affected | Not Affected | Not Affected | Not Affected | Not Affected | Not Affected | Not Affected | Not Affected | Not Affected | Not Affected | Not Affected | Not Affected | Not Affected | Not Affected | Not Affected | Not Affected | 0 | 0 | 0 | 0 | 21 | Point |  | 26 |  | No C Rating |  | < 5-Year Event | 182361 | 8381 | 16.6162
Critical Infrastructure | Stormwater Treatment Facilities and Pump Stations | Drainage Assets - NWFWMD; SFWMD; SJRWMD; SWFWMD | C31_PC09 | STFPS_PT_001294 | X | Not Affected | Not Affected | Not Affected | Not Affected | Not Affected | Not Affected | Not Affected | Not Affected | Not Affected | Not Affected | Not Affected | Not Affected | Not Affected | Not Affected | Not Affected | Not Affected | Not Affected | Not Affected | Not Affected | Not Affected | Not Affected | 0 | 0 | 0 | 0 | 21 | Point |  | 26 |  | No C Rating |  | < 5-Year Event | 182361 | 8381 | 16.6162
Critical Infrastructure | Stormwater Treatment Facilities and Pump Stations | Drainage Assets - NWFWMD; SFWMD; SJRWMD; SWFWMD | C40_PC07S | STFPS_PT_001458 | X | Not Affected | Not Affected | Not Affected | Not Affected | Not Affected | Not Affected | Not Affected | Not Affected | Not Affected | Not Affected | Not Affected | Not Affected | Not Affected | Not Affected | Not Affected | Not Affected | Not Affected | Not Affected | Not Affected | Not Affected | Not Affected | 0 | 0 | 0 | 0 | 21 | Point |  | 26 |  | No C Rating |  | Not Studied | 72 | 940 | 20.4545
Critical Infrastructure | Stormwater Treatment Facilities and Pump Stations | Drainage Assets - NWFWMD; SFWMD; SJRWMD; SWFWMD | C41A_PC15N | STFPS_PT_001373 | A | Not Affected | Not Affected | Not Affected | Not Affected | Not Affected | Not Affected | Not Affected | Not Affected | Not Affected | Not Affected | Not Affected | Not Affected | Not Affected | Not Affected | Not Affected | Not Affected | Not Affected | Not Affected | Not Affected | Not Affected | Not Affected | 0 | 0 | 0 | 0 | 21 | Point |  | 26 |  | No C Rating |  | Not Studied | 66 | 1283 | 14.0351
Critical Infrastructure | Stormwater Treatment Facilities and Pump Stations | Drainage Assets - NWFWMD; SFWMD; SJRWMD; SWFWMD | G310 | STFPS_PT_000107 | X | Not Affected | Not Affected | Not Affected | Not Affected | Not Affected | Not Affected | Not Affected | Not Affected | Not Affected | Not Affected | Not Affected | Not Affected | Not Affected | Not Affected | Not Affected | Not Affected | Not Affected | Not Affected | Not Affected | Not Affected | Not Affected | 0 | 0 | 0 | 0 | 21 | Point |  | 26 |  | No C Rating |  | Not Studied | 1 | 543 | 51.2821
Critical Infrastructure | Stormwater Treatment Facilities and Pump Stations | Drainage Assets - NWFWMD; SFWMD; SJRWMD; SWFWMD | G310 | STFPS_PT_000464 | D | Not Affected | Not Affected | Not Affected | Not Affected | Not Affected | Not Affected | Not Affected | Not Affected | Not Affected | Not Affected | Not Affected | Not Affected | Not Affected | Not Affected | Not Affected | Not Affected | Not Affected | Not Affected | Not Affected | Not Affected | Not Affected | 0 | 0 | 0 | 0 | 21 | Point |  | 26 |  | No C Rating |  | Not Studied | 1 | 543 | 51.2821
Critical Infrastructure | Stormwater Treatment Facilities and Pump Stations | Drainage Assets - NWFWMD; SFWMD; SJRWMD; SWFWMD | G328 | STFPS_PT_000277 | X | Not Affected | Not Affected | Not Affected | Not Affected | Not Affected | Not Affected | Not Affected | Not Affected | Not Affected | Not Affected | Not Affected | Not Affected | Not Affected | Not Affected | Not Affected | Not Affected | Not Affected | Not Affected | Not Affected | Not Affected | Not Affected | 0 | 0 | 0 | 0 | 21 | Point |  | 26 |  | No C Rating |  | Not Studied | 0 | 278 | 10.989
Critical Infrastructure | Stormwater Treatment Facilities and Pump Stations | Drainage Assets - NWFWMD; SFWMD; SJRWMD; SWFWMD | G329A | STFPS_PT_000383 | D | Not Affected | Not Affected | Not Affected | Not Affected | Not Affected | Not Affected | Not Affected | Not Affected | Not Affected | Not Affected | Not Affected | Not Affected | Not Affected | Not Affected | Not Affected | Not Affected | Not Affected | Not Affected | Not Affected | Not Affected | Not Affected | 0 | 0 | 0 | 0 | 21 | Point |  | 26 |  | C-3 |  | Not Studied | 0 | 278 | 10.989
Critical Infrastructure | Stormwater Treatment Facilities and Pump Stations | Drainage Assets - NWFWMD; SFWMD; SJRWMD; SWFWMD | G329B | STFPS_PT_000335 | D | Not Affected | Not Affected | Not Affected | Not Affected | Not Affected | Not Affected | Not Affected | Not Affected | Not Affected | Not Affected | Not Affected | Not Affected | Not Affected | Not Affected | Not Affected | Not Affected | Not Affected | Not Affected | Not Affected | Not Affected | Not Affected | 0 | 0 | 0 | 0 | 21 | Point |  | 26 |  | C-3 |  | Not Studied | 0 | 278 | 10.989
Critical Infrastructure | Stormwater Treatment Facilities and Pump Stations | Drainage Assets - NWFWMD; SFWMD; SJRWMD; SWFWMD | G329C | STFPS_PT_000334 | D | Not Affected | Not Affected | Not Affected | Not Affected | Not Affected | Not Affected | Not Affected | Not Affected | Not Affected | Not Affected | Not Affected | Not Affected | Not Affected | Not Affected | Not Affected | Not Affected | Not Affected | Not Affected | Not Affected | Not Affected | Not Affected | 0 | 0 | 0 | 0 | 21 | Point |  | 26 |  | C-3 |  | Not Studied | 0 | 278 | 10.989
Critical Infrastructure | Stormwater Treatment Facilities and Pump Stations | Drainage Assets - NWFWMD; SFWMD; SJRWMD; SWFWMD | G329D | STFPS_PT_000256 | D | Not Affected | Not Affected | Not Affected | Not Affected | Not Affected | Not Affected | Not Affected | Not Affected | Not Affected | Not Affected | Not Affected | Not Affected | Not Affected | Not Affected | Not Affected | Not Affected | Not Affected | Not Affected | Not Affected | Not Affected | Not Affected | 0 | 0 | 0 | 0 | 21 | Point |  | 26 |  | C-3 |  | Not Studied | 0 | 278 | 10.989
Critical Infrastructure | Stormwater Treatment Facilities and Pump Stations | Drainage Assets - NWFWMD; SFWMD; SJRWMD; SWFWMD | G330A | STFPS_PT_000316 | D | Not Affected | Not Affected | Not Affected | Not Affected | Not Affected | Not Affected | Not Affected | Not Affected | Not Affected | Not Affected | Not Affected | Not Affected | Not Affected | Not Affected | Not Affected | Not Affected | Not Affected | Not Affected | Not Affected | Not Affected | Not Affected | 0 | 0 | 0 | 0 | 21 | Point |  | 26 |  | C-3 |  | Not Studied | 0 | 278 | 10.989
Critical Infrastructure | Stormwater Treatment Facilities and Pump Stations | Drainage Assets - NWFWMD; SFWMD; SJRWMD; SWFWMD | G330B | STFPS_PT_000360 | D | Not Affected | Not Affected | Not Affected | Not Affected | Not Affected | Not Affected | Not Affected | Not Affected | Not Affected | Not Affected | Not Affected | Not Affected | Not Affected | Not Affected | Not Affected | Not Affected | Not Affected | Not Affected | Not Affected | Not Affected | Not Affected | 0 | 0 | 0 | 0 | 21 | Point |  | 26 |  | C-3 |  | Not Studied | 0 | 278 | 10.989
Critical Infrastructure | Stormwater Treatment Facilities and Pump Stations | Drainage Assets - NWFWMD; SFWMD; SJRWMD; SWFWMD | G330C | STFPS_PT_000274 | D | Not Affected | Not Affected | Not Affected | Not Affected | Not Affected | Not Affected | Not Affected | Not Affected | Not Affected | Not Affected | Not Affected | Not Affected | Not Affected | Not Affected | Not Affected | Not Affected | Not Affected | Not Affected | Not Affected | Not Affected | Not Affected | 0 | 0 | 0 | 0 | 21 | Point |  | 26 |  | C-3 |  | Not Studied | 0 | 278 | 10.989
Critical Infrastructure | Stormwater Treatment Facilities and Pump Stations | Drainage Assets - NWFWMD; SFWMD; SJRWMD; SWFWMD | G330D | STFPS_PT_000315 | D | Not Affected | Not Affected | Not Affected | Not Affected | Not Affected | Not Affected | Not Affected | Not Affected | Not Affected | Not Affected | Not Affected | Not Affected | Not Affected | Not Affected | Not Affected | Not Affected | Not Affected | Not Affected | Not Affected | Not Affected | Not Affected | 0 | 0 | 0 | 0 | 21 | Point |  | 26 |  | C-3 |  | Not Studied | 0 | 278 | 10.989
Critical Infrastructure | Stormwater Treatment Facilities and Pump Stations | Drainage Assets - NWFWMD; SFWMD; SJRWMD; SWFWMD | G330E | STFPS_PT_000332 | D | Not Affected | Not Affected | Not Affected | Not Affected | Not Affected | Not Affected | Not Affected | Not Affected | Not Affected | Not Affected | Not Affected | Not Affected | Not Affected | Not Affected | Not Affected | Not Affected | Not Affected | Not Affected | Not Affected | Not Affected | Not Affected | 0 | 0 | 0 | 0 | 21 | Point |  | 26 |  | C-3 |  | Not Studied | 0 | 278 | 10.989
Critical Infrastructure | Stormwater Treatment Facilities and Pump Stations | Drainage Assets - NWFWMD; SFWMD; SJRWMD; SWFWMD | G331A | STFPS_PT_000276 | D | Not Affected | Not Affected | Not Affected | Not Affected | Not Affected | Not Affected | Not Affected | Not Affected | Not Affected | Not Affected | Not Affected | Not Affected | Not Affected | Not Affected | Not Affected | Not Affected | Not Affected | Not Affected | Not Affected | Not Affected | Not Affected | 0 | 0 | 0 | 0 | 21 | Point |  | 26 |  | C-3 |  | Not Studied | 0 | 278 | 10.989
Critical Infrastructure | Stormwater Treatment Facilities and Pump Stations | Drainage Assets - NWFWMD; SFWMD; SJRWMD; SWFWMD | G331B | STFPS_PT_000362 | D | Not Affected | Not Affected | Not Affected | Not Affected | Not Affected | Not Affected | Not Affected | Not Affected | Not Affected | Not Affected | Not Affected | Not Affected | Not Affected | Not Affected | Not Affected | Not Affected | Not Affected | Not Affected | Not Affected | Not Affected | Not Affected | 0 | 0 | 0 | 0 | 21 | Point |  | 26 |  | C-3 |  | Not Studied | 0 | 278 | 10.989
Critical Infrastructure | Stormwater Treatment Facilities and Pump Stations | Drainage Assets - NWFWMD; SFWMD; SJRWMD; SWFWMD | G331C | STFPS_PT_000257 | D | Not Affected | Not Affected | Not Affected | Not Affected | Not Affected | Not Affected | Not Affected | Not Affected | Not Affected | Not Affected | Not Affected | Not Affected | Not Affected | Not Affected | Not Affected | Not Affected | Not Affected | Not Affected | Not Affected | Not Affected | Not Affected | 0 | 0 | 0 | 0 | 21 | Point |  | 26 |  | C-3 |  | Not Studied | 0 | 278 | 10.989
Critical Infrastructure | Stormwater Treatment Facilities and Pump Stations | Drainage Assets - NWFWMD; SFWMD; SJRWMD; SWFWMD | G331D | STFPS_PT_000321 | D | Not Affected | Not Affected | Not Affected | Not Affected | Not Affected | Not Affected | Not Affected | Not Affected | Not Affected | Not Affected | Not Affected | Not Affected | Not Affected | Not Affected | Not Affected | Not Affected | Not Affected | Not Affected | Not Affected | Not Affected | Not Affected | 0 | 0 | 0 | 0 | 21 | Point |  | 26 |  | C-3 |  | Not Studied | 0 | 278 | 10.989
Critical Infrastructure | Stormwater Treatment Facilities and Pump Stations | Drainage Assets - NWFWMD; SFWMD; SJRWMD; SWFWMD | G331E | STFPS_PT_000320 | D | Not Affected | Not Affected | Not Affected | Not Affected | Not Affected | Not Affected | Not Affected | Not Affected | Not Affected | Not Affected | Not Affected | Not Affected | Not Affected | Not Affected | Not Affected | Not Affected | Not Affected | Not Affected | Not Affected | Not Affected | Not Affected | 0 | 0 | 0 | 0 | 21 | Point |  | 26 |  | C-3 |  | Not Studied | 0 | 278 | 10.989
Critical Infrastructure | Stormwater Treatment Facilities and Pump Stations | Drainage Assets - NWFWMD; SFWMD; SJRWMD; SWFWMD | G331F | STFPS_PT_000319 | D | Not Affected | Not Affected | Not Affected | Not Affected | Not Affected | Not Affected | Not Affected | Not Affected | Not Affected | Not Affected | Not Affected | Not Affected | Not Affected | Not Affected | Not Affected | Not Affected | Not Affected | Not Affected | Not Affected | Not Affected | Not Affected | 0 | 0 | 0 | 0 | 21 | Point |  | 26 |  | C-3 |  | Not Studied | 0 | 278 | 10.989
Critical Infrastructure | Stormwater Treatment Facilities and Pump Stations | Drainage Assets - NWFWMD; SFWMD; SJRWMD; SWFWMD | G331G | STFPS_PT_000333 | D | Not Affected | Not Affected | Not Affected | Not Affected | Not Affected | Not Affected | Not Affected | Not Affected | Not Affected | Not Affected | Not Affected | Not Affected | Not Affected | Not Affected | Not Affected | Not Affected | Not Affected | Not Affected | Not Affected | Not Affected | Not Affected | 0 | 0 | 0 | 0 | 21 | Point |  | 26 |  | C-3 |  | Not Studied | 0 | 278 | 10.989
Critical Infrastructure | Stormwater Treatment Facilities and Pump Stations | Drainage Assets - NWFWMD; SFWMD; SJRWMD; SWFWMD | G332 | STFPS_PT_000348 | D | Not Affected | Not Affected | Not Affected | Not Affected | Not Affected | Not Affected | Not Affected | Not Affected | Not Affected | Not Affected | Not Affected | Not Affected | Not Affected | Not Affected | Not Affected | Not Affected | Not Affected | Not Affected | Not Affected | Not Affected | Not Affected | 0 | 0 | 0 | 0 | 21 | Point |  | 26 |  | C-3 |  | Not Studied | 0 | 278 | 10.989
Critical Infrastructure | Stormwater Treatment Facilities and Pump Stations | Drainage Assets - NWFWMD; SFWMD; SJRWMD; SWFWMD | G333A | STFPS_PT_000361 | D | Not Affected | Not Affected | Not Affected | Not Affected | Not Affected | Not Affected | Not Affected | Not Affected | Not Affected | Not Affected | Not Affected | Not Affected | Not Affected | Not Affected | Not Affected | Not Affected | Not Affected | Not Affected | Not Affected | Not Affected | Not Affected | 0 | 0 | 0 | 0 | 21 | Point |  | 26 |  | C-3 |  | Not Studied | 0 | 278 | 10.989
Critical Infrastructure | Stormwater Treatment Facilities and Pump Stations | Drainage Assets - NWFWMD; SFWMD; SJRWMD; SWFWMD | G333B | STFPS_PT_000275 | D | Not Affected | Not Affected | Not Affected | Not Affected | Not Affected | Not Affected | Not Affected | Not Affected | Not Affected | Not Affected | Not Affected | Not Affected | Not Affected | Not Affected | Not Affected | Not Affected | Not Affected | Not Affected | Not Affected | Not Affected | Not Affected | 0 | 0 | 0 | 0 | 21 | Point |  | 26 |  | C-3 |  | Not Studied | 0 | 278 | 10.989
Critical Infrastructure | Stormwater Treatment Facilities and Pump Stations | Drainage Assets - NWFWMD; SFWMD; SJRWMD; SWFWMD | G333C | STFPS_PT_000318 | D | Not Affected | Not Affected | Not Affected | Not Affected | Not Affected | Not Affected | Not Affected | Not Affected | Not Affected | Not Affected | Not Affected | Not Affected | Not Affected | Not Affected | Not Affected | Not Affected | Not Affected | Not Affected | Not Affected | Not Affected | Not Affected | 0 | 0 | 0 | 0 | 21 | Point |  | 26 |  | C-3 |  | Not Studied | 0 | 278 | 10.989
Critical Infrastructure | Stormwater Treatment Facilities and Pump Stations | Drainage Assets - NWFWMD; SFWMD; SJRWMD; SWFWMD | G333D | STFPS_PT_000317 | D | Not Affected | Not Affected | Not Affected | Not Affected | Not Affected | Not Affected | Not Affected | Not Affected | Not Affected | Not Affected | Not Affected | Not Affected | Not Affected | Not Affected | Not Affected | Not Affected | Not Affected | Not Affected | Not Affected | Not Affected | Not Affected | 0 | 0 | 0 | 0 | 21 | Point |  | 26 |  | C-3 |  | Not Studied | 0 | 278 | 10.989
Critical Infrastructure | Stormwater Treatment Facilities and Pump Stations | Drainage Assets - NWFWMD; SFWMD; SJRWMD; SWFWMD | G333E | STFPS_PT_000291 | D | Not Affected | Not Affected | Not Affected | Not Affected | Not Affected | Not Affected | Not Affected | Not Affected | Not Affected | Not Affected | Not Affected | Not Affected | Not Affected | Not Affected | Not Affected | Not Affected | Not Affected | Not Affected | Not Affected | Not Affected | Not Affected | 0 | 0 | 0 | 0 | 21 | Point |  | 26 |  | C-3 |  | Not Studied | 0 | 278 | 10.989
Critical Infrastructure | Stormwater Treatment Facilities and Pump Stations | Drainage Assets - NWFWMD; SFWMD; SJRWMD; SWFWMD | G334 | STFPS_PT_000255 | D | Not Affected | Not Affected | Not Affected | Not Affected | Not Affected | Not Affected | Not Affected | Not Affected | Not Affected | Not Affected | Not Affected | Not Affected | Not Affected | Not Affected | Not Affected | Not Affected | Not Affected | Not Affected | Not Affected | Not Affected | Not Affected | 0 | 0 | 0 | 0 | 21 | Point |  | 26 |  | C-3 |  | Not Studied | 0 | 278 | 10.989
Critical Infrastructure | Stormwater Treatment Facilities and Pump Stations | Drainage Assets - NWFWMD; SFWMD; SJRWMD; SWFWMD | G335 | STFPS_PT_000108 | D | Not Affected | Not Affected | Not Affected | Not Affected | Not Affected | Not Affected | Not Affected | Not Affected | Not Affected | Not Affected | Not Affected | Not Affected | Not Affected | Not Affected | Not Affected | Not Affected | Not Affected | Not Affected | Not Affected | Not Affected | Not Affected | 0 | 0 | 0 | 0 | 21 | Point |  | 26 |  | No C Rating |  | Not Studied | 0 | 278 | 10.989
Critical Infrastructure | Stormwater Treatment Facilities and Pump Stations | Drainage Assets - NWFWMD; SFWMD; SJRWMD; SWFWMD | G335 | STFPS_PT_000414 | D | Not Affected | Not Affected | Not Affected | Not Affected | Not Affected | Not Affected | Not Affected | Not Affected | Not Affected | Not Affected | Not Affected | Not Affected | Not Affected | Not Affected | Not Affected | Not Affected | Not Affected | Not Affected | Not Affected | Not Affected | Not Affected | 0 | 0 | 0 | 0 | 21 | Point |  | 26 |  | No C Rating |  | Not Studied | 0 | 278 | 10.989
Critical Infrastructure | Stormwater Treatment Facilities and Pump Stations | Drainage Assets - NWFWMD; SFWMD; SJRWMD; SWFWMD | G336A | STFPS_PT_000483 | D | Not Affected | Not Affected | Not Affected | Not Affected | Not Affected | Not Affected | Not Affected | Not Affected | Not Affected | Not Affected | Not Affected | Not Affected | Not Affected | Not Affected | Not Affected | Not Affected | Not Affected | Not Affected | Not Affected | Not Affected | Not Affected | 0 | 0 | 0 | 0 | 21 | Point |  | 26 |  | C-3 |  | Not Studied | 0 | 276 | 45.2381
Critical Infrastructure | Stormwater Treatment Facilities and Pump Stations | Drainage Assets - NWFWMD; SFWMD; SJRWMD; SWFWMD | G336B | STFPS_PT_000513 | D | Not Affected | Not Affected | Not Affected | Not Affected | Not Affected | Not Affected | Not Affected | Not Affected | Not Affected | Not Affected | Not Affected | Not Affected | Not Affected | Not Affected | Not Affected | Not Affected | Not Affected | Not Affected | Not Affected | Not Affected | Not Affected | 0 | 0 | 0 | 0 | 21 | Point |  | 26 |  | C-3 |  | Not Studied | 0 | 276 | 45.2381
Critical Infrastructure | Stormwater Treatment Facilities and Pump Stations | Drainage Assets - NWFWMD; SFWMD; SJRWMD; SWFWMD | G336C | STFPS_PT_000484 | D | Not Affected | Not Affected | Not Affected | Not Affected | Not Affected | Not Affected | Not Affected | Not Affected | Not Affected | Not Affected | Not Affected | Not Affected | Not Affected | Not Affected | Not Affected | Not Affected | Not Affected | Not Affected | Not Affected | Not Affected | Not Affected | 0 | 0 | 0 | 0 | 21 | Point |  | 26 |  | C-3 |  | Not Studied | 0 | 276 | 45.2381
Critical Infrastructure | Stormwater Treatment Facilities and Pump Stations | Drainage Assets - NWFWMD; SFWMD; SJRWMD; SWFWMD | G336D | STFPS_PT_000498 | D | Not Affected | Not Affected | Not Affected | Not Affected | Not Affected | Not Affected | Not Affected | Not Affected | Not Affected | Not Affected | Not Affected | Not Affected | Not Affected | Not Affected | Not Affected | Not Affected | Not Affected | Not Affected | Not Affected | Not Affected | Not Affected | 0 | 0 | 0 | 0 | 21 | Point |  | 26 |  | C-3 |  | Not Studied | 0 | 276 | 45.2381
Critical Infrastructure | Stormwater Treatment Facilities and Pump Stations | Drainage Assets - NWFWMD; SFWMD; SJRWMD; SWFWMD | G336E | STFPS_PT_000511 | D | Not Affected | Not Affected | Not Affected | Not Affected | Not Affected | Not Affected | Not Affected | Not Affected | Not Affected | Not Affected | Not Affected | Not Affected | Not Affected | Not Affected | Not Affected | Not Affected | Not Affected | Not Affected | Not Affected | Not Affected | Not Affected | 0 | 0 | 0 | 0 | 21 | Point |  | 26 |  | C-3 |  | Not Studied | 0 | 276 | 45.2381
Critical Infrastructure | Stormwater Treatment Facilities and Pump Stations | Drainage Assets - NWFWMD; SFWMD; SJRWMD; SWFWMD | G336F | STFPS_PT_000428 | D | Not Affected | Not Affected | Not Affected | Not Affected | Not Affected | Not Affected | Not Affected | Not Affected | Not Affected | Not Affected | Not Affected | Not Affected | Not Affected | Not Affected | Not Affected | Not Affected | Not Affected | Not Affected | Not Affected | Not Affected | Not Affected | 0 | 0 | 0 | 0 | 21 | Point |  | 26 |  | C-3 |  | Not Studied | 0 | 276 | 45.2381
Critical Infrastructure | Stormwater Treatment Facilities and Pump Stations | Drainage Assets - NWFWMD; SFWMD; SJRWMD; SWFWMD | G336G | STFPS_PT_000339 | D | Not Affected | Not Affected | Not Affected | Not Affected | Not Affected | Not Affected | Not Affected | Not Affected | Not Affected | Not Affected | Not Affected | Not Affected | Not Affected | Not Affected | Not Affected | Not Affected | Not Affected | Not Affected | Not Affected | Not Affected | Not Affected | 0 | 0 | 0 | 0 | 21 | Point |  | 26 |  | C-3 |  | Not Studied | 0 | 276 | 45.2381
Critical Infrastructure | Stormwater Treatment Facilities and Pump Stations | Drainage Assets - NWFWMD; SFWMD; SJRWMD; SWFWMD | G337A | STFPS_PT_000344 | D | Not Affected | Not Affected | Not Affected | Not Affected | Not Affected | Not Affected | Not Affected | Not Affected | Not Affected | Not Affected | Not Affected | Not Affected | Not Affected | Not Affected | Not Affected | Not Affected | Not Affected | Not Affected | Not Affected | Not Affected | Not Affected | 0 | 0 | 0 | 0 | 21 | Point |  | 26 |  | C-3 |  | Not Studied | 0 | 278 | 10.989
Critical Infrastructure | Stormwater Treatment Facilities and Pump Stations | Drainage Assets - NWFWMD; SFWMD; SJRWMD; SWFWMD | G338 | STFPS_PT_000496 | D | Not Affected | Not Affected | Not Affected | Not Affected | Not Affected | Not Affected | Not Affected | Not Affected | Not Affected | Not Affected | Not Affected | Not Affected | Not Affected | Not Affected | Not Affected | Not Affected | Not Affected | Not Affected | Not Affected | Not Affected | Not Affected | 0 | 0 | 0 | 0 | 21 | Point |  | 26 |  | C-4 |  | Not Studied | 1 | 543 | 51.2821
Critical Infrastructure | Stormwater Treatment Facilities and Pump Stations | Drainage Assets - NWFWMD; SFWMD; SJRWMD; SWFWMD | G339 | STFPS_PT_000522 | D | Not Affected | Not Affected | Not Affected | Not Affected | Not Affected | Not Affected | Not Affected | Not Affected | Not Affected | Not Affected | Not Affected | Not Affected | Not Affected | Not Affected | Not Affected | Not Affected | Not Affected | Not Affected | Not Affected | Not Affected | Not Affected | 0 | 0 | 0 | 0 | 21 | Point |  | 26 |  | C-3 |  | Not Studied | 0 | 278 | 10.989
Critical Infrastructure | Stormwater Treatment Facilities and Pump Stations | Drainage Assets - NWFWMD; SFWMD; SJRWMD; SWFWMD | G368 | STFPS_PT_000422 | X | Not Affected | Not Affected | Not Affected | Not Affected | Not Affected | Not Affected | Not Affected | Not Affected | Not Affected | Not Affected | Not Affected | Not Affected | Not Affected | Not Affected | Not Affected | Not Affected | Not Affected | Not Affected | Not Affected | Not Affected | Not Affected | 0 | 0 | 0 | 0 | 21 | Point |  | 26 |  | C-3 |  | Not Studied | 0 | 278 | 10.989
Critical Infrastructure | Stormwater Treatment Facilities and Pump Stations | Drainage Assets - NWFWMD; SFWMD; SJRWMD; SWFWMD | G402A | STFPS_PT_000288 | X | Not Affected | Not Affected | Not Affected | Not Affected | Not Affected | Not Affected | Not Affected | Not Affected | Not Affected | Not Affected | Not Affected | Not Affected | Not Affected | Not Affected | Not Affected | Not Affected | Not Affected | Not Affected | Not Affected | Not Affected | Not Affected | 0 | 0 | 0 | 0 | 21 | Point |  | 26 |  | C-4 |  | Not Studied | 0 | 452 | 18.0451
Critical Infrastructure | Stormwater Treatment Facilities and Pump Stations | Drainage Assets - NWFWMD; SFWMD; SJRWMD; SWFWMD | G402B | STFPS_PT_000307 | X | Not Affected | Not Affected | Not Affected | Not Affected | Not Affected | Not Affected | Not Affected | Not Affected | Not Affected | Not Affected | Not Affected | Not Affected | Not Affected | Not Affected | Not Affected | Not Affected | Not Affected | Not Affected | Not Affected | Not Affected | Not Affected | 0 | 0 | 0 | 0 | 21 | Point |  | 26 |  | C-4 |  | Not Studied | 0 | 452 | 18.0451
Critical Infrastructure | Stormwater Treatment Facilities and Pump Stations | Drainage Assets - NWFWMD; SFWMD; SJRWMD; SWFWMD | G402C | STFPS_PT_000396 | X | Not Affected | Not Affected | Not Affected | Not Affected | Not Affected | Not Affected | Not Affected | Not Affected | Not Affected | Not Affected | Not Affected | Not Affected | Not Affected | Not Affected | Not Affected | Not Affected | Not Affected | Not Affected | Not Affected | Not Affected | Not Affected | 0 | 0 | 0 | 0 | 21 | Point |  | 26 |  | C-4 |  | Not Studied | 0 | 452 | 18.0451
Critical Infrastructure | Stormwater Treatment Facilities and Pump Stations | Drainage Assets - NWFWMD; SFWMD; SJRWMD; SWFWMD | G402D | STFPS_PT_000374 | X | Not Affected | Not Affected | Not Affected | Not Affected | Not Affected | Not Affected | Not Affected | Not Affected | Not Affected | Not Affected | Not Affected | Not Affected | Not Affected | Not Affected | Not Affected | Not Affected | Not Affected | Not Affected | Not Affected | Not Affected | Not Affected | 0 | 0 | 0 | 0 | 21 | Point |  | 26 |  | C-4 |  | Not Studied | 0 | 76 | 52.9412
Critical Infrastructure | Stormwater Treatment Facilities and Pump Stations | Drainage Assets - NWFWMD; SFWMD; SJRWMD; SWFWMD | G404 | STFPS_PT_000340 | D | Not Affected | Not Affected | Not Affected | Not Affected | Not Affected | Not Affected | Not Affected | Not Affected | Not Affected | Not Affected | Not Affected | Not Affected | Not Affected | Not Affected | Not Affected | Not Affected | Not Affected | Not Affected | Not Affected | Not Affected | Not Affected | 0 | 0 | 0 | 0 | 21 | Point |  | 26 |  | No C Rating |  | Not Studied | 0 | 452 | 18.0451
Critical Infrastructure | Stormwater Treatment Facilities and Pump Stations | Drainage Assets - NWFWMD; SFWMD; SJRWMD; SWFWMD | G406 | STFPS_PT_000384 | X | Not Affected | Not Affected | Not Affected | Not Affected | Not Affected | Not Affected | Not Affected | Not Affected | Not Affected | Not Affected | Not Affected | Not Affected | Not Affected | Not Affected | Not Affected | Not Affected | Not Affected | Not Affected | Not Affected | Not Affected | Not Affected | 0 | 0 | 0 | 0 | 21 | Point |  | 26 |  | C-3 |  | Not Studied | 2 | 448 | 11.4286
Critical Infrastructure | Stormwater Treatment Facilities and Pump Stations | Drainage Assets - NWFWMD; SFWMD; SJRWMD; SWFWMD | G409 | STFPS_PT_000654 | AREA NOT INCLUDED | Not Affected | Not Affected | Not Affected | Not Affected | Not Affected | Not Affected | Not Affected | Not Affected | Not Affected | Not Affected | Not Affected | Not Affected | Not Affected | Not Affected | Not Affected | Not Affected | Not Affected | Not Affected | Not Affected | Not Affected | Not Affected | 0 | 0 | 0 | 0 | 21 | Point |  | 26 |  | C-4 |  | Not Available | 19 | 1661 | 20.2532
Critical Infrastructure | Stormwater Treatment Facilities and Pump Stations | Drainage Assets - NWFWMD; SFWMD; SJRWMD; SWFWMD | G410 | STFPS_PT_000309 | X | Not Affected | Not Affected | Not Affected | Not Affected | Not Affected | Not Affected | Not Affected | Not Affected | Not Affected | Not Affected | Not Affected | Not Affected | Not Affected | Not Affected | Not Affected | Not Affected | Not Affected | Not Affected | Not Affected | Not Affected | Not Affected | 0 | 0 | 0 | 0 | 21 | Point |  | 26 |  | C-3 |  | Not Studied | 0 | 76 | 52.9412
Critical Infrastructure | Stormwater Treatment Facilities and Pump Stations | Drainage Assets - NWFWMD; SFWMD; SJRWMD; SWFWMD | L65_PC06N | STFPS_PT_001463 | X | Not Affected | Not Affected | Not Affected | Not Affected | Not Affected | Not Affected | Not Affected | Not Affected | Not Affected | Not Affected | Not Affected | Not Affected | Not Affected | Not Affected | Not Affected | Not Affected | Not Affected | Not Affected | Not Affected | Not Affected | Not Affected | 0 | 0 | 0 | 0 | 21 | Point |  | 26 |  | No C Rating |  | Not Available | 351 | 670 | 30.2326
Critical Infrastructure | Stormwater Treatment Facilities and Pump Stations | Drainage Assets - NWFWMD; SFWMD; SJRWMD; SWFWMD | S332B | STFPS_PT_000139 | A | Not Affected | Not Affected | Not Affected | Not Affected | Not Affected | Not Affected | Not Affected | Not Affected | Not Affected | Not Affected | Not Affected | Not Affected | Not Affected | Not Affected | Not Affected | Not Affected | Not Affected | Not Affected | Not Affected | Not Affected | Not Affected | 0 | 0 | 0 | 0 | 21 | Point |  | 26 |  | C-4 |  | 10-Year Event | 7588 | 372 | 51.25
Critical Infrastructure | Stormwater Treatment Facilities and Pump Stations | Drainage Assets - NWFWMD; SFWMD; SJRWMD; SWFWMD | S332B | STFPS_PT_000693 | A | Not Affected | Not Affected | Not Affected | Not Affected | Not Affected | Not Affected | Not Affected | Not Affected | Not Affected | Not Affected | Not Affected | Not Affected | Not Affected | Not Affected | Not Affected | Not Affected | Not Affected | Not Affected | Not Affected | Not Affected | Not Affected | 0 | 0 | 0 | 0 | 21 | Point |  | 26 |  | C-4 |  | 10-Year Event | 7588 | 372 | 51.25
Critical Infrastructure | Stormwater Treatment Facilities and Pump Stations | Drainage Assets - NWFWMD; SFWMD; SJRWMD; SWFWMD | C19_PC03 | STFPS_PT_001155 | X | Not Affected | Not Affected | Not Affected | Not Affected | Not Affected | Not Affected | Not Affected | Not Affected | Not Affected | Not Affected | Not Affected | Not Affected | Not Affected | Not Affected | Not Affected | Not Affected | Not Affected | Not Affected | Not Affected | Not Affected | Not Affected | 0 | 0 | 0 | 0 | 21 | Point |  | 25 |  | No C Rating |  | Not Available | 2921 | 730 | 29.661
Critical Infrastructure | Stormwater Treatment Facilities and Pump Stations | Drainage Assets - NWFWMD; SFWMD; SJRWMD; SWFWMD | C19X_PC03 | STFPS_PT_001152 | X | Not Affected | Not Affected | Not Affected | Not Affected | Not Affected | Not Affected | Not Affected | Not Affected | Not Affected | Not Affected | Not Affected | Not Affected | Not Affected | Not Affected | Not Affected | Not Affected | Not Affected | Not Affected | Not Affected | Not Affected | Not Affected | 0 | 0 | 0 | 0 | 21 | Point |  | 25 |  | No C Rating |  | Not Available | 16 | 199 | 50.8772
Critical Infrastructure | Stormwater Treatment Facilities and Pump Stations | Drainage Assets - NWFWMD; SFWMD; SJRWMD; SWFWMD | C23_PC08S | STFPS_PT_001539 | X | Not Affected | Not Affected | Not Affected | Not Affected | Not Affected | Not Affected | Not Affected | Not Affected | Not Affected | Not Affected | Not Affected | Not Affected | Not Affected | Not Affected | Not Affected | Not Affected | Not Affected | Not Affected | Not Affected | Not Affected | Not Affected | 0 | 0 | 0 | 0 | 21 | Point |  | 25 |  | No C Rating |  | Not Available | 7321 | 5984 | 19.2157
Critical Infrastructure | Stormwater Treatment Facilities and Pump Stations | Drainage Assets - NWFWMD; SFWMD; SJRWMD; SWFWMD | C23_PC22N | STFPS_PT_001577 | X | Not Affected | Not Affected | Not Affected | Not Affected | Not Affected | Not Affected | Not Affected | Not Affected | Not Affected | Not Affected | Not Affected | Not Affected | Not Affected | Not Affected | Not Affected | Not Affected | Not Affected | Not Affected | Not Affected | Not Affected | Not Affected | 0 | 0 | 0 | 0 | 21 | Point |  | 25 |  | No C Rating |  | Not Available | 7321 | 5984 | 19.2157
Critical Infrastructure | Stormwater Treatment Facilities and Pump Stations | Drainage Assets - NWFWMD; SFWMD; SJRWMD; SWFWMD | C23_PC30S | STFPS_PT_001547 | X | Not Affected | Not Affected | Not Affected | Not Affected | Not Affected | Not Affected | Not Affected | Not Affected | Not Affected | Not Affected | Not Affected | Not Affected | Not Affected | Not Affected | Not Affected | Not Affected | Not Affected | Not Affected | Not Affected | Not Affected | Not Affected | 0 | 0 | 0 | 0 | 21 | Point |  | 25 |  | No C Rating |  | Not Available | 7321 | 5984 | 19.2157
Critical Infrastructure | Stormwater Treatment Facilities and Pump Stations | Drainage Assets - NWFWMD; SFWMD; SJRWMD; SWFWMD | C23_PC33N | STFPS_PT_001565 | X | Not Affected | Not Affected | Not Affected | Not Affected | Not Affected | Not Affected | Not Affected | Not Affected | Not Affected | Not Affected | Not Affected | Not Affected | Not Affected | Not Affected | Not Affected | Not Affected | Not Affected | Not Affected | Not Affected | Not Affected | Not Affected | 0 | 0 | 0 | 0 | 21 | Point |  | 25 |  | No C Rating |  | Not Available | 7321 | 5984 | 19.2157
Critical Infrastructure | Stormwater Treatment Facilities and Pump Stations | Drainage Assets - NWFWMD; SFWMD; SJRWMD; SWFWMD | C24_PC12S | STFPS_PT_001514 | X | Not Affected | Not Affected | Not Affected | Not Affected | Not Affected | Not Affected | Not Affected | Not Affected | Not Affected | Not Affected | Not Affected | Not Affected | Not Affected | Not Affected | Not Affected | Not Affected | Not Affected | Not Affected | Not Affected | Not Affected | Not Affected | 0 | 0 | 0 | 0 | 21 | Point |  | 25 |  | No C Rating |  | Not Available | 23278 | 6457 | 23.3945
Critical Infrastructure | Stormwater Treatment Facilities and Pump Stations | Drainage Assets - NWFWMD; SFWMD; SJRWMD; SWFWMD | C24_PC18N | STFPS_PT_001524 | X | Not Affected | Not Affected | Not Affected | Not Affected | Not Affected | Not Affected | Not Affected | Not Affected | Not Affected | Not Affected | Not Affected | Not Affected | Not Affected | Not Affected | Not Affected | Not Affected | Not Affected | Not Affected | Not Affected | Not Affected | Not Affected | 0 | 0 | 0 | 0 | 21 | Point |  | 25 |  | No C Rating |  | Not Available | 23278 | 6457 | 23.3945
Critical Infrastructure | Stormwater Treatment Facilities and Pump Stations | Drainage Assets - NWFWMD; SFWMD; SJRWMD; SWFWMD | C24_PC19N | STFPS_PT_001525 | X | Not Affected | Not Affected | Not Affected | Not Affected | Not Affected | Not Affected | Not Affected | Not Affected | Not Affected | Not Affected | Not Affected | Not Affected | Not Affected | Not Affected | Not Affected | Not Affected | Not Affected | Not Affected | Not Affected | Not Affected | Not Affected | 0 | 0 | 0 | 0 | 21 | Point |  | 25 |  | No C Rating |  | Not Available | 23278 | 6457 | 23.3945
Critical Infrastructure | Stormwater Treatment Facilities and Pump Stations | Drainage Assets - NWFWMD; SFWMD; SJRWMD; SWFWMD | C31_PC10 | STFPS_PT_001299 | X | Not Affected | Not Affected | Not Affected | Not Affected | Not Affected | Not Affected | Not Affected | Not Affected | Not Affected | Not Affected | Not Affected | Not Affected | Not Affected | Not Affected | Not Affected | Not Affected | Not Affected | Not Affected | Not Affected | Not Affected | Not Affected | 0 | 0 | 0 | 0 | 21 | Point |  | 25 |  | No C Rating |  | < 5-Year Event | 182361 | 8381 | 16.6162
Critical Infrastructure | Stormwater Treatment Facilities and Pump Stations | Drainage Assets - NWFWMD; SFWMD; SJRWMD; SWFWMD | C32C_PC23 | STFPS_PT_001347 | X | Not Affected | Not Affected | Not Affected | Not Affected | Not Affected | Not Affected | Not Affected | Not Affected | Not Affected | Not Affected | Not Affected | Not Affected | Not Affected | Not Affected | Not Affected | Not Affected | Not Affected | Not Affected | Not Affected | Not Affected | Not Affected | 0 | 0 | 0 | 0 | 21 | Point |  | 25 |  | No C Rating |  | < 5-Year Event | 717 | 382 | 36.3636
Critical Infrastructure | Stormwater Treatment Facilities and Pump Stations | Drainage Assets - NWFWMD; SFWMD; SJRWMD; SWFWMD | C34_PC12 | STFPS_PT_001314 | AE | Not Affected | Not Affected | Not Affected | Not Affected | Not Affected | Not Affected | Not Affected | Not Affected | Not Affected | Not Affected | Not Affected | Not Affected | Not Affected | Not Affected | Not Affected | Not Affected | Not Affected | Not Affected | Not Affected | Not Affected | Not Affected | 0 | 0 | 0 | 0 | 21 | Point |  | 25 |  | No C Rating |  | < 5-Year Event | 54 | 1008 | 15.5556
Critical Infrastructure | Stormwater Treatment Facilities and Pump Stations | Drainage Assets - NWFWMD; SFWMD; SJRWMD; SWFWMD | C36_PC01 | STFPS_PT_001363 | A | Not Affected | Not Affected | Not Affected | Not Affected | Not Affected | Not Affected | Not Affected | Not Affected | Not Affected | Not Affected | Not Affected | Not Affected | Not Affected | Not Affected | Not Affected | Not Affected | Not Affected | Not Affected | Not Affected | Not Affected | Not Affected | 0 | 0 | 0 | 0 | 21 | Point |  | 25 |  | No C Rating |  | < 5-Year Event | 625 | 676 | 22.4138
Critical Infrastructure | Stormwater Treatment Facilities and Pump Stations | Drainage Assets - NWFWMD; SFWMD; SJRWMD; SWFWMD | C36_PC02 | STFPS_PT_001362 | A | Not Affected | Not Affected | Not Affected | Not Affected | Not Affected | Not Affected | Not Affected | Not Affected | Not Affected | Not Affected | Not Affected | Not Affected | Not Affected | Not Affected | Not Affected | Not Affected | Not Affected | Not Affected | Not Affected | Not Affected | Not Affected | 0 | 0 | 0 | 0 | 21 | Point |  | 25 |  | No C Rating |  | < 5-Year Event | 625 | 676 | 22.4138
Critical Infrastructure | Stormwater Treatment Facilities and Pump Stations | Drainage Assets - NWFWMD; SFWMD; SJRWMD; SWFWMD | C41A_PC11N | STFPS_PT_001393 | A | Not Affected | Not Affected | Not Affected | Not Affected | Not Affected | Not Affected | Not Affected | Not Affected | Not Affected | Not Affected | Not Affected | Not Affected | Not Affected | Not Affected | Not Affected | Not Affected | Not Affected | Not Affected | Not Affected | Not Affected | Not Affected | 0 | 0 | 0 | 0 | 21 | Point |  | 25 |  | No C Rating |  | Not Studied | 66 | 1283 | 14.0351
Critical Infrastructure | Stormwater Treatment Facilities and Pump Stations | Drainage Assets - NWFWMD; SFWMD; SJRWMD; SWFWMD | C41A_PC12S | STFPS_PT_001382 | A | Not Affected | Not Affected | Not Affected | Not Affected | Not Affected | Not Affected | Not Affected | Not Affected | Not Affected | Not Affected | Not Affected | Not Affected | Not Affected | Not Affected | Not Affected | Not Affected | Not Affected | Not Affected | Not Affected | Not Affected | Not Affected | 0 | 0 | 0 | 0 | 21 | Point |  | 25 |  | No C Rating |  | Not Studied | 66 | 1283 | 14.0351
Critical Infrastructure | Stormwater Treatment Facilities and Pump Stations | Drainage Assets - NWFWMD; SFWMD; SJRWMD; SWFWMD | L10_PC04 | STFPS_PT_001115 | AO | Not Affected | Not Affected | Not Affected | Not Affected | Not Affected | Not Affected | Not Affected | Not Affected | Not Affected | Not Affected | Not Affected | Not Affected | Not Affected | Not Affected | Not Affected | Not Affected | Not Affected | Not Affected | Not Affected | Not Affected | Not Affected | 0 | 0 | 0 | 0 | 21 | Point |  | 25 |  | No C Rating |  | Not Studied | 7895 | 2302 | 30.3846
Critical Infrastructure | Stormwater Treatment Facilities and Pump Stations | Drainage Assets - NWFWMD; SFWMD; SJRWMD; SWFWMD | L19_PC04 | STFPS_PT_001163 | AE | Not Affected | Not Affected | Not Affected | Not Affected | Not Affected | Not Affected | Not Affected | Not Affected | Not Affected | Not Affected | Not Affected | Not Affected | Not Affected | Not Affected | Not Affected | Not Affected | Not Affected | Not Affected | Not Affected | Not Affected | Not Affected | 0 | 0 | 0 | 0 | 21 | Point |  | 25 |  | No C Rating |  | Not Studied | 25154 | 3599 | 25.0331
Critical Infrastructure | Stormwater Treatment Facilities and Pump Stations | Drainage Assets - NWFWMD; SFWMD; SJRWMD; SWFWMD | L63N_PC07N | STFPS_PT_001489 | X | Not Affected | Not Affected | Not Affected | Not Affected | Not Affected | Not Affected | Not Affected | Not Affected | Not Affected | Not Affected | Not Affected | Not Affected | Not Affected | Not Affected | Not Affected | Not Affected | Not Affected | Not Affected | Not Affected | Not Affected | Not Affected | 0 | 0 | 0 | 0 | 21 | Point |  | 25 |  | No C Rating |  | Not Available | 8595 | 7527 | 42.3469
Critical Infrastructure | Stormwater Treatment Facilities and Pump Stations | Drainage Assets - NWFWMD; SFWMD; SJRWMD; SWFWMD | C19X_PC05 | STFPS_PT_001148 | X | Not Affected | Not Affected | Not Affected | Not Affected | Not Affected | Not Affected | Not Affected | Not Affected | Not Affected | Not Affected | Not Affected | Not Affected | Not Affected | Not Affected | Not Affected | Not Affected | Not Affected | Not Affected | Not Affected | Not Affected | Not Affected | 0 | 0 | 0 | 0 | 21 | Point |  | 24 |  | No C Rating |  | Not Available | 16 | 199 | 50.8772
Critical Infrastructure | Stormwater Treatment Facilities and Pump Stations | Drainage Assets - NWFWMD; SFWMD; SJRWMD; SWFWMD | C19X_PC06 | STFPS_PT_001149 | X | Not Affected | Not Affected | Not Affected | Not Affected | Not Affected | Not Affected | Not Affected | Not Affected | Not Affected | Not Affected | Not Affected | Not Affected | Not Affected | Not Affected | Not Affected | Not Affected | Not Affected | Not Affected | Not Affected | Not Affected | Not Affected | 0 | 0 | 0 | 0 | 21 | Point |  | 24 |  | No C Rating |  | Not Available | 16 | 199 | 50.8772
Critical Infrastructure | Stormwater Treatment Facilities and Pump Stations | Drainage Assets - NWFWMD; SFWMD; SJRWMD; SWFWMD | C19X_PC07 | STFPS_PT_001151 | X | Not Affected | Not Affected | Not Affected | Not Affected | Not Affected | Not Affected | Not Affected | Not Affected | Not Affected | Not Affected | Not Affected | Not Affected | Not Affected | Not Affected | Not Affected | Not Affected | Not Affected | Not Affected | Not Affected | Not Affected | Not Affected | 0 | 0 | 0 | 0 | 21 | Point |  | 24 |  | No C Rating |  | Not Available | 16 | 199 | 50.8772
Critical Infrastructure | Stormwater Treatment Facilities and Pump Stations | Drainage Assets - NWFWMD; SFWMD; SJRWMD; SWFWMD | C19X_PC08 | STFPS_PT_001146 | A | Not Affected | Not Affected | Not Affected | Not Affected | Not Affected | Not Affected | Not Affected | Not Affected | Not Affected | Not Affected | Not Affected | Not Affected | Not Affected | Not Affected | Not Affected | Not Affected | Not Affected | Not Affected | Not Affected | Not Affected | Not Affected | 0 | 0 | 0 | 0 | 21 | Point |  | 24 |  | No C Rating |  | Not Available | 16 | 199 | 50.8772
Critical Infrastructure | Stormwater Treatment Facilities and Pump Stations | Drainage Assets - NWFWMD; SFWMD; SJRWMD; SWFWMD | C19X_PC09 | STFPS_PT_001147 | X | Not Affected | Not Affected | Not Affected | Not Affected | Not Affected | Not Affected | Not Affected | Not Affected | Not Affected | Not Affected | Not Affected | Not Affected | Not Affected | Not Affected | Not Affected | Not Affected | Not Affected | Not Affected | Not Affected | Not Affected | Not Affected | 0 | 0 | 0 | 0 | 21 | Point |  | 24 |  | No C Rating |  | Not Available | 16 | 199 | 50.8772
Critical Infrastructure | Stormwater Treatment Facilities and Pump Stations | Drainage Assets - NWFWMD; SFWMD; SJRWMD; SWFWMD | C23_PC38AS | STFPS_PT_001552 | X | Not Affected | Not Affected | Not Affected | Not Affected | Not Affected | Not Affected | Not Affected | Not Affected | Not Affected | Not Affected | Not Affected | Not Affected | Not Affected | Not Affected | Not Affected | Not Affected | Not Affected | Not Affected | Not Affected | Not Affected | Not Affected | 0 | 0 | 0 | 0 | 21 | Point |  | 24 |  | No C Rating |  | Not Available | 7321 | 5984 | 19.2157
Critical Infrastructure | Stormwater Treatment Facilities and Pump Stations | Drainage Assets - NWFWMD; SFWMD; SJRWMD; SWFWMD | C23_PC39W | STFPS_PT_001553 | X | Not Affected | Not Affected | Not Affected | Not Affected | Not Affected | Not Affected | Not Affected | Not Affected | Not Affected | Not Affected | Not Affected | Not Affected | Not Affected | Not Affected | Not Affected | Not Affected | Not Affected | Not Affected | Not Affected | Not Affected | Not Affected | 0 | 0 | 0 | 0 | 21 | Point |  | 24 |  | No C Rating |  | Not Available | 7321 | 5984 | 19.2157
Critical Infrastructure | Stormwater Treatment Facilities and Pump Stations | Drainage Assets - NWFWMD; SFWMD; SJRWMD; SWFWMD | C24_PC31S | STFPS_PT_001530 | X | Not Affected | Not Affected | Not Affected | Not Affected | Not Affected | Not Affected | Not Affected | Not Affected | Not Affected | Not Affected | Not Affected | Not Affected | Not Affected | Not Affected | Not Affected | Not Affected | Not Affected | Not Affected | Not Affected | Not Affected | Not Affected | 0 | 0 | 0 | 0 | 21 | Point |  | 24 |  | No C Rating |  | Not Available | 23278 | 6457 | 23.3945
Critical Infrastructure | Stormwater Treatment Facilities and Pump Stations | Drainage Assets - NWFWMD; SFWMD; SJRWMD; SWFWMD | C24_PC36W | STFPS_PT_001537 | X | Not Affected | Not Affected | Not Affected | Not Affected | Not Affected | Not Affected | Not Affected | Not Affected | Not Affected | Not Affected | Not Affected | Not Affected | Not Affected | Not Affected | Not Affected | Not Affected | Not Affected | Not Affected | Not Affected | Not Affected | Not Affected | 0 | 0 | 0 | 0 | 21 | Point |  | 24 |  | No C Rating |  | Not Available | 23278 | 6457 | 23.3945
Critical Infrastructure | Stormwater Treatment Facilities and Pump Stations | Drainage Assets - NWFWMD; SFWMD; SJRWMD; SWFWMD | C25_PC02AN | STFPS_PT_001502 | X | Not Affected | Not Affected | Not Affected | Not Affected | Not Affected | Not Affected | Not Affected | Not Affected | Not Affected | Not Affected | Not Affected | Not Affected | Not Affected | Not Affected | Not Affected | Not Affected | Not Affected | Not Affected | Not Affected | Not Affected | Not Affected | 0 | 0 | 0 | 0 | 21 | Point |  | 24 |  | No C Rating |  | Not Available | 15668 | 2027 | 36.4286
Critical Infrastructure | Stormwater Treatment Facilities and Pump Stations | Drainage Assets - NWFWMD; SFWMD; SJRWMD; SWFWMD | C25_PC02BN | STFPS_PT_001504 | X | Not Affected | Not Affected | Not Affected | Not Affected | Not Affected | Not Affected | Not Affected | Not Affected | Not Affected | Not Affected | Not Affected | Not Affected | Not Affected | Not Affected | Not Affected | Not Affected | Not Affected | Not Affected | Not Affected | Not Affected | Not Affected | 0 | 0 | 0 | 0 | 21 | Point |  | 24 |  | No C Rating |  | Not Available | 15668 | 2027 | 36.4286
Critical Infrastructure | Stormwater Treatment Facilities and Pump Stations | Drainage Assets - NWFWMD; SFWMD; SJRWMD; SWFWMD | C25_PC02CN | STFPS_PT_001505 | X | Not Affected | Not Affected | Not Affected | Not Affected | Not Affected | Not Affected | Not Affected | Not Affected | Not Affected | Not Affected | Not Affected | Not Affected | Not Affected | Not Affected | Not Affected | Not Affected | Not Affected | Not Affected | Not Affected | Not Affected | Not Affected | 0 | 0 | 0 | 0 | 21 | Point |  | 24 |  | No C Rating |  | Not Available | 15668 | 2027 | 36.4286
Critical Infrastructure | Stormwater Treatment Facilities and Pump Stations | Drainage Assets - NWFWMD; SFWMD; SJRWMD; SWFWMD | C25_PC02N | STFPS_PT_001503 | X | Not Affected | Not Affected | Not Affected | Not Affected | Not Affected | Not Affected | Not Affected | Not Affected | Not Affected | Not Affected | Not Affected | Not Affected | Not Affected | Not Affected | Not Affected | Not Affected | Not Affected | Not Affected | Not Affected | Not Affected | Not Affected | 0 | 0 | 0 | 0 | 21 | Point |  | 24 |  | No C Rating |  | Not Available | 15668 | 2027 | 36.4286
Critical Infrastructure | Stormwater Treatment Facilities and Pump Stations | Drainage Assets - NWFWMD; SFWMD; SJRWMD; SWFWMD | C25_PC03S | STFPS_PT_001501 | X | Not Affected | Not Affected | Not Affected | Not Affected | Not Affected | Not Affected | Not Affected | Not Affected | Not Affected | Not Affected | Not Affected | Not Affected | Not Affected | Not Affected | Not Affected | Not Affected | Not Affected | Not Affected | Not Affected | Not Affected | Not Affected | 0 | 0 | 0 | 0 | 21 | Point |  | 24 |  | No C Rating |  | Not Studied | 588 | 211 | 22.449
Critical Infrastructure | Stormwater Treatment Facilities and Pump Stations | Drainage Assets - NWFWMD; SFWMD; SJRWMD; SWFWMD | C25_PC08N | STFPS_PT_001508 | X | Not Affected | Not Affected | Not Affected | Not Affected | Not Affected | Not Affected | Not Affected | Not Affected | Not Affected | Not Affected | Not Affected | Not Affected | Not Affected | Not Affected | Not Affected | Not Affected | Not Affected | Not Affected | Not Affected | Not Affected | Not Affected | 0 | 0 | 0 | 0 | 21 | Point |  | 24 |  | No C Rating |  | Not Available | 326 | 4652 | 23.7037
Critical Infrastructure | Stormwater Treatment Facilities and Pump Stations | Drainage Assets - NWFWMD; SFWMD; SJRWMD; SWFWMD | C34_PC02 | STFPS_PT_001303 | A | Not Affected | Not Affected | Not Affected | Not Affected | Not Affected | Not Affected | Not Affected | Not Affected | Not Affected | Not Affected | Not Affected | Not Affected | Not Affected | Not Affected | Not Affected | Not Affected | Not Affected | Not Affected | Not Affected | Not Affected | Not Affected | 0 | 0 | 0 | 0 | 21 | Point |  | 24 |  | No C Rating |  | < 5-Year Event | 57 | 771 | 10.7143
Critical Infrastructure | Stormwater Treatment Facilities and Pump Stations | Drainage Assets - NWFWMD; SFWMD; SJRWMD; SWFWMD | C34_PC03 | STFPS_PT_001302 | A | Not Affected | Not Affected | Not Affected | Not Affected | Not Affected | Not Affected | Not Affected | Not Affected | Not Affected | Not Affected | Not Affected | Not Affected | Not Affected | Not Affected | Not Affected | Not Affected | Not Affected | Not Affected | Not Affected | Not Affected | Not Affected | 0 | 0 | 0 | 0 | 21 | Point |  | 24 |  | No C Rating |  | < 5-Year Event | 57 | 771 | 10.7143
Critical Infrastructure | Stormwater Treatment Facilities and Pump Stations | Drainage Assets - NWFWMD; SFWMD; SJRWMD; SWFWMD | C4_PC05 | STFPS_PT_001205 | AH | Not Affected | Not Affected | Not Affected | Not Affected | Not Affected | Not Affected | Not Affected | Not Affected | Not Affected | Not Affected | Not Affected | Not Affected | Not Affected | Not Affected | Not Affected | Not Affected | Not Affected | Not Affected | Not Affected | Not Affected | Not Affected | 0 | 0 | 0 | 0 | 21 | Point |  | 24 |  | No C Rating |  | 10-Year Event | 181422 | 2805 | 57.99
Critical Infrastructure | Stormwater Treatment Facilities and Pump Stations | Drainage Assets - NWFWMD; SFWMD; SJRWMD; SWFWMD | C41A_PC06N | STFPS_PT_001391 | A | Not Affected | Not Affected | Not Affected | Not Affected | Not Affected | Not Affected | Not Affected | Not Affected | Not Affected | Not Affected | Not Affected | Not Affected | Not Affected | Not Affected | Not Affected | Not Affected | Not Affected | Not Affected | Not Affected | Not Affected | Not Affected | 0 | 0 | 0 | 0 | 21 | Point |  | 24 |  | No C Rating |  | Not Studied | 66 | 1283 | 14.0351 | Inactive
Critical Infrastructure | Stormwater Treatment Facilities and Pump Stations | Drainage Assets - NWFWMD; SFWMD; SJRWMD; SWFWMD | C41A_PC07 | STFPS_PT_001493 | A | Not Affected | Not Affected | Not Affected | Not Affected | Not Affected | Not Affected | Not Affected | Not Affected | Not Affected | Not Affected | Not Affected | Not Affected | Not Affected | Not Affected | Not Affected | Not Affected | Not Affected | Not Affected | Not Affected | Not Affected | Not Affected | 0 | 0 | 0 | 0 | 21 | Point |  | 24 |  | No C Rating |  | Not Studied | 66 | 1283 | 14.0351
Critical Infrastructure | Stormwater Treatment Facilities and Pump Stations | Drainage Assets - NWFWMD; SFWMD; SJRWMD; SWFWMD | C41A_PC08 | STFPS_PT_001383 | A | Not Affected | Not Affected | Not Affected | Not Affected | Not Affected | Not Affected | Not Affected | Not Affected | Not Affected | Not Affected | Not Affected | Not Affected | Not Affected | Not Affected | Not Affected | Not Affected | Not Affected | Not Affected | Not Affected | Not Affected | Not Affected | 0 | 0 | 0 | 0 | 21 | Point |  | 24 |  | No C Rating |  | Not Studied | 66 | 1283 | 14.0351
Critical Infrastructure | Stormwater Treatment Facilities and Pump Stations | Drainage Assets - NWFWMD; SFWMD; SJRWMD; SWFWMD | C41A_PC27N | STFPS_PT_001366 | A | Not Affected | Not Affected | Not Affected | Not Affected | Not Affected | Not Affected | Not Affected | Not Affected | Not Affected | Not Affected | Not Affected | Not Affected | Not Affected | Not Affected | Not Affected | Not Affected | Not Affected | Not Affected | Not Affected | Not Affected | Not Affected | 0 | 0 | 0 | 0 | 21 | Point |  | 24 |  | No C Rating |  | Not Studied | 64 | 1249 | 20
Critical Infrastructure | Stormwater Treatment Facilities and Pump Stations | Drainage Assets - NWFWMD; SFWMD; SJRWMD; SWFWMD | L20_PC05 | STFPS_PT_001168 | AE | Not Affected | Not Affected | Not Affected | Not Affected | Not Affected | Not Affected | Not Affected | Not Affected | Not Affected | Not Affected | Not Affected | Not Affected | Not Affected | Not Affected | Not Affected | Not Affected | Not Affected | Not Affected | Not Affected | Not Affected | Not Affected | 0 | 0 | 0 | 0 | 21 | Point |  | 24 |  | No C Rating |  | Not Studied | 25154 | 3599 | 25.0331
Critical Infrastructure | Stormwater Treatment Facilities and Pump Stations | Drainage Assets - NWFWMD; SFWMD; SJRWMD; SWFWMD | L42_PC05 | STFPS_PT_001156 | X | Not Affected | Not Affected | Not Affected | Not Affected | Not Affected | Not Affected | Not Affected | Not Affected | Not Affected | Not Affected | Not Affected | Not Affected | Not Affected | Not Affected | Not Affected | Not Affected | Not Affected | Not Affected | Not Affected | Not Affected | Not Affected | 0 | 0 | 0 | 0 | 21 | Point |  | 24 |  | No C Rating |  | Not Available | 16 | 199 | 50.8772
Critical Infrastructure | Stormwater Treatment Facilities and Pump Stations | Drainage Assets - NWFWMD; SFWMD; SJRWMD; SWFWMD | S356 | STFPS_PT_000142 | A | Not Affected | Not Affected | Not Affected | Not Affected | Not Affected | Not Affected | Not Affected | Not Affected | Not Affected | Not Affected | Not Affected | Not Affected | Not Affected | Not Affected | Not Affected | Not Affected | Not Affected | Not Affected | Not Affected | Not Affected | Not Affected | 0 | 0 | 0 | 0 | 21 | Point |  | 24 |  | C-3 |  | No Results | 18 | 46 | 38.8889
Critical Infrastructure | Stormwater Treatment Facilities and Pump Stations | Drainage Assets - NWFWMD; SFWMD; SJRWMD; SWFWMD | S361 | STFPS_PT_000581 | X | Not Affected | Not Affected | Not Affected | Not Affected | Not Affected | Not Affected | Not Affected | Not Affected | Not Affected | Not Affected | Not Affected | Not Affected | Not Affected | Not Affected | Not Affected | Not Affected | Not Affected | Not Affected | Not Affected | Not Affected | Not Affected | 0 | 0 | 0 | 0 | 21 | Point |  | 24 |  | C-4 |  | Not Studied | 59 | 139 | 18.3099
Critical Infrastructure | Stormwater Treatment Facilities and Pump Stations | Drainage Assets - NWFWMD; SFWMD; SJRWMD; SWFWMD | S380 | STFPS_PT_000243 | AE | Not Affected | Not Affected | Not Affected | Not Affected | Not Affected | Not Affected | Not Affected | Not Affected | Not Affected | Not Affected | Not Affected | Not Affected | Not Affected | Not Affected | Not Affected | Not Affected | Not Affected | Not Affected | Not Affected | Not Affected | Not Affected | 0 | 0 | 0 | 0 | 21 | Point |  | 24 |  | C-3 |  | 10-Year Event | 284464 | 3013 | 53.1088
Critical Infrastructure | Stormwater Treatment Facilities and Pump Stations | Drainage Assets - NWFWMD; SFWMD; SJRWMD; SWFWMD | S9A | STFPS_PT_000395 | D | Not Affected | Not Affected | Not Affected | Not Affected | Not Affected | Not Affected | Not Affected | Not Affected | Not Affected | Not Affected | Not Affected | Not Affected | Not Affected | Not Affected | Not Affected | Not Affected | Not Affected | Not Affected | Not Affected | Not Affected | Not Affected | 0 | 0 | 0 | 0 | 21 | Point |  | 24 |  | C-4 |  | Not Studied | 0 | 64 | 54.1667
Critical Infrastructure | Stormwater Treatment Facilities and Pump Stations | Drainage Assets - NWFWMD; SFWMD; SJRWMD; SWFWMD | S9XN | STFPS_PT_000250 | AE | Not Affected | Not Affected | Not Affected | Not Affected | Not Affected | Not Affected | Not Affected | Not Affected | Not Affected | Not Affected | Not Affected | Not Affected | Not Affected | Not Affected | Not Affected | Not Affected | Not Affected | Not Affected | Not Affected | Not Affected | Not Affected | 0 | 0 | 0 | 0 | 21 | Point |  | 24 |  | C-4 |  | Not Studied | 0 | 32 | 66.6667
Critical Infrastructure | Stormwater Treatment Facilities and Pump Stations | Drainage Assets - NWFWMD; SFWMD; SJRWMD; SWFWMD | C18_PC18A | STFPS_PT_001119 | X | Not Affected | Not Affected | Not Affected | Not Affected | Not Affected | Not Affected | Not Affected | Not Affected | Not Affected | Not Affected | Not Affected | Not Affected | Not Affected | Not Affected | Not Affected | Not Affected | Not Affected | Not Affected | Not Affected | Not Affected | Not Affected | 0 | 0 | 0 | 0 | 21 | Point |  | 23 |  | No C Rating |  | Not Available | 17174 | 2982 | 28.3262
Critical Infrastructure | Stormwater Treatment Facilities and Pump Stations | Drainage Assets - NWFWMD; SFWMD; SJRWMD; SWFWMD | C23_PC09S | STFPS_PT_001540 | X | Not Affected | Not Affected | Not Affected | Not Affected | Not Affected | Not Affected | Not Affected | Not Affected | Not Affected | Not Affected | Not Affected | Not Affected | Not Affected | Not Affected | Not Affected | Not Affected | Not Affected | Not Affected | Not Affected | Not Affected | Not Affected | 0 | 0 | 0 | 0 | 21 | Point |  | 23 |  | No C Rating |  | Not Available | 7321 | 5984 | 19.2157
Critical Infrastructure | Stormwater Treatment Facilities and Pump Stations | Drainage Assets - NWFWMD; SFWMD; SJRWMD; SWFWMD | C23_PC19S | STFPS_PT_001541 | X | Not Affected | Not Affected | Not Affected | Not Affected | Not Affected | Not Affected | Not Affected | Not Affected | Not Affected | Not Affected | Not Affected | Not Affected | Not Affected | Not Affected | Not Affected | Not Affected | Not Affected | Not Affected | Not Affected | Not Affected | Not Affected | 0 | 0 | 0 | 0 | 21 | Point |  | 23 |  | No C Rating |  | Not Available | 7321 | 5984 | 19.2157
Critical Infrastructure | Stormwater Treatment Facilities and Pump Stations | Drainage Assets - NWFWMD; SFWMD; SJRWMD; SWFWMD | C23_PC27S | STFPS_PT_001545 | X | Not Affected | Not Affected | Not Affected | Not Affected | Not Affected | Not Affected | Not Affected | Not Affected | Not Affected | Not Affected | Not Affected | Not Affected | Not Affected | Not Affected | Not Affected | Not Affected | Not Affected | Not Affected | Not Affected | Not Affected | Not Affected | 0 | 0 | 0 | 0 | 21 | Point |  | 23 |  | No C Rating |  | Not Available | 7321 | 5984 | 19.2157
Critical Infrastructure | Stormwater Treatment Facilities and Pump Stations | Drainage Assets - NWFWMD; SFWMD; SJRWMD; SWFWMD | C23_PC31N | STFPS_PT_001564 | X | Not Affected | Not Affected | Not Affected | Not Affected | Not Affected | Not Affected | Not Affected | Not Affected | Not Affected | Not Affected | Not Affected | Not Affected | Not Affected | Not Affected | Not Affected | Not Affected | Not Affected | Not Affected | Not Affected | Not Affected | Not Affected | 0 | 0 | 0 | 0 | 21 | Point |  | 23 |  | No C Rating |  | Not Available | 7321 | 5984 | 19.2157
Critical Infrastructure | Stormwater Treatment Facilities and Pump Stations | Drainage Assets - NWFWMD; SFWMD; SJRWMD; SWFWMD | C23_PC34S | STFPS_PT_001549 | X | Not Affected | Not Affected | Not Affected | Not Affected | Not Affected | Not Affected | Not Affected | Not Affected | Not Affected | Not Affected | Not Affected | Not Affected | Not Affected | Not Affected | Not Affected | Not Affected | Not Affected | Not Affected | Not Affected | Not Affected | Not Affected | 0 | 0 | 0 | 0 | 21 | Point |  | 23 |  | No C Rating |  | Not Available | 7321 | 5984 | 19.2157
Critical Infrastructure | Stormwater Treatment Facilities and Pump Stations | Drainage Assets - NWFWMD; SFWMD; SJRWMD; SWFWMD | C23_PC40E | STFPS_PT_001568 | X | Not Affected | Not Affected | Not Affected | Not Affected | Not Affected | Not Affected | Not Affected | Not Affected | Not Affected | Not Affected | Not Affected | Not Affected | Not Affected | Not Affected | Not Affected | Not Affected | Not Affected | Not Affected | Not Affected | Not Affected | Not Affected | 0 | 0 | 0 | 0 | 21 | Point |  | 23 |  | No C Rating |  | Not Available | 7321 | 5984 | 19.2157
Critical Infrastructure | Stormwater Treatment Facilities and Pump Stations | Drainage Assets - NWFWMD; SFWMD; SJRWMD; SWFWMD | C23_PC41W | STFPS_PT_001554 | X | Not Affected | Not Affected | Not Affected | Not Affected | Not Affected | Not Affected | Not Affected | Not Affected | Not Affected | Not Affected | Not Affected | Not Affected | Not Affected | Not Affected | Not Affected | Not Affected | Not Affected | Not Affected | Not Affected | Not Affected | Not Affected | 0 | 0 | 0 | 0 | 21 | Point |  | 23 |  | No C Rating |  | Not Available | 7321 | 5984 | 19.2157
Critical Infrastructure | Stormwater Treatment Facilities and Pump Stations | Drainage Assets - NWFWMD; SFWMD; SJRWMD; SWFWMD | C29A_PC04 | STFPS_PT_001338 | X | Not Affected | Not Affected | Not Affected | Not Affected | Not Affected | Not Affected | Not Affected | Not Affected | Not Affected | Not Affected | Not Affected | Not Affected | Not Affected | Not Affected | Not Affected | Not Affected | Not Affected | Not Affected | Not Affected | Not Affected | Not Affected | 0 | 0 | 0 | 0 | 21 | Point |  | 23 |  | No C Rating |  | 5-Year Event | 80184 | 3146 | 12.0336
Critical Infrastructure | Stormwater Treatment Facilities and Pump Stations | Drainage Assets - NWFWMD; SFWMD; SJRWMD; SWFWMD | C41_PC36N | STFPS_PT_001428 | A | Not Affected | Not Affected | Not Affected | Not Affected | Not Affected | Not Affected | Not Affected | Not Affected | Not Affected | Not Affected | Not Affected | Not Affected | Not Affected | Not Affected | Not Affected | Not Affected | Not Affected | Not Affected | Not Affected | Not Affected | Not Affected | 0 | 0 | 0 | 0 | 21 | Point |  | 23 |  | No C Rating |  | Not Studied | 2031 | 4657 | 42.2311
Critical Infrastructure | Stormwater Treatment Facilities and Pump Stations | Drainage Assets - NWFWMD; SFWMD; SJRWMD; SWFWMD | C41_PC40 | STFPS_PT_001411 | A | Not Affected | Not Affected | Not Affected | Not Affected | Not Affected | Not Affected | Not Affected | Not Affected | Not Affected | Not Affected | Not Affected | Not Affected | Not Affected | Not Affected | Not Affected | Not Affected | Not Affected | Not Affected | Not Affected | Not Affected | Not Affected | 0 | 0 | 0 | 0 | 21 | Point |  | 23 |  | No C Rating |  | Not Studied | 2031 | 4657 | 42.2311
Critical Infrastructure | Stormwater Treatment Facilities and Pump Stations | Drainage Assets - NWFWMD; SFWMD; SJRWMD; SWFWMD | C41_PC41E | STFPS_PT_001430 | A | Not Affected | Not Affected | Not Affected | Not Affected | Not Affected | Not Affected | Not Affected | Not Affected | Not Affected | Not Affected | Not Affected | Not Affected | Not Affected | Not Affected | Not Affected | Not Affected | Not Affected | Not Affected | Not Affected | Not Affected | Not Affected | 0 | 0 | 0 | 0 | 21 | Point |  | 23 |  | No C Rating |  | Not Studied | 2031 | 4657 | 42.2311
Critical Infrastructure | Stormwater Treatment Facilities and Pump Stations | Drainage Assets - NWFWMD; SFWMD; SJRWMD; SWFWMD | C41_PC42E | STFPS_PT_001431 | A | Not Affected | Not Affected | Not Affected | Not Affected | Not Affected | Not Affected | Not Affected | Not Affected | Not Affected | Not Affected | Not Affected | Not Affected | Not Affected | Not Affected | Not Affected | Not Affected | Not Affected | Not Affected | Not Affected | Not Affected | Not Affected | 0 | 0 | 0 | 0 | 21 | Point |  | 23 |  | No C Rating |  | Not Studied | 2031 | 4657 | 42.2311
Critical Infrastructure | Stormwater Treatment Facilities and Pump Stations | Drainage Assets - NWFWMD; SFWMD; SJRWMD; SWFWMD | C41_PC44S | STFPS_PT_001432 | A | Not Affected | Not Affected | Not Affected | Not Affected | Not Affected | Not Affected | Not Affected | Not Affected | Not Affected | Not Affected | Not Affected | Not Affected | Not Affected | Not Affected | Not Affected | Not Affected | Not Affected | Not Affected | Not Affected | Not Affected | Not Affected | 0 | 0 | 0 | 0 | 21 | Point |  | 23 |  | No C Rating |  | Not Studied | 2031 | 4657 | 42.2311
Critical Infrastructure | Stormwater Treatment Facilities and Pump Stations | Drainage Assets - NWFWMD; SFWMD; SJRWMD; SWFWMD | C41_PC45S | STFPS_PT_001414 | A | Not Affected | Not Affected | Not Affected | Not Affected | Not Affected | Not Affected | Not Affected | Not Affected | Not Affected | Not Affected | Not Affected | Not Affected | Not Affected | Not Affected | Not Affected | Not Affected | Not Affected | Not Affected | Not Affected | Not Affected | Not Affected | 0 | 0 | 0 | 0 | 21 | Point |  | 23 |  | No C Rating |  | Not Studied | 2031 | 4657 | 42.2311
Critical Infrastructure | Stormwater Treatment Facilities and Pump Stations | Drainage Assets - NWFWMD; SFWMD; SJRWMD; SWFWMD | G374A | STFPS_PT_000297 | X | Not Affected | Not Affected | Not Affected | Not Affected | Not Affected | Not Affected | Not Affected | Not Affected | Not Affected | Not Affected | Not Affected | Not Affected | Not Affected | Not Affected | Not Affected | Not Affected | Not Affected | Not Affected | Not Affected | Not Affected | Not Affected | 0 | 0 | 0 | 0 | 21 | Point |  | 23 |  | C-2 |  | Not Studied | 0 | 452 | 18.0451
Critical Infrastructure | Stormwater Treatment Facilities and Pump Stations | Drainage Assets - NWFWMD; SFWMD; SJRWMD; SWFWMD | G374B | STFPS_PT_000325 | X | Not Affected | Not Affected | Not Affected | Not Affected | Not Affected | Not Affected | Not Affected | Not Affected | Not Affected | Not Affected | Not Affected | Not Affected | Not Affected | Not Affected | Not Affected | Not Affected | Not Affected | Not Affected | Not Affected | Not Affected | Not Affected | 0 | 0 | 0 | 0 | 21 | Point |  | 23 |  | C-3 |  | Not Studied | 0 | 452 | 18.0451
Critical Infrastructure | Stormwater Treatment Facilities and Pump Stations | Drainage Assets - NWFWMD; SFWMD; SJRWMD; SWFWMD | G374C | STFPS_PT_000388 | X | Not Affected | Not Affected | Not Affected | Not Affected | Not Affected | Not Affected | Not Affected | Not Affected | Not Affected | Not Affected | Not Affected | Not Affected | Not Affected | Not Affected | Not Affected | Not Affected | Not Affected | Not Affected | Not Affected | Not Affected | Not Affected | 0 | 0 | 0 | 0 | 21 | Point |  | 23 |  | C-3 |  | Not Studied | 0 | 452 | 18.0451
Critical Infrastructure | Stormwater Treatment Facilities and Pump Stations | Drainage Assets - NWFWMD; SFWMD; SJRWMD; SWFWMD | G374D | STFPS_PT_000281 | X | Not Affected | Not Affected | Not Affected | Not Affected | Not Affected | Not Affected | Not Affected | Not Affected | Not Affected | Not Affected | Not Affected | Not Affected | Not Affected | Not Affected | Not Affected | Not Affected | Not Affected | Not Affected | Not Affected | Not Affected | Not Affected | 0 | 0 | 0 | 0 | 21 | Point |  | 23 |  | C-3 |  | Not Studied | 0 | 452 | 18.0451
Critical Infrastructure | Stormwater Treatment Facilities and Pump Stations | Drainage Assets - NWFWMD; SFWMD; SJRWMD; SWFWMD | G374E | STFPS_PT_000282 | X | Not Affected | Not Affected | Not Affected | Not Affected | Not Affected | Not Affected | Not Affected | Not Affected | Not Affected | Not Affected | Not Affected | Not Affected | Not Affected | Not Affected | Not Affected | Not Affected | Not Affected | Not Affected | Not Affected | Not Affected | Not Affected | 0 | 0 | 0 | 0 | 21 | Point |  | 23 |  | C-3 |  | Not Studied | 0 | 452 | 18.0451
Critical Infrastructure | Stormwater Treatment Facilities and Pump Stations | Drainage Assets - NWFWMD; SFWMD; SJRWMD; SWFWMD | G374F | STFPS_PT_000352 | X | Not Affected | Not Affected | Not Affected | Not Affected | Not Affected | Not Affected | Not Affected | Not Affected | Not Affected | Not Affected | Not Affected | Not Affected | Not Affected | Not Affected | Not Affected | Not Affected | Not Affected | Not Affected | Not Affected | Not Affected | Not Affected | 0 | 0 | 0 | 0 | 21 | Point |  | 23 |  | C-3 |  | Not Studied | 0 | 452 | 18.0451
Critical Infrastructure | Stormwater Treatment Facilities and Pump Stations | Drainage Assets - NWFWMD; SFWMD; SJRWMD; SWFWMD | G375A | STFPS_PT_000369 | X | Not Affected | Not Affected | Not Affected | Not Affected | Not Affected | Not Affected | Not Affected | Not Affected | Not Affected | Not Affected | Not Affected | Not Affected | Not Affected | Not Affected | Not Affected | Not Affected | Not Affected | Not Affected | Not Affected | Not Affected | Not Affected | 0 | 0 | 0 | 0 | 21 | Point |  | 23 |  | C-3 |  | Not Studied | 0 | 452 | 18.0451
Critical Infrastructure | Stormwater Treatment Facilities and Pump Stations | Drainage Assets - NWFWMD; SFWMD; SJRWMD; SWFWMD | G375B | STFPS_PT_000341 | X | Not Affected | Not Affected | Not Affected | Not Affected | Not Affected | Not Affected | Not Affected | Not Affected | Not Affected | Not Affected | Not Affected | Not Affected | Not Affected | Not Affected | Not Affected | Not Affected | Not Affected | Not Affected | Not Affected | Not Affected | Not Affected | 0 | 0 | 0 | 0 | 21 | Point |  | 23 |  | C-3 |  | Not Studied | 0 | 452 | 18.0451
Critical Infrastructure | Stormwater Treatment Facilities and Pump Stations | Drainage Assets - NWFWMD; SFWMD; SJRWMD; SWFWMD | G375C | STFPS_PT_000298 | X | Not Affected | Not Affected | Not Affected | Not Affected | Not Affected | Not Affected | Not Affected | Not Affected | Not Affected | Not Affected | Not Affected | Not Affected | Not Affected | Not Affected | Not Affected | Not Affected | Not Affected | Not Affected | Not Affected | Not Affected | Not Affected | 0 | 0 | 0 | 0 | 21 | Point |  | 23 |  | C-3 |  | Not Studied | 0 | 452 | 18.0451
Critical Infrastructure | Stormwater Treatment Facilities and Pump Stations | Drainage Assets - NWFWMD; SFWMD; SJRWMD; SWFWMD | G375D | STFPS_PT_000353 | X | Not Affected | Not Affected | Not Affected | Not Affected | Not Affected | Not Affected | Not Affected | Not Affected | Not Affected | Not Affected | Not Affected | Not Affected | Not Affected | Not Affected | Not Affected | Not Affected | Not Affected | Not Affected | Not Affected | Not Affected | Not Affected | 0 | 0 | 0 | 0 | 21 | Point |  | 23 |  | C-3 |  | Not Studied | 0 | 452 | 18.0451
Critical Infrastructure | Stormwater Treatment Facilities and Pump Stations | Drainage Assets - NWFWMD; SFWMD; SJRWMD; SWFWMD | G375E | STFPS_PT_000389 | X | Not Affected | Not Affected | Not Affected | Not Affected | Not Affected | Not Affected | Not Affected | Not Affected | Not Affected | Not Affected | Not Affected | Not Affected | Not Affected | Not Affected | Not Affected | Not Affected | Not Affected | Not Affected | Not Affected | Not Affected | Not Affected | 0 | 0 | 0 | 0 | 21 | Point |  | 23 |  | C-3 |  | Not Studied | 0 | 452 | 18.0451 | Inactive
Critical Infrastructure | Stormwater Treatment Facilities and Pump Stations | Drainage Assets - NWFWMD; SFWMD; SJRWMD; SWFWMD | G375F | STFPS_PT_000299 | X | Not Affected | Not Affected | Not Affected | Not Affected | Not Affected | Not Affected | Not Affected | Not Affected | Not Affected | Not Affected | Not Affected | Not Affected | Not Affected | Not Affected | Not Affected | Not Affected | Not Affected | Not Affected | Not Affected | Not Affected | Not Affected | 0 | 0 | 0 | 0 | 21 | Point |  | 23 |  | C-3 |  | Not Studied | 0 | 452 | 18.0451
Critical Infrastructure | Stormwater Treatment Facilities and Pump Stations | Drainage Assets - NWFWMD; SFWMD; SJRWMD; SWFWMD | G376A | STFPS_PT_000370 | X | Not Affected | Not Affected | Not Affected | Not Affected | Not Affected | Not Affected | Not Affected | Not Affected | Not Affected | Not Affected | Not Affected | Not Affected | Not Affected | Not Affected | Not Affected | Not Affected | Not Affected | Not Affected | Not Affected | Not Affected | Not Affected | 0 | 0 | 0 | 0 | 21 | Point |  | 23 |  | C-3 |  | Not Studied | 0 | 452 | 18.0451
Critical Infrastructure | Stormwater Treatment Facilities and Pump Stations | Drainage Assets - NWFWMD; SFWMD; SJRWMD; SWFWMD | G376B | STFPS_PT_000390 | X | Not Affected | Not Affected | Not Affected | Not Affected | Not Affected | Not Affected | Not Affected | Not Affected | Not Affected | Not Affected | Not Affected | Not Affected | Not Affected | Not Affected | Not Affected | Not Affected | Not Affected | Not Affected | Not Affected | Not Affected | Not Affected | 0 | 0 | 0 | 0 | 21 | Point |  | 23 |  | C-3 |  | Not Studied | 0 | 452 | 18.0451
Critical Infrastructure | Stormwater Treatment Facilities and Pump Stations | Drainage Assets - NWFWMD; SFWMD; SJRWMD; SWFWMD | G376C | STFPS_PT_000283 | X | Not Affected | Not Affected | Not Affected | Not Affected | Not Affected | Not Affected | Not Affected | Not Affected | Not Affected | Not Affected | Not Affected | Not Affected | Not Affected | Not Affected | Not Affected | Not Affected | Not Affected | Not Affected | Not Affected | Not Affected | Not Affected | 0 | 0 | 0 | 0 | 21 | Point |  | 23 |  | C-3 |  | Not Studied | 0 | 452 | 18.0451
Critical Infrastructure | Stormwater Treatment Facilities and Pump Stations | Drainage Assets - NWFWMD; SFWMD; SJRWMD; SWFWMD | G376D | STFPS_PT_000262 | X | Not Affected | Not Affected | Not Affected | Not Affected | Not Affected | Not Affected | Not Affected | Not Affected | Not Affected | Not Affected | Not Affected | Not Affected | Not Affected | Not Affected | Not Affected | Not Affected | Not Affected | Not Affected | Not Affected | Not Affected | Not Affected | 0 | 0 | 0 | 0 | 21 | Point |  | 23 |  | C-3 |  | Not Studied | 0 | 452 | 18.0451
Critical Infrastructure | Stormwater Treatment Facilities and Pump Stations | Drainage Assets - NWFWMD; SFWMD; SJRWMD; SWFWMD | G376E | STFPS_PT_000391 | X | Not Affected | Not Affected | Not Affected | Not Affected | Not Affected | Not Affected | Not Affected | Not Affected | Not Affected | Not Affected | Not Affected | Not Affected | Not Affected | Not Affected | Not Affected | Not Affected | Not Affected | Not Affected | Not Affected | Not Affected | Not Affected | 0 | 0 | 0 | 0 | 21 | Point |  | 23 |  | C-3 |  | Not Studied | 0 | 452 | 18.0451
Critical Infrastructure | Stormwater Treatment Facilities and Pump Stations | Drainage Assets - NWFWMD; SFWMD; SJRWMD; SWFWMD | G376F | STFPS_PT_000263 | X | Not Affected | Not Affected | Not Affected | Not Affected | Not Affected | Not Affected | Not Affected | Not Affected | Not Affected | Not Affected | Not Affected | Not Affected | Not Affected | Not Affected | Not Affected | Not Affected | Not Affected | Not Affected | Not Affected | Not Affected | Not Affected | 0 | 0 | 0 | 0 | 21 | Point |  | 23 |  | C-3 |  | Not Studied | 0 | 452 | 18.0451
Critical Infrastructure | Stormwater Treatment Facilities and Pump Stations | Drainage Assets - NWFWMD; SFWMD; SJRWMD; SWFWMD | G377A | STFPS_PT_000264 | X | Not Affected | Not Affected | Not Affected | Not Affected | Not Affected | Not Affected | Not Affected | Not Affected | Not Affected | Not Affected | Not Affected | Not Affected | Not Affected | Not Affected | Not Affected | Not Affected | Not Affected | Not Affected | Not Affected | Not Affected | Not Affected | 0 | 0 | 0 | 0 | 21 | Point |  | 23 |  | C-3 |  | Not Studied | 0 | 452 | 18.0451
Critical Infrastructure | Stormwater Treatment Facilities and Pump Stations | Drainage Assets - NWFWMD; SFWMD; SJRWMD; SWFWMD | G377B | STFPS_PT_000354 | X | Not Affected | Not Affected | Not Affected | Not Affected | Not Affected | Not Affected | Not Affected | Not Affected | Not Affected | Not Affected | Not Affected | Not Affected | Not Affected | Not Affected | Not Affected | Not Affected | Not Affected | Not Affected | Not Affected | Not Affected | Not Affected | 0 | 0 | 0 | 0 | 21 | Point |  | 23 |  | C-3 |  | Not Studied | 0 | 452 | 18.0451
Critical Infrastructure | Stormwater Treatment Facilities and Pump Stations | Drainage Assets - NWFWMD; SFWMD; SJRWMD; SWFWMD | G377C | STFPS_PT_000265 | X | Not Affected | Not Affected | Not Affected | Not Affected | Not Affected | Not Affected | Not Affected | Not Affected | Not Affected | Not Affected | Not Affected | Not Affected | Not Affected | Not Affected | Not Affected | Not Affected | Not Affected | Not Affected | Not Affected | Not Affected | Not Affected | 0 | 0 | 0 | 0 | 21 | Point |  | 23 |  | C-3 |  | Not Studied | 0 | 452 | 18.0451
Critical Infrastructure | Stormwater Treatment Facilities and Pump Stations | Drainage Assets - NWFWMD; SFWMD; SJRWMD; SWFWMD | G377D | STFPS_PT_000284 | X | Not Affected | Not Affected | Not Affected | Not Affected | Not Affected | Not Affected | Not Affected | Not Affected | Not Affected | Not Affected | Not Affected | Not Affected | Not Affected | Not Affected | Not Affected | Not Affected | Not Affected | Not Affected | Not Affected | Not Affected | Not Affected | 0 | 0 | 0 | 0 | 21 | Point |  | 23 |  | C-3 |  | Not Studied | 0 | 452 | 18.0451
Critical Infrastructure | Stormwater Treatment Facilities and Pump Stations | Drainage Assets - NWFWMD; SFWMD; SJRWMD; SWFWMD | G377E | STFPS_PT_000266 | X | Not Affected | Not Affected | Not Affected | Not Affected | Not Affected | Not Affected | Not Affected | Not Affected | Not Affected | Not Affected | Not Affected | Not Affected | Not Affected | Not Affected | Not Affected | Not Affected | Not Affected | Not Affected | Not Affected | Not Affected | Not Affected | 0 | 0 | 0 | 0 | 21 | Point |  | 23 |  | C-3 |  | Not Studied | 0 | 452 | 18.0451
Critical Infrastructure | Stormwater Treatment Facilities and Pump Stations | Drainage Assets - NWFWMD; SFWMD; SJRWMD; SWFWMD | G378A | STFPS_PT_000342 | X | Not Affected | Not Affected | Not Affected | Not Affected | Not Affected | Not Affected | Not Affected | Not Affected | Not Affected | Not Affected | Not Affected | Not Affected | Not Affected | Not Affected | Not Affected | Not Affected | Not Affected | Not Affected | Not Affected | Not Affected | Not Affected | 0 | 0 | 0 | 0 | 21 | Point |  | 23 |  | C-3 |  | Not Studied | 0 | 452 | 18.0451
Critical Infrastructure | Stormwater Treatment Facilities and Pump Stations | Drainage Assets - NWFWMD; SFWMD; SJRWMD; SWFWMD | G378B | STFPS_PT_000392 | X | Not Affected | Not Affected | Not Affected | Not Affected | Not Affected | Not Affected | Not Affected | Not Affected | Not Affected | Not Affected | Not Affected | Not Affected | Not Affected | Not Affected | Not Affected | Not Affected | Not Affected | Not Affected | Not Affected | Not Affected | Not Affected | 0 | 0 | 0 | 0 | 21 | Point |  | 23 |  | C-3 |  | Not Studied | 0 | 452 | 18.0451
Critical Infrastructure | Stormwater Treatment Facilities and Pump Stations | Drainage Assets - NWFWMD; SFWMD; SJRWMD; SWFWMD | G378C | STFPS_PT_000267 | X | Not Affected | Not Affected | Not Affected | Not Affected | Not Affected | Not Affected | Not Affected | Not Affected | Not Affected | Not Affected | Not Affected | Not Affected | Not Affected | Not Affected | Not Affected | Not Affected | Not Affected | Not Affected | Not Affected | Not Affected | Not Affected | 0 | 0 | 0 | 0 | 21 | Point |  | 23 |  | C-3 |  | Not Studied | 0 | 452 | 18.0451
Critical Infrastructure | Stormwater Treatment Facilities and Pump Stations | Drainage Assets - NWFWMD; SFWMD; SJRWMD; SWFWMD | G378D | STFPS_PT_000300 | X | Not Affected | Not Affected | Not Affected | Not Affected | Not Affected | Not Affected | Not Affected | Not Affected | Not Affected | Not Affected | Not Affected | Not Affected | Not Affected | Not Affected | Not Affected | Not Affected | Not Affected | Not Affected | Not Affected | Not Affected | Not Affected | 0 | 0 | 0 | 0 | 21 | Point |  | 23 |  | C-3 |  | Not Studied | 0 | 452 | 18.0451
Critical Infrastructure | Stormwater Treatment Facilities and Pump Stations | Drainage Assets - NWFWMD; SFWMD; SJRWMD; SWFWMD | G378E | STFPS_PT_000285 | X | Not Affected | Not Affected | Not Affected | Not Affected | Not Affected | Not Affected | Not Affected | Not Affected | Not Affected | Not Affected | Not Affected | Not Affected | Not Affected | Not Affected | Not Affected | Not Affected | Not Affected | Not Affected | Not Affected | Not Affected | Not Affected | 0 | 0 | 0 | 0 | 21 | Point |  | 23 |  | C-3 |  | Not Studied | 0 | 452 | 18.0451
Critical Infrastructure | Stormwater Treatment Facilities and Pump Stations | Drainage Assets - NWFWMD; SFWMD; SJRWMD; SWFWMD | G379A | STFPS_PT_000326 | X | Not Affected | Not Affected | Not Affected | Not Affected | Not Affected | Not Affected | Not Affected | Not Affected | Not Affected | Not Affected | Not Affected | Not Affected | Not Affected | Not Affected | Not Affected | Not Affected | Not Affected | Not Affected | Not Affected | Not Affected | Not Affected | 0 | 0 | 0 | 0 | 21 | Point |  | 23 |  | C-3 |  | Not Studied | 0 | 452 | 18.0451
Critical Infrastructure | Stormwater Treatment Facilities and Pump Stations | Drainage Assets - NWFWMD; SFWMD; SJRWMD; SWFWMD | G379B | STFPS_PT_000371 | X | Not Affected | Not Affected | Not Affected | Not Affected | Not Affected | Not Affected | Not Affected | Not Affected | Not Affected | Not Affected | Not Affected | Not Affected | Not Affected | Not Affected | Not Affected | Not Affected | Not Affected | Not Affected | Not Affected | Not Affected | Not Affected | 0 | 0 | 0 | 0 | 21 | Point |  | 23 |  | C-3 |  | Not Studied | 0 | 452 | 18.0451
Critical Infrastructure | Stormwater Treatment Facilities and Pump Stations | Drainage Assets - NWFWMD; SFWMD; SJRWMD; SWFWMD | G379C | STFPS_PT_000301 | X | Not Affected | Not Affected | Not Affected | Not Affected | Not Affected | Not Affected | Not Affected | Not Affected | Not Affected | Not Affected | Not Affected | Not Affected | Not Affected | Not Affected | Not Affected | Not Affected | Not Affected | Not Affected | Not Affected | Not Affected | Not Affected | 0 | 0 | 0 | 0 | 21 | Point |  | 23 |  | C-3 |  | Not Studied | 0 | 452 | 18.0451
Critical Infrastructure | Stormwater Treatment Facilities and Pump Stations | Drainage Assets - NWFWMD; SFWMD; SJRWMD; SWFWMD | G379D | STFPS_PT_000268 | X | Not Affected | Not Affected | Not Affected | Not Affected | Not Affected | Not Affected | Not Affected | Not Affected | Not Affected | Not Affected | Not Affected | Not Affected | Not Affected | Not Affected | Not Affected | Not Affected | Not Affected | Not Affected | Not Affected | Not Affected | Not Affected | 0 | 0 | 0 | 0 | 21 | Point |  | 23 |  | C-3 |  | Not Studied | 0 | 452 | 18.0451
Critical Infrastructure | Stormwater Treatment Facilities and Pump Stations | Drainage Assets - NWFWMD; SFWMD; SJRWMD; SWFWMD | G379E | STFPS_PT_000302 | X | Not Affected | Not Affected | Not Affected | Not Affected | Not Affected | Not Affected | Not Affected | Not Affected | Not Affected | Not Affected | Not Affected | Not Affected | Not Affected | Not Affected | Not Affected | Not Affected | Not Affected | Not Affected | Not Affected | Not Affected | Not Affected | 0 | 0 | 0 | 0 | 21 | Point |  | 23 |  | C-3 |  | Not Studied | 0 | 452 | 18.0451
Critical Infrastructure | Stormwater Treatment Facilities and Pump Stations | Drainage Assets - NWFWMD; SFWMD; SJRWMD; SWFWMD | G380A | STFPS_PT_000286 | X | Not Affected | Not Affected | Not Affected | Not Affected | Not Affected | Not Affected | Not Affected | Not Affected | Not Affected | Not Affected | Not Affected | Not Affected | Not Affected | Not Affected | Not Affected | Not Affected | Not Affected | Not Affected | Not Affected | Not Affected | Not Affected | 0 | 0 | 0 | 0 | 21 | Point |  | 23 |  | C-3 |  | Not Studied | 0 | 452 | 18.0451
Critical Infrastructure | Stormwater Treatment Facilities and Pump Stations | Drainage Assets - NWFWMD; SFWMD; SJRWMD; SWFWMD | G380B | STFPS_PT_000269 | X | Not Affected | Not Affected | Not Affected | Not Affected | Not Affected | Not Affected | Not Affected | Not Affected | Not Affected | Not Affected | Not Affected | Not Affected | Not Affected | Not Affected | Not Affected | Not Affected | Not Affected | Not Affected | Not Affected | Not Affected | Not Affected | 0 | 0 | 0 | 0 | 21 | Point |  | 23 |  | C-3 |  | Not Studied | 0 | 452 | 18.0451
Critical Infrastructure | Stormwater Treatment Facilities and Pump Stations | Drainage Assets - NWFWMD; SFWMD; SJRWMD; SWFWMD | G380C | STFPS_PT_000343 | X | Not Affected | Not Affected | Not Affected | Not Affected | Not Affected | Not Affected | Not Affected | Not Affected | Not Affected | Not Affected | Not Affected | Not Affected | Not Affected | Not Affected | Not Affected | Not Affected | Not Affected | Not Affected | Not Affected | Not Affected | Not Affected | 0 | 0 | 0 | 0 | 21 | Point |  | 23 |  | C-3 |  | Not Studied | 0 | 452 | 18.0451
Critical Infrastructure | Stormwater Treatment Facilities and Pump Stations | Drainage Assets - NWFWMD; SFWMD; SJRWMD; SWFWMD | G380D | STFPS_PT_000327 | X | Not Affected | Not Affected | Not Affected | Not Affected | Not Affected | Not Affected | Not Affected | Not Affected | Not Affected | Not Affected | Not Affected | Not Affected | Not Affected | Not Affected | Not Affected | Not Affected | Not Affected | Not Affected | Not Affected | Not Affected | Not Affected | 0 | 0 | 0 | 0 | 21 | Point |  | 23 |  | C-3 |  | Not Studied | 0 | 452 | 18.0451
Critical Infrastructure | Stormwater Treatment Facilities and Pump Stations | Drainage Assets - NWFWMD; SFWMD; SJRWMD; SWFWMD | G380E | STFPS_PT_000393 | X | Not Affected | Not Affected | Not Affected | Not Affected | Not Affected | Not Affected | Not Affected | Not Affected | Not Affected | Not Affected | Not Affected | Not Affected | Not Affected | Not Affected | Not Affected | Not Affected | Not Affected | Not Affected | Not Affected | Not Affected | Not Affected | 0 | 0 | 0 | 0 | 21 | Point |  | 23 |  | C-3 |  | Not Studied | 0 | 452 | 18.0451
Critical Infrastructure | Stormwater Treatment Facilities and Pump Stations | Drainage Assets - NWFWMD; SFWMD; SJRWMD; SWFWMD | G380F | STFPS_PT_000355 | X | Not Affected | Not Affected | Not Affected | Not Affected | Not Affected | Not Affected | Not Affected | Not Affected | Not Affected | Not Affected | Not Affected | Not Affected | Not Affected | Not Affected | Not Affected | Not Affected | Not Affected | Not Affected | Not Affected | Not Affected | Not Affected | 0 | 0 | 0 | 0 | 21 | Point |  | 23 |  | C-3 |  | Not Studied | 0 | 452 | 18.0451
Critical Infrastructure | Stormwater Treatment Facilities and Pump Stations | Drainage Assets - NWFWMD; SFWMD; SJRWMD; SWFWMD | G381A | STFPS_PT_000303 | X | Not Affected | Not Affected | Not Affected | Not Affected | Not Affected | Not Affected | Not Affected | Not Affected | Not Affected | Not Affected | Not Affected | Not Affected | Not Affected | Not Affected | Not Affected | Not Affected | Not Affected | Not Affected | Not Affected | Not Affected | Not Affected | 0 | 0 | 0 | 0 | 21 | Point |  | 23 |  | C-3 |  | Not Studied | 0 | 452 | 18.0451
Critical Infrastructure | Stormwater Treatment Facilities and Pump Stations | Drainage Assets - NWFWMD; SFWMD; SJRWMD; SWFWMD | G381B | STFPS_PT_000304 | X | Not Affected | Not Affected | Not Affected | Not Affected | Not Affected | Not Affected | Not Affected | Not Affected | Not Affected | Not Affected | Not Affected | Not Affected | Not Affected | Not Affected | Not Affected | Not Affected | Not Affected | Not Affected | Not Affected | Not Affected | Not Affected | 0 | 0 | 0 | 0 | 21 | Point |  | 23 |  | C-3 |  | Not Studied | 0 | 452 | 18.0451
Critical Infrastructure | Stormwater Treatment Facilities and Pump Stations | Drainage Assets - NWFWMD; SFWMD; SJRWMD; SWFWMD | G381C | STFPS_PT_000287 | X | Not Affected | Not Affected | Not Affected | Not Affected | Not Affected | Not Affected | Not Affected | Not Affected | Not Affected | Not Affected | Not Affected | Not Affected | Not Affected | Not Affected | Not Affected | Not Affected | Not Affected | Not Affected | Not Affected | Not Affected | Not Affected | 0 | 0 | 0 | 0 | 21 | Point |  | 23 |  | C-3 |  | Not Studied | 0 | 452 | 18.0451
Critical Infrastructure | Stormwater Treatment Facilities and Pump Stations | Drainage Assets - NWFWMD; SFWMD; SJRWMD; SWFWMD | G381D | STFPS_PT_000305 | X | Not Affected | Not Affected | Not Affected | Not Affected | Not Affected | Not Affected | Not Affected | Not Affected | Not Affected | Not Affected | Not Affected | Not Affected | Not Affected | Not Affected | Not Affected | Not Affected | Not Affected | Not Affected | Not Affected | Not Affected | Not Affected | 0 | 0 | 0 | 0 | 21 | Point |  | 23 |  | C-3 |  | Not Studied | 0 | 452 | 18.0451
Critical Infrastructure | Stormwater Treatment Facilities and Pump Stations | Drainage Assets - NWFWMD; SFWMD; SJRWMD; SWFWMD | G381E | STFPS_PT_000372 | X | Not Affected | Not Affected | Not Affected | Not Affected | Not Affected | Not Affected | Not Affected | Not Affected | Not Affected | Not Affected | Not Affected | Not Affected | Not Affected | Not Affected | Not Affected | Not Affected | Not Affected | Not Affected | Not Affected | Not Affected | Not Affected | 0 | 0 | 0 | 0 | 21 | Point |  | 23 |  | C-3 |  | Not Studied | 0 | 452 | 18.0451
Critical Infrastructure | Stormwater Treatment Facilities and Pump Stations | Drainage Assets - NWFWMD; SFWMD; SJRWMD; SWFWMD | G381F | STFPS_PT_000394 | X | Not Affected | Not Affected | Not Affected | Not Affected | Not Affected | Not Affected | Not Affected | Not Affected | Not Affected | Not Affected | Not Affected | Not Affected | Not Affected | Not Affected | Not Affected | Not Affected | Not Affected | Not Affected | Not Affected | Not Affected | Not Affected | 0 | 0 | 0 | 0 | 21 | Point |  | 23 |  | C-3 |  | Not Studied | 0 | 452 | 18.0451
Critical Infrastructure | Stormwater Treatment Facilities and Pump Stations | Drainage Assets - NWFWMD; SFWMD; SJRWMD; SWFWMD | G382A | STFPS_PT_000356 | X | Not Affected | Not Affected | Not Affected | Not Affected | Not Affected | Not Affected | Not Affected | Not Affected | Not Affected | Not Affected | Not Affected | Not Affected | Not Affected | Not Affected | Not Affected | Not Affected | Not Affected | Not Affected | Not Affected | Not Affected | Not Affected | 0 | 0 | 0 | 0 | 21 | Point |  | 23 |  | C-3 |  | Not Studied | 0 | 452 | 18.0451
Critical Infrastructure | Stormwater Treatment Facilities and Pump Stations | Drainage Assets - NWFWMD; SFWMD; SJRWMD; SWFWMD | G382B | STFPS_PT_000328 | X | Not Affected | Not Affected | Not Affected | Not Affected | Not Affected | Not Affected | Not Affected | Not Affected | Not Affected | Not Affected | Not Affected | Not Affected | Not Affected | Not Affected | Not Affected | Not Affected | Not Affected | Not Affected | Not Affected | Not Affected | Not Affected | 0 | 0 | 0 | 0 | 21 | Point |  | 23 |  | C-3 |  | Not Studied | 0 | 452 | 18.0451
Critical Infrastructure | Stormwater Treatment Facilities and Pump Stations | Drainage Assets - NWFWMD; SFWMD; SJRWMD; SWFWMD | G383 | STFPS_PT_000306 | X | Not Affected | Not Affected | Not Affected | Not Affected | Not Affected | Not Affected | Not Affected | Not Affected | Not Affected | Not Affected | Not Affected | Not Affected | Not Affected | Not Affected | Not Affected | Not Affected | Not Affected | Not Affected | Not Affected | Not Affected | Not Affected | 0 | 0 | 0 | 0 | 21 | Point |  | 23 |  | C-3 |  | Not Studied | 0 | 452 | 18.0451
Critical Infrastructure | Stormwater Treatment Facilities and Pump Stations | Drainage Assets - NWFWMD; SFWMD; SJRWMD; SWFWMD | G420S | STFPS_PT_000776 | AH | Not Affected | Not Affected | Not Affected | Not Affected | Not Affected | Not Affected | Not Affected | Not Affected | Not Affected | Not Affected | Not Affected | Not Affected | Not Affected | Not Affected | Not Affected | Not Affected | Not Affected | Not Affected | Not Affected | Not Affected | Not Affected | 0 | 0 | 0 | 0 | 21 | Point |  | 23 |  | No C Rating |  | 10-Year Event | 181422 | 2805 | 57.99
Critical Infrastructure | Stormwater Treatment Facilities and Pump Stations | Drainage Assets - NWFWMD; SFWMD; SJRWMD; SWFWMD | G421 | STFPS_PT_000774 | AH | Not Affected | Not Affected | Not Affected | Not Affected | Not Affected | Not Affected | Not Affected | Not Affected | Not Affected | Not Affected | Not Affected | Not Affected | Not Affected | Not Affected | Not Affected | Not Affected | Not Affected | Not Affected | Not Affected | Not Affected | Not Affected | 0 | 0 | 0 | 0 | 21 | Point |  | 23 |  | C-3 |  | 10-Year Event | 181422 | 2805 | 57.99
Critical Infrastructure | Stormwater Treatment Facilities and Pump Stations | Drainage Assets - NWFWMD; SFWMD; SJRWMD; SWFWMD | S319 | STFPS_PT_000138 | X | Not Affected | Not Affected | Not Affected | Not Affected | Not Affected | Not Affected | Not Affected | Not Affected | Not Affected | Not Affected | Not Affected | Not Affected | Not Affected | Not Affected | Not Affected | Not Affected | Not Affected | Not Affected | Not Affected | Not Affected | Not Affected | 0 | 0 | 0 | 0 | 21 | Point |  | 23 |  | C-4 |  | Not Studied | 59 | 139 | 18.3099
Critical Infrastructure | Stormwater Treatment Facilities and Pump Stations | Drainage Assets - NWFWMD; SFWMD; SJRWMD; SWFWMD | S319 | STFPS_PT_000580 | X | Not Affected | Not Affected | Not Affected | Not Affected | Not Affected | Not Affected | Not Affected | Not Affected | Not Affected | Not Affected | Not Affected | Not Affected | Not Affected | Not Affected | Not Affected | Not Affected | Not Affected | Not Affected | Not Affected | Not Affected | Not Affected | 0 | 0 | 0 | 0 | 21 | Point |  | 23 |  | C-4 |  | Not Studied | 59 | 139 | 18.3099
Critical Infrastructure | Stormwater Treatment Facilities and Pump Stations | Drainage Assets - NWFWMD; SFWMD; SJRWMD; SWFWMD | C23_PC51W | STFPS_PT_001558 | X | Not Affected | Not Affected | Not Affected | Not Affected | Not Affected | Not Affected | Not Affected | Not Affected | Not Affected | Not Affected | Not Affected | Not Affected | Not Affected | Not Affected | Not Affected | Not Affected | Not Affected | Not Affected | Not Affected | Not Affected | Not Affected | 0 | 0 | 0 | 0 | 21 | Point |  | 22 |  | No C Rating |  | Not Available | 23278 | 6457 | 23.3945
Critical Infrastructure | Stormwater Treatment Facilities and Pump Stations | Drainage Assets - NWFWMD; SFWMD; SJRWMD; SWFWMD | C23_PC52W | STFPS_PT_001559 | X | Not Affected | Not Affected | Not Affected | Not Affected | Not Affected | Not Affected | Not Affected | Not Affected | Not Affected | Not Affected | Not Affected | Not Affected | Not Affected | Not Affected | Not Affected | Not Affected | Not Affected | Not Affected | Not Affected | Not Affected | Not Affected | 0 | 0 | 0 | 0 | 21 | Point |  | 22 |  | No C Rating |  | Not Available | 23278 | 6457 | 23.3945
Critical Infrastructure | Stormwater Treatment Facilities and Pump Stations | Drainage Assets - NWFWMD; SFWMD; SJRWMD; SWFWMD | C23_PC56S | STFPS_PT_001572 | X | Not Affected | Not Affected | Not Affected | Not Affected | Not Affected | Not Affected | Not Affected | Not Affected | Not Affected | Not Affected | Not Affected | Not Affected | Not Affected | Not Affected | Not Affected | Not Affected | Not Affected | Not Affected | Not Affected | Not Affected | Not Affected | 0 | 0 | 0 | 0 | 21 | Point |  | 22 |  | No C Rating |  | Not Available | 23278 | 6457 | 23.3945
Critical Infrastructure | Stormwater Treatment Facilities and Pump Stations | Drainage Assets - NWFWMD; SFWMD; SJRWMD; SWFWMD | C31_PC01 | STFPS_PT_001288 | AE | Not Affected | Not Affected | Not Affected | Not Affected | Not Affected | Not Affected | Not Affected | Not Affected | Not Affected | Not Affected | Not Affected | Not Affected | Not Affected | Not Affected | Not Affected | Not Affected | Not Affected | Not Affected | Not Affected | Not Affected | Not Affected | 0 | 0 | 0 | 0 | 21 | Point |  | 22 |  | No C Rating |  | < 5-Year Event | 182361 | 8381 | 16.6162
Critical Infrastructure | Stormwater Treatment Facilities and Pump Stations | Drainage Assets - NWFWMD; SFWMD; SJRWMD; SWFWMD | C31_PC01B | STFPS_PT_001284 | AE | Not Affected | Not Affected | Not Affected | Not Affected | Not Affected | Not Affected | Not Affected | Not Affected | Not Affected | Not Affected | Not Affected | Not Affected | Not Affected | Not Affected | Not Affected | Not Affected | Not Affected | Not Affected | Not Affected | Not Affected | Not Affected | 0 | 0 | 0 | 0 | 21 | Point |  | 22 |  | No C Rating |  | < 5-Year Event | 182361 | 8381 | 16.6162
Critical Infrastructure | Stormwater Treatment Facilities and Pump Stations | Drainage Assets - NWFWMD; SFWMD; SJRWMD; SWFWMD | C31_PC03 | STFPS_PT_001286 | X | Not Affected | Not Affected | Not Affected | Not Affected | Not Affected | Not Affected | Not Affected | Not Affected | Not Affected | Not Affected | Not Affected | Not Affected | Not Affected | Not Affected | Not Affected | Not Affected | Not Affected | Not Affected | Not Affected | Not Affected | Not Affected | 0 | 0 | 0 | 0 | 21 | Point |  | 22 |  | No C Rating |  | < 5-Year Event | 182361 | 8381 | 16.6162
Critical Infrastructure | Stormwater Treatment Facilities and Pump Stations | Drainage Assets - NWFWMD; SFWMD; SJRWMD; SWFWMD | C31_PC12 | STFPS_PT_001295 | X | Not Affected | Not Affected | Not Affected | Not Affected | Not Affected | Not Affected | Not Affected | Not Affected | Not Affected | Not Affected | Not Affected | Not Affected | Not Affected | Not Affected | Not Affected | Not Affected | Not Affected | Not Affected | Not Affected | Not Affected | Not Affected | 0 | 0 | 0 | 0 | 21 | Point |  | 22 |  | No C Rating |  | < 5-Year Event | 182361 | 8381 | 16.6162
Critical Infrastructure | Stormwater Treatment Facilities and Pump Stations | Drainage Assets - NWFWMD; SFWMD; SJRWMD; SWFWMD | C40_PC29N | STFPS_PT_001450 | A | Not Affected | Not Affected | Not Affected | Not Affected | Not Affected | Not Affected | Not Affected | Not Affected | Not Affected | Not Affected | Not Affected | Not Affected | Not Affected | Not Affected | Not Affected | Not Affected | Not Affected | Not Affected | Not Affected | Not Affected | Not Affected | 0 | 0 | 0 | 0 | 21 | Point |  | 22 |  | No C Rating |  | Not Studied | 72 | 940 | 20.4545
Critical Infrastructure | Stormwater Treatment Facilities and Pump Stations | Drainage Assets - NWFWMD; SFWMD; SJRWMD; SWFWMD | C41_PC40E | STFPS_PT_001429 | A | Not Affected | Not Affected | Not Affected | Not Affected | Not Affected | Not Affected | Not Affected | Not Affected | Not Affected | Not Affected | Not Affected | Not Affected | Not Affected | Not Affected | Not Affected | Not Affected | Not Affected | Not Affected | Not Affected | Not Affected | Not Affected | 0 | 0 | 0 | 0 | 21 | Point |  | 22 |  | No C Rating |  | Not Studied | 2031 | 4657 | 42.2311
Critical Infrastructure | Stormwater Treatment Facilities and Pump Stations | Drainage Assets - NWFWMD; SFWMD; SJRWMD; SWFWMD | C41A_PC09N | STFPS_PT_001395 | A | Not Affected | Not Affected | Not Affected | Not Affected | Not Affected | Not Affected | Not Affected | Not Affected | Not Affected | Not Affected | Not Affected | Not Affected | Not Affected | Not Affected | Not Affected | Not Affected | Not Affected | Not Affected | Not Affected | Not Affected | Not Affected | 0 | 0 | 0 | 0 | 21 | Point |  | 22 |  | No C Rating |  | Not Studied | 66 | 1283 | 14.0351
Critical Infrastructure | Stormwater Treatment Facilities and Pump Stations | Drainage Assets - NWFWMD; SFWMD; SJRWMD; SWFWMD | C41A_PC10N | STFPS_PT_001394 | A | Not Affected | Not Affected | Not Affected | Not Affected | Not Affected | Not Affected | Not Affected | Not Affected | Not Affected | Not Affected | Not Affected | Not Affected | Not Affected | Not Affected | Not Affected | Not Affected | Not Affected | Not Affected | Not Affected | Not Affected | Not Affected | 0 | 0 | 0 | 0 | 21 | Point |  | 22 |  | No C Rating |  | Not Studied | 66 | 1283 | 14.0351
Critical Infrastructure | Stormwater Treatment Facilities and Pump Stations | Drainage Assets - NWFWMD; SFWMD; SJRWMD; SWFWMD | C41A_PC14S | STFPS_PT_001381 | A | Not Affected | Not Affected | Not Affected | Not Affected | Not Affected | Not Affected | Not Affected | Not Affected | Not Affected | Not Affected | Not Affected | Not Affected | Not Affected | Not Affected | Not Affected | Not Affected | Not Affected | Not Affected | Not Affected | Not Affected | Not Affected | 0 | 0 | 0 | 0 | 21 | Point |  | 22 |  | No C Rating |  | Not Studied | 66 | 1283 | 14.0351
Critical Infrastructure | Stormwater Treatment Facilities and Pump Stations | Drainage Assets - NWFWMD; SFWMD; SJRWMD; SWFWMD | C41A_PC21N | STFPS_PT_001369 | A | Not Affected | Not Affected | Not Affected | Not Affected | Not Affected | Not Affected | Not Affected | Not Affected | Not Affected | Not Affected | Not Affected | Not Affected | Not Affected | Not Affected | Not Affected | Not Affected | Not Affected | Not Affected | Not Affected | Not Affected | Not Affected | 0 | 0 | 0 | 0 | 21 | Point |  | 22 |  | No C Rating |  | Not Studied | 64 | 1249 | 20
Critical Infrastructure | Stormwater Treatment Facilities and Pump Stations | Drainage Assets - NWFWMD; SFWMD; SJRWMD; SWFWMD | CORK1 | STFPS_PT_000617 | X | Not Affected | Not Affected | Not Affected | Not Affected | Not Affected | Not Affected | Not Affected | Not Affected | Not Affected | Not Affected | Not Affected | Not Affected | Not Affected | Not Affected | Not Affected | Not Affected | Not Affected | Not Affected | Not Affected | Not Affected | Not Affected | 0 | 0 | 0 | 0 | 21 | Point |  | 22 |  | C-4 |  | 5-Year Event | 123941 | 5546 | 22.4438
Critical Infrastructure | Stormwater Treatment Facilities and Pump Stations | Drainage Assets - NWFWMD; SFWMD; SJRWMD; SWFWMD | G311 | STFPS_PT_000579 | X | Not Affected | Not Affected | Not Affected | Not Affected | Not Affected | Not Affected | Not Affected | Not Affected | Not Affected | Not Affected | Not Affected | Not Affected | Not Affected | Not Affected | Not Affected | Not Affected | Not Affected | Not Affected | Not Affected | Not Affected | Not Affected | 0 | 0 | 0 | 0 | 21 | Point |  | 22 |  | C-3 |  | Not Studied | 59 | 139 | 18.3099
Critical Infrastructure | Stormwater Treatment Facilities and Pump Stations | Drainage Assets - NWFWMD; SFWMD; SJRWMD; SWFWMD | G370 | STFPS_PT_000109 | X | Not Affected | Not Affected | Not Affected | Not Affected | Not Affected | Not Affected | Not Affected | Not Affected | Not Affected | Not Affected | Not Affected | Not Affected | Not Affected | Not Affected | Not Affected | Not Affected | Not Affected | Not Affected | Not Affected | Not Affected | Not Affected | 0 | 0 | 0 | 0 | 21 | Point |  | 22 |  | No C Rating |  | Not Studied | 0 | 452 | 18.0451
Critical Infrastructure | Stormwater Treatment Facilities and Pump Stations | Drainage Assets - NWFWMD; SFWMD; SJRWMD; SWFWMD | G370 | STFPS_PT_000368 | X | Not Affected | Not Affected | Not Affected | Not Affected | Not Affected | Not Affected | Not Affected | Not Affected | Not Affected | Not Affected | Not Affected | Not Affected | Not Affected | Not Affected | Not Affected | Not Affected | Not Affected | Not Affected | Not Affected | Not Affected | Not Affected | 0 | 0 | 0 | 0 | 21 | Point |  | 22 |  | No C Rating |  | Not Studied | 0 | 452 | 18.0451
Critical Infrastructure | Stormwater Treatment Facilities and Pump Stations | Drainage Assets - NWFWMD; SFWMD; SJRWMD; SWFWMD | G372 | STFPS_PT_000110 | X | Not Affected | Not Affected | Not Affected | Not Affected | Not Affected | Not Affected | Not Affected | Not Affected | Not Affected | Not Affected | Not Affected | Not Affected | Not Affected | Not Affected | Not Affected | Not Affected | Not Affected | Not Affected | Not Affected | Not Affected | Not Affected | 0 | 0 | 0 | 0 | 21 | Point |  | 22 |  | No C Rating |  | Not Studied | 0 | 452 | 18.0451
Critical Infrastructure | Stormwater Treatment Facilities and Pump Stations | Drainage Assets - NWFWMD; SFWMD; SJRWMD; SWFWMD | G372 | STFPS_PT_000378 | X | Not Affected | Not Affected | Not Affected | Not Affected | Not Affected | Not Affected | Not Affected | Not Affected | Not Affected | Not Affected | Not Affected | Not Affected | Not Affected | Not Affected | Not Affected | Not Affected | Not Affected | Not Affected | Not Affected | Not Affected | Not Affected | 0 | 0 | 0 | 0 | 21 | Point |  | 22 |  | No C Rating |  | Not Studied | 0 | 452 | 18.0451
Critical Infrastructure | Stormwater Treatment Facilities and Pump Stations | Drainage Assets - NWFWMD; SFWMD; SJRWMD; SWFWMD | L10_PC03 | STFPS_PT_001114 | AO | Not Affected | Not Affected | Not Affected | Not Affected | Not Affected | Not Affected | Not Affected | Not Affected | Not Affected | Not Affected | Not Affected | Not Affected | Not Affected | Not Affected | Not Affected | Not Affected | Not Affected | Not Affected | Not Affected | Not Affected | Not Affected | 0 | 0 | 0 | 0 | 21 | Point |  | 22 |  | No C Rating |  | Not Studied | 7895 | 2302 | 30.3846
Critical Infrastructure | Stormwater Treatment Facilities and Pump Stations | Drainage Assets - NWFWMD; SFWMD; SJRWMD; SWFWMD | L12_PC03A | STFPS_PT_001111 | AO | Not Affected | Not Affected | Not Affected | Not Affected | Not Affected | Not Affected | Not Affected | Not Affected | Not Affected | Not Affected | Not Affected | Not Affected | Not Affected | Not Affected | Not Affected | Not Affected | Not Affected | Not Affected | Not Affected | Not Affected | Not Affected | 0 | 0 | 0 | 0 | 21 | Point |  | 22 |  | No C Rating |  | Not Studied | 7895 | 2302 | 30.3846
Critical Infrastructure | Stormwater Treatment Facilities and Pump Stations | Drainage Assets - NWFWMD; SFWMD; SJRWMD; SWFWMD | L14_PC03 | STFPS_PT_001102 | AE | Not Affected | Not Affected | Not Affected | Not Affected | Not Affected | Not Affected | Not Affected | Not Affected | Not Affected | Not Affected | Not Affected | Not Affected | Not Affected | Not Affected | Not Affected | Not Affected | Not Affected | Not Affected | Not Affected | Not Affected | Not Affected | 0 | 0 | 0 | 0 | 21 | Point |  | 22 |  | No C Rating |  | Not Studied | 25154 | 3599 | 25.0331
Critical Infrastructure | Stormwater Treatment Facilities and Pump Stations | Drainage Assets - NWFWMD; SFWMD; SJRWMD; SWFWMD | L14_PC04 | STFPS_PT_001103 | AE | Not Affected | Not Affected | Not Affected | Not Affected | Not Affected | Not Affected | Not Affected | Not Affected | Not Affected | Not Affected | Not Affected | Not Affected | Not Affected | Not Affected | Not Affected | Not Affected | Not Affected | Not Affected | Not Affected | Not Affected | Not Affected | 0 | 0 | 0 | 0 | 21 | Point |  | 22 |  | No C Rating |  | Not Studied | 25154 | 3599 | 25.0331
Critical Infrastructure | Stormwater Treatment Facilities and Pump Stations | Drainage Assets - NWFWMD; SFWMD; SJRWMD; SWFWMD | L14_PC05 | STFPS_PT_001104 | AE | Not Affected | Not Affected | Not Affected | Not Affected | Not Affected | Not Affected | Not Affected | Not Affected | Not Affected | Not Affected | Not Affected | Not Affected | Not Affected | Not Affected | Not Affected | Not Affected | Not Affected | Not Affected | Not Affected | Not Affected | Not Affected | 0 | 0 | 0 | 0 | 21 | Point |  | 22 |  | No C Rating |  | Not Studied | 25154 | 3599 | 25.0331
Critical Infrastructure | Stormwater Treatment Facilities and Pump Stations | Drainage Assets - NWFWMD; SFWMD; SJRWMD; SWFWMD | L28I NF_PC14 | STFPS_PT_001178 | AREA NOT INCLUDED | Not Affected | Not Affected | Not Affected | Not Affected | Not Affected | Not Affected | Not Affected | Not Affected | Not Affected | Not Affected | Not Affected | Not Affected | Not Affected | Not Affected | Not Affected | Not Affected | Not Affected | Not Affected | Not Affected | Not Affected | Not Affected | 0 | 0 | 0 | 0 | 21 | Point |  | 22 |  | No C Rating |  | Not Available | 233 | 2413 | 42.5532
Critical Infrastructure | Stormwater Treatment Facilities and Pump Stations | Drainage Assets - NWFWMD; SFWMD; SJRWMD; SWFWMD | L28I WF_PC01 | STFPS_PT_001172 | AREA NOT INCLUDED | Not Affected | Not Affected | Not Affected | Not Affected | Not Affected | Not Affected | Not Affected | Not Affected | Not Affected | Not Affected | Not Affected | Not Affected | Not Affected | Not Affected | Not Affected | Not Affected | Not Affected | Not Affected | Not Affected | Not Affected | Not Affected | 0 | 0 | 0 | 0 | 21 | Point |  | 22 |  | No C Rating |  | Not Available | 233 | 2413 | 42.5532
Critical Infrastructure | Stormwater Treatment Facilities and Pump Stations | Drainage Assets - NWFWMD; SFWMD; SJRWMD; SWFWMD | L28I WF_PC02 | STFPS_PT_001169 | AREA NOT INCLUDED | Not Affected | Not Affected | Not Affected | Not Affected | Not Affected | Not Affected | Not Affected | Not Affected | Not Affected | Not Affected | Not Affected | Not Affected | Not Affected | Not Affected | Not Affected | Not Affected | Not Affected | Not Affected | Not Affected | Not Affected | Not Affected | 0 | 0 | 0 | 0 | 21 | Point |  | 22 |  | No C Rating |  | Not Available | 233 | 2413 | 42.5532
Critical Infrastructure | Stormwater Treatment Facilities and Pump Stations | Drainage Assets - NWFWMD; SFWMD; SJRWMD; SWFWMD | L62_PC07N | STFPS_PT_001480 | X | Not Affected | Not Affected | Not Affected | Not Affected | Not Affected | Not Affected | Not Affected | Not Affected | Not Affected | Not Affected | Not Affected | Not Affected | Not Affected | Not Affected | Not Affected | Not Affected | Not Affected | Not Affected | Not Affected | Not Affected | Not Affected | 0 | 0 | 0 | 0 | 21 | Point |  | 22 |  | No C Rating |  | Not Available | 4985 | 1638 | 13.3333
Critical Infrastructure | Stormwater Treatment Facilities and Pump Stations | Drainage Assets - NWFWMD; SFWMD; SJRWMD; SWFWMD | S362 | STFPS_PT_000145 | X | Not Affected | Not Affected | Not Affected | Not Affected | Not Affected | Not Affected | Not Affected | Not Affected | Not Affected | Not Affected | Not Affected | Not Affected | Not Affected | Not Affected | Not Affected | Not Affected | Not Affected | Not Affected | Not Affected | Not Affected | Not Affected | 0 | 0 | 0 | 0 | 21 | Point |  | 22 |  | C-4 |  | Not Studied | 1 | 543 | 51.2821
Critical Infrastructure | Stormwater Treatment Facilities and Pump Stations | Drainage Assets - NWFWMD; SFWMD; SJRWMD; SWFWMD | S363A | STFPS_PT_000566 | X | Not Affected | Not Affected | Not Affected | Not Affected | Not Affected | Not Affected | Not Affected | Not Affected | Not Affected | Not Affected | Not Affected | Not Affected | Not Affected | Not Affected | Not Affected | Not Affected | Not Affected | Not Affected | Not Affected | Not Affected | Not Affected | 0 | 0 | 0 | 0 | 21 | Point |  | 22 |  | C-3 |  | Not Studied | 59 | 139 | 18.3099
Critical Infrastructure | Stormwater Treatment Facilities and Pump Stations | Drainage Assets - NWFWMD; SFWMD; SJRWMD; SWFWMD | S363B | STFPS_PT_000565 | X | Not Affected | Not Affected | Not Affected | Not Affected | Not Affected | Not Affected | Not Affected | Not Affected | Not Affected | Not Affected | Not Affected | Not Affected | Not Affected | Not Affected | Not Affected | Not Affected | Not Affected | Not Affected | Not Affected | Not Affected | Not Affected | 0 | 0 | 0 | 0 | 21 | Point |  | 22 |  | C-2 |  | Not Studied | 59 | 139 | 18.3099
Critical Infrastructure | Stormwater Treatment Facilities and Pump Stations | Drainage Assets - NWFWMD; SFWMD; SJRWMD; SWFWMD | S363C | STFPS_PT_000564 | X | Not Affected | Not Affected | Not Affected | Not Affected | Not Affected | Not Affected | Not Affected | Not Affected | Not Affected | Not Affected | Not Affected | Not Affected | Not Affected | Not Affected | Not Affected | Not Affected | Not Affected | Not Affected | Not Affected | Not Affected | Not Affected | 0 | 0 | 0 | 0 | 21 | Point |  | 22 |  | C-3 |  | Not Studied | 59 | 139 | 18.3099
Critical Infrastructure | Stormwater Treatment Facilities and Pump Stations | Drainage Assets - NWFWMD; SFWMD; SJRWMD; SWFWMD | S364A | STFPS_PT_000552 | X | Not Affected | Not Affected | Not Affected | Not Affected | Not Affected | Not Affected | Not Affected | Not Affected | Not Affected | Not Affected | Not Affected | Not Affected | Not Affected | Not Affected | Not Affected | Not Affected | Not Affected | Not Affected | Not Affected | Not Affected | Not Affected | 0 | 0 | 0 | 0 | 21 | Point |  | 22 |  | C-3 |  | Not Studied | 59 | 139 | 18.3099
Critical Infrastructure | Stormwater Treatment Facilities and Pump Stations | Drainage Assets - NWFWMD; SFWMD; SJRWMD; SWFWMD | S364B | STFPS_PT_000551 | X | Not Affected | Not Affected | Not Affected | Not Affected | Not Affected | Not Affected | Not Affected | Not Affected | Not Affected | Not Affected | Not Affected | Not Affected | Not Affected | Not Affected | Not Affected | Not Affected | Not Affected | Not Affected | Not Affected | Not Affected | Not Affected | 0 | 0 | 0 | 0 | 21 | Point |  | 22 |  | C-3 |  | Not Studied | 59 | 139 | 18.3099
Critical Infrastructure | Stormwater Treatment Facilities and Pump Stations | Drainage Assets - NWFWMD; SFWMD; SJRWMD; SWFWMD | S364C | STFPS_PT_000550 | X | Not Affected | Not Affected | Not Affected | Not Affected | Not Affected | Not Affected | Not Affected | Not Affected | Not Affected | Not Affected | Not Affected | Not Affected | Not Affected | Not Affected | Not Affected | Not Affected | Not Affected | Not Affected | Not Affected | Not Affected | Not Affected | 0 | 0 | 0 | 0 | 21 | Point |  | 22 |  | C-3 |  | Not Studied | 59 | 139 | 18.3099
Critical Infrastructure | Stormwater Treatment Facilities and Pump Stations | Drainage Assets - NWFWMD; SFWMD; SJRWMD; SWFWMD | S365A | STFPS_PT_000544 | X | Not Affected | Not Affected | Not Affected | Not Affected | Not Affected | Not Affected | Not Affected | Not Affected | Not Affected | Not Affected | Not Affected | Not Affected | Not Affected | Not Affected | Not Affected | Not Affected | Not Affected | Not Affected | Not Affected | Not Affected | Not Affected | 0 | 0 | 0 | 0 | 21 | Point |  | 22 |  | C-3 |  | Not Studied | 59 | 139 | 18.3099
Critical Infrastructure | Stormwater Treatment Facilities and Pump Stations | Drainage Assets - NWFWMD; SFWMD; SJRWMD; SWFWMD | S365B | STFPS_PT_000578 | X | Not Affected | Not Affected | Not Affected | Not Affected | Not Affected | Not Affected | Not Affected | Not Affected | Not Affected | Not Affected | Not Affected | Not Affected | Not Affected | Not Affected | Not Affected | Not Affected | Not Affected | Not Affected | Not Affected | Not Affected | Not Affected | 0 | 0 | 0 | 0 | 21 | Point |  | 22 |  | C-3 |  | Not Studied | 59 | 139 | 18.3099
Critical Infrastructure | Stormwater Treatment Facilities and Pump Stations | Drainage Assets - NWFWMD; SFWMD; SJRWMD; SWFWMD | S366A | STFPS_PT_000571 | X | Not Affected | Not Affected | Not Affected | Not Affected | Not Affected | Not Affected | Not Affected | Not Affected | Not Affected | Not Affected | Not Affected | Not Affected | Not Affected | Not Affected | Not Affected | Not Affected | Not Affected | Not Affected | Not Affected | Not Affected | Not Affected | 0 | 0 | 0 | 0 | 21 | Point |  | 22 |  | C-2 |  | Not Studied | 59 | 139 | 18.3099
Critical Infrastructure | Stormwater Treatment Facilities and Pump Stations | Drainage Assets - NWFWMD; SFWMD; SJRWMD; SWFWMD | S366B | STFPS_PT_000570 | X | Not Affected | Not Affected | Not Affected | Not Affected | Not Affected | Not Affected | Not Affected | Not Affected | Not Affected | Not Affected | Not Affected | Not Affected | Not Affected | Not Affected | Not Affected | Not Affected | Not Affected | Not Affected | Not Affected | Not Affected | Not Affected | 0 | 0 | 0 | 0 | 21 | Point |  | 22 |  | C-4 |  | Not Studied | 59 | 139 | 18.3099
Critical Infrastructure | Stormwater Treatment Facilities and Pump Stations | Drainage Assets - NWFWMD; SFWMD; SJRWMD; SWFWMD | S366C | STFPS_PT_000569 | X | Not Affected | Not Affected | Not Affected | Not Affected | Not Affected | Not Affected | Not Affected | Not Affected | Not Affected | Not Affected | Not Affected | Not Affected | Not Affected | Not Affected | Not Affected | Not Affected | Not Affected | Not Affected | Not Affected | Not Affected | Not Affected | 0 | 0 | 0 | 0 | 21 | Point |  | 22 |  | C-4 |  | Not Studied | 59 | 139 | 18.3099
Critical Infrastructure | Stormwater Treatment Facilities and Pump Stations | Drainage Assets - NWFWMD; SFWMD; SJRWMD; SWFWMD | S366D | STFPS_PT_000568 | X | Not Affected | Not Affected | Not Affected | Not Affected | Not Affected | Not Affected | Not Affected | Not Affected | Not Affected | Not Affected | Not Affected | Not Affected | Not Affected | Not Affected | Not Affected | Not Affected | Not Affected | Not Affected | Not Affected | Not Affected | Not Affected | 0 | 0 | 0 | 0 | 21 | Point |  | 22 |  | C-3 |  | Not Studied | 59 | 139 | 18.3099
Critical Infrastructure | Stormwater Treatment Facilities and Pump Stations | Drainage Assets - NWFWMD; SFWMD; SJRWMD; SWFWMD | S366E | STFPS_PT_000567 | X | Not Affected | Not Affected | Not Affected | Not Affected | Not Affected | Not Affected | Not Affected | Not Affected | Not Affected | Not Affected | Not Affected | Not Affected | Not Affected | Not Affected | Not Affected | Not Affected | Not Affected | Not Affected | Not Affected | Not Affected | Not Affected | 0 | 0 | 0 | 0 | 21 | Point |  | 22 |  | No C Rating |  | Not Studied | 59 | 139 | 18.3099
Critical Infrastructure | Stormwater Treatment Facilities and Pump Stations | Drainage Assets - NWFWMD; SFWMD; SJRWMD; SWFWMD | S367A | STFPS_PT_000557 | X | Not Affected | Not Affected | Not Affected | Not Affected | Not Affected | Not Affected | Not Affected | Not Affected | Not Affected | Not Affected | Not Affected | Not Affected | Not Affected | Not Affected | Not Affected | Not Affected | Not Affected | Not Affected | Not Affected | Not Affected | Not Affected | 0 | 0 | 0 | 0 | 21 | Point |  | 22 |  | C-3 |  | Not Studied | 59 | 139 | 18.3099
Critical Infrastructure | Stormwater Treatment Facilities and Pump Stations | Drainage Assets - NWFWMD; SFWMD; SJRWMD; SWFWMD | S367B | STFPS_PT_000556 | X | Not Affected | Not Affected | Not Affected | Not Affected | Not Affected | Not Affected | Not Affected | Not Affected | Not Affected | Not Affected | Not Affected | Not Affected | Not Affected | Not Affected | Not Affected | Not Affected | Not Affected | Not Affected | Not Affected | Not Affected | Not Affected | 0 | 0 | 0 | 0 | 21 | Point |  | 22 |  | C-3 |  | Not Studied | 59 | 139 | 18.3099
Critical Infrastructure | Stormwater Treatment Facilities and Pump Stations | Drainage Assets - NWFWMD; SFWMD; SJRWMD; SWFWMD | S367C | STFPS_PT_000555 | AE | Not Affected | Not Affected | Not Affected | Not Affected | Not Affected | Not Affected | Not Affected | Not Affected | Not Affected | Not Affected | Not Affected | Not Affected | Not Affected | Not Affected | Not Affected | Not Affected | Not Affected | Not Affected | Not Affected | Not Affected | Not Affected | 0 | 0 | 0 | 0 | 21 | Point |  | 22 |  | C-3 |  | Not Studied | 59 | 139 | 18.3099
Critical Infrastructure | Stormwater Treatment Facilities and Pump Stations | Drainage Assets - NWFWMD; SFWMD; SJRWMD; SWFWMD | S367D | STFPS_PT_000554 | AE | Not Affected | Not Affected | Not Affected | Not Affected | Not Affected | Not Affected | Not Affected | Not Affected | Not Affected | Not Affected | Not Affected | Not Affected | Not Affected | Not Affected | Not Affected | Not Affected | Not Affected | Not Affected | Not Affected | Not Affected | Not Affected | 0 | 0 | 0 | 0 | 21 | Point |  | 22 |  | C-3 |  | Not Studied | 59 | 139 | 18.3099
Critical Infrastructure | Stormwater Treatment Facilities and Pump Stations | Drainage Assets - NWFWMD; SFWMD; SJRWMD; SWFWMD | S367E | STFPS_PT_000553 | AE | Not Affected | Not Affected | Not Affected | Not Affected | Not Affected | Not Affected | Not Affected | Not Affected | Not Affected | Not Affected | Not Affected | Not Affected | Not Affected | Not Affected | Not Affected | Not Affected | Not Affected | Not Affected | Not Affected | Not Affected | Not Affected | 0 | 0 | 0 | 0 | 21 | Point |  | 22 |  | C-3 |  | Not Studied | 59 | 139 | 18.3099
Critical Infrastructure | Stormwater Treatment Facilities and Pump Stations | Drainage Assets - NWFWMD; SFWMD; SJRWMD; SWFWMD | S368A | STFPS_PT_000549 | AE | Not Affected | Not Affected | Not Affected | Not Affected | Not Affected | Not Affected | Not Affected | Not Affected | Not Affected | Not Affected | Not Affected | Not Affected | Not Affected | Not Affected | Not Affected | Not Affected | Not Affected | Not Affected | Not Affected | Not Affected | Not Affected | 0 | 0 | 0 | 0 | 21 | Point |  | 22 |  | C-3 |  | Not Studied | 59 | 139 | 18.3099
Critical Infrastructure | Stormwater Treatment Facilities and Pump Stations | Drainage Assets - NWFWMD; SFWMD; SJRWMD; SWFWMD | S368B | STFPS_PT_000548 | AE | Not Affected | Not Affected | Not Affected | Not Affected | Not Affected | Not Affected | Not Affected | Not Affected | Not Affected | Not Affected | Not Affected | Not Affected | Not Affected | Not Affected | Not Affected | Not Affected | Not Affected | Not Affected | Not Affected | Not Affected | Not Affected | 0 | 0 | 0 | 0 | 21 | Point |  | 22 |  | C-3 |  | Not Studied | 59 | 139 | 18.3099
Critical Infrastructure | Stormwater Treatment Facilities and Pump Stations | Drainage Assets - NWFWMD; SFWMD; SJRWMD; SWFWMD | S368C | STFPS_PT_000547 | AE | Not Affected | Not Affected | Not Affected | Not Affected | Not Affected | Not Affected | Not Affected | Not Affected | Not Affected | Not Affected | Not Affected | Not Affected | Not Affected | Not Affected | Not Affected | Not Affected | Not Affected | Not Affected | Not Affected | Not Affected | Not Affected | 0 | 0 | 0 | 0 | 21 | Point |  | 22 |  | C-3 |  | Not Studied | 59 | 139 | 18.3099
Critical Infrastructure | Stormwater Treatment Facilities and Pump Stations | Drainage Assets - NWFWMD; SFWMD; SJRWMD; SWFWMD | S368D | STFPS_PT_000546 | AE | Not Affected | Not Affected | Not Affected | Not Affected | Not Affected | Not Affected | Not Affected | Not Affected | Not Affected | Not Affected | Not Affected | Not Affected | Not Affected | Not Affected | Not Affected | Not Affected | Not Affected | Not Affected | Not Affected | Not Affected | Not Affected | 0 | 0 | 0 | 0 | 21 | Point |  | 22 |  | C-3 |  | Not Studied | 59 | 139 | 18.3099
Critical Infrastructure | Stormwater Treatment Facilities and Pump Stations | Drainage Assets - NWFWMD; SFWMD; SJRWMD; SWFWMD | S368E | STFPS_PT_000545 | AE | Not Affected | Not Affected | Not Affected | Not Affected | Not Affected | Not Affected | Not Affected | Not Affected | Not Affected | Not Affected | Not Affected | Not Affected | Not Affected | Not Affected | Not Affected | Not Affected | Not Affected | Not Affected | Not Affected | Not Affected | Not Affected | 0 | 0 | 0 | 0 | 21 | Point |  | 22 |  | C-3 |  | Not Studied | 59 | 139 | 18.3099
Critical Infrastructure | Stormwater Treatment Facilities and Pump Stations | Drainage Assets - NWFWMD; SFWMD; SJRWMD; SWFWMD | S369A | STFPS_PT_000539 | AE | Not Affected | Not Affected | Not Affected | Not Affected | Not Affected | Not Affected | Not Affected | Not Affected | Not Affected | Not Affected | Not Affected | Not Affected | Not Affected | Not Affected | Not Affected | Not Affected | Not Affected | Not Affected | Not Affected | Not Affected | Not Affected | 0 | 0 | 0 | 0 | 21 | Point |  | 22 |  | C-3 |  | Not Studied | 59 | 139 | 18.3099
Critical Infrastructure | Stormwater Treatment Facilities and Pump Stations | Drainage Assets - NWFWMD; SFWMD; SJRWMD; SWFWMD | S369B | STFPS_PT_000538 | AE | Not Affected | Not Affected | Not Affected | Not Affected | Not Affected | Not Affected | Not Affected | Not Affected | Not Affected | Not Affected | Not Affected | Not Affected | Not Affected | Not Affected | Not Affected | Not Affected | Not Affected | Not Affected | Not Affected | Not Affected | Not Affected | 0 | 0 | 0 | 0 | 21 | Point |  | 22 |  | C-3 |  | Not Studied | 59 | 139 | 18.3099
Critical Infrastructure | Stormwater Treatment Facilities and Pump Stations | Drainage Assets - NWFWMD; SFWMD; SJRWMD; SWFWMD | S369C | STFPS_PT_000537 | AE | Not Affected | Not Affected | Not Affected | Not Affected | Not Affected | Not Affected | Not Affected | Not Affected | Not Affected | Not Affected | Not Affected | Not Affected | Not Affected | Not Affected | Not Affected | Not Affected | Not Affected | Not Affected | Not Affected | Not Affected | Not Affected | 0 | 0 | 0 | 0 | 21 | Point |  | 22 |  | C-3 |  | Not Studied | 59 | 139 | 18.3099
Critical Infrastructure | Stormwater Treatment Facilities and Pump Stations | Drainage Assets - NWFWMD; SFWMD; SJRWMD; SWFWMD | S369D | STFPS_PT_000536 | AE | Not Affected | Not Affected | Not Affected | Not Affected | Not Affected | Not Affected | Not Affected | Not Affected | Not Affected | Not Affected | Not Affected | Not Affected | Not Affected | Not Affected | Not Affected | Not Affected | Not Affected | Not Affected | Not Affected | Not Affected | Not Affected | 0 | 0 | 0 | 0 | 21 | Point |  | 22 |  | C-3 |  | Not Studied | 59 | 139 | 18.3099
Critical Infrastructure | Stormwater Treatment Facilities and Pump Stations | Drainage Assets - NWFWMD; SFWMD; SJRWMD; SWFWMD | S370A | STFPS_PT_000575 | X | Not Affected | Not Affected | Not Affected | Not Affected | Not Affected | Not Affected | Not Affected | Not Affected | Not Affected | Not Affected | Not Affected | Not Affected | Not Affected | Not Affected | Not Affected | Not Affected | Not Affected | Not Affected | Not Affected | Not Affected | Not Affected | 0 | 0 | 0 | 0 | 21 | Point |  | 22 |  | C-3 |  | Not Studied | 59 | 139 | 18.3099
Critical Infrastructure | Stormwater Treatment Facilities and Pump Stations | Drainage Assets - NWFWMD; SFWMD; SJRWMD; SWFWMD | S370B | STFPS_PT_000574 | X | Not Affected | Not Affected | Not Affected | Not Affected | Not Affected | Not Affected | Not Affected | Not Affected | Not Affected | Not Affected | Not Affected | Not Affected | Not Affected | Not Affected | Not Affected | Not Affected | Not Affected | Not Affected | Not Affected | Not Affected | Not Affected | 0 | 0 | 0 | 0 | 21 | Point |  | 22 |  | C-3 |  | Not Studied | 59 | 139 | 18.3099
Critical Infrastructure | Stormwater Treatment Facilities and Pump Stations | Drainage Assets - NWFWMD; SFWMD; SJRWMD; SWFWMD | S370C | STFPS_PT_000573 | X | Not Affected | Not Affected | Not Affected | Not Affected | Not Affected | Not Affected | Not Affected | Not Affected | Not Affected | Not Affected | Not Affected | Not Affected | Not Affected | Not Affected | Not Affected | Not Affected | Not Affected | Not Affected | Not Affected | Not Affected | Not Affected | 0 | 0 | 0 | 0 | 21 | Point |  | 22 |  | C-3 |  | Not Studied | 59 | 139 | 18.3099
Critical Infrastructure | Stormwater Treatment Facilities and Pump Stations | Drainage Assets - NWFWMD; SFWMD; SJRWMD; SWFWMD | S371A | STFPS_PT_000560 | AE | Not Affected | Not Affected | Not Affected | Not Affected | Not Affected | Not Affected | Not Affected | Not Affected | Not Affected | Not Affected | Not Affected | Not Affected | Not Affected | Not Affected | Not Affected | Not Affected | Not Affected | Not Affected | Not Affected | Not Affected | Not Affected | 0 | 0 | 0 | 0 | 21 | Point |  | 22 |  | C-3 |  | Not Studied | 59 | 139 | 18.3099
Critical Infrastructure | Stormwater Treatment Facilities and Pump Stations | Drainage Assets - NWFWMD; SFWMD; SJRWMD; SWFWMD | S371B | STFPS_PT_000559 | X | Not Affected | Not Affected | Not Affected | Not Affected | Not Affected | Not Affected | Not Affected | Not Affected | Not Affected | Not Affected | Not Affected | Not Affected | Not Affected | Not Affected | Not Affected | Not Affected | Not Affected | Not Affected | Not Affected | Not Affected | Not Affected | 0 | 0 | 0 | 0 | 21 | Point |  | 22 |  | C-3 |  | Not Studied | 59 | 139 | 18.3099
Critical Infrastructure | Stormwater Treatment Facilities and Pump Stations | Drainage Assets - NWFWMD; SFWMD; SJRWMD; SWFWMD | S371C | STFPS_PT_000558 | AE | Not Affected | Not Affected | Not Affected | Not Affected | Not Affected | Not Affected | Not Affected | Not Affected | Not Affected | Not Affected | Not Affected | Not Affected | Not Affected | Not Affected | Not Affected | Not Affected | Not Affected | Not Affected | Not Affected | Not Affected | Not Affected | 0 | 0 | 0 | 0 | 21 | Point |  | 22 |  | C-3 |  | Not Studied | 59 | 139 | 18.3099
Critical Infrastructure | Stormwater Treatment Facilities and Pump Stations | Drainage Assets - NWFWMD; SFWMD; SJRWMD; SWFWMD | S372A | STFPS_PT_000535 | AE | Not Affected | Not Affected | Not Affected | Not Affected | Not Affected | Not Affected | Not Affected | Not Affected | Not Affected | Not Affected | Not Affected | Not Affected | Not Affected | Not Affected | Not Affected | Not Affected | Not Affected | Not Affected | Not Affected | Not Affected | Not Affected | 0 | 0 | 0 | 0 | 21 | Point |  | 22 |  | C-3 |  | Not Studied | 59 | 139 | 18.3099
Critical Infrastructure | Stormwater Treatment Facilities and Pump Stations | Drainage Assets - NWFWMD; SFWMD; SJRWMD; SWFWMD | S372B | STFPS_PT_000543 | AE | Not Affected | Not Affected | Not Affected | Not Affected | Not Affected | Not Affected | Not Affected | Not Affected | Not Affected | Not Affected | Not Affected | Not Affected | Not Affected | Not Affected | Not Affected | Not Affected | Not Affected | Not Affected | Not Affected | Not Affected | Not Affected | 0 | 0 | 0 | 0 | 21 | Point |  | 22 |  | C-3 |  | Not Studied | 59 | 139 | 18.3099
Critical Infrastructure | Stormwater Treatment Facilities and Pump Stations | Drainage Assets - NWFWMD; SFWMD; SJRWMD; SWFWMD | S372C | STFPS_PT_000542 | AE | Not Affected | Not Affected | Not Affected | Not Affected | Not Affected | Not Affected | Not Affected | Not Affected | Not Affected | Not Affected | Not Affected | Not Affected | Not Affected | Not Affected | Not Affected | Not Affected | Not Affected | Not Affected | Not Affected | Not Affected | Not Affected | 0 | 0 | 0 | 0 | 21 | Point |  | 22 |  | C-4 |  | Not Studied | 59 | 139 | 18.3099
Critical Infrastructure | Stormwater Treatment Facilities and Pump Stations | Drainage Assets - NWFWMD; SFWMD; SJRWMD; SWFWMD | S372D | STFPS_PT_000541 | AE | Not Affected | Not Affected | Not Affected | Not Affected | Not Affected | Not Affected | Not Affected | Not Affected | Not Affected | Not Affected | Not Affected | Not Affected | Not Affected | Not Affected | Not Affected | Not Affected | Not Affected | Not Affected | Not Affected | Not Affected | Not Affected | 0 | 0 | 0 | 0 | 21 | Point |  | 22 |  | C-3 |  | Not Studied | 59 | 139 | 18.3099
Critical Infrastructure | Stormwater Treatment Facilities and Pump Stations | Drainage Assets - NWFWMD; SFWMD; SJRWMD; SWFWMD | S372E | STFPS_PT_000540 | AE | Not Affected | Not Affected | Not Affected | Not Affected | Not Affected | Not Affected | Not Affected | Not Affected | Not Affected | Not Affected | Not Affected | Not Affected | Not Affected | Not Affected | Not Affected | Not Affected | Not Affected | Not Affected | Not Affected | Not Affected | Not Affected | 0 | 0 | 0 | 0 | 21 | Point |  | 22 |  | C-4 |  | Not Studied | 59 | 139 | 18.3099
Critical Infrastructure | Stormwater Treatment Facilities and Pump Stations | Drainage Assets - NWFWMD; SFWMD; SJRWMD; SWFWMD | S373A | STFPS_PT_000577 | X | Not Affected | Not Affected | Not Affected | Not Affected | Not Affected | Not Affected | Not Affected | Not Affected | Not Affected | Not Affected | Not Affected | Not Affected | Not Affected | Not Affected | Not Affected | Not Affected | Not Affected | Not Affected | Not Affected | Not Affected | Not Affected | 0 | 0 | 0 | 0 | 21 | Point |  | 22 |  | C-3 |  | Not Studied | 59 | 139 | 18.3099
Critical Infrastructure | Stormwater Treatment Facilities and Pump Stations | Drainage Assets - NWFWMD; SFWMD; SJRWMD; SWFWMD | S373B | STFPS_PT_000576 | X | Not Affected | Not Affected | Not Affected | Not Affected | Not Affected | Not Affected | Not Affected | Not Affected | Not Affected | Not Affected | Not Affected | Not Affected | Not Affected | Not Affected | Not Affected | Not Affected | Not Affected | Not Affected | Not Affected | Not Affected | Not Affected | 0 | 0 | 0 | 0 | 21 | Point |  | 22 |  | C-3 |  | Not Studied | 59 | 139 | 18.3099
Critical Infrastructure | Stormwater Treatment Facilities and Pump Stations | Drainage Assets - NWFWMD; SFWMD; SJRWMD; SWFWMD | S374A | STFPS_PT_000563 | AE | Not Affected | Not Affected | Not Affected | Not Affected | Not Affected | Not Affected | Not Affected | Not Affected | Not Affected | Not Affected | Not Affected | Not Affected | Not Affected | Not Affected | Not Affected | Not Affected | Not Affected | Not Affected | Not Affected | Not Affected | Not Affected | 0 | 0 | 0 | 0 | 21 | Point |  | 22 |  | C-3 |  | Not Studied | 59 | 139 | 18.3099
Critical Infrastructure | Stormwater Treatment Facilities and Pump Stations | Drainage Assets - NWFWMD; SFWMD; SJRWMD; SWFWMD | S374B | STFPS_PT_000562 | AE | Not Affected | Not Affected | Not Affected | Not Affected | Not Affected | Not Affected | Not Affected | Not Affected | Not Affected | Not Affected | Not Affected | Not Affected | Not Affected | Not Affected | Not Affected | Not Affected | Not Affected | Not Affected | Not Affected | Not Affected | Not Affected | 0 | 0 | 0 | 0 | 21 | Point |  | 22 |  | C-3 |  | Not Studied | 59 | 139 | 18.3099
Critical Infrastructure | Stormwater Treatment Facilities and Pump Stations | Drainage Assets - NWFWMD; SFWMD; SJRWMD; SWFWMD | S374C | STFPS_PT_000561 | AE | Not Affected | Not Affected | Not Affected | Not Affected | Not Affected | Not Affected | Not Affected | Not Affected | Not Affected | Not Affected | Not Affected | Not Affected | Not Affected | Not Affected | Not Affected | Not Affected | Not Affected | Not Affected | Not Affected | Not Affected | Not Affected | 0 | 0 | 0 | 0 | 21 | Point |  | 22 |  | C-3 |  | Not Studied | 59 | 139 | 18.3099
Critical Infrastructure | Stormwater Treatment Facilities and Pump Stations | Drainage Assets - NWFWMD; SFWMD; SJRWMD; SWFWMD | S375 | STFPS_PT_000572 | X | Not Affected | Not Affected | Not Affected | Not Affected | Not Affected | Not Affected | Not Affected | Not Affected | Not Affected | Not Affected | Not Affected | Not Affected | Not Affected | Not Affected | Not Affected | Not Affected | Not Affected | Not Affected | Not Affected | Not Affected | Not Affected | 0 | 0 | 0 | 0 | 21 | Point |  | 22 |  | C-3 |  | Not Studied | 59 | 139 | 18.3099
Critical Infrastructure | Stormwater Treatment Facilities and Pump Stations | Drainage Assets - NWFWMD; SFWMD; SJRWMD; SWFWMD | S376 | STFPS_PT_000583 | AE | Not Affected | Not Affected | Not Affected | Not Affected | Not Affected | Not Affected | Not Affected | Not Affected | Not Affected | Not Affected | Not Affected | Not Affected | Not Affected | Not Affected | Not Affected | Not Affected | Not Affected | Not Affected | Not Affected | Not Affected | Not Affected | 0 | 0 | 0 | 0 | 21 | Point |  | 22 |  | C-3 |  | Not Studied | 59 | 139 | 18.3099
Critical Infrastructure | Stormwater Treatment Facilities and Pump Stations | Drainage Assets - NWFWMD; SFWMD; SJRWMD; SWFWMD | C19_PC01 | STFPS_PT_001159 | X | Not Affected | Not Affected | Not Affected | Not Affected | Not Affected | Not Affected | Not Affected | Not Affected | Not Affected | Not Affected | Not Affected | Not Affected | Not Affected | Not Affected | Not Affected | Not Affected | Not Affected | Not Affected | Not Affected | Not Affected | Not Affected | 0 | 0 | 0 | 0 | 21 | Point |  | 21 |  | No C Rating |  | Not Available | 2945 | 5357 | 29.3375
Critical Infrastructure | Stormwater Treatment Facilities and Pump Stations | Drainage Assets - NWFWMD; SFWMD; SJRWMD; SWFWMD | C19_PC01A | STFPS_PT_001160 | X | Not Affected | Not Affected | Not Affected | Not Affected | Not Affected | Not Affected | Not Affected | Not Affected | Not Affected | Not Affected | Not Affected | Not Affected | Not Affected | Not Affected | Not Affected | Not Affected | Not Affected | Not Affected | Not Affected | Not Affected | Not Affected | 0 | 0 | 0 | 0 | 21 | Point |  | 21 |  | No C Rating |  | Not Available | 2945 | 5357 | 29.3375
Critical Infrastructure | Stormwater Treatment Facilities and Pump Stations | Drainage Assets - NWFWMD; SFWMD; SJRWMD; SWFWMD | C20_PC02 | STFPS_PT_001180 | X | Not Affected | Not Affected | Not Affected | Not Affected | Not Affected | Not Affected | Not Affected | Not Affected | Not Affected | Not Affected | Not Affected | Not Affected | Not Affected | Not Affected | Not Affected | Not Affected | Not Affected | Not Affected | Not Affected | Not Affected | Not Affected | 0 | 0 | 0 | 0 | 21 | Point |  | 21 |  | No C Rating |  | Not Available | 14086 | 1392 | 43.1487
Critical Infrastructure | Stormwater Treatment Facilities and Pump Stations | Drainage Assets - NWFWMD; SFWMD; SJRWMD; SWFWMD | C20_PC03 | STFPS_PT_001181 | X | Not Affected | Not Affected | Not Affected | Not Affected | Not Affected | Not Affected | Not Affected | Not Affected | Not Affected | Not Affected | Not Affected | Not Affected | Not Affected | Not Affected | Not Affected | Not Affected | Not Affected | Not Affected | Not Affected | Not Affected | Not Affected | 0 | 0 | 0 | 0 | 21 | Point |  | 21 |  | No C Rating |  | Not Available | 14086 | 1392 | 43.1487 | S78 & Lock
Critical Infrastructure | Stormwater Treatment Facilities and Pump Stations | Drainage Assets - NWFWMD; SFWMD; SJRWMD; SWFWMD | C20_PC07 | STFPS_PT_001183 | AE | Not Affected | Not Affected | Not Affected | Not Affected | Not Affected | Not Affected | Not Affected | Not Affected | Not Affected | Not Affected | Not Affected | Not Affected | Not Affected | Not Affected | Not Affected | Not Affected | Not Affected | Not Affected | Not Affected | Not Affected | Not Affected | 0 | 0 | 0 | 0 | 21 | Point |  | 21 |  | No C Rating |  | Not Available | 14086 | 1392 | 43.1487
Critical Infrastructure | Stormwater Treatment Facilities and Pump Stations | Drainage Assets - NWFWMD; SFWMD; SJRWMD; SWFWMD | C23_PC32S | STFPS_PT_001548 | X | Not Affected | Not Affected | Not Affected | Not Affected | Not Affected | Not Affected | Not Affected | Not Affected | Not Affected | Not Affected | Not Affected | Not Affected | Not Affected | Not Affected | Not Affected | Not Affected | Not Affected | Not Affected | Not Affected | Not Affected | Not Affected | 0 | 0 | 0 | 0 | 21 | Point |  | 21 |  | No C Rating |  | Not Available | 7321 | 5984 | 19.2157
Critical Infrastructure | Stormwater Treatment Facilities and Pump Stations | Drainage Assets - NWFWMD; SFWMD; SJRWMD; SWFWMD | C24_PC39W | STFPS_PT_001535 | X | Not Affected | Not Affected | Not Affected | Not Affected | Not Affected | Not Affected | Not Affected | Not Affected | Not Affected | Not Affected | Not Affected | Not Affected | Not Affected | Not Affected | Not Affected | Not Affected | Not Affected | Not Affected | Not Affected | Not Affected | Not Affected | 0 | 0 | 0 | 0 | 21 | Point |  | 21 |  | No C Rating |  | Not Available | 23278 | 6457 | 23.3945
Critical Infrastructure | Stormwater Treatment Facilities and Pump Stations | Drainage Assets - NWFWMD; SFWMD; SJRWMD; SWFWMD | C33_PC01 | STFPS_PT_001327 | AE | Not Affected | Not Affected | Not Affected | Not Affected | Not Affected | Not Affected | Not Affected | Not Affected | Not Affected | Not Affected | Not Affected | Not Affected | Not Affected | Not Affected | Not Affected | Not Affected | Not Affected | Not Affected | Not Affected | Not Affected | Not Affected | 0 | 0 | 0 | 0 | 21 | Point |  | 21 |  | No C Rating |  | < 5-Year Event | 1174 | 1316 | 19.6721
Critical Infrastructure | Stormwater Treatment Facilities and Pump Stations | Drainage Assets - NWFWMD; SFWMD; SJRWMD; SWFWMD | C33_PC01A | STFPS_PT_001326 | AE | Not Affected | Not Affected | Not Affected | Not Affected | Not Affected | Not Affected | Not Affected | Not Affected | Not Affected | Not Affected | Not Affected | Not Affected | Not Affected | Not Affected | Not Affected | Not Affected | Not Affected | Not Affected | Not Affected | Not Affected | Not Affected | 0 | 0 | 0 | 0 | 21 | Point |  | 21 |  | No C Rating |  | < 5-Year Event | 1174 | 1316 | 19.6721
Critical Infrastructure | Stormwater Treatment Facilities and Pump Stations | Drainage Assets - NWFWMD; SFWMD; SJRWMD; SWFWMD | C34_PC01 | STFPS_PT_001301 | A | Not Affected | Not Affected | Not Affected | Not Affected | Not Affected | Not Affected | Not Affected | Not Affected | Not Affected | Not Affected | Not Affected | Not Affected | Not Affected | Not Affected | Not Affected | Not Affected | Not Affected | Not Affected | Not Affected | Not Affected | Not Affected | 0 | 0 | 0 | 0 | 21 | Point |  | 21 |  | No C Rating |  | < 5-Year Event | 57 | 771 | 10.7143
Critical Infrastructure | Stormwater Treatment Facilities and Pump Stations | Drainage Assets - NWFWMD; SFWMD; SJRWMD; SWFWMD | C34_PC16 | STFPS_PT_001318 | AE | Not Affected | Not Affected | Not Affected | Not Affected | Not Affected | Not Affected | Not Affected | Not Affected | Not Affected | Not Affected | Not Affected | Not Affected | Not Affected | Not Affected | Not Affected | Not Affected | Not Affected | Not Affected | Not Affected | Not Affected | Not Affected | 0 | 0 | 0 | 0 | 21 | Point |  | 21 |  | No C Rating |  | < 5-Year Event | 54 | 1008 | 15.5556
Critical Infrastructure | Stormwater Treatment Facilities and Pump Stations | Drainage Assets - NWFWMD; SFWMD; SJRWMD; SWFWMD | C34_PC18 | STFPS_PT_001319 | AE | Not Affected | Not Affected | Not Affected | Not Affected | Not Affected | Not Affected | Not Affected | Not Affected | Not Affected | Not Affected | Not Affected | Not Affected | Not Affected | Not Affected | Not Affected | Not Affected | Not Affected | Not Affected | Not Affected | Not Affected | Not Affected | 0 | 0 | 0 | 0 | 21 | Point |  | 21 |  | No C Rating |  | < 5-Year Event | 54 | 1008 | 15.5556
Critical Infrastructure | Stormwater Treatment Facilities and Pump Stations | Drainage Assets - NWFWMD; SFWMD; SJRWMD; SWFWMD | C41_PC24S | STFPS_PT_001403 | A | Not Affected | Not Affected | Not Affected | Not Affected | Not Affected | Not Affected | Not Affected | Not Affected | Not Affected | Not Affected | Not Affected | Not Affected | Not Affected | Not Affected | Not Affected | Not Affected | Not Affected | Not Affected | Not Affected | Not Affected | Not Affected | 0 | 0 | 0 | 0 | 21 | Point |  | 21 |  | No C Rating |  | Not Studied | 274 | 1173 | 22.5
Critical Infrastructure | Stormwater Treatment Facilities and Pump Stations | Drainage Assets - NWFWMD; SFWMD; SJRWMD; SWFWMD | C41_PC46S | STFPS_PT_001415 | A | Not Affected | Not Affected | Not Affected | Not Affected | Not Affected | Not Affected | Not Affected | Not Affected | Not Affected | Not Affected | Not Affected | Not Affected | Not Affected | Not Affected | Not Affected | Not Affected | Not Affected | Not Affected | Not Affected | Not Affected | Not Affected | 0 | 0 | 0 | 0 | 21 | Point |  | 21 |  | No C Rating |  | Not Studied | 2031 | 4657 | 42.2311
Critical Infrastructure | Stormwater Treatment Facilities and Pump Stations | Drainage Assets - NWFWMD; SFWMD; SJRWMD; SWFWMD | CORK2 | STFPS_PT_000628 | X | Not Affected | Not Affected | Not Affected | Not Affected | Not Affected | Not Affected | Not Affected | Not Affected | Not Affected | Not Affected | Not Affected | Not Affected | Not Affected | Not Affected | Not Affected | Not Affected | Not Affected | Not Affected | Not Affected | Not Affected | Not Affected | 0 | 0 | 0 | 0 | 21 | Point |  | 21 |  | C-3 |  | 5-Year Event | 123941 | 5546 | 22.4438
Critical Infrastructure | Stormwater Treatment Facilities and Pump Stations | Drainage Assets - NWFWMD; SFWMD; SJRWMD; SWFWMD | G161 | STFPS_PT_000687 | A | Not Affected | Not Affected | Not Affected | Not Affected | Not Affected | Not Affected | Not Affected | Not Affected | Not Affected | Not Affected | Not Affected | Not Affected | Not Affected | Not Affected | Not Affected | Not Affected | Not Affected | Not Affected | Not Affected | Not Affected | Not Affected | 0 | 0 | 0 | 0 | 21 | Point |  | 21 |  | C-3 |  | No Rating | 10838 | 773 | 32.4324
Critical Infrastructure | Stormwater Treatment Facilities and Pump Stations | Drainage Assets - NWFWMD; SFWMD; SJRWMD; SWFWMD | G249A | STFPS_PT_000477 | X | Not Affected | Not Affected | Not Affected | Not Affected | Not Affected | Not Affected | Not Affected | Not Affected | Not Affected | Not Affected | Not Affected | Not Affected | Not Affected | Not Affected | Not Affected | Not Affected | Not Affected | Not Affected | Not Affected | Not Affected | Not Affected | 0 | 0 | 0 | 0 | 21 | Point |  | 21 |  | C-1 |  | Not Studied | 7 | 259 | 18.1818
Critical Infrastructure | Stormwater Treatment Facilities and Pump Stations | Drainage Assets - NWFWMD; SFWMD; SJRWMD; SWFWMD | G249B | STFPS_PT_000476 | X | Not Affected | Not Affected | Not Affected | Not Affected | Not Affected | Not Affected | Not Affected | Not Affected | Not Affected | Not Affected | Not Affected | Not Affected | Not Affected | Not Affected | Not Affected | Not Affected | Not Affected | Not Affected | Not Affected | Not Affected | Not Affected | 0 | 0 | 0 | 0 | 21 | Point |  | 21 |  | C-3 |  | Not Studied | 7 | 259 | 18.1818
Critical Infrastructure | Stormwater Treatment Facilities and Pump Stations | Drainage Assets - NWFWMD; SFWMD; SJRWMD; SWFWMD | G249C | STFPS_PT_000495 | X | Not Affected | Not Affected | Not Affected | Not Affected | Not Affected | Not Affected | Not Affected | Not Affected | Not Affected | Not Affected | Not Affected | Not Affected | Not Affected | Not Affected | Not Affected | Not Affected | Not Affected | Not Affected | Not Affected | Not Affected | Not Affected | 0 | 0 | 0 | 0 | 21 | Point |  | 21 |  | C-3 |  | Not Studied | 7 | 259 | 18.1818
Critical Infrastructure | Stormwater Treatment Facilities and Pump Stations | Drainage Assets - NWFWMD; SFWMD; SJRWMD; SWFWMD | G249D | STFPS_PT_000451 | X | Not Affected | Not Affected | Not Affected | Not Affected | Not Affected | Not Affected | Not Affected | Not Affected | Not Affected | Not Affected | Not Affected | Not Affected | Not Affected | Not Affected | Not Affected | Not Affected | Not Affected | Not Affected | Not Affected | Not Affected | Not Affected | 0 | 0 | 0 | 0 | 21 | Point |  | 21 |  | C-3 |  | Not Studied | 7 | 259 | 18.1818
Critical Infrastructure | Stormwater Treatment Facilities and Pump Stations | Drainage Assets - NWFWMD; SFWMD; SJRWMD; SWFWMD | G249E | STFPS_PT_000478 | X | Not Affected | Not Affected | Not Affected | Not Affected | Not Affected | Not Affected | Not Affected | Not Affected | Not Affected | Not Affected | Not Affected | Not Affected | Not Affected | Not Affected | Not Affected | Not Affected | Not Affected | Not Affected | Not Affected | Not Affected | Not Affected | 0 | 0 | 0 | 0 | 21 | Point |  | 21 |  | C-1 |  | Not Studied | 7 | 259 | 18.1818
Critical Infrastructure | Stormwater Treatment Facilities and Pump Stations | Drainage Assets - NWFWMD; SFWMD; SJRWMD; SWFWMD | G249F | STFPS_PT_000506 | X | Not Affected | Not Affected | Not Affected | Not Affected | Not Affected | Not Affected | Not Affected | Not Affected | Not Affected | Not Affected | Not Affected | Not Affected | Not Affected | Not Affected | Not Affected | Not Affected | Not Affected | Not Affected | Not Affected | Not Affected | Not Affected | 0 | 0 | 0 | 0 | 21 | Point |  | 21 |  | C-1 |  | Not Studied | 7 | 259 | 18.1818
Critical Infrastructure | Stormwater Treatment Facilities and Pump Stations | Drainage Assets - NWFWMD; SFWMD; SJRWMD; SWFWMD | G249G | STFPS_PT_000479 | X | Not Affected | Not Affected | Not Affected | Not Affected | Not Affected | Not Affected | Not Affected | Not Affected | Not Affected | Not Affected | Not Affected | Not Affected | Not Affected | Not Affected | Not Affected | Not Affected | Not Affected | Not Affected | Not Affected | Not Affected | Not Affected | 0 | 0 | 0 | 0 | 21 | Point |  | 21 |  | C-2 |  | Not Studied | 7 | 259 | 18.1818
Critical Infrastructure | Stormwater Treatment Facilities and Pump Stations | Drainage Assets - NWFWMD; SFWMD; SJRWMD; SWFWMD | G249H | STFPS_PT_000435 | X | Not Affected | Not Affected | Not Affected | Not Affected | Not Affected | Not Affected | Not Affected | Not Affected | Not Affected | Not Affected | Not Affected | Not Affected | Not Affected | Not Affected | Not Affected | Not Affected | Not Affected | Not Affected | Not Affected | Not Affected | Not Affected | 0 | 0 | 0 | 0 | 21 | Point |  | 21 |  | C-2 |  | Not Studied | 7 | 259 | 18.1818
Critical Infrastructure | Stormwater Treatment Facilities and Pump Stations | Drainage Assets - NWFWMD; SFWMD; SJRWMD; SWFWMD | G255 | STFPS_PT_000481 | X | Not Affected | Not Affected | Not Affected | Not Affected | Not Affected | Not Affected | Not Affected | Not Affected | Not Affected | Not Affected | Not Affected | Not Affected | Not Affected | Not Affected | Not Affected | Not Affected | Not Affected | Not Affected | Not Affected | Not Affected | Not Affected | 0 | 0 | 0 | 0 | 21 | Point |  | 21 |  | C-4 |  | Not Studied | 7 | 259 | 18.1818
Critical Infrastructure | Stormwater Treatment Facilities and Pump Stations | Drainage Assets - NWFWMD; SFWMD; SJRWMD; SWFWMD | G371 | STFPS_PT_000270 | AE | Not Affected | Not Affected | Not Affected | Not Affected | Not Affected | Not Affected | Not Affected | Not Affected | Not Affected | Not Affected | Not Affected | Not Affected | Not Affected | Not Affected | Not Affected | Not Affected | Not Affected | Not Affected | Not Affected | Not Affected | Not Affected | 0 | 0 | 0 | 0 | 21 | Point |  | 21 |  | C-3 |  | Not Studied | 0 | 452 | 18.0451
Critical Infrastructure | Stormwater Treatment Facilities and Pump Stations | Drainage Assets - NWFWMD; SFWMD; SJRWMD; SWFWMD | G384A | STFPS_PT_000399 | X | Not Affected | Not Affected | Not Affected | Not Affected | Not Affected | Not Affected | Not Affected | Not Affected | Not Affected | Not Affected | Not Affected | Not Affected | Not Affected | Not Affected | Not Affected | Not Affected | Not Affected | Not Affected | Not Affected | Not Affected | Not Affected | 0 | 0 | 0 | 0 | 21 | Point |  | 21 |  | C-3 |  | Not Studied | 0 | 452 | 18.0451
Critical Infrastructure | Stormwater Treatment Facilities and Pump Stations | Drainage Assets - NWFWMD; SFWMD; SJRWMD; SWFWMD | G384B | STFPS_PT_000407 | X | Not Affected | Not Affected | Not Affected | Not Affected | Not Affected | Not Affected | Not Affected | Not Affected | Not Affected | Not Affected | Not Affected | Not Affected | Not Affected | Not Affected | Not Affected | Not Affected | Not Affected | Not Affected | Not Affected | Not Affected | Not Affected | 0 | 0 | 0 | 0 | 21 | Point |  | 21 |  | C-3 |  | Not Studied | 0 | 452 | 18.0451
Critical Infrastructure | Stormwater Treatment Facilities and Pump Stations | Drainage Assets - NWFWMD; SFWMD; SJRWMD; SWFWMD | G384C | STFPS_PT_000406 | X | Not Affected | Not Affected | Not Affected | Not Affected | Not Affected | Not Affected | Not Affected | Not Affected | Not Affected | Not Affected | Not Affected | Not Affected | Not Affected | Not Affected | Not Affected | Not Affected | Not Affected | Not Affected | Not Affected | Not Affected | Not Affected | 0 | 0 | 0 | 0 | 21 | Point |  | 21 |  | C-3 |  | Not Studied | 0 | 452 | 18.0451
Critical Infrastructure | Stormwater Treatment Facilities and Pump Stations | Drainage Assets - NWFWMD; SFWMD; SJRWMD; SWFWMD | G384D | STFPS_PT_000400 | X | Not Affected | Not Affected | Not Affected | Not Affected | Not Affected | Not Affected | Not Affected | Not Affected | Not Affected | Not Affected | Not Affected | Not Affected | Not Affected | Not Affected | Not Affected | Not Affected | Not Affected | Not Affected | Not Affected | Not Affected | Not Affected | 0 | 0 | 0 | 0 | 21 | Point |  | 21 |  | C-3 |  | Not Studied | 0 | 452 | 18.0451
Critical Infrastructure | Stormwater Treatment Facilities and Pump Stations | Drainage Assets - NWFWMD; SFWMD; SJRWMD; SWFWMD | G384E | STFPS_PT_000401 | X | Not Affected | Not Affected | Not Affected | Not Affected | Not Affected | Not Affected | Not Affected | Not Affected | Not Affected | Not Affected | Not Affected | Not Affected | Not Affected | Not Affected | Not Affected | Not Affected | Not Affected | Not Affected | Not Affected | Not Affected | Not Affected | 0 | 0 | 0 | 0 | 21 | Point |  | 21 |  | C-4 |  | Not Studied | 0 | 452 | 18.0451
Critical Infrastructure | Stormwater Treatment Facilities and Pump Stations | Drainage Assets - NWFWMD; SFWMD; SJRWMD; SWFWMD | G384F | STFPS_PT_000402 | X | Not Affected | Not Affected | Not Affected | Not Affected | Not Affected | Not Affected | Not Affected | Not Affected | Not Affected | Not Affected | Not Affected | Not Affected | Not Affected | Not Affected | Not Affected | Not Affected | Not Affected | Not Affected | Not Affected | Not Affected | Not Affected | 0 | 0 | 0 | 0 | 21 | Point |  | 21 |  | C-3 |  | Not Studied | 0 | 452 | 18.0451
Critical Infrastructure | Stormwater Treatment Facilities and Pump Stations | Drainage Assets - NWFWMD; SFWMD; SJRWMD; SWFWMD | G385 | STFPS_PT_000408 | X | Not Affected | Not Affected | Not Affected | Not Affected | Not Affected | Not Affected | Not Affected | Not Affected | Not Affected | Not Affected | Not Affected | Not Affected | Not Affected | Not Affected | Not Affected | Not Affected | Not Affected | Not Affected | Not Affected | Not Affected | Not Affected | 0 | 0 | 0 | 0 | 21 | Point |  | 21 |  | C-3 |  | Not Studied | 0 | 452 | 18.0451
Critical Infrastructure | Stormwater Treatment Facilities and Pump Stations | Drainage Assets - NWFWMD; SFWMD; SJRWMD; SWFWMD | G386 | STFPS_PT_000409 | X | Not Affected | Not Affected | Not Affected | Not Affected | Not Affected | Not Affected | Not Affected | Not Affected | Not Affected | Not Affected | Not Affected | Not Affected | Not Affected | Not Affected | Not Affected | Not Affected | Not Affected | Not Affected | Not Affected | Not Affected | Not Affected | 0 | 0 | 0 | 0 | 21 | Point |  | 21 |  | C-4 |  | Not Studied | 0 | 452 | 18.0451
Critical Infrastructure | Stormwater Treatment Facilities and Pump Stations | Drainage Assets - NWFWMD; SFWMD; SJRWMD; SWFWMD | G387 | STFPS_PT_000398 | X | Not Affected | Not Affected | Not Affected | Not Affected | Not Affected | Not Affected | Not Affected | Not Affected | Not Affected | Not Affected | Not Affected | Not Affected | Not Affected | Not Affected | Not Affected | Not Affected | Not Affected | Not Affected | Not Affected | Not Affected | Not Affected | 0 | 0 | 0 | 0 | 21 | Point |  | 21 |  | C-3 |  | Not Studied | 0 | 452 | 18.0451
Critical Infrastructure | Stormwater Treatment Facilities and Pump Stations | Drainage Assets - NWFWMD; SFWMD; SJRWMD; SWFWMD | G388 | STFPS_PT_000397 | X | Not Affected | Not Affected | Not Affected | Not Affected | Not Affected | Not Affected | Not Affected | Not Affected | Not Affected | Not Affected | Not Affected | Not Affected | Not Affected | Not Affected | Not Affected | Not Affected | Not Affected | Not Affected | Not Affected | Not Affected | Not Affected | 0 | 0 | 0 | 0 | 21 | Point |  | 21 |  | C-3 |  | Not Studied | 0 | 452 | 18.0451
Critical Infrastructure | Stormwater Treatment Facilities and Pump Stations | Drainage Assets - NWFWMD; SFWMD; SJRWMD; SWFWMD | G389A | STFPS_PT_000403 | X | Not Affected | Not Affected | Not Affected | Not Affected | Not Affected | Not Affected | Not Affected | Not Affected | Not Affected | Not Affected | Not Affected | Not Affected | Not Affected | Not Affected | Not Affected | Not Affected | Not Affected | Not Affected | Not Affected | Not Affected | Not Affected | 0 | 0 | 0 | 0 | 21 | Point |  | 21 |  | C-3 |  | Not Studied | 0 | 452 | 18.0451
Critical Infrastructure | Stormwater Treatment Facilities and Pump Stations | Drainage Assets - NWFWMD; SFWMD; SJRWMD; SWFWMD | G389B | STFPS_PT_000404 | X | Not Affected | Not Affected | Not Affected | Not Affected | Not Affected | Not Affected | Not Affected | Not Affected | Not Affected | Not Affected | Not Affected | Not Affected | Not Affected | Not Affected | Not Affected | Not Affected | Not Affected | Not Affected | Not Affected | Not Affected | Not Affected | 0 | 0 | 0 | 0 | 21 | Point |  | 21 |  | C-3 |  | Not Studied | 0 | 452 | 18.0451
Critical Infrastructure | Stormwater Treatment Facilities and Pump Stations | Drainage Assets - NWFWMD; SFWMD; SJRWMD; SWFWMD | G390A | STFPS_PT_000787 | X | Not Affected | Not Affected | Not Affected | Not Affected | Not Affected | Not Affected | Not Affected | Not Affected | Not Affected | Not Affected | Not Affected | Not Affected | Not Affected | Not Affected | Not Affected | Not Affected | Not Affected | Not Affected | Not Affected | Not Affected | Not Affected | 0 | 0 | 0 | 0 | 21 | Point |  | 21 |  | C-3 |  | Not Studied | 0 | 452 | 18.0451
Critical Infrastructure | Stormwater Treatment Facilities and Pump Stations | Drainage Assets - NWFWMD; SFWMD; SJRWMD; SWFWMD | G390B | STFPS_PT_000405 | X | Not Affected | Not Affected | Not Affected | Not Affected | Not Affected | Not Affected | Not Affected | Not Affected | Not Affected | Not Affected | Not Affected | Not Affected | Not Affected | Not Affected | Not Affected | Not Affected | Not Affected | Not Affected | Not Affected | Not Affected | Not Affected | 0 | 0 | 0 | 0 | 21 | Point |  | 21 |  | C-3 |  | Not Studied | 0 | 452 | 18.0451
Critical Infrastructure | Stormwater Treatment Facilities and Pump Stations | Drainage Assets - NWFWMD; SFWMD; SJRWMD; SWFWMD | G422 | STFPS_PT_000773 | AH | Not Affected | Not Affected | Not Affected | Not Affected | Not Affected | Not Affected | Not Affected | Not Affected | Not Affected | Not Affected | Not Affected | Not Affected | Not Affected | Not Affected | Not Affected | Not Affected | Not Affected | Not Affected | Not Affected | Not Affected | Not Affected | 0 | 0 | 0 | 0 | 21 | Point |  | 21 |  | No C Rating |  | 10-Year Event | 181422 | 2805 | 57.99
Critical Infrastructure | Stormwater Treatment Facilities and Pump Stations | Drainage Assets - NWFWMD; SFWMD; SJRWMD; SWFWMD | G423 | STFPS_PT_000775 | AH | Not Affected | Not Affected | Not Affected | Not Affected | Not Affected | Not Affected | Not Affected | Not Affected | Not Affected | Not Affected | Not Affected | Not Affected | Not Affected | Not Affected | Not Affected | Not Affected | Not Affected | Not Affected | Not Affected | Not Affected | Not Affected | 0 | 0 | 0 | 0 | 21 | Point |  | 21 |  | C-3 |  | 10-Year Event | 181422 | 2805 | 57.99
Critical Infrastructure | Stormwater Treatment Facilities and Pump Stations | Drainage Assets - NWFWMD; SFWMD; SJRWMD; SWFWMD | L65_PC04N | STFPS_PT_001461 | X | Not Affected | Not Affected | Not Affected | Not Affected | Not Affected | Not Affected | Not Affected | Not Affected | Not Affected | Not Affected | Not Affected | Not Affected | Not Affected | Not Affected | Not Affected | Not Affected | Not Affected | Not Affected | Not Affected | Not Affected | Not Affected | 0 | 0 | 0 | 0 | 21 | Point |  | 21 |  | No C Rating |  | Not Available | 351 | 670 | 30.2326
Critical Infrastructure | Stormwater Treatment Facilities and Pump Stations | Drainage Assets - NWFWMD; SFWMD; SJRWMD; SWFWMD | L65_PC07N | STFPS_PT_001464 | X | Not Affected | Not Affected | Not Affected | Not Affected | Not Affected | Not Affected | Not Affected | Not Affected | Not Affected | Not Affected | Not Affected | Not Affected | Not Affected | Not Affected | Not Affected | Not Affected | Not Affected | Not Affected | Not Affected | Not Affected | Not Affected | 0 | 0 | 0 | 0 | 21 | Point |  | 21 |  | No C Rating |  | Not Available | 351 | 670 | 30.2326
Critical Infrastructure | Stormwater Treatment Facilities and Pump Stations | Drainage Assets - NWFWMD; SFWMD; SJRWMD; SWFWMD | L65_PC09N | STFPS_PT_001466 | X | Not Affected | Not Affected | Not Affected | Not Affected | Not Affected | Not Affected | Not Affected | Not Affected | Not Affected | Not Affected | Not Affected | Not Affected | Not Affected | Not Affected | Not Affected | Not Affected | Not Affected | Not Affected | Not Affected | Not Affected | Not Affected | 0 | 0 | 0 | 0 | 21 | Point |  | 21 |  | No C Rating |  | Not Available | 351 | 670 | 30.2326
Critical Infrastructure | Stormwater Treatment Facilities and Pump Stations | Drainage Assets - NWFWMD; SFWMD; SJRWMD; SWFWMD | L65_PC10N | STFPS_PT_001467 | X | Not Affected | Not Affected | Not Affected | Not Affected | Not Affected | Not Affected | Not Affected | Not Affected | Not Affected | Not Affected | Not Affected | Not Affected | Not Affected | Not Affected | Not Affected | Not Affected | Not Affected | Not Affected | Not Affected | Not Affected | Not Affected | 0 | 0 | 0 | 0 | 21 | Point |  | 21 |  | No C Rating |  | Not Available | 351 | 670 | 30.2326
Critical Infrastructure | Stormwater Treatment Facilities and Pump Stations | Drainage Assets - NWFWMD; SFWMD; SJRWMD; SWFWMD | L65_PC11N | STFPS_PT_001468 | X | Not Affected | Not Affected | Not Affected | Not Affected | Not Affected | Not Affected | Not Affected | Not Affected | Not Affected | Not Affected | Not Affected | Not Affected | Not Affected | Not Affected | Not Affected | Not Affected | Not Affected | Not Affected | Not Affected | Not Affected | Not Affected | 0 | 0 | 0 | 0 | 21 | Point |  | 21 |  | No C Rating |  | Not Available | 351 | 670 | 30.2326
Critical Infrastructure | Stormwater Treatment Facilities and Pump Stations | Drainage Assets - NWFWMD; SFWMD; SJRWMD; SWFWMD | S382 | STFPS_PT_000587 | X | Not Affected | Not Affected | Not Affected | Not Affected | Not Affected | Not Affected | Not Affected | Not Affected | Not Affected | Not Affected | Not Affected | Not Affected | Not Affected | Not Affected | Not Affected | Not Affected | Not Affected | Not Affected | Not Affected | Not Affected | Not Affected | 0 | 0 | 0 | 0 | 21 | Point |  | 21 |  | C-4 |  | Not Available | 2635 | 3940 | 21.7877
Critical Infrastructure | Stormwater Treatment Facilities and Pump Stations | Drainage Assets - NWFWMD; SFWMD; SJRWMD; SWFWMD | S383 | STFPS_PT_000588 | X | Not Affected | Not Affected | Not Affected | Not Affected | Not Affected | Not Affected | Not Affected | Not Affected | Not Affected | Not Affected | Not Affected | Not Affected | Not Affected | Not Affected | Not Affected | Not Affected | Not Affected | Not Affected | Not Affected | Not Affected | Not Affected | 0 | 0 | 0 | 0 | 21 | Point |  | 21 |  | C-4 |  | Not Studied | 0 | 46 | 16.6667
Critical Infrastructure | Stormwater Treatment Facilities and Pump Stations | Drainage Assets - NWFWMD; SFWMD; SJRWMD; SWFWMD | S384 | STFPS_PT_000914 | X | Not Affected | Not Affected | Not Affected | Not Affected | Not Affected | Not Affected | Not Affected | Not Affected | Not Affected | Not Affected | Not Affected | Not Affected | Not Affected | Not Affected | Not Affected | Not Affected | Not Affected | Not Affected | Not Affected | Not Affected | Not Affected | 0 | 0 | 0 | 0 | 21 | Point |  | 21 |  | C-3 |  | Not Available | 246174 | 10583 | 39.7129
Critical Infrastructure | Stormwater Treatment Facilities and Pump Stations | Drainage Assets - NWFWMD; SFWMD; SJRWMD; SWFWMD | S68 | STFPS_PT_000174 | AE | Not Affected | Not Affected | Not Affected | Not Affected | Not Affected | Not Affected | Not Affected | Not Affected | Not Affected | Not Affected | Not Affected | Not Affected | Not Affected | Not Affected | Not Affected | Not Affected | Not Affected | Not Affected | Not Affected | Not Affected | Not Affected | 0 | 0 | 0 | 0 | 21 | Point |  | 21 |  | C-4 |  | Not Studied | 64 | 1249 | 20
Critical Infrastructure | Stormwater Treatment Facilities and Pump Stations | Drainage Assets - NWFWMD; SFWMD; SJRWMD; SWFWMD | G349C | STFPS_PT_000665 | X | Not Affected | Not Affected | Not Affected | Not Affected | Not Affected | Not Affected | Not Affected | Not Affected | Not Affected | Not Affected | Not Affected | Not Affected | Not Affected | Not Affected | Not Affected | Not Affected | Not Affected | Not Affected | Not Affected | Not Affected | Not Affected | 0 | 0 | 0 | 0 | 21 | Point |  | 20 |  | C-3 |  | Not Studied | 2 | 448 | 11.4286
Critical Infrastructure | Stormwater Treatment Facilities and Pump Stations | Drainage Assets - NWFWMD; SFWMD; SJRWMD; SWFWMD | L10_PC05 | STFPS_PT_001116 | AO | Not Affected | Not Affected | Not Affected | Not Affected | Not Affected | Not Affected | Not Affected | Not Affected | Not Affected | Not Affected | Not Affected | Not Affected | Not Affected | Not Affected | Not Affected | Not Affected | Not Affected | Not Affected | Not Affected | Not Affected | Not Affected | 0 | 0 | 0 | 0 | 21 | Point |  | 20 |  | No C Rating |  | Not Studied | 7895 | 2302 | 30.3846
Critical Infrastructure | Stormwater Treatment Facilities and Pump Stations | Drainage Assets - NWFWMD; SFWMD; SJRWMD; SWFWMD | S332C | STFPS_PT_000140 | A | Not Affected | Not Affected | Not Affected | Not Affected | Not Affected | Not Affected | Not Affected | Not Affected | Not Affected | Not Affected | Not Affected | Not Affected | Not Affected | Not Affected | Not Affected | Not Affected | Not Affected | Not Affected | Not Affected | Not Affected | Not Affected | 0 | 0 | 0 | 0 | 21 | Point |  | 20 |  | C-4 |  | 10-Year Event | 7588 | 372 | 51.25
Critical Infrastructure | Stormwater Treatment Facilities and Pump Stations | Drainage Assets - NWFWMD; SFWMD; SJRWMD; SWFWMD | S332C | STFPS_PT_000692 | A | Not Affected | Not Affected | Not Affected | Not Affected | Not Affected | Not Affected | Not Affected | Not Affected | Not Affected | Not Affected | Not Affected | Not Affected | Not Affected | Not Affected | Not Affected | Not Affected | Not Affected | Not Affected | Not Affected | Not Affected | Not Affected | 0 | 0 | 0 | 0 | 21 | Point |  | 20 |  | C-4 |  | 10-Year Event | 7588 | 372 | 51.25
Critical Infrastructure | Stormwater Treatment Facilities and Pump Stations | Drainage Assets - NWFWMD; SFWMD; SJRWMD; SWFWMD | S386A | STFPS_PT_000673 | X | Not Affected | Not Affected | Not Affected | Not Affected | Not Affected | Not Affected | Not Affected | Not Affected | Not Affected | Not Affected | Not Affected | Not Affected | Not Affected | Not Affected | Not Affected | Not Affected | Not Affected | Not Affected | Not Affected | Not Affected | Not Affected | 0 | 0 | 0 | 0 | 21 | Point |  | 20 |  | C-2 |  | Not Studied | 11 | 53 | 20
Critical Infrastructure | Stormwater Treatment Facilities and Pump Stations | Drainage Assets - NWFWMD; SFWMD; SJRWMD; SWFWMD | S386B | STFPS_PT_000674 | X | Not Affected | Not Affected | Not Affected | Not Affected | Not Affected | Not Affected | Not Affected | Not Affected | Not Affected | Not Affected | Not Affected | Not Affected | Not Affected | Not Affected | Not Affected | Not Affected | Not Affected | Not Affected | Not Affected | Not Affected | Not Affected | 0 | 0 | 0 | 0 | 21 | Point |  | 20 |  | C-3 |  | Not Studied | 11 | 53 | 20
Critical Infrastructure | Stormwater Treatment Facilities and Pump Stations | Drainage Assets - NWFWMD; SFWMD; SJRWMD; SWFWMD | S387A | STFPS_PT_000677 | X | Not Affected | Not Affected | Not Affected | Not Affected | Not Affected | Not Affected | Not Affected | Not Affected | Not Affected | Not Affected | Not Affected | Not Affected | Not Affected | Not Affected | Not Affected | Not Affected | Not Affected | Not Affected | Not Affected | Not Affected | Not Affected | 0 | 0 | 0 | 0 | 21 | Point |  | 20 |  | C-3 |  | Not Studied | 11 | 53 | 20
Critical Infrastructure | Stormwater Treatment Facilities and Pump Stations | Drainage Assets - NWFWMD; SFWMD; SJRWMD; SWFWMD | S387B | STFPS_PT_000678 | X | Not Affected | Not Affected | Not Affected | Not Affected | Not Affected | Not Affected | Not Affected | Not Affected | Not Affected | Not Affected | Not Affected | Not Affected | Not Affected | Not Affected | Not Affected | Not Affected | Not Affected | Not Affected | Not Affected | Not Affected | Not Affected | 0 | 0 | 0 | 0 | 21 | Point |  | 20 |  | C-3 |  | Not Studied | 11 | 53 | 20
Critical Infrastructure | Stormwater Treatment Facilities and Pump Stations | Drainage Assets - NWFWMD; SFWMD; SJRWMD; SWFWMD | S387C | STFPS_PT_000676 | X | Not Affected | Not Affected | Not Affected | Not Affected | Not Affected | Not Affected | Not Affected | Not Affected | Not Affected | Not Affected | Not Affected | Not Affected | Not Affected | Not Affected | Not Affected | Not Affected | Not Affected | Not Affected | Not Affected | Not Affected | Not Affected | 0 | 0 | 0 | 0 | 21 | Point |  | 20 |  | C-3 |  | Not Studied | 11 | 53 | 20
Critical Infrastructure | Stormwater Treatment Facilities and Pump Stations | Drainage Assets - NWFWMD; SFWMD; SJRWMD; SWFWMD | S83 | STFPS_PT_000176 | A | Not Affected | Not Affected | Not Affected | Not Affected | Not Affected | Not Affected | Not Affected | Not Affected | Not Affected | Not Affected | Not Affected | Not Affected | Not Affected | Not Affected | Not Affected | Not Affected | Not Affected | Not Affected | Not Affected | Not Affected | Not Affected | 0 | 0 | 0 | 0 | 21 | Point |  | 20 |  | C-4 |  | Not Studied | 64 | 1249 | 20
Critical Infrastructure | Stormwater Treatment Facilities and Pump Stations | Drainage Assets - NWFWMD; SFWMD; SJRWMD; SWFWMD | C24_PC22S | STFPS_PT_001622 | X | Not Affected | Not Affected | Not Affected | Not Affected | Not Affected | Not Affected | Not Affected | Not Affected | Not Affected | Not Affected | Not Affected | Not Affected | Not Affected | Not Affected | Not Affected | Not Affected | Not Affected | Not Affected | Not Affected | Not Affected | Not Affected | 0 | 0 | 0 | 0 | 21 | Point |  | 19 |  | No C Rating |  | Not Available | 23278 | 6457 | 23.3945
Critical Infrastructure | Stormwater Treatment Facilities and Pump Stations | Drainage Assets - NWFWMD; SFWMD; SJRWMD; SWFWMD | G248A | STFPS_PT_000438 | X | Not Affected | Not Affected | Not Affected | Not Affected | Not Affected | Not Affected | Not Affected | Not Affected | Not Affected | Not Affected | Not Affected | Not Affected | Not Affected | Not Affected | Not Affected | Not Affected | Not Affected | Not Affected | Not Affected | Not Affected | Not Affected | 0 | 0 | 0 | 0 | 21 | Point |  | 19 |  | C-3 |  | Not Studied | 7 | 259 | 18.1818
Critical Infrastructure | Stormwater Treatment Facilities and Pump Stations | Drainage Assets - NWFWMD; SFWMD; SJRWMD; SWFWMD | G327B | STFPS_PT_000454 | D | Not Affected | Not Affected | Not Affected | Not Affected | Not Affected | Not Affected | Not Affected | Not Affected | Not Affected | Not Affected | Not Affected | Not Affected | Not Affected | Not Affected | Not Affected | Not Affected | Not Affected | Not Affected | Not Affected | Not Affected | Not Affected | 0 | 0 | 0 | 0 | 21 | Point |  | 19 |  | C-3 |  | Not Studied | 7 | 259 | 18.1818
Critical Infrastructure | Stormwater Treatment Facilities and Pump Stations | Drainage Assets - NWFWMD; SFWMD; SJRWMD; SWFWMD | G352A | STFPS_PT_000656 | X | Not Affected | Not Affected | Not Affected | Not Affected | Not Affected | Not Affected | Not Affected | Not Affected | Not Affected | Not Affected | Not Affected | Not Affected | Not Affected | Not Affected | Not Affected | Not Affected | Not Affected | Not Affected | Not Affected | Not Affected | Not Affected | 0 | 0 | 0 | 0 | 21 | Point |  | 19 |  | C-3 |  | Not Studied | 2 | 448 | 11.4286
Critical Infrastructure | Stormwater Treatment Facilities and Pump Stations | Drainage Assets - NWFWMD; SFWMD; SJRWMD; SWFWMD | G352B | STFPS_PT_000655 | X | Not Affected | Not Affected | Not Affected | Not Affected | Not Affected | Not Affected | Not Affected | Not Affected | Not Affected | Not Affected | Not Affected | Not Affected | Not Affected | Not Affected | Not Affected | Not Affected | Not Affected | Not Affected | Not Affected | Not Affected | Not Affected | 0 | 0 | 0 | 0 | 21 | Point |  | 19 |  | C-3 |  | Not Studied | 2 | 448 | 11.4286 | S84
Critical Infrastructure | Stormwater Treatment Facilities and Pump Stations | Drainage Assets - NWFWMD; SFWMD; SJRWMD; SWFWMD | G352C | STFPS_PT_000660 | A | Not Affected | Not Affected | Not Affected | Not Affected | Not Affected | Not Affected | Not Affected | Not Affected | Not Affected | Not Affected | Not Affected | Not Affected | Not Affected | Not Affected | Not Affected | Not Affected | Not Affected | Not Affected | Not Affected | Not Affected | Not Affected | 0 | 0 | 0 | 0 | 21 | Point |  | 19 |  | C-3 |  | Not Studied | 2 | 448 | 11.4286
Critical Infrastructure | Stormwater Treatment Facilities and Pump Stations | Drainage Assets - NWFWMD; SFWMD; SJRWMD; SWFWMD | G353A | STFPS_PT_000648 | X | Not Affected | Not Affected | Not Affected | Not Affected | Not Affected | Not Affected | Not Affected | Not Affected | Not Affected | Not Affected | Not Affected | Not Affected | Not Affected | Not Affected | Not Affected | Not Affected | Not Affected | Not Affected | Not Affected | Not Affected | Not Affected | 0 | 0 | 0 | 0 | 21 | Point |  | 19 |  | C-3 |  | Not Studied | 2 | 448 | 11.4286
Critical Infrastructure | Stormwater Treatment Facilities and Pump Stations | Drainage Assets - NWFWMD; SFWMD; SJRWMD; SWFWMD | G353B | STFPS_PT_000651 | X | Not Affected | Not Affected | Not Affected | Not Affected | Not Affected | Not Affected | Not Affected | Not Affected | Not Affected | Not Affected | Not Affected | Not Affected | Not Affected | Not Affected | Not Affected | Not Affected | Not Affected | Not Affected | Not Affected | Not Affected | Not Affected | 0 | 0 | 0 | 0 | 21 | Point |  | 19 |  | C-4 |  | Not Studied | 2 | 448 | 11.4286
Critical Infrastructure | Stormwater Treatment Facilities and Pump Stations | Drainage Assets - NWFWMD; SFWMD; SJRWMD; SWFWMD | G353C | STFPS_PT_000643 | X | Not Affected | Not Affected | Not Affected | Not Affected | Not Affected | Not Affected | Not Affected | Not Affected | Not Affected | Not Affected | Not Affected | Not Affected | Not Affected | Not Affected | Not Affected | Not Affected | Not Affected | Not Affected | Not Affected | Not Affected | Not Affected | 0 | 0 | 0 | 0 | 21 | Point |  | 19 |  | C-3 |  | Not Studied | 2 | 448 | 11.4286
Critical Infrastructure | Stormwater Treatment Facilities and Pump Stations | Drainage Assets - NWFWMD; SFWMD; SJRWMD; SWFWMD | G367A | STFPS_PT_000413 | D | Not Affected | Not Affected | Not Affected | Not Affected | Not Affected | Not Affected | Not Affected | Not Affected | Not Affected | Not Affected | Not Affected | Not Affected | Not Affected | Not Affected | Not Affected | Not Affected | Not Affected | Not Affected | Not Affected | Not Affected | Not Affected | 0 | 0 | 0 | 0 | 21 | Point |  | 19 |  | C-1 |  | Not Studied | 0 | 278 | 10.989
Critical Infrastructure | Stormwater Treatment Facilities and Pump Stations | Drainage Assets - NWFWMD; SFWMD; SJRWMD; SWFWMD | G367B | STFPS_PT_000420 | D | Not Affected | Not Affected | Not Affected | Not Affected | Not Affected | Not Affected | Not Affected | Not Affected | Not Affected | Not Affected | Not Affected | Not Affected | Not Affected | Not Affected | Not Affected | Not Affected | Not Affected | Not Affected | Not Affected | Not Affected | Not Affected | 0 | 0 | 0 | 0 | 21 | Point |  | 19 |  | C-3 |  | Not Studied | 0 | 278 | 10.989
Critical Infrastructure | Stormwater Treatment Facilities and Pump Stations | Drainage Assets - NWFWMD; SFWMD; SJRWMD; SWFWMD | G367C | STFPS_PT_000419 | D | Not Affected | Not Affected | Not Affected | Not Affected | Not Affected | Not Affected | Not Affected | Not Affected | Not Affected | Not Affected | Not Affected | Not Affected | Not Affected | Not Affected | Not Affected | Not Affected | Not Affected | Not Affected | Not Affected | Not Affected | Not Affected | 0 | 0 | 0 | 0 | 21 | Point |  | 19 |  | C-2 |  | Not Studied | 0 | 278 | 10.989
Critical Infrastructure | Stormwater Treatment Facilities and Pump Stations | Drainage Assets - NWFWMD; SFWMD; SJRWMD; SWFWMD | G367D | STFPS_PT_000598 | D | Not Affected | Not Affected | Not Affected | Not Affected | Not Affected | Not Affected | Not Affected | Not Affected | Not Affected | Not Affected | Not Affected | Not Affected | Not Affected | Not Affected | Not Affected | Not Affected | Not Affected | Not Affected | Not Affected | Not Affected | Not Affected | 0 | 0 | 0 | 0 | 21 | Point |  | 19 |  | C-2 |  | Not Studied | 0 | 278 | 10.989
Critical Infrastructure | Stormwater Treatment Facilities and Pump Stations | Drainage Assets - NWFWMD; SFWMD; SJRWMD; SWFWMD | G367E | STFPS_PT_000415 | D | Not Affected | Not Affected | Not Affected | Not Affected | Not Affected | Not Affected | Not Affected | Not Affected | Not Affected | Not Affected | Not Affected | Not Affected | Not Affected | Not Affected | Not Affected | Not Affected | Not Affected | Not Affected | Not Affected | Not Affected | Not Affected | 0 | 0 | 0 | 0 | 21 | Point |  | 19 |  | C-3 |  | Not Studied | 0 | 278 | 10.989
Critical Infrastructure | Stormwater Treatment Facilities and Pump Stations | Drainage Assets - NWFWMD; SFWMD; SJRWMD; SWFWMD | G367F | STFPS_PT_000417 | D | Not Affected | Not Affected | Not Affected | Not Affected | Not Affected | Not Affected | Not Affected | Not Affected | Not Affected | Not Affected | Not Affected | Not Affected | Not Affected | Not Affected | Not Affected | Not Affected | Not Affected | Not Affected | Not Affected | Not Affected | Not Affected | 0 | 0 | 0 | 0 | 21 | Point |  | 19 |  | C-1 |  | Not Studied | 0 | 278 | 10.989
Critical Infrastructure | Stormwater Treatment Facilities and Pump Stations | Drainage Assets - NWFWMD; SFWMD; SJRWMD; SWFWMD | G396A | STFPS_PT_000658 | X | Not Affected | Not Affected | Not Affected | Not Affected | Not Affected | Not Affected | Not Affected | Not Affected | Not Affected | Not Affected | Not Affected | Not Affected | Not Affected | Not Affected | Not Affected | Not Affected | Not Affected | Not Affected | Not Affected | Not Affected | Not Affected | 0 | 0 | 0 | 0 | 21 | Point |  | 19 |  | C-3 |  | Not Studied | 2 | 448 | 11.4286
Critical Infrastructure | Stormwater Treatment Facilities and Pump Stations | Drainage Assets - NWFWMD; SFWMD; SJRWMD; SWFWMD | G396B | STFPS_PT_000657 | X | Not Affected | Not Affected | Not Affected | Not Affected | Not Affected | Not Affected | Not Affected | Not Affected | Not Affected | Not Affected | Not Affected | Not Affected | Not Affected | Not Affected | Not Affected | Not Affected | Not Affected | Not Affected | Not Affected | Not Affected | Not Affected | 0 | 0 | 0 | 0 | 21 | Point |  | 19 |  | C-4 |  | Not Studied | 2 | 448 | 11.4286
Critical Infrastructure | Stormwater Treatment Facilities and Pump Stations | Drainage Assets - NWFWMD; SFWMD; SJRWMD; SWFWMD | G396C | STFPS_PT_000659 | X | Not Affected | Not Affected | Not Affected | Not Affected | Not Affected | Not Affected | Not Affected | Not Affected | Not Affected | Not Affected | Not Affected | Not Affected | Not Affected | Not Affected | Not Affected | Not Affected | Not Affected | Not Affected | Not Affected | Not Affected | Not Affected | 0 | 0 | 0 | 0 | 21 | Point |  | 19 |  | C-3 |  | Not Studied | 2 | 448 | 11.4286
Critical Infrastructure | Stormwater Treatment Facilities and Pump Stations | Drainage Assets - NWFWMD; SFWMD; SJRWMD; SWFWMD | G450 | STFPS_PT_000783 | X | Not Affected | Not Affected | Not Affected | Not Affected | Not Affected | Not Affected | Not Affected | Not Affected | Not Affected | Not Affected | Not Affected | Not Affected | Not Affected | Not Affected | Not Affected | Not Affected | Not Affected | Not Affected | Not Affected | Not Affected | Not Affected | 0 | 0 | 0 | 0 | 21 | Point |  | 19 |  | No C Rating |  | Not Available | 7321 | 5984 | 19.2157
Critical Infrastructure | Stormwater Treatment Facilities and Pump Stations | Drainage Assets - NWFWMD; SFWMD; SJRWMD; SWFWMD | C14_PC22 | STFPS_PT_001193 | AE | Not Affected | Not Affected | Not Affected | Not Affected | Not Affected | Not Affected | Not Affected | Not Affected | Not Affected | Not Affected | Not Affected | Not Affected | Not Affected | Not Affected | Not Affected | Not Affected | Not Affected | Not Affected | Not Affected | Not Affected | Not Affected | 0 | 0 | 0 | 0 | 21 | Point |  | 18 |  | No C Rating |  | 100-Year Event | 297653 | 4460 | 51.7766
Critical Infrastructure | Stormwater Treatment Facilities and Pump Stations | Drainage Assets - NWFWMD; SFWMD; SJRWMD; SWFWMD | L63N_PC01AN | STFPS_PT_001476 | A | Not Affected | Not Affected | Not Affected | Not Affected | Not Affected | Not Affected | Not Affected | Not Affected | Not Affected | Not Affected | Not Affected | Not Affected | Not Affected | Not Affected | Not Affected | Not Affected | Not Affected | Not Affected | Not Affected | Not Affected | Not Affected | 0 | 0 | 0 | 0 | 21 | Point |  | 18 |  | No C Rating |  | Not Available | 8595 | 7527 | 42.3469
Critical Infrastructure | Stormwater Treatment Facilities and Pump Stations | Drainage Assets - NWFWMD; SFWMD; SJRWMD; SWFWMD | L63N_PC01N | STFPS_PT_001475 | A | Not Affected | Not Affected | Not Affected | Not Affected | Not Affected | Not Affected | Not Affected | Not Affected | Not Affected | Not Affected | Not Affected | Not Affected | Not Affected | Not Affected | Not Affected | Not Affected | Not Affected | Not Affected | Not Affected | Not Affected | Not Affected | 0 | 0 | 0 | 0 | 21 | Point |  | 18 |  | No C Rating |  | Not Available | 8595 | 7527 | 42.3469
Critical Infrastructure | Stormwater Treatment Facilities and Pump Stations | Drainage Assets - NWFWMD; SFWMD; SJRWMD; SWFWMD | S357 | STFPS_PT_000691 | A | Not Affected | Not Affected | Not Affected | Not Affected | Not Affected | Not Affected | Not Affected | Not Affected | Not Affected | Not Affected | Not Affected | Not Affected | Not Affected | Not Affected | Not Affected | Not Affected | Not Affected | Not Affected | Not Affected | Not Affected | Not Affected | 0 | 0 | 0 | 0 | 21 | Point |  | 18 |  | C-3 |  | Not Studied | 885 | 88 | 45.8333
Critical Infrastructure | Stormwater Treatment Facilities and Pump Stations | Drainage Assets - NWFWMD; SFWMD; SJRWMD; SWFWMD | S357 | STFPS_PT_000143 | A | Not Affected | Not Affected | Not Affected | Not Affected | Not Affected | Not Affected | Not Affected | Not Affected | Not Affected | Not Affected | Not Affected | Not Affected | Not Affected | Not Affected | Not Affected | Not Affected | Not Affected | Not Affected | Not Affected | Not Affected | Not Affected | 0 | 0 | 0 | 0 | 21 | Point |  | 18 |  | C-3 |  | Not Studied | 885 | 88 | 45.8333
Critical Infrastructure | Stormwater Treatment Facilities and Pump Stations | Drainage Assets - NWFWMD; SFWMD; SJRWMD; SWFWMD | S65DX1 | STFPS_PT_000177 | A | Not Affected | Not Affected | Not Affected | Not Affected | Not Affected | Not Affected | Not Affected | Not Affected | Not Affected | Not Affected | Not Affected | Not Affected | Not Affected | Not Affected | Not Affected | Not Affected | Not Affected | Not Affected | Not Affected | Not Affected | Not Affected | 0 | 0 | 0 | 0 | 21 | Point |  | 18 |  | C-3 |  | Not Studied | 1760 | 9861 | 36.1257
Critical Infrastructure | Stormwater Treatment Facilities and Pump Stations | Drainage Assets - NWFWMD; SFWMD; SJRWMD; SWFWMD | S65DX2 | STFPS_PT_000778 | A | Not Affected | Not Affected | Not Affected | Not Affected | Not Affected | Not Affected | Not Affected | Not Affected | Not Affected | Not Affected | Not Affected | Not Affected | Not Affected | Not Affected | Not Affected | Not Affected | Not Affected | Not Affected | Not Affected | Not Affected | Not Affected | 0 | 0 | 0 | 0 | 21 | Point |  | 18 |  | C-4 |  | Not Studied | 1760 | 9861 | 36.1257
Critical Infrastructure | Stormwater Treatment Facilities and Pump Stations | Drainage Assets - NWFWMD; SFWMD; SJRWMD; SWFWMD | S65E | STFPS_PT_000183 | A | Not Affected | Not Affected | Not Affected | Not Affected | Not Affected | Not Affected | Not Affected | Not Affected | Not Affected | Not Affected | Not Affected | Not Affected | Not Affected | Not Affected | Not Affected | Not Affected | Not Affected | Not Affected | Not Affected | Not Affected | Not Affected | 0 | 0 | 0 | 0 | 21 | Point |  | 18 |  | C-4 |  | Not Studied | 1011 | 1164 | 26.6667
Critical Infrastructure | Stormwater Treatment Facilities and Pump Stations | Drainage Assets - NWFWMD; SFWMD; SJRWMD; SWFWMD | S72 | STFPS_PT_000219 | AE | Not Affected | Not Affected | Not Affected | Not Affected | Not Affected | Not Affected | Not Affected | Not Affected | Not Affected | Not Affected | Not Affected | Not Affected | Not Affected | Not Affected | Not Affected | Not Affected | Not Affected | Not Affected | Not Affected | Not Affected | Not Affected | 0 | 0 | 0 | 0 | 21 | Point |  | 18 |  | No C Rating |  | Not Studied | 72 | 940 | 20.4545
Critical Infrastructure | Stormwater Treatment Facilities and Pump Stations | Drainage Assets - NWFWMD; SFWMD; SJRWMD; SWFWMD | S332DX1 | STFPS_PT_000739 | A | Not Affected | Not Affected | Not Affected | Not Affected | Not Affected | Not Affected | Not Affected | Not Affected | Not Affected | Not Affected | Not Affected | Not Affected | Not Affected | Not Affected | Not Affected | Not Affected | Not Affected | Not Affected | Not Affected | Not Affected | Not Affected | 0 | 0 | 0 | 0 | 21 | Point |  | 17 |  | C-3 |  | Not Studied | 10 | 59 | 25
Critical Infrastructure | Stormwater Treatment Facilities and Pump Stations | Drainage Assets - NWFWMD; SFWMD; SJRWMD; SWFWMD | C23_PC16N | STFPS_PT_001578 | X | Not Affected | Not Affected | Not Affected | Not Affected | Not Affected | Not Affected | Not Affected | Not Affected | Not Affected | Not Affected | Not Affected | Not Affected | Not Affected | Not Affected | Not Affected | Not Affected | Not Affected | Not Affected | Not Affected | Not Affected | Not Affected | 0 | 0 | 0 | 0 | 21 | Point |  | 16 |  | No C Rating |  | Not Available | 7321 | 5984 | 19.2157
Critical Infrastructure | Stormwater Treatment Facilities and Pump Stations | Drainage Assets - NWFWMD; SFWMD; SJRWMD; SWFWMD | C32G_PC25 | STFPS_PT_001600 | AE | Not Affected | Not Affected | Not Affected | Not Affected | Not Affected | Not Affected | Not Affected | Not Affected | Not Affected | Not Affected | Not Affected | Not Affected | Not Affected | Not Affected | Not Affected | Not Affected | Not Affected | Not Affected | Not Affected | Not Affected | Not Affected | 0 | 0 | 0 | 0 | 21 | Point |  | 16 |  | No C Rating |  | < 5-Year Event | 18888 | 1550 | 20.3488
Critical Infrastructure | Stormwater Treatment Facilities and Pump Stations | Drainage Assets - NWFWMD; SFWMD; SJRWMD; SWFWMD | G709 | STFPS_PT_000779 | AH | Not Affected | Not Affected | Not Affected | Not Affected | Not Affected | Not Affected | Not Affected | Not Affected | Not Affected | Not Affected | Not Affected | Not Affected | Not Affected | Not Affected | Not Affected | Not Affected | Not Affected | Not Affected | Not Affected | Not Affected | Not Affected | 0 | 0 | 0 | 0 | 21 | Point |  | 16 |  | C-4 |  | Not Studied | 30 | 152 | 10
Critical Infrastructure | Stormwater Treatment Facilities and Pump Stations | Drainage Assets - NWFWMD; SFWMD; SJRWMD; SWFWMD | L20_PC07 | STFPS_PT_001167 | AE | Not Affected | Not Affected | Not Affected | Not Affected | Not Affected | Not Affected | Not Affected | Not Affected | Not Affected | Not Affected | Not Affected | Not Affected | Not Affected | Not Affected | Not Affected | Not Affected | Not Affected | Not Affected | Not Affected | Not Affected | Not Affected | 0 | 0 | 0 | 0 | 21 | Point |  | 16 |  | No C Rating |  | Not Studied | 25154 | 3599 | 25.0331
Critical Infrastructure | Stormwater Treatment Facilities and Pump Stations | Drainage Assets - NWFWMD; SFWMD; SJRWMD; SWFWMD | C14_PC44 | STFPS_PT_001190 | X | Not Affected | Not Affected | Not Affected | Not Affected | Not Affected | Not Affected | Not Affected | Not Affected | Not Affected | Not Affected | Not Affected | Not Affected | Not Affected | Not Affected | Not Affected | Not Affected | Not Affected | Not Affected | Not Affected | Not Affected | Not Affected | 0 | 0 | 0 | 0 | 21 | Point |  | 15 |  | No C Rating |  | 100-Year Event | 297653 | 4460 | 51.7766
Critical Infrastructure | Stormwater Treatment Facilities and Pump Stations | Drainage Assets - NWFWMD; SFWMD; SJRWMD; SWFWMD | G342G | STFPS_PT_000813 | X | Not Affected | Not Affected | Not Affected | Not Affected | Not Affected | Not Affected | Not Affected | Not Affected | Not Affected | Not Affected | Not Affected | Not Affected | Not Affected | Not Affected | Not Affected | Not Affected | Not Affected | Not Affected | Not Affected | Not Affected | Not Affected | 0 | 0 | 0 | 0 | 21 | Point |  | 15 |  | C-1 |  | Not Studied | 2 | 448 | 11.4286
Critical Infrastructure | Stormwater Treatment Facilities and Pump Stations | Drainage Assets - NWFWMD; SFWMD; SJRWMD; SWFWMD | G342H | STFPS_PT_000814 | X | Not Affected | Not Affected | Not Affected | Not Affected | Not Affected | Not Affected | Not Affected | Not Affected | Not Affected | Not Affected | Not Affected | Not Affected | Not Affected | Not Affected | Not Affected | Not Affected | Not Affected | Not Affected | Not Affected | Not Affected | Not Affected | 0 | 0 | 0 | 0 | 21 | Point |  | 15 |  | C-1 |  | Not Studied | 2 | 448 | 11.4286
Critical Infrastructure | Stormwater Treatment Facilities and Pump Stations | Drainage Assets - NWFWMD; SFWMD; SJRWMD; SWFWMD | G342I | STFPS_PT_000811 | X | Not Affected | Not Affected | Not Affected | Not Affected | Not Affected | Not Affected | Not Affected | Not Affected | Not Affected | Not Affected | Not Affected | Not Affected | Not Affected | Not Affected | Not Affected | Not Affected | Not Affected | Not Affected | Not Affected | Not Affected | Not Affected | 0 | 0 | 0 | 0 | 21 | Point |  | 15 |  | C-3 |  | Not Studied | 2 | 448 | 11.4286
Critical Infrastructure | Stormwater Treatment Facilities and Pump Stations | Drainage Assets - NWFWMD; SFWMD; SJRWMD; SWFWMD | G342J | STFPS_PT_000812 | X | Not Affected | Not Affected | Not Affected | Not Affected | Not Affected | Not Affected | Not Affected | Not Affected | Not Affected | Not Affected | Not Affected | Not Affected | Not Affected | Not Affected | Not Affected | Not Affected | Not Affected | Not Affected | Not Affected | Not Affected | Not Affected | 0 | 0 | 0 | 0 | 21 | Point |  | 15 |  | C-3 |  | Not Studied | 2 | 448 | 11.4286
Critical Infrastructure | Stormwater Treatment Facilities and Pump Stations | Drainage Assets - NWFWMD; SFWMD; SJRWMD; SWFWMD | G342K | STFPS_PT_000848 | X | Not Affected | Not Affected | Not Affected | Not Affected | Not Affected | Not Affected | Not Affected | Not Affected | Not Affected | Not Affected | Not Affected | Not Affected | Not Affected | Not Affected | Not Affected | Not Affected | Not Affected | Not Affected | Not Affected | Not Affected | Not Affected | 0 | 0 | 0 | 0 | 21 | Point |  | 15 |  | C-2 |  | Not Studied | 2 | 448 | 11.4286
Critical Infrastructure | Stormwater Treatment Facilities and Pump Stations | Drainage Assets - NWFWMD; SFWMD; SJRWMD; SWFWMD | G342L | STFPS_PT_000849 | X | Not Affected | Not Affected | Not Affected | Not Affected | Not Affected | Not Affected | Not Affected | Not Affected | Not Affected | Not Affected | Not Affected | Not Affected | Not Affected | Not Affected | Not Affected | Not Affected | Not Affected | Not Affected | Not Affected | Not Affected | Not Affected | 0 | 0 | 0 | 0 | 21 | Point |  | 15 |  | C-2 |  | Not Studied | 2 | 448 | 11.4286
Critical Infrastructure | Stormwater Treatment Facilities and Pump Stations | Drainage Assets - NWFWMD; SFWMD; SJRWMD; SWFWMD | G342M | STFPS_PT_000850 | X | Not Affected | Not Affected | Not Affected | Not Affected | Not Affected | Not Affected | Not Affected | Not Affected | Not Affected | Not Affected | Not Affected | Not Affected | Not Affected | Not Affected | Not Affected | Not Affected | Not Affected | Not Affected | Not Affected | Not Affected | Not Affected | 0 | 0 | 0 | 0 | 21 | Point |  | 15 |  | C-2 |  | Not Studied | 2 | 448 | 11.4286
Critical Infrastructure | Stormwater Treatment Facilities and Pump Stations | Drainage Assets - NWFWMD; SFWMD; SJRWMD; SWFWMD | G342N | STFPS_PT_000847 | X | Not Affected | Not Affected | Not Affected | Not Affected | Not Affected | Not Affected | Not Affected | Not Affected | Not Affected | Not Affected | Not Affected | Not Affected | Not Affected | Not Affected | Not Affected | Not Affected | Not Affected | Not Affected | Not Affected | Not Affected | Not Affected | 0 | 0 | 0 | 0 | 21 | Point |  | 15 |  | C-3 |  | Not Studied | 2 | 448 | 11.4286
Critical Infrastructure | Stormwater Treatment Facilities and Pump Stations | Drainage Assets - NWFWMD; SFWMD; SJRWMD; SWFWMD | G343K | STFPS_PT_000815 | X | Not Affected | Not Affected | Not Affected | Not Affected | Not Affected | Not Affected | Not Affected | Not Affected | Not Affected | Not Affected | Not Affected | Not Affected | Not Affected | Not Affected | Not Affected | Not Affected | Not Affected | Not Affected | Not Affected | Not Affected | Not Affected | 0 | 0 | 0 | 0 | 21 | Point |  | 15 |  | C-3 |  | Not Studied | 2 | 448 | 11.4286
Critical Infrastructure | Stormwater Treatment Facilities and Pump Stations | Drainage Assets - NWFWMD; SFWMD; SJRWMD; SWFWMD | G343L | STFPS_PT_000816 | X | Not Affected | Not Affected | Not Affected | Not Affected | Not Affected | Not Affected | Not Affected | Not Affected | Not Affected | Not Affected | Not Affected | Not Affected | Not Affected | Not Affected | Not Affected | Not Affected | Not Affected | Not Affected | Not Affected | Not Affected | Not Affected | 0 | 0 | 0 | 0 | 21 | Point |  | 15 |  | C-3 |  | Not Studied | 2 | 448 | 11.4286
Critical Infrastructure | Stormwater Treatment Facilities and Pump Stations | Drainage Assets - NWFWMD; SFWMD; SJRWMD; SWFWMD | G343M | STFPS_PT_000851 | X | Not Affected | Not Affected | Not Affected | Not Affected | Not Affected | Not Affected | Not Affected | Not Affected | Not Affected | Not Affected | Not Affected | Not Affected | Not Affected | Not Affected | Not Affected | Not Affected | Not Affected | Not Affected | Not Affected | Not Affected | Not Affected | 0 | 0 | 0 | 0 | 21 | Point |  | 15 |  | C-3 |  | Not Studied | 2 | 448 | 11.4286
Critical Infrastructure | Stormwater Treatment Facilities and Pump Stations | Drainage Assets - NWFWMD; SFWMD; SJRWMD; SWFWMD | G343N | STFPS_PT_000852 | X | Not Affected | Not Affected | Not Affected | Not Affected | Not Affected | Not Affected | Not Affected | Not Affected | Not Affected | Not Affected | Not Affected | Not Affected | Not Affected | Not Affected | Not Affected | Not Affected | Not Affected | Not Affected | Not Affected | Not Affected | Not Affected | 0 | 0 | 0 | 0 | 21 | Point |  | 15 |  | C-3 |  | Not Studied | 2 | 448 | 11.4286
Critical Infrastructure | Stormwater Treatment Facilities and Pump Stations | Drainage Assets - NWFWMD; SFWMD; SJRWMD; SWFWMD | G343O | STFPS_PT_000853 | X | Not Affected | Not Affected | Not Affected | Not Affected | Not Affected | Not Affected | Not Affected | Not Affected | Not Affected | Not Affected | Not Affected | Not Affected | Not Affected | Not Affected | Not Affected | Not Affected | Not Affected | Not Affected | Not Affected | Not Affected | Not Affected | 0 | 0 | 0 | 0 | 21 | Point |  | 15 |  | C-3 |  | Not Studied | 2 | 448 | 11.4286
Critical Infrastructure | Stormwater Treatment Facilities and Pump Stations | Drainage Assets - NWFWMD; SFWMD; SJRWMD; SWFWMD | G344G | STFPS_PT_000817 | X | Not Affected | Not Affected | Not Affected | Not Affected | Not Affected | Not Affected | Not Affected | Not Affected | Not Affected | Not Affected | Not Affected | Not Affected | Not Affected | Not Affected | Not Affected | Not Affected | Not Affected | Not Affected | Not Affected | Not Affected | Not Affected | 0 | 0 | 0 | 0 | 21 | Point |  | 15 |  | C-3 |  | Not Studied | 2 | 448 | 11.4286
Critical Infrastructure | Stormwater Treatment Facilities and Pump Stations | Drainage Assets - NWFWMD; SFWMD; SJRWMD; SWFWMD | G344H | STFPS_PT_000818 | X | Not Affected | Not Affected | Not Affected | Not Affected | Not Affected | Not Affected | Not Affected | Not Affected | Not Affected | Not Affected | Not Affected | Not Affected | Not Affected | Not Affected | Not Affected | Not Affected | Not Affected | Not Affected | Not Affected | Not Affected | Not Affected | 0 | 0 | 0 | 0 | 21 | Point |  | 15 |  | C-3 |  | Not Studied | 2 | 448 | 11.4286
Critical Infrastructure | Stormwater Treatment Facilities and Pump Stations | Drainage Assets - NWFWMD; SFWMD; SJRWMD; SWFWMD | G344I | STFPS_PT_000854 | X | Not Affected | Not Affected | Not Affected | Not Affected | Not Affected | Not Affected | Not Affected | Not Affected | Not Affected | Not Affected | Not Affected | Not Affected | Not Affected | Not Affected | Not Affected | Not Affected | Not Affected | Not Affected | Not Affected | Not Affected | Not Affected | 0 | 0 | 0 | 0 | 21 | Point |  | 15 |  | C-3 |  | Not Studied | 2 | 448 | 11.4286
Critical Infrastructure | Stormwater Treatment Facilities and Pump Stations | Drainage Assets - NWFWMD; SFWMD; SJRWMD; SWFWMD | G344J | STFPS_PT_000855 | X | Not Affected | Not Affected | Not Affected | Not Affected | Not Affected | Not Affected | Not Affected | Not Affected | Not Affected | Not Affected | Not Affected | Not Affected | Not Affected | Not Affected | Not Affected | Not Affected | Not Affected | Not Affected | Not Affected | Not Affected | Not Affected | 0 | 0 | 0 | 0 | 21 | Point |  | 15 |  | C-3 |  | Not Studied | 2 | 448 | 11.4286
Critical Infrastructure | Stormwater Treatment Facilities and Pump Stations | Drainage Assets - NWFWMD; SFWMD; SJRWMD; SWFWMD | G344K | STFPS_PT_000856 | X | Not Affected | Not Affected | Not Affected | Not Affected | Not Affected | Not Affected | Not Affected | Not Affected | Not Affected | Not Affected | Not Affected | Not Affected | Not Affected | Not Affected | Not Affected | Not Affected | Not Affected | Not Affected | Not Affected | Not Affected | Not Affected | 0 | 0 | 0 | 0 | 21 | Point |  | 15 |  | C-3 |  | Not Studied | 2 | 448 | 11.4286
Critical Infrastructure | Stormwater Treatment Facilities and Pump Stations | Drainage Assets - NWFWMD; SFWMD; SJRWMD; SWFWMD | G351 | STFPS_PT_000652 | A | Not Affected | Not Affected | Not Affected | Not Affected | Not Affected | Not Affected | Not Affected | Not Affected | Not Affected | Not Affected | Not Affected | Not Affected | Not Affected | Not Affected | Not Affected | Not Affected | Not Affected | Not Affected | Not Affected | Not Affected | Not Affected | 0 | 0 | 0 | 0 | 21 | Point |  | 15 |  | C-4 |  | Not Studied | 2 | 448 | 11.4286
Critical Infrastructure | Stormwater Treatment Facilities and Pump Stations | Drainage Assets - NWFWMD; SFWMD; SJRWMD; SWFWMD | G408 | STFPS_PT_000857 | A | Not Affected | Not Affected | Not Affected | Not Affected | Not Affected | Not Affected | Not Affected | Not Affected | Not Affected | Not Affected | Not Affected | Not Affected | Not Affected | Not Affected | Not Affected | Not Affected | Not Affected | Not Affected | Not Affected | Not Affected | Not Affected | 0 | 0 | 0 | 0 | 21 | Point |  | 15 |  | C-3 |  | Not Studied | 2 | 448 | 11.4286
Critical Infrastructure | Stormwater Treatment Facilities and Pump Stations | Drainage Assets - NWFWMD; SFWMD; SJRWMD; SWFWMD | G411 | STFPS_PT_000858 | X | Not Affected | Not Affected | Not Affected | Not Affected | Not Affected | Not Affected | Not Affected | Not Affected | Not Affected | Not Affected | Not Affected | Not Affected | Not Affected | Not Affected | Not Affected | Not Affected | Not Affected | Not Affected | Not Affected | Not Affected | Not Affected | 0 | 0 | 0 | 0 | 21 | Point |  | 15 |  | C-3 |  | Not Studied | 2 | 448 | 11.4286
Critical Infrastructure | Stormwater Treatment Facilities and Pump Stations | Drainage Assets - NWFWMD; SFWMD; SJRWMD; SWFWMD | G435 | STFPS_PT_000842 | X | Not Affected | Not Affected | Not Affected | Not Affected | Not Affected | Not Affected | Not Affected | Not Affected | Not Affected | Not Affected | Not Affected | Not Affected | Not Affected | Not Affected | Not Affected | Not Affected | Not Affected | Not Affected | Not Affected | Not Affected | Not Affected | 0 | 0 | 0 | 0 | 21 | Point |  | 15 |  | C-3 |  | Not Studied | 0 | 278 | 10.989
Critical Infrastructure | Stormwater Treatment Facilities and Pump Stations | Drainage Assets - NWFWMD; SFWMD; SJRWMD; SWFWMD | G436 | STFPS_PT_000843 | X | Not Affected | Not Affected | Not Affected | Not Affected | Not Affected | Not Affected | Not Affected | Not Affected | Not Affected | Not Affected | Not Affected | Not Affected | Not Affected | Not Affected | Not Affected | Not Affected | Not Affected | Not Affected | Not Affected | Not Affected | Not Affected | 0 | 0 | 0 | 0 | 21 | Point |  | 15 |  | C-4 |  | Not Studied | 0 | 278 | 10.989
Critical Infrastructure | Stormwater Treatment Facilities and Pump Stations | Drainage Assets - NWFWMD; SFWMD; SJRWMD; SWFWMD | G436 | STFPS_PT_000112 | X | Not Affected | Not Affected | Not Affected | Not Affected | Not Affected | Not Affected | Not Affected | Not Affected | Not Affected | Not Affected | Not Affected | Not Affected | Not Affected | Not Affected | Not Affected | Not Affected | Not Affected | Not Affected | Not Affected | Not Affected | Not Affected | 0 | 0 | 0 | 0 | 21 | Point |  | 15 |  | C-4 |  | Not Studied | 0 | 278 | 10.989
Critical Infrastructure | Stormwater Treatment Facilities and Pump Stations | Drainage Assets - NWFWMD; SFWMD; SJRWMD; SWFWMD | G438A | STFPS_PT_000820 | X | Not Affected | Not Affected | Not Affected | Not Affected | Not Affected | Not Affected | Not Affected | Not Affected | Not Affected | Not Affected | Not Affected | Not Affected | Not Affected | Not Affected | Not Affected | Not Affected | Not Affected | Not Affected | Not Affected | Not Affected | Not Affected | 0 | 0 | 0 | 0 | 21 | Point |  | 15 |  | C-3 |  | Not Studied | 0 | 278 | 10.989
Critical Infrastructure | Stormwater Treatment Facilities and Pump Stations | Drainage Assets - NWFWMD; SFWMD; SJRWMD; SWFWMD | G438B | STFPS_PT_000821 | X | Not Affected | Not Affected | Not Affected | Not Affected | Not Affected | Not Affected | Not Affected | Not Affected | Not Affected | Not Affected | Not Affected | Not Affected | Not Affected | Not Affected | Not Affected | Not Affected | Not Affected | Not Affected | Not Affected | Not Affected | Not Affected | 0 | 0 | 0 | 0 | 21 | Point |  | 15 |  | C-3 |  | Not Studied | 0 | 278 | 10.989
Critical Infrastructure | Stormwater Treatment Facilities and Pump Stations | Drainage Assets - NWFWMD; SFWMD; SJRWMD; SWFWMD | G438C | STFPS_PT_000822 | X | Not Affected | Not Affected | Not Affected | Not Affected | Not Affected | Not Affected | Not Affected | Not Affected | Not Affected | Not Affected | Not Affected | Not Affected | Not Affected | Not Affected | Not Affected | Not Affected | Not Affected | Not Affected | Not Affected | Not Affected | Not Affected | 0 | 0 | 0 | 0 | 21 | Point |  | 15 |  | C-3 |  | Not Studied | 0 | 278 | 10.989
Critical Infrastructure | Stormwater Treatment Facilities and Pump Stations | Drainage Assets - NWFWMD; SFWMD; SJRWMD; SWFWMD | G438D | STFPS_PT_000823 | X | Not Affected | Not Affected | Not Affected | Not Affected | Not Affected | Not Affected | Not Affected | Not Affected | Not Affected | Not Affected | Not Affected | Not Affected | Not Affected | Not Affected | Not Affected | Not Affected | Not Affected | Not Affected | Not Affected | Not Affected | Not Affected | 0 | 0 | 0 | 0 | 21 | Point |  | 15 |  | C-3 |  | Not Studied | 0 | 278 | 10.989
Critical Infrastructure | Stormwater Treatment Facilities and Pump Stations | Drainage Assets - NWFWMD; SFWMD; SJRWMD; SWFWMD | G438E | STFPS_PT_000824 | X | Not Affected | Not Affected | Not Affected | Not Affected | Not Affected | Not Affected | Not Affected | Not Affected | Not Affected | Not Affected | Not Affected | Not Affected | Not Affected | Not Affected | Not Affected | Not Affected | Not Affected | Not Affected | Not Affected | Not Affected | Not Affected | 0 | 0 | 0 | 0 | 21 | Point |  | 15 |  | C-3 |  | Not Studied | 0 | 278 | 10.989
Critical Infrastructure | Stormwater Treatment Facilities and Pump Stations | Drainage Assets - NWFWMD; SFWMD; SJRWMD; SWFWMD | G438F | STFPS_PT_000825 | X | Not Affected | Not Affected | Not Affected | Not Affected | Not Affected | Not Affected | Not Affected | Not Affected | Not Affected | Not Affected | Not Affected | Not Affected | Not Affected | Not Affected | Not Affected | Not Affected | Not Affected | Not Affected | Not Affected | Not Affected | Not Affected | 0 | 0 | 0 | 0 | 21 | Point |  | 15 |  | C-3 |  | Not Studied | 0 | 278 | 10.989
Critical Infrastructure | Stormwater Treatment Facilities and Pump Stations | Drainage Assets - NWFWMD; SFWMD; SJRWMD; SWFWMD | G438G | STFPS_PT_000826 | X | Not Affected | Not Affected | Not Affected | Not Affected | Not Affected | Not Affected | Not Affected | Not Affected | Not Affected | Not Affected | Not Affected | Not Affected | Not Affected | Not Affected | Not Affected | Not Affected | Not Affected | Not Affected | Not Affected | Not Affected | Not Affected | 0 | 0 | 0 | 0 | 21 | Point |  | 15 |  | C-3 |  | Not Studied | 0 | 278 | 10.989
Critical Infrastructure | Stormwater Treatment Facilities and Pump Stations | Drainage Assets - NWFWMD; SFWMD; SJRWMD; SWFWMD | G438H | STFPS_PT_000827 | X | Not Affected | Not Affected | Not Affected | Not Affected | Not Affected | Not Affected | Not Affected | Not Affected | Not Affected | Not Affected | Not Affected | Not Affected | Not Affected | Not Affected | Not Affected | Not Affected | Not Affected | Not Affected | Not Affected | Not Affected | Not Affected | 0 | 0 | 0 | 0 | 21 | Point |  | 15 |  | C-3 |  | Not Studied | 0 | 278 | 10.989
Critical Infrastructure | Stormwater Treatment Facilities and Pump Stations | Drainage Assets - NWFWMD; SFWMD; SJRWMD; SWFWMD | G438I | STFPS_PT_000828 | X | Not Affected | Not Affected | Not Affected | Not Affected | Not Affected | Not Affected | Not Affected | Not Affected | Not Affected | Not Affected | Not Affected | Not Affected | Not Affected | Not Affected | Not Affected | Not Affected | Not Affected | Not Affected | Not Affected | Not Affected | Not Affected | 0 | 0 | 0 | 0 | 21 | Point |  | 15 |  | C-3 |  | Not Studied | 0 | 278 | 10.989
Critical Infrastructure | Stormwater Treatment Facilities and Pump Stations | Drainage Assets - NWFWMD; SFWMD; SJRWMD; SWFWMD | G438J | STFPS_PT_000829 | X | Not Affected | Not Affected | Not Affected | Not Affected | Not Affected | Not Affected | Not Affected | Not Affected | Not Affected | Not Affected | Not Affected | Not Affected | Not Affected | Not Affected | Not Affected | Not Affected | Not Affected | Not Affected | Not Affected | Not Affected | Not Affected | 0 | 0 | 0 | 0 | 21 | Point |  | 15 |  | C-3 |  | Not Studied | 0 | 278 | 10.989
Critical Infrastructure | Stormwater Treatment Facilities and Pump Stations | Drainage Assets - NWFWMD; SFWMD; SJRWMD; SWFWMD | G440A | STFPS_PT_000830 | X | Not Affected | Not Affected | Not Affected | Not Affected | Not Affected | Not Affected | Not Affected | Not Affected | Not Affected | Not Affected | Not Affected | Not Affected | Not Affected | Not Affected | Not Affected | Not Affected | Not Affected | Not Affected | Not Affected | Not Affected | Not Affected | 0 | 0 | 0 | 0 | 21 | Point |  | 15 |  | C-3 |  | Not Studied | 0 | 278 | 10.989
Critical Infrastructure | Stormwater Treatment Facilities and Pump Stations | Drainage Assets - NWFWMD; SFWMD; SJRWMD; SWFWMD | G440B | STFPS_PT_000831 | X | Not Affected | Not Affected | Not Affected | Not Affected | Not Affected | Not Affected | Not Affected | Not Affected | Not Affected | Not Affected | Not Affected | Not Affected | Not Affected | Not Affected | Not Affected | Not Affected | Not Affected | Not Affected | Not Affected | Not Affected | Not Affected | 0 | 0 | 0 | 0 | 21 | Point |  | 15 |  | C-3 |  | Not Studied | 0 | 278 | 10.989
Critical Infrastructure | Stormwater Treatment Facilities and Pump Stations | Drainage Assets - NWFWMD; SFWMD; SJRWMD; SWFWMD | G440C | STFPS_PT_000832 | X | Not Affected | Not Affected | Not Affected | Not Affected | Not Affected | Not Affected | Not Affected | Not Affected | Not Affected | Not Affected | Not Affected | Not Affected | Not Affected | Not Affected | Not Affected | Not Affected | Not Affected | Not Affected | Not Affected | Not Affected | Not Affected | 0 | 0 | 0 | 0 | 21 | Point |  | 15 |  | C-3 |  | Not Studied | 0 | 278 | 10.989
Critical Infrastructure | Stormwater Treatment Facilities and Pump Stations | Drainage Assets - NWFWMD; SFWMD; SJRWMD; SWFWMD | G440D | STFPS_PT_000833 | X | Not Affected | Not Affected | Not Affected | Not Affected | Not Affected | Not Affected | Not Affected | Not Affected | Not Affected | Not Affected | Not Affected | Not Affected | Not Affected | Not Affected | Not Affected | Not Affected | Not Affected | Not Affected | Not Affected | Not Affected | Not Affected | 0 | 0 | 0 | 0 | 21 | Point |  | 15 |  | C-3 |  | Not Studied | 0 | 278 | 10.989
Critical Infrastructure | Stormwater Treatment Facilities and Pump Stations | Drainage Assets - NWFWMD; SFWMD; SJRWMD; SWFWMD | G440E | STFPS_PT_000834 | X | Not Affected | Not Affected | Not Affected | Not Affected | Not Affected | Not Affected | Not Affected | Not Affected | Not Affected | Not Affected | Not Affected | Not Affected | Not Affected | Not Affected | Not Affected | Not Affected | Not Affected | Not Affected | Not Affected | Not Affected | Not Affected | 0 | 0 | 0 | 0 | 21 | Point |  | 15 |  | C-3 |  | Not Studied | 0 | 278 | 10.989
Critical Infrastructure | Stormwater Treatment Facilities and Pump Stations | Drainage Assets - NWFWMD; SFWMD; SJRWMD; SWFWMD | G440F | STFPS_PT_000835 | X | Not Affected | Not Affected | Not Affected | Not Affected | Not Affected | Not Affected | Not Affected | Not Affected | Not Affected | Not Affected | Not Affected | Not Affected | Not Affected | Not Affected | Not Affected | Not Affected | Not Affected | Not Affected | Not Affected | Not Affected | Not Affected | 0 | 0 | 0 | 0 | 21 | Point |  | 15 |  | C-3 |  | Not Studied | 0 | 278 | 10.989
Critical Infrastructure | Stormwater Treatment Facilities and Pump Stations | Drainage Assets - NWFWMD; SFWMD; SJRWMD; SWFWMD | G441 | STFPS_PT_000836 | X | Not Affected | Not Affected | Not Affected | Not Affected | Not Affected | Not Affected | Not Affected | Not Affected | Not Affected | Not Affected | Not Affected | Not Affected | Not Affected | Not Affected | Not Affected | Not Affected | Not Affected | Not Affected | Not Affected | Not Affected | Not Affected | 0 | 0 | 0 | 0 | 21 | Point |  | 15 |  | C-3 |  | Not Studied | 0 | 278 | 10.989
Critical Infrastructure | Stormwater Treatment Facilities and Pump Stations | Drainage Assets - NWFWMD; SFWMD; SJRWMD; SWFWMD | G443A | STFPS_PT_000837 | D | Not Affected | Not Affected | Not Affected | Not Affected | Not Affected | Not Affected | Not Affected | Not Affected | Not Affected | Not Affected | Not Affected | Not Affected | Not Affected | Not Affected | Not Affected | Not Affected | Not Affected | Not Affected | Not Affected | Not Affected | Not Affected | 0 | 0 | 0 | 0 | 21 | Point |  | 15 |  | C-3 |  | Not Studied | 0 | 278 | 10.989
Critical Infrastructure | Stormwater Treatment Facilities and Pump Stations | Drainage Assets - NWFWMD; SFWMD; SJRWMD; SWFWMD | G443B | STFPS_PT_000838 | D | Not Affected | Not Affected | Not Affected | Not Affected | Not Affected | Not Affected | Not Affected | Not Affected | Not Affected | Not Affected | Not Affected | Not Affected | Not Affected | Not Affected | Not Affected | Not Affected | Not Affected | Not Affected | Not Affected | Not Affected | Not Affected | 0 | 0 | 0 | 0 | 21 | Point |  | 15 |  | C-3 |  | Not Studied | 0 | 278 | 10.989
Critical Infrastructure | Stormwater Treatment Facilities and Pump Stations | Drainage Assets - NWFWMD; SFWMD; SJRWMD; SWFWMD | G445 | STFPS_PT_000844 | X | Not Affected | Not Affected | Not Affected | Not Affected | Not Affected | Not Affected | Not Affected | Not Affected | Not Affected | Not Affected | Not Affected | Not Affected | Not Affected | Not Affected | Not Affected | Not Affected | Not Affected | Not Affected | Not Affected | Not Affected | Not Affected | 0 | 0 | 0 | 0 | 21 | Point |  | 15 |  | C-3 |  | Not Studied | 0 | 278 | 10.989
Critical Infrastructure | Stormwater Treatment Facilities and Pump Stations | Drainage Assets - NWFWMD; SFWMD; SJRWMD; SWFWMD | G508 | STFPS_PT_000113 | X | Not Affected | Not Affected | Not Affected | Not Affected | Not Affected | Not Affected | Not Affected | Not Affected | Not Affected | Not Affected | Not Affected | Not Affected | Not Affected | Not Affected | Not Affected | Not Affected | Not Affected | Not Affected | Not Affected | Not Affected | Not Affected | 0 | 0 | 0 | 0 | 21 | Point |  | 15 |  | C-3 |  | Not Studied | 2 | 448 | 11.4286
Critical Infrastructure | Stormwater Treatment Facilities and Pump Stations | Drainage Assets - NWFWMD; SFWMD; SJRWMD; SWFWMD | G509 | STFPS_PT_000819 | X | Not Affected | Not Affected | Not Affected | Not Affected | Not Affected | Not Affected | Not Affected | Not Affected | Not Affected | Not Affected | Not Affected | Not Affected | Not Affected | Not Affected | Not Affected | Not Affected | Not Affected | Not Affected | Not Affected | Not Affected | Not Affected | 0 | 0 | 0 | 0 | 21 | Point |  | 15 |  | C-3 |  | Not Studied | 2 | 448 | 11.4286
Critical Infrastructure | Stormwater Treatment Facilities and Pump Stations | Drainage Assets - NWFWMD; SFWMD; SJRWMD; SWFWMD | G510 | STFPS_PT_000859 | X | Not Affected | Not Affected | Not Affected | Not Affected | Not Affected | Not Affected | Not Affected | Not Affected | Not Affected | Not Affected | Not Affected | Not Affected | Not Affected | Not Affected | Not Affected | Not Affected | Not Affected | Not Affected | Not Affected | Not Affected | Not Affected | 0 | 0 | 0 | 0 | 21 | Point |  | 15 |  | C-3 |  | Not Studied | 2 | 448 | 11.4286
Critical Infrastructure | Stormwater Treatment Facilities and Pump Stations | Drainage Assets - NWFWMD; SFWMD; SJRWMD; SWFWMD | G511 | STFPS_PT_000860 | X | Not Affected | Not Affected | Not Affected | Not Affected | Not Affected | Not Affected | Not Affected | Not Affected | Not Affected | Not Affected | Not Affected | Not Affected | Not Affected | Not Affected | Not Affected | Not Affected | Not Affected | Not Affected | Not Affected | Not Affected | Not Affected | 0 | 0 | 0 | 0 | 21 | Point |  | 15 |  | C-1 |  | Not Studied | 2 | 448 | 11.4286
Critical Infrastructure | Stormwater Treatment Facilities and Pump Stations | Drainage Assets - NWFWMD; SFWMD; SJRWMD; SWFWMD | G512 | STFPS_PT_000861 | X | Not Affected | Not Affected | Not Affected | Not Affected | Not Affected | Not Affected | Not Affected | Not Affected | Not Affected | Not Affected | Not Affected | Not Affected | Not Affected | Not Affected | Not Affected | Not Affected | Not Affected | Not Affected | Not Affected | Not Affected | Not Affected | 0 | 0 | 0 | 0 | 21 | Point |  | 15 |  | C-1 |  | Not Studied | 2 | 448 | 11.4286
Critical Infrastructure | Stormwater Treatment Facilities and Pump Stations | Drainage Assets - NWFWMD; SFWMD; SJRWMD; SWFWMD | G513 | STFPS_PT_000862 | A | Not Affected | Not Affected | Not Affected | Not Affected | Not Affected | Not Affected | Not Affected | Not Affected | Not Affected | Not Affected | Not Affected | Not Affected | Not Affected | Not Affected | Not Affected | Not Affected | Not Affected | Not Affected | Not Affected | Not Affected | Not Affected | 0 | 0 | 0 | 0 | 21 | Point |  | 15 |  | C-3 |  | Not Studied | 2 | 448 | 11.4286
Critical Infrastructure | Stormwater Treatment Facilities and Pump Stations | Drainage Assets - NWFWMD; SFWMD; SJRWMD; SWFWMD | G514 | STFPS_PT_000863 | A | Not Affected | Not Affected | Not Affected | Not Affected | Not Affected | Not Affected | Not Affected | Not Affected | Not Affected | Not Affected | Not Affected | Not Affected | Not Affected | Not Affected | Not Affected | Not Affected | Not Affected | Not Affected | Not Affected | Not Affected | Not Affected | 0 | 0 | 0 | 0 | 21 | Point |  | 15 |  | C-1 |  | Not Studied | 2 | 448 | 11.4286
Critical Infrastructure | Stormwater Treatment Facilities and Pump Stations | Drainage Assets - NWFWMD; SFWMD; SJRWMD; SWFWMD | G515 | STFPS_PT_000879 | X | Not Affected | Not Affected | Not Affected | Not Affected | Not Affected | Not Affected | Not Affected | Not Affected | Not Affected | Not Affected | Not Affected | Not Affected | Not Affected | Not Affected | Not Affected | Not Affected | Not Affected | Not Affected | Not Affected | Not Affected | Not Affected | 0 | 0 | 0 | 0 | 21 | Point |  | 15 |  | C-2 |  | Not Studied | 2 | 448 | 11.4286
Critical Infrastructure | Stormwater Treatment Facilities and Pump Stations | Drainage Assets - NWFWMD; SFWMD; SJRWMD; SWFWMD | G516 | STFPS_PT_000880 | X | Not Affected | Not Affected | Not Affected | Not Affected | Not Affected | Not Affected | Not Affected | Not Affected | Not Affected | Not Affected | Not Affected | Not Affected | Not Affected | Not Affected | Not Affected | Not Affected | Not Affected | Not Affected | Not Affected | Not Affected | Not Affected | 0 | 0 | 0 | 0 | 21 | Point |  | 15 |  | C-3 |  | Not Studied | 2 | 448 | 11.4286
Critical Infrastructure | Stormwater Treatment Facilities and Pump Stations | Drainage Assets - NWFWMD; SFWMD; SJRWMD; SWFWMD | G517 | STFPS_PT_000878 | X | Not Affected | Not Affected | Not Affected | Not Affected | Not Affected | Not Affected | Not Affected | Not Affected | Not Affected | Not Affected | Not Affected | Not Affected | Not Affected | Not Affected | Not Affected | Not Affected | Not Affected | Not Affected | Not Affected | Not Affected | Not Affected | 0 | 0 | 0 | 0 | 21 | Point |  | 15 |  | C-2 |  | Not Studied | 2 | 448 | 11.4286
Critical Infrastructure | Stormwater Treatment Facilities and Pump Stations | Drainage Assets - NWFWMD; SFWMD; SJRWMD; SWFWMD | G518 | STFPS_PT_000877 | X | Not Affected | Not Affected | Not Affected | Not Affected | Not Affected | Not Affected | Not Affected | Not Affected | Not Affected | Not Affected | Not Affected | Not Affected | Not Affected | Not Affected | Not Affected | Not Affected | Not Affected | Not Affected | Not Affected | Not Affected | Not Affected | 0 | 0 | 0 | 0 | 21 | Point |  | 15 |  | C-1 |  | Not Studied | 2 | 448 | 11.4286
Critical Infrastructure | Stormwater Treatment Facilities and Pump Stations | Drainage Assets - NWFWMD; SFWMD; SJRWMD; SWFWMD | G519 | STFPS_PT_000864 | X | Not Affected | Not Affected | Not Affected | Not Affected | Not Affected | Not Affected | Not Affected | Not Affected | Not Affected | Not Affected | Not Affected | Not Affected | Not Affected | Not Affected | Not Affected | Not Affected | Not Affected | Not Affected | Not Affected | Not Affected | Not Affected | 0 | 0 | 0 | 0 | 21 | Point |  | 15 |  | C-3 |  | Not Studied | 2 | 448 | 11.4286
Critical Infrastructure | Stormwater Treatment Facilities and Pump Stations | Drainage Assets - NWFWMD; SFWMD; SJRWMD; SWFWMD | G520 | STFPS_PT_000875 | X | Not Affected | Not Affected | Not Affected | Not Affected | Not Affected | Not Affected | Not Affected | Not Affected | Not Affected | Not Affected | Not Affected | Not Affected | Not Affected | Not Affected | Not Affected | Not Affected | Not Affected | Not Affected | Not Affected | Not Affected | Not Affected | 0 | 0 | 0 | 0 | 21 | Point |  | 15 |  | C-3 |  | Not Studied | 2 | 448 | 11.4286
Critical Infrastructure | Stormwater Treatment Facilities and Pump Stations | Drainage Assets - NWFWMD; SFWMD; SJRWMD; SWFWMD | G521 | STFPS_PT_000876 | X | Not Affected | Not Affected | Not Affected | Not Affected | Not Affected | Not Affected | Not Affected | Not Affected | Not Affected | Not Affected | Not Affected | Not Affected | Not Affected | Not Affected | Not Affected | Not Affected | Not Affected | Not Affected | Not Affected | Not Affected | Not Affected | 0 | 0 | 0 | 0 | 21 | Point |  | 15 |  | C-3 |  | Not Studied | 2 | 448 | 11.4286
Critical Infrastructure | Stormwater Treatment Facilities and Pump Stations | Drainage Assets - NWFWMD; SFWMD; SJRWMD; SWFWMD | G86N | STFPS_PT_000748 | AE | Not Affected | Not Affected | Not Affected | Not Affected | Not Affected | Not Affected | Not Affected | Not Affected | Not Affected | Not Affected | Not Affected | Not Affected | Not Affected | Not Affected | Not Affected | Not Affected | Not Affected | Not Affected | Not Affected | Not Affected | Not Affected | 0 | 0 | 0 | 0 | 21 | Point |  | 15 |  | C-3 |  | Not Studied | 0 | 32 | 66.6667
Critical Infrastructure | Stormwater Treatment Facilities and Pump Stations | Drainage Assets - NWFWMD; SFWMD; SJRWMD; SWFWMD | L21_PC01 | STFPS_PT_001184 | AE | Not Affected | Not Affected | Not Affected | Not Affected | Not Affected | Not Affected | Not Affected | Not Affected | Not Affected | Not Affected | Not Affected | Not Affected | Not Affected | Not Affected | Not Affected | Not Affected | Not Affected | Not Affected | Not Affected | Not Affected | Not Affected | 0 | 0 | 0 | 0 | 21 | Point |  | 15 |  | No C Rating |  | Not Studied | 25154 | 3599 | 25.0331
Critical Infrastructure | Stormwater Treatment Facilities and Pump Stations | Drainage Assets - NWFWMD; SFWMD; SJRWMD; SWFWMD | S199 | STFPS_PT_000839 | A | Not Affected | Not Affected | Not Affected | Not Affected | Not Affected | Not Affected | Not Affected | Not Affected | Not Affected | Not Affected | Not Affected | Not Affected | Not Affected | Not Affected | Not Affected | Not Affected | Not Affected | Not Affected | Not Affected | Not Affected | Not Affected | 0 | 0 | 0 | 0 | 21 | Point |  | 15 |  | C-3 |  | No Rating | 0 | 489 | 60.6061
Critical Infrastructure | Stormwater Treatment Facilities and Pump Stations | Drainage Assets - NWFWMD; SFWMD; SJRWMD; SWFWMD | S200 | STFPS_PT_000840 | A | Not Affected | Not Affected | Not Affected | Not Affected | Not Affected | Not Affected | Not Affected | Not Affected | Not Affected | Not Affected | Not Affected | Not Affected | Not Affected | Not Affected | Not Affected | Not Affected | Not Affected | Not Affected | Not Affected | Not Affected | Not Affected | 0 | 0 | 0 | 0 | 21 | Point |  | 15 |  | C-3 |  | 10-Year Event | 18406 | 555 | 58.0488
Critical Infrastructure | Stormwater Treatment Facilities and Pump Stations | Drainage Assets - NWFWMD; SFWMD; SJRWMD; SWFWMD | S67 | STFPS_PT_000780 | A | Not Affected | Not Affected | Not Affected | Not Affected | Not Affected | Not Affected | Not Affected | Not Affected | Not Affected | Not Affected | Not Affected | Not Affected | Not Affected | Not Affected | Not Affected | Not Affected | Not Affected | Not Affected | Not Affected | Not Affected | Not Affected | 0 | 0 | 0 | 0 | 21 | Point |  | 15 |  | C-4 |  | Not Studied | 1760 | 9861 | 36.1257
Critical Infrastructure | Stormwater Treatment Facilities and Pump Stations | Drainage Assets - NWFWMD; SFWMD; SJRWMD; SWFWMD | C23_PC36S | STFPS_PT_001550 | X | Not Affected | Not Affected | Not Affected | Not Affected | Not Affected | Not Affected | Not Affected | Not Affected | Not Affected | Not Affected | Not Affected | Not Affected | Not Affected | Not Affected | Not Affected | Not Affected | Not Affected | Not Affected | Not Affected | Not Affected | Not Affected | 0 | 0 | 0 | 0 | 21 | Point |  | 14 |  | No C Rating |  | Not Available | 7321 | 5984 | 19.2157
Critical Infrastructure | Stormwater Treatment Facilities and Pump Stations | Drainage Assets - NWFWMD; SFWMD; SJRWMD; SWFWMD | G715 | STFPS_PT_000873 | X | Not Affected | Not Affected | Not Affected | Not Affected | Not Affected | Not Affected | Not Affected | Not Affected | Not Affected | Not Affected | Not Affected | Not Affected | Not Affected | Not Affected | Not Affected | Not Affected | Not Affected | Not Affected | Not Affected | Not Affected | Not Affected | 0 | 0 | 0 | 0 | 21 | Point |  | 14 |  | C-1 |  | Not Studied | 2 | 448 | 11.4286
Critical Infrastructure | Stormwater Treatment Facilities and Pump Stations | Drainage Assets - NWFWMD; SFWMD; SJRWMD; SWFWMD | L14_PC10 | STFPS_PT_001106 | AE | Not Affected | Not Affected | Not Affected | Not Affected | Not Affected | Not Affected | Not Affected | Not Affected | Not Affected | Not Affected | Not Affected | Not Affected | Not Affected | Not Affected | Not Affected | Not Affected | Not Affected | Not Affected | Not Affected | Not Affected | Not Affected | 0 | 0 | 0 | 0 | 21 | Point |  | 14 |  | No C Rating |  | Not Studied | 25154 | 3599 | 25.0331
Critical Infrastructure | Stormwater Treatment Facilities and Pump Stations | Drainage Assets - NWFWMD; SFWMD; SJRWMD; SWFWMD | L15_PC05 | STFPS_PT_001129 | X | Not Affected | Not Affected | Not Affected | Not Affected | Not Affected | Not Affected | Not Affected | Not Affected | Not Affected | Not Affected | Not Affected | Not Affected | Not Affected | Not Affected | Not Affected | Not Affected | Not Affected | Not Affected | Not Affected | Not Affected | Not Affected | 0 | 0 | 0 | 0 | 21 | Point |  | 14 |  | No C Rating |  | Not Studied | 25154 | 3599 | 25.0331
Critical Infrastructure | Stormwater Treatment Facilities and Pump Stations | Drainage Assets - NWFWMD; SFWMD; SJRWMD; SWFWMD | L24_PC07 | STFPS_PT_001138 | X | Not Affected | Not Affected | Not Affected | Not Affected | Not Affected | Not Affected | Not Affected | Not Affected | Not Affected | Not Affected | Not Affected | Not Affected | Not Affected | Not Affected | Not Affected | Not Affected | Not Affected | Not Affected | Not Affected | Not Affected | Not Affected | 0 | 0 | 0 | 0 | 21 | Point |  | 14 |  | No C Rating |  | Not Studied | 40 | 1246 | 34.2593
Critical Infrastructure | Stormwater Treatment Facilities and Pump Stations | Drainage Assets - NWFWMD; SFWMD; SJRWMD; SWFWMD | S152 | STFPS_PT_000917 | A | Not Affected | Not Affected | Not Affected | Not Affected | Not Affected | Not Affected | Not Affected | Not Affected | Not Affected | Not Affected | Not Affected | Not Affected | Not Affected | Not Affected | Not Affected | Not Affected | Not Affected | Not Affected | Not Affected | Not Affected | Not Affected | 0 | 0 | 0 | 0 | 21 | Point |  | 14 |  | C-3 |  | Not Studied | 3 | 313 | 36.6667
Critical Infrastructure | Stormwater Treatment Facilities and Pump Stations | Drainage Assets - NWFWMD; SFWMD; SJRWMD; SWFWMD | S650 | STFPS_PT_000865 | X | Not Affected | Not Affected | Not Affected | Not Affected | Not Affected | Not Affected | Not Affected | Not Affected | Not Affected | Not Affected | Not Affected | Not Affected | Not Affected | Not Affected | Not Affected | Not Affected | Not Affected | Not Affected | Not Affected | Not Affected | Not Affected | 0 | 0 | 0 | 0 | 21 | Point |  | 14 |  | C-3 |  | Not Available | 2670 | 1597 | 33.6207
Critical Infrastructure | Stormwater Treatment Facilities and Pump Stations | Drainage Assets - NWFWMD; SFWMD; SJRWMD; SWFWMD | S651 | STFPS_PT_000866 | X | Not Affected | Not Affected | Not Affected | Not Affected | Not Affected | Not Affected | Not Affected | Not Affected | Not Affected | Not Affected | Not Affected | Not Affected | Not Affected | Not Affected | Not Affected | Not Affected | Not Affected | Not Affected | Not Affected | Not Affected | Not Affected | 0 | 0 | 0 | 0 | 21 | Point |  | 14 |  | C-3 |  | Not Studied | 1 | 162 | 53.4483 | Inactive
Critical Infrastructure | Stormwater Treatment Facilities and Pump Stations | Drainage Assets - NWFWMD; SFWMD; SJRWMD; SWFWMD | S652A | STFPS_PT_000871 | X | Not Affected | Not Affected | Not Affected | Not Affected | Not Affected | Not Affected | Not Affected | Not Affected | Not Affected | Not Affected | Not Affected | Not Affected | Not Affected | Not Affected | Not Affected | Not Affected | Not Affected | Not Affected | Not Affected | Not Affected | Not Affected | 0 | 0 | 0 | 0 | 21 | Point |  | 14 |  | C-3 |  | Not Studied | 1 | 162 | 53.4483
Critical Infrastructure | Stormwater Treatment Facilities and Pump Stations | Drainage Assets - NWFWMD; SFWMD; SJRWMD; SWFWMD | S652B | STFPS_PT_000999 | X | Not Affected | Not Affected | Not Affected | Not Affected | Not Affected | Not Affected | Not Affected | Not Affected | Not Affected | Not Affected | Not Affected | Not Affected | Not Affected | Not Affected | Not Affected | Not Affected | Not Affected | Not Affected | Not Affected | Not Affected | Not Affected | 0 | 0 | 0 | 0 | 21 | Point |  | 14 |  | C-3 |  | Not Studied | 1 | 162 | 53.4483
Critical Infrastructure | Stormwater Treatment Facilities and Pump Stations | Drainage Assets - NWFWMD; SFWMD; SJRWMD; SWFWMD | S653 | STFPS_PT_000867 | X | Not Affected | Not Affected | Not Affected | Not Affected | Not Affected | Not Affected | Not Affected | Not Affected | Not Affected | Not Affected | Not Affected | Not Affected | Not Affected | Not Affected | Not Affected | Not Affected | Not Affected | Not Affected | Not Affected | Not Affected | Not Affected | 0 | 0 | 0 | 0 | 21 | Point |  | 14 |  | C-3 |  | Not Studied | 1 | 162 | 53.4483
Critical Infrastructure | Stormwater Treatment Facilities and Pump Stations | Drainage Assets - NWFWMD; SFWMD; SJRWMD; SWFWMD | S654A | STFPS_PT_000870 | X | Not Affected | Not Affected | Not Affected | Not Affected | Not Affected | Not Affected | Not Affected | Not Affected | Not Affected | Not Affected | Not Affected | Not Affected | Not Affected | Not Affected | Not Affected | Not Affected | Not Affected | Not Affected | Not Affected | Not Affected | Not Affected | 0 | 0 | 0 | 0 | 21 | Point |  | 14 |  | C-3 |  | Not Studied | 1 | 162 | 53.4483
Critical Infrastructure | Stormwater Treatment Facilities and Pump Stations | Drainage Assets - NWFWMD; SFWMD; SJRWMD; SWFWMD | S654B | STFPS_PT_001000 | X | Not Affected | Not Affected | Not Affected | Not Affected | Not Affected | Not Affected | Not Affected | Not Affected | Not Affected | Not Affected | Not Affected | Not Affected | Not Affected | Not Affected | Not Affected | Not Affected | Not Affected | Not Affected | Not Affected | Not Affected | Not Affected | 0 | 0 | 0 | 0 | 21 | Point |  | 14 |  | C-3 |  | Not Studied | 1 | 162 | 53.4483
Critical Infrastructure | Stormwater Treatment Facilities and Pump Stations | Drainage Assets - NWFWMD; SFWMD; SJRWMD; SWFWMD | S655 | STFPS_PT_000868 | X | Not Affected | Not Affected | Not Affected | Not Affected | Not Affected | Not Affected | Not Affected | Not Affected | Not Affected | Not Affected | Not Affected | Not Affected | Not Affected | Not Affected | Not Affected | Not Affected | Not Affected | Not Affected | Not Affected | Not Affected | Not Affected | 0 | 0 | 0 | 0 | 21 | Point |  | 14 |  | C-3 |  | Not Studied | 1 | 162 | 53.4483 | Inactive
Critical Infrastructure | Stormwater Treatment Facilities and Pump Stations | Drainage Assets - NWFWMD; SFWMD; SJRWMD; SWFWMD | S656A | STFPS_PT_000869 | X | Not Affected | Not Affected | Not Affected | Not Affected | Not Affected | Not Affected | Not Affected | Not Affected | Not Affected | Not Affected | Not Affected | Not Affected | Not Affected | Not Affected | Not Affected | Not Affected | Not Affected | Not Affected | Not Affected | Not Affected | Not Affected | 0 | 0 | 0 | 0 | 21 | Point |  | 14 |  | C-3 |  | Not Studied | 1 | 162 | 53.4483 | Inactive
Critical Infrastructure | Stormwater Treatment Facilities and Pump Stations | Drainage Assets - NWFWMD; SFWMD; SJRWMD; SWFWMD | S656B | STFPS_PT_001001 | X | Not Affected | Not Affected | Not Affected | Not Affected | Not Affected | Not Affected | Not Affected | Not Affected | Not Affected | Not Affected | Not Affected | Not Affected | Not Affected | Not Affected | Not Affected | Not Affected | Not Affected | Not Affected | Not Affected | Not Affected | Not Affected | 0 | 0 | 0 | 0 | 21 | Point |  | 14 |  | C-2 |  | Not Studied | 1 | 162 | 53.4483
Critical Infrastructure | Stormwater Treatment Facilities and Pump Stations | Drainage Assets - NWFWMD; SFWMD; SJRWMD; SWFWMD | C23_PC20N | STFPS_PT_001615 | X | Not Affected | Not Affected | Not Affected | Not Affected | Not Affected | Not Affected | Not Affected | Not Affected | Not Affected | Not Affected | Not Affected | Not Affected | Not Affected | Not Affected | Not Affected | Not Affected | Not Affected | Not Affected | Not Affected | Not Affected | Not Affected | 0 | 0 | 0 | 0 | 21 | Point |  | 13 |  | No C Rating |  | Not Available | 7321 | 5984 | 19.2157
Critical Infrastructure | Stormwater Treatment Facilities and Pump Stations | Drainage Assets - NWFWMD; SFWMD; SJRWMD; SWFWMD | S377 | STFPS_PT_000600 | X | Not Affected | Not Affected | Not Affected | Not Affected | Not Affected | Not Affected | Not Affected | Not Affected | Not Affected | Not Affected | Not Affected | Not Affected | Not Affected | Not Affected | Not Affected | Not Affected | Not Affected | Not Affected | Not Affected | Not Affected | Not Affected | 0 | 0 | 0 | 0 | 21 | Point |  | 13 |  | C-3 |  | Not Studied | 59 | 139 | 18.3099
Critical Infrastructure | Stormwater Treatment Facilities and Pump Stations | Drainage Assets - NWFWMD; SFWMD; SJRWMD; SWFWMD | L12_PC03 | STFPS_PT_001112 | AO | Not Affected | Not Affected | Not Affected | Not Affected | Not Affected | Not Affected | Not Affected | Not Affected | Not Affected | Not Affected | Not Affected | Not Affected | Not Affected | Not Affected | Not Affected | Not Affected | Not Affected | Not Affected | Not Affected | Not Affected | Not Affected | 0 | 0 | 0 | 0 | 21 | Point |  | 12 |  | No C Rating |  | Not Studied | 7895 | 2302 | 30.3846
Critical Infrastructure | Stormwater Treatment Facilities and Pump Stations | Drainage Assets - NWFWMD; SFWMD; SJRWMD; SWFWMD | L24_PC08 | STFPS_PT_001142 | X | Not Affected | Not Affected | Not Affected | Not Affected | Not Affected | Not Affected | Not Affected | Not Affected | Not Affected | Not Affected | Not Affected | Not Affected | Not Affected | Not Affected | Not Affected | Not Affected | Not Affected | Not Affected | Not Affected | Not Affected | Not Affected | 0 | 0 | 0 | 0 | 21 | Point |  | 12 |  | No C Rating |  | Not Studied | 40 | 1246 | 34.2593
Critical Infrastructure | Stormwater Treatment Facilities and Pump Stations | Drainage Assets - NWFWMD; SFWMD; SJRWMD; SWFWMD | L24_PC08A | STFPS_PT_001140 | X | Not Affected | Not Affected | Not Affected | Not Affected | Not Affected | Not Affected | Not Affected | Not Affected | Not Affected | Not Affected | Not Affected | Not Affected | Not Affected | Not Affected | Not Affected | Not Affected | Not Affected | Not Affected | Not Affected | Not Affected | Not Affected | 0 | 0 | 0 | 0 | 21 | Point |  | 12 |  | No C Rating |  | Not Studied | 40 | 1246 | 34.2593
Critical Infrastructure | Stormwater Treatment Facilities and Pump Stations | Drainage Assets - NWFWMD; SFWMD; SJRWMD; SWFWMD | S65EX1 | STFPS_PT_000911 | X | Not Affected | Not Affected | Not Affected | Not Affected | Not Affected | Not Affected | Not Affected | Not Affected | Not Affected | Not Affected | Not Affected | Not Affected | Not Affected | Not Affected | Not Affected | Not Affected | Not Affected | Not Affected | Not Affected | Not Affected | Not Affected | 0 | 0 | 0 | 0 | 21 | Point |  | 12 |  | C-4 |  | Not Studied | 1011 | 1164 | 26.6667
Critical Infrastructure | Stormwater Treatment Facilities and Pump Stations | Drainage Assets - NWFWMD; SFWMD; SJRWMD; SWFWMD | C37_PC01 | STFPS_PT_001360 | A | Not Affected | Not Affected | Not Affected | Not Affected | Not Affected | Not Affected | Not Affected | Not Affected | Not Affected | Not Affected | Not Affected | Not Affected | Not Affected | Not Affected | Not Affected | Not Affected | Not Affected | Not Affected | Not Affected | Not Affected | Not Affected | 0 | 0 | 0 | 0 | 21 | Point |  | 11 |  | No C Rating |  | < 5-Year Event | 625 | 676 | 22.4138
Critical Infrastructure | Stormwater Treatment Facilities and Pump Stations | Drainage Assets - NWFWMD; SFWMD; SJRWMD; SWFWMD | G151W | STFPS_PT_000910 | AE | Not Affected | Not Affected | Not Affected | Not Affected | Not Affected | Not Affected | Not Affected | Not Affected | Not Affected | Not Affected | Not Affected | Not Affected | Not Affected | Not Affected | Not Affected | Not Affected | Not Affected | Not Affected | Not Affected | Not Affected | Not Affected | 0 | 0 | 0 | 0 | 21 | Point |  | 11 |  | C-3 |  | Not Available | 3537 | 4856 | 29.2208
Critical Infrastructure | Stormwater Treatment Facilities and Pump Stations | Drainage Assets - NWFWMD; SFWMD; SJRWMD; SWFWMD | L12_PC04 | STFPS_PT_001109 | AO | Not Affected | Not Affected | Not Affected | Not Affected | Not Affected | Not Affected | Not Affected | Not Affected | Not Affected | Not Affected | Not Affected | Not Affected | Not Affected | Not Affected | Not Affected | Not Affected | Not Affected | Not Affected | Not Affected | Not Affected | Not Affected | 0 | 0 | 0 | 0 | 21 | Point |  | 11 |  | No C Rating |  | Not Studied | 7895 | 2302 | 30.3846
Critical Infrastructure | Stormwater Treatment Facilities and Pump Stations | Drainage Assets - NWFWMD; SFWMD; SJRWMD; SWFWMD | L15_PC08 | STFPS_PT_001123 | X | Not Affected | Not Affected | Not Affected | Not Affected | Not Affected | Not Affected | Not Affected | Not Affected | Not Affected | Not Affected | Not Affected | Not Affected | Not Affected | Not Affected | Not Affected | Not Affected | Not Affected | Not Affected | Not Affected | Not Affected | Not Affected | 0 | 0 | 0 | 0 | 21 | Point |  | 11 |  | No C Rating |  | Not Studied | 25154 | 3599 | 25.0331
Critical Infrastructure | Stormwater Treatment Facilities and Pump Stations | Drainage Assets - NWFWMD; SFWMD; SJRWMD; SWFWMD | L19_PC01 | STFPS_PT_001166 | AE | Not Affected | Not Affected | Not Affected | Not Affected | Not Affected | Not Affected | Not Affected | Not Affected | Not Affected | Not Affected | Not Affected | Not Affected | Not Affected | Not Affected | Not Affected | Not Affected | Not Affected | Not Affected | Not Affected | Not Affected | Not Affected | 0 | 0 | 0 | 0 | 21 | Point |  | 11 |  | No C Rating |  | Not Studied | 25154 | 3599 | 25.0331
Critical Infrastructure | Stormwater Treatment Facilities and Pump Stations | Drainage Assets - NWFWMD; SFWMD; SJRWMD; SWFWMD | L19_PC02 | STFPS_PT_001165 | AE | Not Affected | Not Affected | Not Affected | Not Affected | Not Affected | Not Affected | Not Affected | Not Affected | Not Affected | Not Affected | Not Affected | Not Affected | Not Affected | Not Affected | Not Affected | Not Affected | Not Affected | Not Affected | Not Affected | Not Affected | Not Affected | 0 | 0 | 0 | 0 | 21 | Point |  | 11 |  | No C Rating |  | Not Studied | 25154 | 3599 | 25.0331
Critical Infrastructure | Stormwater Treatment Facilities and Pump Stations | Drainage Assets - NWFWMD; SFWMD; SJRWMD; SWFWMD | L19_PC05 | STFPS_PT_001162 | AE | Not Affected | Not Affected | Not Affected | Not Affected | Not Affected | Not Affected | Not Affected | Not Affected | Not Affected | Not Affected | Not Affected | Not Affected | Not Affected | Not Affected | Not Affected | Not Affected | Not Affected | Not Affected | Not Affected | Not Affected | Not Affected | 0 | 0 | 0 | 0 | 21 | Point |  | 11 |  | No C Rating |  | Not Studied | 25154 | 3599 | 25.0331
Critical Infrastructure | Stormwater Treatment Facilities and Pump Stations | Drainage Assets - NWFWMD; SFWMD; SJRWMD; SWFWMD | L23_PC16 | STFPS_PT_001144 | X | Not Affected | Not Affected | Not Affected | Not Affected | Not Affected | Not Affected | Not Affected | Not Affected | Not Affected | Not Affected | Not Affected | Not Affected | Not Affected | Not Affected | Not Affected | Not Affected | Not Affected | Not Affected | Not Affected | Not Affected | Not Affected | 0 | 0 | 0 | 0 | 21 | Point |  | 11 |  | No C Rating |  | Not Studied | 0 | 48 | 50
Critical Infrastructure | Stormwater Treatment Facilities and Pump Stations | Drainage Assets - NWFWMD; SFWMD; SJRWMD; SWFWMD | L24_PC08B | STFPS_PT_001141 | X | Not Affected | Not Affected | Not Affected | Not Affected | Not Affected | Not Affected | Not Affected | Not Affected | Not Affected | Not Affected | Not Affected | Not Affected | Not Affected | Not Affected | Not Affected | Not Affected | Not Affected | Not Affected | Not Affected | Not Affected | Not Affected | 0 | 0 | 0 | 0 | 21 | Point |  | 11 |  | No C Rating |  | Not Studied | 40 | 1246 | 34.2593
Critical Infrastructure | Stormwater Treatment Facilities and Pump Stations | Drainage Assets - NWFWMD; SFWMD; SJRWMD; SWFWMD | L24_PC09 | STFPS_PT_001139 | X | Not Affected | Not Affected | Not Affected | Not Affected | Not Affected | Not Affected | Not Affected | Not Affected | Not Affected | Not Affected | Not Affected | Not Affected | Not Affected | Not Affected | Not Affected | Not Affected | Not Affected | Not Affected | Not Affected | Not Affected | Not Affected | 0 | 0 | 0 | 0 | 21 | Point |  | 11 |  | No C Rating |  | Not Studied | 40 | 1246 | 34.2593
Critical Infrastructure | Stormwater Treatment Facilities and Pump Stations | Drainage Assets - NWFWMD; SFWMD; SJRWMD; SWFWMD | L25_PC01 | STFPS_PT_001135 | X | Not Affected | Not Affected | Not Affected | Not Affected | Not Affected | Not Affected | Not Affected | Not Affected | Not Affected | Not Affected | Not Affected | Not Affected | Not Affected | Not Affected | Not Affected | Not Affected | Not Affected | Not Affected | Not Affected | Not Affected | Not Affected | 0 | 0 | 0 | 0 | 21 | Point |  | 11 |  | No C Rating |  | Not Studied | 40 | 1246 | 34.2593
Critical Infrastructure | Stormwater Treatment Facilities and Pump Stations | Drainage Assets - NWFWMD; SFWMD; SJRWMD; SWFWMD | S328 | STFPS_PT_000921 | A | Not Affected | Not Affected | Not Affected | Not Affected | Not Affected | Not Affected | Not Affected | Not Affected | Not Affected | Not Affected | Not Affected | Not Affected | Not Affected | Not Affected | Not Affected | Not Affected | Not Affected | Not Affected | Not Affected | Not Affected | Not Affected | 0 | 0 | 0 | 0 | 21 | Point |  | 11 |  | C-3 |  | Not Studied | 2 | 818 | 44.7368
Critical Infrastructure | Stormwater Treatment Facilities and Pump Stations | Drainage Assets - NWFWMD; SFWMD; SJRWMD; SWFWMD | G538 | STFPS_PT_000913 | AO | Not Affected | Not Affected | Not Affected | Not Affected | Not Affected | Not Affected | Not Affected | Not Affected | Not Affected | Not Affected | Not Affected | Not Affected | Not Affected | Not Affected | Not Affected | Not Affected | Not Affected | Not Affected | Not Affected | Not Affected | Not Affected | 0 | 0 | 0 | 0 | 21 | Point |  | 10 |  | C-4 |  | 5-Year Event | 36972 | 6390 | 32.5714
Critical Infrastructure | Stormwater Treatment Facilities and Pump Stations | Drainage Assets - NWFWMD; SFWMD; SJRWMD; SWFWMD | G539 | STFPS_PT_000915 | AO | Not Affected | Not Affected | Not Affected | Not Affected | Not Affected | Not Affected | Not Affected | Not Affected | Not Affected | Not Affected | Not Affected | Not Affected | Not Affected | Not Affected | Not Affected | Not Affected | Not Affected | Not Affected | Not Affected | Not Affected | Not Affected | 0 | 0 | 0 | 0 | 21 | Point |  | 10 |  | C-4 |  | 5-Year Event | 36972 | 6390 | 32.5714
Critical Infrastructure | Stormwater Treatment Facilities and Pump Stations | Drainage Assets - NWFWMD; SFWMD; SJRWMD; SWFWMD | G541 | STFPS_PT_000916 | AO | Not Affected | Not Affected | Not Affected | Not Affected | Not Affected | Not Affected | Not Affected | Not Affected | Not Affected | Not Affected | Not Affected | Not Affected | Not Affected | Not Affected | Not Affected | Not Affected | Not Affected | Not Affected | Not Affected | Not Affected | Not Affected | 0 | 0 | 0 | 0 | 21 | Point |  | 10 |  | C-3 |  | 5-Year Event | 36972 | 6390 | 32.5714
Critical Infrastructure | Stormwater Treatment Facilities and Pump Stations | Drainage Assets - NWFWMD; SFWMD; SJRWMD; SWFWMD | G738 | STFPS_PT_000967 | X | Not Affected | Not Affected | Not Affected | Not Affected | Not Affected | Not Affected | Not Affected | Not Affected | Not Affected | Not Affected | Not Affected | Not Affected | Not Affected | Not Affected | Not Affected | Not Affected | Not Affected | Not Affected | Not Affected | Not Affected | Not Affected | 0 | 0 | 0 | 0 | 21 | Point |  | 10 |  | No C Rating |  | Not Available | 23278 | 6457 | 23.3945
Critical Infrastructure | Stormwater Treatment Facilities and Pump Stations | Drainage Assets - NWFWMD; SFWMD; SJRWMD; SWFWMD | L14_PC08 | STFPS_PT_001105 | AE | Not Affected | Not Affected | Not Affected | Not Affected | Not Affected | Not Affected | Not Affected | Not Affected | Not Affected | Not Affected | Not Affected | Not Affected | Not Affected | Not Affected | Not Affected | Not Affected | Not Affected | Not Affected | Not Affected | Not Affected | Not Affected | 0 | 0 | 0 | 0 | 21 | Point |  | 10 |  | No C Rating |  | Not Studied | 25154 | 3599 | 25.0331
Critical Infrastructure | Stormwater Treatment Facilities and Pump Stations | Drainage Assets - NWFWMD; SFWMD; SJRWMD; SWFWMD | L14_PC11 | STFPS_PT_001107 | AE | Not Affected | Not Affected | Not Affected | Not Affected | Not Affected | Not Affected | Not Affected | Not Affected | Not Affected | Not Affected | Not Affected | Not Affected | Not Affected | Not Affected | Not Affected | Not Affected | Not Affected | Not Affected | Not Affected | Not Affected | Not Affected | 0 | 0 | 0 | 0 | 21 | Point |  | 10 |  | No C Rating |  | Not Studied | 25154 | 3599 | 25.0331
Critical Infrastructure | Stormwater Treatment Facilities and Pump Stations | Drainage Assets - NWFWMD; SFWMD; SJRWMD; SWFWMD | L19_PC03 | STFPS_PT_001164 | AE | Not Affected | Not Affected | Not Affected | Not Affected | Not Affected | Not Affected | Not Affected | Not Affected | Not Affected | Not Affected | Not Affected | Not Affected | Not Affected | Not Affected | Not Affected | Not Affected | Not Affected | Not Affected | Not Affected | Not Affected | Not Affected | 0 | 0 | 0 | 0 | 21 | Point |  | 10 |  | No C Rating |  | Not Studied | 25154 | 3599 | 25.0331
Critical Infrastructure | Stormwater Treatment Facilities and Pump Stations | Drainage Assets - NWFWMD; SFWMD; SJRWMD; SWFWMD | L25_PC03 | STFPS_PT_001136 | X | Not Affected | Not Affected | Not Affected | Not Affected | Not Affected | Not Affected | Not Affected | Not Affected | Not Affected | Not Affected | Not Affected | Not Affected | Not Affected | Not Affected | Not Affected | Not Affected | Not Affected | Not Affected | Not Affected | Not Affected | Not Affected | 0 | 0 | 0 | 0 | 21 | Point |  | 10 |  | No C Rating |  | Not Studied | 40 | 1246 | 34.2593
Critical Infrastructure | Stormwater Treatment Facilities and Pump Stations | Drainage Assets - NWFWMD; SFWMD; SJRWMD; SWFWMD | L25_PC04 | STFPS_PT_001137 | X | Not Affected | Not Affected | Not Affected | Not Affected | Not Affected | Not Affected | Not Affected | Not Affected | Not Affected | Not Affected | Not Affected | Not Affected | Not Affected | Not Affected | Not Affected | Not Affected | Not Affected | Not Affected | Not Affected | Not Affected | Not Affected | 0 | 0 | 0 | 0 | 21 | Point |  | 10 |  | No C Rating |  | Not Studied | 40 | 1246 | 34.2593
Critical Infrastructure | Stormwater Treatment Facilities and Pump Stations | Drainage Assets - NWFWMD; SFWMD; SJRWMD; SWFWMD | L28I NF_PC13 | STFPS_PT_001174 | AREA NOT INCLUDED | Not Affected | Not Affected | Not Affected | Not Affected | Not Affected | Not Affected | Not Affected | Not Affected | Not Affected | Not Affected | Not Affected | Not Affected | Not Affected | Not Affected | Not Affected | Not Affected | Not Affected | Not Affected | Not Affected | Not Affected | Not Affected | 0 | 0 | 0 | 0 | 21 | Point |  | 10 |  | No C Rating |  | Not Available | 233 | 2413 | 42.5532
Critical Infrastructure | Stormwater Treatment Facilities and Pump Stations | Drainage Assets - NWFWMD; SFWMD; SJRWMD; SWFWMD | L28I WF_PC03 | STFPS_PT_001173 | AREA NOT INCLUDED | Not Affected | Not Affected | Not Affected | Not Affected | Not Affected | Not Affected | Not Affected | Not Affected | Not Affected | Not Affected | Not Affected | Not Affected | Not Affected | Not Affected | Not Affected | Not Affected | Not Affected | Not Affected | Not Affected | Not Affected | Not Affected | 0 | 0 | 0 | 0 | 21 | Point |  | 10 |  | No C Rating |  | Not Available | 233 | 2413 | 42.5532
Critical Infrastructure | Stormwater Treatment Facilities and Pump Stations | Drainage Assets - NWFWMD; SFWMD; SJRWMD; SWFWMD | L28I WF_PC04 | STFPS_PT_001170 | AREA NOT INCLUDED | Not Affected | Not Affected | Not Affected | Not Affected | Not Affected | Not Affected | Not Affected | Not Affected | Not Affected | Not Affected | Not Affected | Not Affected | Not Affected | Not Affected | Not Affected | Not Affected | Not Affected | Not Affected | Not Affected | Not Affected | Not Affected | 0 | 0 | 0 | 0 | 21 | Point |  | 10 |  | No C Rating |  | Not Studied | 15 | 3965 | 9.434
Critical Infrastructure | Stormwater Treatment Facilities and Pump Stations | Drainage Assets - NWFWMD; SFWMD; SJRWMD; SWFWMD | L28I WF_PC05 | STFPS_PT_001171 | AREA NOT INCLUDED | Not Affected | Not Affected | Not Affected | Not Affected | Not Affected | Not Affected | Not Affected | Not Affected | Not Affected | Not Affected | Not Affected | Not Affected | Not Affected | Not Affected | Not Affected | Not Affected | Not Affected | Not Affected | Not Affected | Not Affected | Not Affected | 0 | 0 | 0 | 0 | 21 | Point |  | 10 |  | No C Rating |  | Not Available | 233 | 2413 | 42.5532
Critical Infrastructure | Stormwater Treatment Facilities and Pump Stations | Drainage Assets - NWFWMD; SFWMD; SJRWMD; SWFWMD | S316D | STFPS_PT_000928 | A | Not Affected | Not Affected | Not Affected | Not Affected | Not Affected | Not Affected | Not Affected | Not Affected | Not Affected | Not Affected | Not Affected | Not Affected | Not Affected | Not Affected | Not Affected | Not Affected | Not Affected | Not Affected | Not Affected | Not Affected | Not Affected | 0 | 0 | 0 | 0 | 21 | Point |  | 10 |  | C-2 |  | Not Studied | 4 | 34 | 56.25
Critical Infrastructure | Stormwater Treatment Facilities and Pump Stations | Drainage Assets - NWFWMD; SFWMD; SJRWMD; SWFWMD | G261 | STFPS_PT_000943 | AO | Not Affected | Not Affected | Not Affected | Not Affected | Not Affected | Not Affected | Not Affected | Not Affected | Not Affected | Not Affected | Not Affected | Not Affected | Not Affected | Not Affected | Not Affected | Not Affected | Not Affected | Not Affected | Not Affected | Not Affected | Not Affected | 0 | 0 | 0 | 0 | 21 | Point |  | 9 |  | C-3 |  | 5-Year Event | 36972 | 6390 | 32.5714
Critical Infrastructure | Stormwater Treatment Facilities and Pump Stations | Drainage Assets - NWFWMD; SFWMD; SJRWMD; SWFWMD | G263 | STFPS_PT_000789 | AO | Not Affected | Not Affected | Not Affected | Not Affected | Not Affected | Not Affected | Not Affected | Not Affected | Not Affected | Not Affected | Not Affected | Not Affected | Not Affected | Not Affected | Not Affected | Not Affected | Not Affected | Not Affected | Not Affected | Not Affected | Not Affected | 0 | 0 | 0 | 0 | 21 | Point |  | 9 |  | C-3 |  | 5-Year Event | 36972 | 6390 | 32.5714
Critical Infrastructure | Stormwater Treatment Facilities and Pump Stations | Drainage Assets - NWFWMD; SFWMD; SJRWMD; SWFWMD | G716 | STFPS_PT_000762 | X | Not Affected | Not Affected | Not Affected | Not Affected | Not Affected | Not Affected | Not Affected | Not Affected | Not Affected | Not Affected | Not Affected | Not Affected | Not Affected | Not Affected | Not Affected | Not Affected | Not Affected | Not Affected | Not Affected | Not Affected | Not Affected | 0 | 0 | 0 | 0 | 21 | Point |  | 9 |  | C-3 |  | Not Studied | 59 | 139 | 18.3099
Critical Infrastructure | Stormwater Treatment Facilities and Pump Stations | Drainage Assets - NWFWMD; SFWMD; SJRWMD; SWFWMD | L24_PC15 | STFPS_PT_001145 | X | Not Affected | Not Affected | Not Affected | Not Affected | Not Affected | Not Affected | Not Affected | Not Affected | Not Affected | Not Affected | Not Affected | Not Affected | Not Affected | Not Affected | Not Affected | Not Affected | Not Affected | Not Affected | Not Affected | Not Affected | Not Affected | 0 | 0 | 0 | 0 | 21 | Point |  | 9 |  | No C Rating |  | Not Studied | 40 | 1246 | 34.2593
Critical Infrastructure | Stormwater Treatment Facilities and Pump Stations | Drainage Assets - NWFWMD; SFWMD; SJRWMD; SWFWMD | S322F | STFPS_PT_001009 | A | Not Affected | Not Affected | Not Affected | Not Affected | Not Affected | Not Affected | Not Affected | Not Affected | Not Affected | Not Affected | Not Affected | Not Affected | Not Affected | Not Affected | Not Affected | Not Affected | Not Affected | Not Affected | Not Affected | Not Affected | Not Affected | 0 | 0 | 0 | 0 | 21 | Point |  | 9 |  | No C Rating |  | Not Studied | 10 | 59 | 25
Critical Infrastructure | Stormwater Treatment Facilities and Pump Stations | Drainage Assets - NWFWMD; SFWMD; SJRWMD; SWFWMD | S322H | STFPS_PT_000940 | A | Not Affected | Not Affected | Not Affected | Not Affected | Not Affected | Not Affected | Not Affected | Not Affected | Not Affected | Not Affected | Not Affected | Not Affected | Not Affected | Not Affected | Not Affected | Not Affected | Not Affected | Not Affected | Not Affected | Not Affected | Not Affected | 0 | 0 | 0 | 0 | 21 | Point |  | 9 |  | No C Rating |  | Not Studied | 10 | 59 | 25
Critical Infrastructure | Stormwater Treatment Facilities and Pump Stations | Drainage Assets - NWFWMD; SFWMD; SJRWMD; SWFWMD | S323A | STFPS_PT_001010 | A | Not Affected | Not Affected | Not Affected | Not Affected | Not Affected | Not Affected | Not Affected | Not Affected | Not Affected | Not Affected | Not Affected | Not Affected | Not Affected | Not Affected | Not Affected | Not Affected | Not Affected | Not Affected | Not Affected | Not Affected | Not Affected | 0 | 0 | 0 | 0 | 21 | Point |  | 9 |  | C-1 |  | Not Studied | 10 | 59 | 25
Critical Infrastructure | Stormwater Treatment Facilities and Pump Stations | Drainage Assets - NWFWMD; SFWMD; SJRWMD; SWFWMD | S323B | STFPS_PT_000935 | A | Not Affected | Not Affected | Not Affected | Not Affected | Not Affected | Not Affected | Not Affected | Not Affected | Not Affected | Not Affected | Not Affected | Not Affected | Not Affected | Not Affected | Not Affected | Not Affected | Not Affected | Not Affected | Not Affected | Not Affected | Not Affected | 0 | 0 | 0 | 0 | 21 | Point |  | 9 |  | C-1 |  | Not Studied | 10 | 59 | 25
Critical Infrastructure | Stormwater Treatment Facilities and Pump Stations | Drainage Assets - NWFWMD; SFWMD; SJRWMD; SWFWMD | G721 | STFPS_PT_000895 | AE | Not Affected | Not Affected | Not Affected | Not Affected | Not Affected | Not Affected | Not Affected | Not Affected | Not Affected | Not Affected | Not Affected | Not Affected | Not Affected | Not Affected | Not Affected | Not Affected | Not Affected | Not Affected | Not Affected | Not Affected | Not Affected | 0 | 0 | 0 | 0 | 21 | Point |  | 8 |  | C-3 |  | Not Studied | 0 | 452 | 18.0451
Critical Infrastructure | Stormwater Treatment Facilities and Pump Stations | Drainage Assets - NWFWMD; SFWMD; SJRWMD; SWFWMD | G722 | STFPS_PT_000896 | AE | Not Affected | Not Affected | Not Affected | Not Affected | Not Affected | Not Affected | Not Affected | Not Affected | Not Affected | Not Affected | Not Affected | Not Affected | Not Affected | Not Affected | Not Affected | Not Affected | Not Affected | Not Affected | Not Affected | Not Affected | Not Affected | 0 | 0 | 0 | 0 | 21 | Point |  | 8 |  | C-3 |  | Not Studied | 0 | 155 | 25.9259
Critical Infrastructure | Stormwater Treatment Facilities and Pump Stations | Drainage Assets - NWFWMD; SFWMD; SJRWMD; SWFWMD | G723S | STFPS_PT_000909 | AE | Not Affected | Not Affected | Not Affected | Not Affected | Not Affected | Not Affected | Not Affected | Not Affected | Not Affected | Not Affected | Not Affected | Not Affected | Not Affected | Not Affected | Not Affected | Not Affected | Not Affected | Not Affected | Not Affected | Not Affected | Not Affected | 0 | 0 | 0 | 0 | 21 | Point |  | 8 |  | C-4 |  | Not Studied | 0 | 452 | 18.0451
Critical Infrastructure | Stormwater Treatment Facilities and Pump Stations | Drainage Assets - NWFWMD; SFWMD; SJRWMD; SWFWMD | G724A | STFPS_PT_000908 | AE | Not Affected | Not Affected | Not Affected | Not Affected | Not Affected | Not Affected | Not Affected | Not Affected | Not Affected | Not Affected | Not Affected | Not Affected | Not Affected | Not Affected | Not Affected | Not Affected | Not Affected | Not Affected | Not Affected | Not Affected | Not Affected | 0 | 0 | 0 | 0 | 21 | Point |  | 8 |  | C-3 |  | Not Studied | 0 | 452 | 18.0451
Critical Infrastructure | Stormwater Treatment Facilities and Pump Stations | Drainage Assets - NWFWMD; SFWMD; SJRWMD; SWFWMD | G724B | STFPS_PT_000907 | AE | Not Affected | Not Affected | Not Affected | Not Affected | Not Affected | Not Affected | Not Affected | Not Affected | Not Affected | Not Affected | Not Affected | Not Affected | Not Affected | Not Affected | Not Affected | Not Affected | Not Affected | Not Affected | Not Affected | Not Affected | Not Affected | 0 | 0 | 0 | 0 | 21 | Point |  | 8 |  | C-3 |  | Not Studied | 0 | 452 | 18.0451
Critical Infrastructure | Stormwater Treatment Facilities and Pump Stations | Drainage Assets - NWFWMD; SFWMD; SJRWMD; SWFWMD | G724C | STFPS_PT_000906 | X | Not Affected | Not Affected | Not Affected | Not Affected | Not Affected | Not Affected | Not Affected | Not Affected | Not Affected | Not Affected | Not Affected | Not Affected | Not Affected | Not Affected | Not Affected | Not Affected | Not Affected | Not Affected | Not Affected | Not Affected | Not Affected | 0 | 0 | 0 | 0 | 21 | Point |  | 8 |  | C-3 |  | Not Studied | 0 | 452 | 18.0451
Critical Infrastructure | Stormwater Treatment Facilities and Pump Stations | Drainage Assets - NWFWMD; SFWMD; SJRWMD; SWFWMD | G724D | STFPS_PT_000905 | X | Not Affected | Not Affected | Not Affected | Not Affected | Not Affected | Not Affected | Not Affected | Not Affected | Not Affected | Not Affected | Not Affected | Not Affected | Not Affected | Not Affected | Not Affected | Not Affected | Not Affected | Not Affected | Not Affected | Not Affected | Not Affected | 0 | 0 | 0 | 0 | 21 | Point |  | 8 |  | C-3 |  | Not Studied | 0 | 452 | 18.0451
Critical Infrastructure | Stormwater Treatment Facilities and Pump Stations | Drainage Assets - NWFWMD; SFWMD; SJRWMD; SWFWMD | G724E | STFPS_PT_000904 | X | Not Affected | Not Affected | Not Affected | Not Affected | Not Affected | Not Affected | Not Affected | Not Affected | Not Affected | Not Affected | Not Affected | Not Affected | Not Affected | Not Affected | Not Affected | Not Affected | Not Affected | Not Affected | Not Affected | Not Affected | Not Affected | 0 | 0 | 0 | 0 | 21 | Point |  | 8 |  | C-3 |  | Not Studied | 0 | 452 | 18.0451
Critical Infrastructure | Stormwater Treatment Facilities and Pump Stations | Drainage Assets - NWFWMD; SFWMD; SJRWMD; SWFWMD | G724F | STFPS_PT_000903 | X | Not Affected | Not Affected | Not Affected | Not Affected | Not Affected | Not Affected | Not Affected | Not Affected | Not Affected | Not Affected | Not Affected | Not Affected | Not Affected | Not Affected | Not Affected | Not Affected | Not Affected | Not Affected | Not Affected | Not Affected | Not Affected | 0 | 0 | 0 | 0 | 21 | Point |  | 8 |  | C-3 |  | Not Studied | 0 | 452 | 18.0451
Critical Infrastructure | Stormwater Treatment Facilities and Pump Stations | Drainage Assets - NWFWMD; SFWMD; SJRWMD; SWFWMD | G724G | STFPS_PT_000902 | X | Not Affected | Not Affected | Not Affected | Not Affected | Not Affected | Not Affected | Not Affected | Not Affected | Not Affected | Not Affected | Not Affected | Not Affected | Not Affected | Not Affected | Not Affected | Not Affected | Not Affected | Not Affected | Not Affected | Not Affected | Not Affected | 0 | 0 | 0 | 0 | 21 | Point |  | 8 |  | C-3 |  | Not Studied | 0 | 452 | 18.0451
Critical Infrastructure | Stormwater Treatment Facilities and Pump Stations | Drainage Assets - NWFWMD; SFWMD; SJRWMD; SWFWMD | G724H | STFPS_PT_000901 | X | Not Affected | Not Affected | Not Affected | Not Affected | Not Affected | Not Affected | Not Affected | Not Affected | Not Affected | Not Affected | Not Affected | Not Affected | Not Affected | Not Affected | Not Affected | Not Affected | Not Affected | Not Affected | Not Affected | Not Affected | Not Affected | 0 | 0 | 0 | 0 | 21 | Point |  | 8 |  | C-3 |  | Not Studied | 0 | 452 | 18.0451
Critical Infrastructure | Stormwater Treatment Facilities and Pump Stations | Drainage Assets - NWFWMD; SFWMD; SJRWMD; SWFWMD | G724I | STFPS_PT_000900 | AE | Not Affected | Not Affected | Not Affected | Not Affected | Not Affected | Not Affected | Not Affected | Not Affected | Not Affected | Not Affected | Not Affected | Not Affected | Not Affected | Not Affected | Not Affected | Not Affected | Not Affected | Not Affected | Not Affected | Not Affected | Not Affected | 0 | 0 | 0 | 0 | 21 | Point |  | 8 |  | C-3 |  | Not Studied | 0 | 452 | 18.0451
Critical Infrastructure | Stormwater Treatment Facilities and Pump Stations | Drainage Assets - NWFWMD; SFWMD; SJRWMD; SWFWMD | G724J | STFPS_PT_000899 | AE | Not Affected | Not Affected | Not Affected | Not Affected | Not Affected | Not Affected | Not Affected | Not Affected | Not Affected | Not Affected | Not Affected | Not Affected | Not Affected | Not Affected | Not Affected | Not Affected | Not Affected | Not Affected | Not Affected | Not Affected | Not Affected | 0 | 0 | 0 | 0 | 21 | Point |  | 8 |  | C-3 |  | Not Studied | 0 | 452 | 18.0451
Critical Infrastructure | Stormwater Treatment Facilities and Pump Stations | Drainage Assets - NWFWMD; SFWMD; SJRWMD; SWFWMD | G725 | STFPS_PT_001033 | X | Not Affected | Not Affected | Not Affected | Not Affected | Not Affected | Not Affected | Not Affected | Not Affected | Not Affected | Not Affected | Not Affected | Not Affected | Not Affected | Not Affected | Not Affected | Not Affected | Not Affected | Not Affected | Not Affected | Not Affected | Not Affected | 0 | 0 | 0 | 0 | 21 | Point |  | 8 |  | C-3 |  | Not Available | 2921 | 730 | 29.661
Critical Infrastructure | Stormwater Treatment Facilities and Pump Stations | Drainage Assets - NWFWMD; SFWMD; SJRWMD; SWFWMD | G727A | STFPS_PT_001024 | X | Not Affected | Not Affected | Not Affected | Not Affected | Not Affected | Not Affected | Not Affected | Not Affected | Not Affected | Not Affected | Not Affected | Not Affected | Not Affected | Not Affected | Not Affected | Not Affected | Not Affected | Not Affected | Not Affected | Not Affected | Not Affected | 0 | 0 | 0 | 0 | 21 | Point |  | 8 |  | No C Rating |  | Not Studied | 7 | 259 | 18.1818
Critical Infrastructure | Stormwater Treatment Facilities and Pump Stations | Drainage Assets - NWFWMD; SFWMD; SJRWMD; SWFWMD | G727B | STFPS_PT_001025 | X | Not Affected | Not Affected | Not Affected | Not Affected | Not Affected | Not Affected | Not Affected | Not Affected | Not Affected | Not Affected | Not Affected | Not Affected | Not Affected | Not Affected | Not Affected | Not Affected | Not Affected | Not Affected | Not Affected | Not Affected | Not Affected | 0 | 0 | 0 | 0 | 21 | Point |  | 8 |  | No C Rating |  | Not Studied | 7 | 259 | 18.1818
Critical Infrastructure | Stormwater Treatment Facilities and Pump Stations | Drainage Assets - NWFWMD; SFWMD; SJRWMD; SWFWMD | G727C | STFPS_PT_001026 | X | Not Affected | Not Affected | Not Affected | Not Affected | Not Affected | Not Affected | Not Affected | Not Affected | Not Affected | Not Affected | Not Affected | Not Affected | Not Affected | Not Affected | Not Affected | Not Affected | Not Affected | Not Affected | Not Affected | Not Affected | Not Affected | 0 | 0 | 0 | 0 | 21 | Point |  | 8 |  | No C Rating |  | Not Studied | 7 | 259 | 18.1818
Critical Infrastructure | Stormwater Treatment Facilities and Pump Stations | Drainage Assets - NWFWMD; SFWMD; SJRWMD; SWFWMD | G731A | STFPS_PT_001017 | X | Not Affected | Not Affected | Not Affected | Not Affected | Not Affected | Not Affected | Not Affected | Not Affected | Not Affected | Not Affected | Not Affected | Not Affected | Not Affected | Not Affected | Not Affected | Not Affected | Not Affected | Not Affected | Not Affected | Not Affected | Not Affected | 0 | 0 | 0 | 0 | 21 | Point |  | 8 |  | C-3 |  | Not Studied | 7 | 259 | 18.1818
Critical Infrastructure | Stormwater Treatment Facilities and Pump Stations | Drainage Assets - NWFWMD; SFWMD; SJRWMD; SWFWMD | G735C | STFPS_PT_001023 | X | Not Affected | Not Affected | Not Affected | Not Affected | Not Affected | Not Affected | Not Affected | Not Affected | Not Affected | Not Affected | Not Affected | Not Affected | Not Affected | Not Affected | Not Affected | Not Affected | Not Affected | Not Affected | Not Affected | Not Affected | Not Affected | 0 | 0 | 0 | 0 | 21 | Point |  | 8 |  | No C Rating |  | Not Studied | 7 | 259 | 18.1818
Critical Infrastructure | Stormwater Treatment Facilities and Pump Stations | Drainage Assets - NWFWMD; SFWMD; SJRWMD; SWFWMD | G738A | STFPS_PT_000966 | X | Not Affected | Not Affected | Not Affected | Not Affected | Not Affected | Not Affected | Not Affected | Not Affected | Not Affected | Not Affected | Not Affected | Not Affected | Not Affected | Not Affected | Not Affected | Not Affected | Not Affected | Not Affected | Not Affected | Not Affected | Not Affected | 0 | 0 | 0 | 0 | 21 | Point |  | 8 |  | No C Rating |  | Not Available | 23278 | 6457 | 23.3945
Critical Infrastructure | Stormwater Treatment Facilities and Pump Stations | Drainage Assets - NWFWMD; SFWMD; SJRWMD; SWFWMD | S404 | STFPS_PT_001037 | X | Not Affected | Not Affected | Not Affected | Not Affected | Not Affected | Not Affected | Not Affected | Not Affected | Not Affected | Not Affected | Not Affected | Not Affected | Not Affected | Not Affected | Not Affected | Not Affected | Not Affected | Not Affected | Not Affected | Not Affected | Not Affected | 0 | 0 | 0 | 0 | 21 | Point |  | 8 |  | C-3 |  | Not Studied | 0 | 170 | 13.1579
Critical Infrastructure | Stormwater Treatment Facilities and Pump Stations | Drainage Assets - NWFWMD; SFWMD; SJRWMD; SWFWMD | S406A | STFPS_PT_001038 | X | Not Affected | Not Affected | Not Affected | Not Affected | Not Affected | Not Affected | Not Affected | Not Affected | Not Affected | Not Affected | Not Affected | Not Affected | Not Affected | Not Affected | Not Affected | Not Affected | Not Affected | Not Affected | Not Affected | Not Affected | Not Affected | 0 | 0 | 0 | 0 | 21 | Point |  | 8 |  | No C Rating |  | Not Studied | 0 | 170 | 13.1579
Critical Infrastructure | Stormwater Treatment Facilities and Pump Stations | Drainage Assets - NWFWMD; SFWMD; SJRWMD; SWFWMD | S406B | STFPS_PT_001039 | X | Not Affected | Not Affected | Not Affected | Not Affected | Not Affected | Not Affected | Not Affected | Not Affected | Not Affected | Not Affected | Not Affected | Not Affected | Not Affected | Not Affected | Not Affected | Not Affected | Not Affected | Not Affected | Not Affected | Not Affected | Not Affected | 0 | 0 | 0 | 0 | 21 | Point |  | 8 |  | No C Rating |  | Not Studied | 0 | 170 | 13.1579
Critical Infrastructure | Stormwater Treatment Facilities and Pump Stations | Drainage Assets - NWFWMD; SFWMD; SJRWMD; SWFWMD | S406C | STFPS_PT_001040 | X | Not Affected | Not Affected | Not Affected | Not Affected | Not Affected | Not Affected | Not Affected | Not Affected | Not Affected | Not Affected | Not Affected | Not Affected | Not Affected | Not Affected | Not Affected | Not Affected | Not Affected | Not Affected | Not Affected | Not Affected | Not Affected | 0 | 0 | 0 | 0 | 21 | Point |  | 8 |  | No C Rating |  | Not Studied | 0 | 170 | 13.1579
Critical Infrastructure | Stormwater Treatment Facilities and Pump Stations | Drainage Assets - NWFWMD; SFWMD; SJRWMD; SWFWMD | S407A | STFPS_PT_001057 | X | Not Affected | Not Affected | Not Affected | Not Affected | Not Affected | Not Affected | Not Affected | Not Affected | Not Affected | Not Affected | Not Affected | Not Affected | Not Affected | Not Affected | Not Affected | Not Affected | Not Affected | Not Affected | Not Affected | Not Affected | Not Affected | 0 | 0 | 0 | 0 | 21 | Point |  | 8 |  | No C Rating |  | Not Studied | 0 | 170 | 13.1579
Critical Infrastructure | Stormwater Treatment Facilities and Pump Stations | Drainage Assets - NWFWMD; SFWMD; SJRWMD; SWFWMD | S407B | STFPS_PT_001058 | X | Not Affected | Not Affected | Not Affected | Not Affected | Not Affected | Not Affected | Not Affected | Not Affected | Not Affected | Not Affected | Not Affected | Not Affected | Not Affected | Not Affected | Not Affected | Not Affected | Not Affected | Not Affected | Not Affected | Not Affected | Not Affected | 0 | 0 | 0 | 0 | 21 | Point |  | 8 |  | No C Rating |  | Not Studied | 0 | 170 | 13.1579
Critical Infrastructure | Stormwater Treatment Facilities and Pump Stations | Drainage Assets - NWFWMD; SFWMD; SJRWMD; SWFWMD | S407C | STFPS_PT_001060 | X | Not Affected | Not Affected | Not Affected | Not Affected | Not Affected | Not Affected | Not Affected | Not Affected | Not Affected | Not Affected | Not Affected | Not Affected | Not Affected | Not Affected | Not Affected | Not Affected | Not Affected | Not Affected | Not Affected | Not Affected | Not Affected | 0 | 0 | 0 | 0 | 21 | Point |  | 8 |  | No C Rating |  | Not Studied | 0 | 170 | 13.1579
Critical Infrastructure | Stormwater Treatment Facilities and Pump Stations | Drainage Assets - NWFWMD; SFWMD; SJRWMD; SWFWMD | S407E | STFPS_PT_001059 | X | Not Affected | Not Affected | Not Affected | Not Affected | Not Affected | Not Affected | Not Affected | Not Affected | Not Affected | Not Affected | Not Affected | Not Affected | Not Affected | Not Affected | Not Affected | Not Affected | Not Affected | Not Affected | Not Affected | Not Affected | Not Affected | 0 | 0 | 0 | 0 | 21 | Point |  | 8 |  | No C Rating |  | Not Studied | 0 | 170 | 13.1579
Critical Infrastructure | Stormwater Treatment Facilities and Pump Stations | Drainage Assets - NWFWMD; SFWMD; SJRWMD; SWFWMD | S408A | STFPS_PT_001041 | X | Not Affected | Not Affected | Not Affected | Not Affected | Not Affected | Not Affected | Not Affected | Not Affected | Not Affected | Not Affected | Not Affected | Not Affected | Not Affected | Not Affected | Not Affected | Not Affected | Not Affected | Not Affected | Not Affected | Not Affected | Not Affected | 0 | 0 | 0 | 0 | 21 | Point |  | 8 |  | No C Rating |  | Not Studied | 0 | 170 | 13.1579
Critical Infrastructure | Stormwater Treatment Facilities and Pump Stations | Drainage Assets - NWFWMD; SFWMD; SJRWMD; SWFWMD | S408B | STFPS_PT_001056 | X | Not Affected | Not Affected | Not Affected | Not Affected | Not Affected | Not Affected | Not Affected | Not Affected | Not Affected | Not Affected | Not Affected | Not Affected | Not Affected | Not Affected | Not Affected | Not Affected | Not Affected | Not Affected | Not Affected | Not Affected | Not Affected | 0 | 0 | 0 | 0 | 21 | Point |  | 8 |  | No C Rating |  | Not Studied | 0 | 170 | 13.1579
Critical Infrastructure | Stormwater Treatment Facilities and Pump Stations | Drainage Assets - NWFWMD; SFWMD; SJRWMD; SWFWMD | S408C | STFPS_PT_001051 | X | Not Affected | Not Affected | Not Affected | Not Affected | Not Affected | Not Affected | Not Affected | Not Affected | Not Affected | Not Affected | Not Affected | Not Affected | Not Affected | Not Affected | Not Affected | Not Affected | Not Affected | Not Affected | Not Affected | Not Affected | Not Affected | 0 | 0 | 0 | 0 | 21 | Point |  | 8 |  | No C Rating |  | Not Studied | 0 | 170 | 13.1579
Critical Infrastructure | Stormwater Treatment Facilities and Pump Stations | Drainage Assets - NWFWMD; SFWMD; SJRWMD; SWFWMD | S409A | STFPS_PT_001091 | X | Not Affected | Not Affected | Not Affected | Not Affected | Not Affected | Not Affected | Not Affected | Not Affected | Not Affected | Not Affected | Not Affected | Not Affected | Not Affected | Not Affected | Not Affected | Not Affected | Not Affected | Not Affected | Not Affected | Not Affected | Not Affected | 0 | 0 | 0 | 0 | 21 | Point |  | 8 |  | No C Rating |  | Not Studied | 0 | 170 | 13.1579
Critical Infrastructure | Stormwater Treatment Facilities and Pump Stations | Drainage Assets - NWFWMD; SFWMD; SJRWMD; SWFWMD | S409B | STFPS_PT_001090 | X | Not Affected | Not Affected | Not Affected | Not Affected | Not Affected | Not Affected | Not Affected | Not Affected | Not Affected | Not Affected | Not Affected | Not Affected | Not Affected | Not Affected | Not Affected | Not Affected | Not Affected | Not Affected | Not Affected | Not Affected | Not Affected | 0 | 0 | 0 | 0 | 21 | Point |  | 8 |  | No C Rating |  | Not Studied | 0 | 170 | 13.1579
Critical Infrastructure | Stormwater Treatment Facilities and Pump Stations | Drainage Assets - NWFWMD; SFWMD; SJRWMD; SWFWMD | S409C | STFPS_PT_001088 | X | Not Affected | Not Affected | Not Affected | Not Affected | Not Affected | Not Affected | Not Affected | Not Affected | Not Affected | Not Affected | Not Affected | Not Affected | Not Affected | Not Affected | Not Affected | Not Affected | Not Affected | Not Affected | Not Affected | Not Affected | Not Affected | 0 | 0 | 0 | 0 | 21 | Point |  | 8 |  | No C Rating |  | Not Studied | 0 | 170 | 13.1579
Critical Infrastructure | Stormwater Treatment Facilities and Pump Stations | Drainage Assets - NWFWMD; SFWMD; SJRWMD; SWFWMD | S409E | STFPS_PT_001089 | X | Not Affected | Not Affected | Not Affected | Not Affected | Not Affected | Not Affected | Not Affected | Not Affected | Not Affected | Not Affected | Not Affected | Not Affected | Not Affected | Not Affected | Not Affected | Not Affected | Not Affected | Not Affected | Not Affected | Not Affected | Not Affected | 0 | 0 | 0 | 0 | 21 | Point |  | 8 |  | No C Rating |  | Not Studied | 0 | 170 | 13.1579
Critical Infrastructure | Stormwater Treatment Facilities and Pump Stations | Drainage Assets - NWFWMD; SFWMD; SJRWMD; SWFWMD | S410A | STFPS_PT_001052 | X | Not Affected | Not Affected | Not Affected | Not Affected | Not Affected | Not Affected | Not Affected | Not Affected | Not Affected | Not Affected | Not Affected | Not Affected | Not Affected | Not Affected | Not Affected | Not Affected | Not Affected | Not Affected | Not Affected | Not Affected | Not Affected | 0 | 0 | 0 | 0 | 21 | Point |  | 8 |  | No C Rating |  | Not Studied | 0 | 170 | 13.1579
Critical Infrastructure | Stormwater Treatment Facilities and Pump Stations | Drainage Assets - NWFWMD; SFWMD; SJRWMD; SWFWMD | S410B | STFPS_PT_001042 | X | Not Affected | Not Affected | Not Affected | Not Affected | Not Affected | Not Affected | Not Affected | Not Affected | Not Affected | Not Affected | Not Affected | Not Affected | Not Affected | Not Affected | Not Affected | Not Affected | Not Affected | Not Affected | Not Affected | Not Affected | Not Affected | 0 | 0 | 0 | 0 | 21 | Point |  | 8 |  | No C Rating |  | Not Studied | 0 | 170 | 13.1579
Critical Infrastructure | Stormwater Treatment Facilities and Pump Stations | Drainage Assets - NWFWMD; SFWMD; SJRWMD; SWFWMD | S411A | STFPS_PT_001062 | X | Not Affected | Not Affected | Not Affected | Not Affected | Not Affected | Not Affected | Not Affected | Not Affected | Not Affected | Not Affected | Not Affected | Not Affected | Not Affected | Not Affected | Not Affected | Not Affected | Not Affected | Not Affected | Not Affected | Not Affected | Not Affected | 0 | 0 | 0 | 0 | 21 | Point |  | 8 |  | No C Rating |  | Not Studied | 0 | 170 | 13.1579
Critical Infrastructure | Stormwater Treatment Facilities and Pump Stations | Drainage Assets - NWFWMD; SFWMD; SJRWMD; SWFWMD | S411B | STFPS_PT_001064 | X | Not Affected | Not Affected | Not Affected | Not Affected | Not Affected | Not Affected | Not Affected | Not Affected | Not Affected | Not Affected | Not Affected | Not Affected | Not Affected | Not Affected | Not Affected | Not Affected | Not Affected | Not Affected | Not Affected | Not Affected | Not Affected | 0 | 0 | 0 | 0 | 21 | Point |  | 8 |  | No C Rating |  | Not Studied | 0 | 170 | 13.1579 | Inactive
Critical Infrastructure | Stormwater Treatment Facilities and Pump Stations | Drainage Assets - NWFWMD; SFWMD; SJRWMD; SWFWMD | S411E | STFPS_PT_001063 | X | Not Affected | Not Affected | Not Affected | Not Affected | Not Affected | Not Affected | Not Affected | Not Affected | Not Affected | Not Affected | Not Affected | Not Affected | Not Affected | Not Affected | Not Affected | Not Affected | Not Affected | Not Affected | Not Affected | Not Affected | Not Affected | 0 | 0 | 0 | 0 | 21 | Point |  | 8 |  | No C Rating |  | Not Studied | 0 | 170 | 13.1579
Critical Infrastructure | Stormwater Treatment Facilities and Pump Stations | Drainage Assets - NWFWMD; SFWMD; SJRWMD; SWFWMD | S412A | STFPS_PT_001093 | X | Not Affected | Not Affected | Not Affected | Not Affected | Not Affected | Not Affected | Not Affected | Not Affected | Not Affected | Not Affected | Not Affected | Not Affected | Not Affected | Not Affected | Not Affected | Not Affected | Not Affected | Not Affected | Not Affected | Not Affected | Not Affected | 0 | 0 | 0 | 0 | 21 | Point |  | 8 |  | No C Rating |  | Not Studied | 0 | 170 | 13.1579
Critical Infrastructure | Stormwater Treatment Facilities and Pump Stations | Drainage Assets - NWFWMD; SFWMD; SJRWMD; SWFWMD | S412B | STFPS_PT_001043 | X | Not Affected | Not Affected | Not Affected | Not Affected | Not Affected | Not Affected | Not Affected | Not Affected | Not Affected | Not Affected | Not Affected | Not Affected | Not Affected | Not Affected | Not Affected | Not Affected | Not Affected | Not Affected | Not Affected | Not Affected | Not Affected | 0 | 0 | 0 | 0 | 21 | Point |  | 8 |  | No C Rating |  | Not Studied | 0 | 170 | 13.1579 | Inactive
Critical Infrastructure | Stormwater Treatment Facilities and Pump Stations | Drainage Assets - NWFWMD; SFWMD; SJRWMD; SWFWMD | S412C | STFPS_PT_001053 | X | Not Affected | Not Affected | Not Affected | Not Affected | Not Affected | Not Affected | Not Affected | Not Affected | Not Affected | Not Affected | Not Affected | Not Affected | Not Affected | Not Affected | Not Affected | Not Affected | Not Affected | Not Affected | Not Affected | Not Affected | Not Affected | 0 | 0 | 0 | 0 | 21 | Point |  | 8 |  | No C Rating |  | Not Studied | 0 | 170 | 13.1579
Critical Infrastructure | Stormwater Treatment Facilities and Pump Stations | Drainage Assets - NWFWMD; SFWMD; SJRWMD; SWFWMD | S412D | STFPS_PT_001044 | X | Not Affected | Not Affected | Not Affected | Not Affected | Not Affected | Not Affected | Not Affected | Not Affected | Not Affected | Not Affected | Not Affected | Not Affected | Not Affected | Not Affected | Not Affected | Not Affected | Not Affected | Not Affected | Not Affected | Not Affected | Not Affected | 0 | 0 | 0 | 0 | 21 | Point |  | 8 |  | No C Rating |  | Not Studied | 0 | 170 | 13.1579
Critical Infrastructure | Stormwater Treatment Facilities and Pump Stations | Drainage Assets - NWFWMD; SFWMD; SJRWMD; SWFWMD | S413A | STFPS_PT_001068 | X | Not Affected | Not Affected | Not Affected | Not Affected | Not Affected | Not Affected | Not Affected | Not Affected | Not Affected | Not Affected | Not Affected | Not Affected | Not Affected | Not Affected | Not Affected | Not Affected | Not Affected | Not Affected | Not Affected | Not Affected | Not Affected | 0 | 0 | 0 | 0 | 21 | Point |  | 8 |  | No C Rating |  | Not Studied | 0 | 170 | 13.1579
Critical Infrastructure | Stormwater Treatment Facilities and Pump Stations | Drainage Assets - NWFWMD; SFWMD; SJRWMD; SWFWMD | S413B | STFPS_PT_001069 | X | Not Affected | Not Affected | Not Affected | Not Affected | Not Affected | Not Affected | Not Affected | Not Affected | Not Affected | Not Affected | Not Affected | Not Affected | Not Affected | Not Affected | Not Affected | Not Affected | Not Affected | Not Affected | Not Affected | Not Affected | Not Affected | 0 | 0 | 0 | 0 | 21 | Point |  | 8 |  | No C Rating |  | Not Studied | 0 | 170 | 13.1579
Critical Infrastructure | Stormwater Treatment Facilities and Pump Stations | Drainage Assets - NWFWMD; SFWMD; SJRWMD; SWFWMD | S413C | STFPS_PT_001071 | X | Not Affected | Not Affected | Not Affected | Not Affected | Not Affected | Not Affected | Not Affected | Not Affected | Not Affected | Not Affected | Not Affected | Not Affected | Not Affected | Not Affected | Not Affected | Not Affected | Not Affected | Not Affected | Not Affected | Not Affected | Not Affected | 0 | 0 | 0 | 0 | 21 | Point |  | 8 |  | No C Rating |  | Not Studied | 0 | 170 | 13.1579
Critical Infrastructure | Stormwater Treatment Facilities and Pump Stations | Drainage Assets - NWFWMD; SFWMD; SJRWMD; SWFWMD | S413D | STFPS_PT_001072 | X | Not Affected | Not Affected | Not Affected | Not Affected | Not Affected | Not Affected | Not Affected | Not Affected | Not Affected | Not Affected | Not Affected | Not Affected | Not Affected | Not Affected | Not Affected | Not Affected | Not Affected | Not Affected | Not Affected | Not Affected | Not Affected | 0 | 0 | 0 | 0 | 21 | Point |  | 8 |  | No C Rating |  | Not Studied | 0 | 170 | 13.1579
Critical Infrastructure | Stormwater Treatment Facilities and Pump Stations | Drainage Assets - NWFWMD; SFWMD; SJRWMD; SWFWMD | S413E | STFPS_PT_001070 | X | Not Affected | Not Affected | Not Affected | Not Affected | Not Affected | Not Affected | Not Affected | Not Affected | Not Affected | Not Affected | Not Affected | Not Affected | Not Affected | Not Affected | Not Affected | Not Affected | Not Affected | Not Affected | Not Affected | Not Affected | Not Affected | 0 | 0 | 0 | 0 | 21 | Point |  | 8 |  | No C Rating |  | Not Studied | 0 | 170 | 13.1579
Critical Infrastructure | Stormwater Treatment Facilities and Pump Stations | Drainage Assets - NWFWMD; SFWMD; SJRWMD; SWFWMD | S414A | STFPS_PT_001045 | X | Not Affected | Not Affected | Not Affected | Not Affected | Not Affected | Not Affected | Not Affected | Not Affected | Not Affected | Not Affected | Not Affected | Not Affected | Not Affected | Not Affected | Not Affected | Not Affected | Not Affected | Not Affected | Not Affected | Not Affected | Not Affected | 0 | 0 | 0 | 0 | 21 | Point |  | 8 |  | No C Rating |  | Not Studied | 0 | 170 | 13.1579
Critical Infrastructure | Stormwater Treatment Facilities and Pump Stations | Drainage Assets - NWFWMD; SFWMD; SJRWMD; SWFWMD | S414B | STFPS_PT_001054 | X | Not Affected | Not Affected | Not Affected | Not Affected | Not Affected | Not Affected | Not Affected | Not Affected | Not Affected | Not Affected | Not Affected | Not Affected | Not Affected | Not Affected | Not Affected | Not Affected | Not Affected | Not Affected | Not Affected | Not Affected | Not Affected | 0 | 0 | 0 | 0 | 21 | Point |  | 8 |  | No C Rating |  | Not Studied | 0 | 170 | 13.1579
Critical Infrastructure | Stormwater Treatment Facilities and Pump Stations | Drainage Assets - NWFWMD; SFWMD; SJRWMD; SWFWMD | S414C | STFPS_PT_001046 | X | Not Affected | Not Affected | Not Affected | Not Affected | Not Affected | Not Affected | Not Affected | Not Affected | Not Affected | Not Affected | Not Affected | Not Affected | Not Affected | Not Affected | Not Affected | Not Affected | Not Affected | Not Affected | Not Affected | Not Affected | Not Affected | 0 | 0 | 0 | 0 | 21 | Point |  | 8 |  | No C Rating |  | Not Studied | 0 | 170 | 13.1579
Critical Infrastructure | Stormwater Treatment Facilities and Pump Stations | Drainage Assets - NWFWMD; SFWMD; SJRWMD; SWFWMD | S414D | STFPS_PT_001047 | X | Not Affected | Not Affected | Not Affected | Not Affected | Not Affected | Not Affected | Not Affected | Not Affected | Not Affected | Not Affected | Not Affected | Not Affected | Not Affected | Not Affected | Not Affected | Not Affected | Not Affected | Not Affected | Not Affected | Not Affected | Not Affected | 0 | 0 | 0 | 0 | 21 | Point |  | 8 |  | No C Rating |  | Not Studied | 0 | 170 | 13.1579
Critical Infrastructure | Stormwater Treatment Facilities and Pump Stations | Drainage Assets - NWFWMD; SFWMD; SJRWMD; SWFWMD | S415A | STFPS_PT_001074 | X | Not Affected | Not Affected | Not Affected | Not Affected | Not Affected | Not Affected | Not Affected | Not Affected | Not Affected | Not Affected | Not Affected | Not Affected | Not Affected | Not Affected | Not Affected | Not Affected | Not Affected | Not Affected | Not Affected | Not Affected | Not Affected | 0 | 0 | 0 | 0 | 21 | Point |  | 8 |  | No C Rating |  | Not Studied | 0 | 170 | 13.1579
Critical Infrastructure | Stormwater Treatment Facilities and Pump Stations | Drainage Assets - NWFWMD; SFWMD; SJRWMD; SWFWMD | S415B | STFPS_PT_001075 | X | Not Affected | Not Affected | Not Affected | Not Affected | Not Affected | Not Affected | Not Affected | Not Affected | Not Affected | Not Affected | Not Affected | Not Affected | Not Affected | Not Affected | Not Affected | Not Affected | Not Affected | Not Affected | Not Affected | Not Affected | Not Affected | 0 | 0 | 0 | 0 | 21 | Point |  | 8 |  | No C Rating |  | Not Studied | 0 | 170 | 13.1579
Critical Infrastructure | Stormwater Treatment Facilities and Pump Stations | Drainage Assets - NWFWMD; SFWMD; SJRWMD; SWFWMD | S415C | STFPS_PT_001077 | X | Not Affected | Not Affected | Not Affected | Not Affected | Not Affected | Not Affected | Not Affected | Not Affected | Not Affected | Not Affected | Not Affected | Not Affected | Not Affected | Not Affected | Not Affected | Not Affected | Not Affected | Not Affected | Not Affected | Not Affected | Not Affected | 0 | 0 | 0 | 0 | 21 | Point |  | 8 |  | No C Rating |  | Not Studied | 0 | 170 | 13.1579
Critical Infrastructure | Stormwater Treatment Facilities and Pump Stations | Drainage Assets - NWFWMD; SFWMD; SJRWMD; SWFWMD | S415D | STFPS_PT_001078 | X | Not Affected | Not Affected | Not Affected | Not Affected | Not Affected | Not Affected | Not Affected | Not Affected | Not Affected | Not Affected | Not Affected | Not Affected | Not Affected | Not Affected | Not Affected | Not Affected | Not Affected | Not Affected | Not Affected | Not Affected | Not Affected | 0 | 0 | 0 | 0 | 21 | Point |  | 8 |  | No C Rating |  | Not Studied | 0 | 170 | 13.1579
Critical Infrastructure | Stormwater Treatment Facilities and Pump Stations | Drainage Assets - NWFWMD; SFWMD; SJRWMD; SWFWMD | S415E | STFPS_PT_001076 | X | Not Affected | Not Affected | Not Affected | Not Affected | Not Affected | Not Affected | Not Affected | Not Affected | Not Affected | Not Affected | Not Affected | Not Affected | Not Affected | Not Affected | Not Affected | Not Affected | Not Affected | Not Affected | Not Affected | Not Affected | Not Affected | 0 | 0 | 0 | 0 | 21 | Point |  | 8 |  | No C Rating |  | Not Studied | 0 | 170 | 13.1579
Critical Infrastructure | Stormwater Treatment Facilities and Pump Stations | Drainage Assets - NWFWMD; SFWMD; SJRWMD; SWFWMD | S416A | STFPS_PT_001048 | X | Not Affected | Not Affected | Not Affected | Not Affected | Not Affected | Not Affected | Not Affected | Not Affected | Not Affected | Not Affected | Not Affected | Not Affected | Not Affected | Not Affected | Not Affected | Not Affected | Not Affected | Not Affected | Not Affected | Not Affected | Not Affected | 0 | 0 | 0 | 0 | 21 | Point |  | 8 |  | No C Rating |  | Not Studied | 0 | 170 | 13.1579
Critical Infrastructure | Stormwater Treatment Facilities and Pump Stations | Drainage Assets - NWFWMD; SFWMD; SJRWMD; SWFWMD | S416B | STFPS_PT_001055 | X | Not Affected | Not Affected | Not Affected | Not Affected | Not Affected | Not Affected | Not Affected | Not Affected | Not Affected | Not Affected | Not Affected | Not Affected | Not Affected | Not Affected | Not Affected | Not Affected | Not Affected | Not Affected | Not Affected | Not Affected | Not Affected | 0 | 0 | 0 | 0 | 21 | Point |  | 8 |  | No C Rating |  | Not Studied | 0 | 170 | 13.1579
Critical Infrastructure | Stormwater Treatment Facilities and Pump Stations | Drainage Assets - NWFWMD; SFWMD; SJRWMD; SWFWMD | S416C | STFPS_PT_001049 | X | Not Affected | Not Affected | Not Affected | Not Affected | Not Affected | Not Affected | Not Affected | Not Affected | Not Affected | Not Affected | Not Affected | Not Affected | Not Affected | Not Affected | Not Affected | Not Affected | Not Affected | Not Affected | Not Affected | Not Affected | Not Affected | 0 | 0 | 0 | 0 | 21 | Point |  | 8 |  | No C Rating |  | Not Studied | 0 | 170 | 13.1579
Critical Infrastructure | Stormwater Treatment Facilities and Pump Stations | Drainage Assets - NWFWMD; SFWMD; SJRWMD; SWFWMD | S416D | STFPS_PT_001050 | X | Not Affected | Not Affected | Not Affected | Not Affected | Not Affected | Not Affected | Not Affected | Not Affected | Not Affected | Not Affected | Not Affected | Not Affected | Not Affected | Not Affected | Not Affected | Not Affected | Not Affected | Not Affected | Not Affected | Not Affected | Not Affected | 0 | 0 | 0 | 0 | 21 | Point |  | 8 |  | No C Rating |  | Not Studied | 0 | 170 | 13.1579
Critical Infrastructure | Stormwater Treatment Facilities and Pump Stations | Drainage Assets - NWFWMD; SFWMD; SJRWMD; SWFWMD | S417A | STFPS_PT_001080 | X | Not Affected | Not Affected | Not Affected | Not Affected | Not Affected | Not Affected | Not Affected | Not Affected | Not Affected | Not Affected | Not Affected | Not Affected | Not Affected | Not Affected | Not Affected | Not Affected | Not Affected | Not Affected | Not Affected | Not Affected | Not Affected | 0 | 0 | 0 | 0 | 21 | Point |  | 8 |  | No C Rating |  | Not Studied | 0 | 170 | 13.1579
Critical Infrastructure | Stormwater Treatment Facilities and Pump Stations | Drainage Assets - NWFWMD; SFWMD; SJRWMD; SWFWMD | S417B | STFPS_PT_001081 | X | Not Affected | Not Affected | Not Affected | Not Affected | Not Affected | Not Affected | Not Affected | Not Affected | Not Affected | Not Affected | Not Affected | Not Affected | Not Affected | Not Affected | Not Affected | Not Affected | Not Affected | Not Affected | Not Affected | Not Affected | Not Affected | 0 | 0 | 0 | 0 | 21 | Point |  | 8 |  | No C Rating |  | Not Studied | 0 | 170 | 13.1579
Critical Infrastructure | Stormwater Treatment Facilities and Pump Stations | Drainage Assets - NWFWMD; SFWMD; SJRWMD; SWFWMD | S417C | STFPS_PT_001083 | X | Not Affected | Not Affected | Not Affected | Not Affected | Not Affected | Not Affected | Not Affected | Not Affected | Not Affected | Not Affected | Not Affected | Not Affected | Not Affected | Not Affected | Not Affected | Not Affected | Not Affected | Not Affected | Not Affected | Not Affected | Not Affected | 0 | 0 | 0 | 0 | 21 | Point |  | 8 |  | No C Rating |  | Not Studied | 0 | 170 | 13.1579
Critical Infrastructure | Stormwater Treatment Facilities and Pump Stations | Drainage Assets - NWFWMD; SFWMD; SJRWMD; SWFWMD | S417D | STFPS_PT_001084 | X | Not Affected | Not Affected | Not Affected | Not Affected | Not Affected | Not Affected | Not Affected | Not Affected | Not Affected | Not Affected | Not Affected | Not Affected | Not Affected | Not Affected | Not Affected | Not Affected | Not Affected | Not Affected | Not Affected | Not Affected | Not Affected | 0 | 0 | 0 | 0 | 21 | Point |  | 8 |  | No C Rating |  | Not Studied | 0 | 170 | 13.1579
Critical Infrastructure | Stormwater Treatment Facilities and Pump Stations | Drainage Assets - NWFWMD; SFWMD; SJRWMD; SWFWMD | S417E | STFPS_PT_001082 | X | Not Affected | Not Affected | Not Affected | Not Affected | Not Affected | Not Affected | Not Affected | Not Affected | Not Affected | Not Affected | Not Affected | Not Affected | Not Affected | Not Affected | Not Affected | Not Affected | Not Affected | Not Affected | Not Affected | Not Affected | Not Affected | 0 | 0 | 0 | 0 | 21 | Point |  | 8 |  | No C Rating |  | Not Studied | 0 | 170 | 13.1579
Critical Infrastructure | Stormwater Treatment Facilities and Pump Stations | Drainage Assets - NWFWMD; SFWMD; SJRWMD; SWFWMD | S421A | STFPS_PT_001092 | X | Not Affected | Not Affected | Not Affected | Not Affected | Not Affected | Not Affected | Not Affected | Not Affected | Not Affected | Not Affected | Not Affected | Not Affected | Not Affected | Not Affected | Not Affected | Not Affected | Not Affected | Not Affected | Not Affected | Not Affected | Not Affected | 0 | 0 | 0 | 0 | 21 | Point |  | 8 |  | No C Rating |  | Not Studied | 0 | 170 | 13.1579
Critical Infrastructure | Stormwater Treatment Facilities and Pump Stations | Drainage Assets - NWFWMD; SFWMD; SJRWMD; SWFWMD | S421B | STFPS_PT_001065 | X | Not Affected | Not Affected | Not Affected | Not Affected | Not Affected | Not Affected | Not Affected | Not Affected | Not Affected | Not Affected | Not Affected | Not Affected | Not Affected | Not Affected | Not Affected | Not Affected | Not Affected | Not Affected | Not Affected | Not Affected | Not Affected | 0 | 0 | 0 | 0 | 21 | Point |  | 8 |  | No C Rating |  | Not Studied | 0 | 170 | 13.1579
Critical Infrastructure | Stormwater Treatment Facilities and Pump Stations | Drainage Assets - NWFWMD; SFWMD; SJRWMD; SWFWMD | S421C | STFPS_PT_001066 | X | Not Affected | Not Affected | Not Affected | Not Affected | Not Affected | Not Affected | Not Affected | Not Affected | Not Affected | Not Affected | Not Affected | Not Affected | Not Affected | Not Affected | Not Affected | Not Affected | Not Affected | Not Affected | Not Affected | Not Affected | Not Affected | 0 | 0 | 0 | 0 | 21 | Point |  | 8 |  | No C Rating |  | Not Studied | 0 | 170 | 13.1579
Critical Infrastructure | Stormwater Treatment Facilities and Pump Stations | Drainage Assets - NWFWMD; SFWMD; SJRWMD; SWFWMD | S421D | STFPS_PT_001086 | X | Not Affected | Not Affected | Not Affected | Not Affected | Not Affected | Not Affected | Not Affected | Not Affected | Not Affected | Not Affected | Not Affected | Not Affected | Not Affected | Not Affected | Not Affected | Not Affected | Not Affected | Not Affected | Not Affected | Not Affected | Not Affected | 0 | 0 | 0 | 0 | 21 | Point |  | 8 |  | No C Rating |  | Not Studied | 0 | 170 | 13.1579
Critical Infrastructure | Stormwater Treatment Facilities and Pump Stations | Drainage Assets - NWFWMD; SFWMD; SJRWMD; SWFWMD | S422A | STFPS_PT_001061 | X | Not Affected | Not Affected | Not Affected | Not Affected | Not Affected | Not Affected | Not Affected | Not Affected | Not Affected | Not Affected | Not Affected | Not Affected | Not Affected | Not Affected | Not Affected | Not Affected | Not Affected | Not Affected | Not Affected | Not Affected | Not Affected | 0 | 0 | 0 | 0 | 21 | Point |  | 8 |  | No C Rating |  | Not Studied | 0 | 170 | 13.1579
Critical Infrastructure | Stormwater Treatment Facilities and Pump Stations | Drainage Assets - NWFWMD; SFWMD; SJRWMD; SWFWMD | S422B | STFPS_PT_001073 | X | Not Affected | Not Affected | Not Affected | Not Affected | Not Affected | Not Affected | Not Affected | Not Affected | Not Affected | Not Affected | Not Affected | Not Affected | Not Affected | Not Affected | Not Affected | Not Affected | Not Affected | Not Affected | Not Affected | Not Affected | Not Affected | 0 | 0 | 0 | 0 | 21 | Point |  | 8 |  | No C Rating |  | Not Studied | 0 | 170 | 13.1579
Critical Infrastructure | Stormwater Treatment Facilities and Pump Stations | Drainage Assets - NWFWMD; SFWMD; SJRWMD; SWFWMD | S422C | STFPS_PT_001079 | X | Not Affected | Not Affected | Not Affected | Not Affected | Not Affected | Not Affected | Not Affected | Not Affected | Not Affected | Not Affected | Not Affected | Not Affected | Not Affected | Not Affected | Not Affected | Not Affected | Not Affected | Not Affected | Not Affected | Not Affected | Not Affected | 0 | 0 | 0 | 0 | 21 | Point |  | 8 |  | No C Rating |  | Not Studied | 0 | 170 | 13.1579 | Name Change
Critical Infrastructure | Stormwater Treatment Facilities and Pump Stations | Drainage Assets - NWFWMD; SFWMD; SJRWMD; SWFWMD | S423A | STFPS_PT_001087 | X | Not Affected | Not Affected | Not Affected | Not Affected | Not Affected | Not Affected | Not Affected | Not Affected | Not Affected | Not Affected | Not Affected | Not Affected | Not Affected | Not Affected | Not Affected | Not Affected | Not Affected | Not Affected | Not Affected | Not Affected | Not Affected | 0 | 0 | 0 | 0 | 21 | Point |  | 8 |  | No C Rating |  | Not Studied | 0 | 170 | 13.1579
Critical Infrastructure | Stormwater Treatment Facilities and Pump Stations | Drainage Assets - NWFWMD; SFWMD; SJRWMD; SWFWMD | S424N | STFPS_PT_001095 | X | Not Affected | Not Affected | Not Affected | Not Affected | Not Affected | Not Affected | Not Affected | Not Affected | Not Affected | Not Affected | Not Affected | Not Affected | Not Affected | Not Affected | Not Affected | Not Affected | Not Affected | Not Affected | Not Affected | Not Affected | Not Affected | 0 | 0 | 0 | 0 | 21 | Point |  | 8 |  | No C Rating |  | Not Studied | 0 | 170 | 13.1579
Critical Infrastructure | Stormwater Treatment Facilities and Pump Stations | Drainage Assets - NWFWMD; SFWMD; SJRWMD; SWFWMD | S424S | STFPS_PT_001096 | X | Not Affected | Not Affected | Not Affected | Not Affected | Not Affected | Not Affected | Not Affected | Not Affected | Not Affected | Not Affected | Not Affected | Not Affected | Not Affected | Not Affected | Not Affected | Not Affected | Not Affected | Not Affected | Not Affected | Not Affected | Not Affected | 0 | 0 | 0 | 0 | 21 | Point |  | 8 |  | No C Rating |  | Not Studied | 0 | 170 | 13.1579
Critical Infrastructure | Stormwater Treatment Facilities and Pump Stations | Drainage Assets - NWFWMD; SFWMD; SJRWMD; SWFWMD | S663A | STFPS_PT_000953 | X | Not Affected | Not Affected | Not Affected | Not Affected | Not Affected | Not Affected | Not Affected | Not Affected | Not Affected | Not Affected | Not Affected | Not Affected | Not Affected | Not Affected | Not Affected | Not Affected | Not Affected | Not Affected | Not Affected | Not Affected | Not Affected | 0 | 0 | 0 | 0 | 21 | Point |  | 8 |  | No C Rating |  | Not Studied | 1 | 162 | 53.4483
Critical Infrastructure | Stormwater Treatment Facilities and Pump Stations | Drainage Assets - NWFWMD; SFWMD; SJRWMD; SWFWMD | S663B | STFPS_PT_001020 | X | Not Affected | Not Affected | Not Affected | Not Affected | Not Affected | Not Affected | Not Affected | Not Affected | Not Affected | Not Affected | Not Affected | Not Affected | Not Affected | Not Affected | Not Affected | Not Affected | Not Affected | Not Affected | Not Affected | Not Affected | Not Affected | 0 | 0 | 0 | 0 | 21 | Point |  | 8 |  | No C Rating |  | Not Studied | 1 | 162 | 53.4483
Critical Infrastructure | Stormwater Treatment Facilities and Pump Stations | Drainage Assets - NWFWMD; SFWMD; SJRWMD; SWFWMD | S664A | STFPS_PT_000969 | AE | Not Affected | Not Affected | Not Affected | Not Affected | Not Affected | Not Affected | Not Affected | Not Affected | Not Affected | Not Affected | Not Affected | Not Affected | Not Affected | Not Affected | Not Affected | Not Affected | Not Affected | Not Affected | Not Affected | Not Affected | Not Affected | 0 | 0 | 0 | 0 | 21 | Point |  | 8 |  | No C Rating |  | Not Studied | 1 | 162 | 53.4483
Critical Infrastructure | Stormwater Treatment Facilities and Pump Stations | Drainage Assets - NWFWMD; SFWMD; SJRWMD; SWFWMD | S664B | STFPS_PT_000975 | AE | Not Affected | Not Affected | Not Affected | Not Affected | Not Affected | Not Affected | Not Affected | Not Affected | Not Affected | Not Affected | Not Affected | Not Affected | Not Affected | Not Affected | Not Affected | Not Affected | Not Affected | Not Affected | Not Affected | Not Affected | Not Affected | 0 | 0 | 0 | 0 | 21 | Point |  | 8 |  | No C Rating |  | Not Studied | 1 | 162 | 53.4483
Critical Infrastructure | Stormwater Treatment Facilities and Pump Stations | Drainage Assets - NWFWMD; SFWMD; SJRWMD; SWFWMD | S665A | STFPS_PT_000970 | X | Not Affected | Not Affected | Not Affected | Not Affected | Not Affected | Not Affected | Not Affected | Not Affected | Not Affected | Not Affected | Not Affected | Not Affected | Not Affected | Not Affected | Not Affected | Not Affected | Not Affected | Not Affected | Not Affected | Not Affected | Not Affected | 0 | 0 | 0 | 0 | 21 | Point |  | 8 |  | C-3 |  | Not Studied | 1 | 162 | 53.4483
Critical Infrastructure | Stormwater Treatment Facilities and Pump Stations | Drainage Assets - NWFWMD; SFWMD; SJRWMD; SWFWMD | S666A | STFPS_PT_000971 | X | Not Affected | Not Affected | Not Affected | Not Affected | Not Affected | Not Affected | Not Affected | Not Affected | Not Affected | Not Affected | Not Affected | Not Affected | Not Affected | Not Affected | Not Affected | Not Affected | Not Affected | Not Affected | Not Affected | Not Affected | Not Affected | 0 | 0 | 0 | 0 | 21 | Point |  | 8 |  | No C Rating |  | Not Available | 2670 | 1597 | 33.6207
Critical Infrastructure | Stormwater Treatment Facilities and Pump Stations | Drainage Assets - NWFWMD; SFWMD; SJRWMD; SWFWMD | S667A | STFPS_PT_000957 | X | Not Affected | Not Affected | Not Affected | Not Affected | Not Affected | Not Affected | Not Affected | Not Affected | Not Affected | Not Affected | Not Affected | Not Affected | Not Affected | Not Affected | Not Affected | Not Affected | Not Affected | Not Affected | Not Affected | Not Affected | Not Affected | 0 | 0 | 0 | 0 | 21 | Point |  | 8 |  | No C Rating |  | Not Studied | 1 | 162 | 53.4483
Critical Infrastructure | Stormwater Treatment Facilities and Pump Stations | Drainage Assets - NWFWMD; SFWMD; SJRWMD; SWFWMD | S667B | STFPS_PT_000956 | X | Not Affected | Not Affected | Not Affected | Not Affected | Not Affected | Not Affected | Not Affected | Not Affected | Not Affected | Not Affected | Not Affected | Not Affected | Not Affected | Not Affected | Not Affected | Not Affected | Not Affected | Not Affected | Not Affected | Not Affected | Not Affected | 0 | 0 | 0 | 0 | 21 | Point |  | 8 |  | No C Rating |  | Not Studied | 1 | 162 | 53.4483
Critical Infrastructure | Stormwater Treatment Facilities and Pump Stations | Drainage Assets - NWFWMD; SFWMD; SJRWMD; SWFWMD | S668A | STFPS_PT_000972 | X | Not Affected | Not Affected | Not Affected | Not Affected | Not Affected | Not Affected | Not Affected | Not Affected | Not Affected | Not Affected | Not Affected | Not Affected | Not Affected | Not Affected | Not Affected | Not Affected | Not Affected | Not Affected | Not Affected | Not Affected | Not Affected | 0 | 0 | 0 | 0 | 21 | Point |  | 8 |  | No C Rating |  | Not Studied | 1 | 162 | 53.4483
Critical Infrastructure | Stormwater Treatment Facilities and Pump Stations | Drainage Assets - NWFWMD; SFWMD; SJRWMD; SWFWMD | S668B | STFPS_PT_000979 | X | Not Affected | Not Affected | Not Affected | Not Affected | Not Affected | Not Affected | Not Affected | Not Affected | Not Affected | Not Affected | Not Affected | Not Affected | Not Affected | Not Affected | Not Affected | Not Affected | Not Affected | Not Affected | Not Affected | Not Affected | Not Affected | 0 | 0 | 0 | 0 | 21 | Point |  | 8 |  | No C Rating |  | Not Studied | 1 | 162 | 53.4483
Critical Infrastructure | Stormwater Treatment Facilities and Pump Stations | Drainage Assets - NWFWMD; SFWMD; SJRWMD; SWFWMD | S669 | STFPS_PT_000955 | X | Not Affected | Not Affected | Not Affected | Not Affected | Not Affected | Not Affected | Not Affected | Not Affected | Not Affected | Not Affected | Not Affected | Not Affected | Not Affected | Not Affected | Not Affected | Not Affected | Not Affected | Not Affected | Not Affected | Not Affected | Not Affected | 0 | 0 | 0 | 0 | 21 | Point |  | 8 |  | No C Rating |  | Not Studied | 1 | 162 | 53.4483
Critical Infrastructure | Stormwater Treatment Facilities and Pump Stations | Drainage Assets - NWFWMD; SFWMD; SJRWMD; SWFWMD | S670A | STFPS_PT_000954 | X | Not Affected | Not Affected | Not Affected | Not Affected | Not Affected | Not Affected | Not Affected | Not Affected | Not Affected | Not Affected | Not Affected | Not Affected | Not Affected | Not Affected | Not Affected | Not Affected | Not Affected | Not Affected | Not Affected | Not Affected | Not Affected | 0 | 0 | 0 | 0 | 21 | Point |  | 8 |  | No C Rating |  | Not Studied | 1 | 162 | 53.4483
Critical Infrastructure | Stormwater Treatment Facilities and Pump Stations | Drainage Assets - NWFWMD; SFWMD; SJRWMD; SWFWMD | S670B | STFPS_PT_000978 | X | Not Affected | Not Affected | Not Affected | Not Affected | Not Affected | Not Affected | Not Affected | Not Affected | Not Affected | Not Affected | Not Affected | Not Affected | Not Affected | Not Affected | Not Affected | Not Affected | Not Affected | Not Affected | Not Affected | Not Affected | Not Affected | 0 | 0 | 0 | 0 | 21 | Point |  | 8 |  | No C Rating |  | Not Studied | 1 | 162 | 53.4483
Critical Infrastructure | Stormwater Treatment Facilities and Pump Stations | Drainage Assets - NWFWMD; SFWMD; SJRWMD; SWFWMD | G752 | STFPS_PT_001004 | AE | Not Affected | Not Affected | Not Affected | Not Affected | Not Affected | Not Affected | Not Affected | Not Affected | Not Affected | Not Affected | Not Affected | Not Affected | Not Affected | Not Affected | Not Affected | Not Affected | Not Affected | Not Affected | Not Affected | Not Affected | Not Affected | 0 | 0 | 0 | 0 | 21 | Point |  | 7 |  | No C Rating |  | Not Available | 2945 | 5357 | 29.3375 | Inactive
Critical Infrastructure | Stormwater Treatment Facilities and Pump Stations | Drainage Assets - NWFWMD; SFWMD; SJRWMD; SWFWMD | G755 | STFPS_PT_001007 | X | Not Affected | Not Affected | Not Affected | Not Affected | Not Affected | Not Affected | Not Affected | Not Affected | Not Affected | Not Affected | Not Affected | Not Affected | Not Affected | Not Affected | Not Affected | Not Affected | Not Affected | Not Affected | Not Affected | Not Affected | Not Affected | 0 | 0 | 0 | 0 | 21 | Point |  | 7 |  | No C Rating |  | Not Available | 2945 | 5357 | 29.3375
Critical Infrastructure | Stormwater Treatment Facilities and Pump Stations | Drainage Assets - NWFWMD; SFWMD; SJRWMD; SWFWMD | S34E | STFPS_PT_000442 | AE | Not Affected | Not Affected | Not Affected | Not Affected | Not Affected | Not Affected | Not Affected | Not Affected | Not Affected | Not Affected | Not Affected | Not Affected | Not Affected | Not Affected | Not Affected | Not Affected | Not Affected | Not Affected | Not Affected | Not Affected | Not Affected | 0 | 0 | 0 | 0 | 21 | Point |  | 7 |  | C-3 |  | 100-Year Event | 107540 | 2132 | 56.129
Critical Infrastructure | Stormwater Treatment Facilities and Pump Stations | Drainage Assets - NWFWMD; SFWMD; SJRWMD; SWFWMD | S401T | STFPS_PT_001097 | X | Not Affected | Not Affected | Not Affected | Not Affected | Not Affected | Not Affected | Not Affected | Not Affected | Not Affected | Not Affected | Not Affected | Not Affected | Not Affected | Not Affected | Not Affected | Not Affected | Not Affected | Not Affected | Not Affected | Not Affected | Not Affected | 0 | 0 | 0 | 0 | 21 | Point |  | 7 |  | No C Rating |  | Not Studied | 0 | 170 | 13.1579
Critical Infrastructure | Stormwater Treatment Facilities and Pump Stations | Drainage Assets - NWFWMD; SFWMD; SJRWMD; SWFWMD | S333N | STFPS_PT_001031 | A | Not Affected | Not Affected | Not Affected | Not Affected | Not Affected | Not Affected | Not Affected | Not Affected | Not Affected | Not Affected | Not Affected | Not Affected | Not Affected | Not Affected | Not Affected | Not Affected | Not Affected | Not Affected | Not Affected | Not Affected | Not Affected | 0 | 0 | 0 | 0 | 21 | Point |  | 6 |  | C-3 |  | Not Studied | 624 | 3169 | 28.777
Critical Infrastructure | Stormwater Treatment Facilities and Pump Stations | Drainage Assets - NWFWMD; SFWMD; SJRWMD; SWFWMD | S191A | STFPS_PT_001036 | X | Not Affected | Not Affected | Not Affected | Not Affected | Not Affected | Not Affected | Not Affected | Not Affected | Not Affected | Not Affected | Not Affected | Not Affected | Not Affected | Not Affected | Not Affected | Not Affected | Not Affected | Not Affected | Not Affected | Not Affected | Not Affected | 0 | 0 | 0 | 0 | 21 | Point |  | 5 |  | C-4 |  | Not Available | 2670 | 1597 | 33.6207
Critical Infrastructure | Stormwater Treatment Facilities and Pump Stations | Drainage Assets - NWFWMD; SFWMD; SJRWMD; SWFWMD | S291 | STFPS_PT_000973 | X | Not Affected | Not Affected | Not Affected | Not Affected | Not Affected | Not Affected | Not Affected | Not Affected | Not Affected | Not Affected | Not Affected | Not Affected | Not Affected | Not Affected | Not Affected | Not Affected | Not Affected | Not Affected | Not Affected | Not Affected | Not Affected | 0 | 0 | 0 | 0 | 21 | Point |  | 3 |  | No C Rating |  | Not Studied | 592 | 860 | 36.5714
Critical Infrastructure | Stormwater Treatment Facilities and Pump Stations | Drainage Assets | KISSIMMEE RIVER | STFPS_PL_1 |  | Not Affected | Not Affected | Not Affected | Not Affected | Not Affected | Not Affected | Not Affected | Not Affected | Not Affected | Not Affected | Not Affected | Not Affected | Not Affected | Not Affected | Not Affected | Not Affected | Not Affected | Not Affected | Not Affected | Not Affected | Not Affected | 0 | 0 | 0 | 0 | 21 | Line
Critical Infrastructure | Stormwater Treatment Facilities and Pump Stations | Drainage Assets | C-60 | STFPS_PL_2 |  | Not Affected | Not Affected | Not Affected | Not Affected | Not Affected | Not Affected | Not Affected | Not Affected | Not Affected | Not Affected | Not Affected | Not Affected | Not Affected | Not Affected | Not Affected | Not Affected | Not Affected | Not Affected | Not Affected | Not Affected | Not Affected | 0 | 0 | 0 | 0 | 21 | Line
Critical Infrastructure | Stormwater Treatment Facilities and Pump Stations | Drainage Assets | C-7 | STFPS_PL_3 |  | Not Affected | Not Affected | Not Affected | Not Affected | Not Affected | Not Affected | Not Affected | Not Affected | Not Affected | Not Affected | Not Affected | Not Affected | Not Affected | Not Affected | Not Affected | Not Affected | Not Affected | Not Affected | Not Affected | Not Affected | Not Affected | 0 | 0 | 0 | 0 | 21 | Line
Critical Infrastructure | Stormwater Treatment Facilities and Pump Stations | Drainage Assets | TIGER CREEK EAST | STFPS_PL_4 |  | Not Affected | Not Affected | Not Affected | Not Affected | Not Affected | Not Affected | Not Affected | Not Affected | Not Affected | Not Affected | Not Affected | Not Affected | Not Affected | Not Affected | Not Affected | Not Affected | Not Affected | Not Affected | Not Affected | Not Affected | Not Affected | 0 | 0 | 0 | 0 | 21 | Line
Critical Infrastructure | Stormwater Treatment Facilities and Pump Stations | Drainage Assets | ARCH CREEK | STFPS_PL_5 |  | Not Affected | Not Affected | Not Affected | Not Affected | Not Affected | Not Affected | Not Affected | Not Affected | Not Affected | Not Affected | Not Affected | Not Affected | Not Affected | Not Affected | Not Affected | Not Affected | Not Affected | Not Affected | Not Affected | Not Affected | Not Affected | 0 | 0 | 0 | 0 | 21 | Line
Critical Infrastructure | Stormwater Treatment Facilities and Pump Stations | Drainage Assets | STA-LR DISTRIBUTION CANAL N | STFPS_PL_6 |  | Not Affected | Not Affected | Not Affected | Not Affected | Not Affected | Not Affected | Not Affected | Not Affected | Not Affected | Not Affected | Not Affected | Not Affected | Not Affected | Not Affected | Not Affected | Not Affected | Not Affected | Not Affected | Not Affected | Not Affected | Not Affected | 0 | 0 | 0 | 0 | 21 | Line
Critical Infrastructure | Stormwater Treatment Facilities and Pump Stations | Drainage Assets | SEYBOLD CANAL | STFPS_PL_7 |  | Not Affected | Not Affected | Not Affected | Not Affected | Not Affected | Not Affected | Not Affected | Not Affected | Not Affected | Not Affected | Not Affected | Not Affected | Not Affected | Not Affected | Not Affected | Not Affected | Not Affected | Not Affected | Not Affected | Not Affected | Not Affected | 0 | 0 | 0 | 0 | 21 | Line
Critical Infrastructure | Stormwater Treatment Facilities and Pump Stations | Drainage Assets | L-28 | STFPS_PL_8 |  | Not Affected | Not Affected | Not Affected | Not Affected | Not Affected | Not Affected | Not Affected | Not Affected | Not Affected | Not Affected | Not Affected | Not Affected | Not Affected | Not Affected | Not Affected | Not Affected | Not Affected | Not Affected | Not Affected | Not Affected | Not Affected | 0 | 0 | 0 | 0 | 21 | Line
Critical Infrastructure | Stormwater Treatment Facilities and Pump Stations | Drainage Assets | SHARK RIVER | STFPS_PL_9 |  | Not Affected | Not Affected | Not Affected | Not Affected | Not Affected | Not Affected | Not Affected | Not Affected | Not Affected | Not Affected | Not Affected | Not Affected | Not Affected | Not Affected | Not Affected | Not Affected | Not Affected | Not Affected | Not Affected | Not Affected | Not Affected | 0 | 0 | 0 | 0 | 21 | Line
Critical Infrastructure | Stormwater Treatment Facilities and Pump Stations | Drainage Assets | SHARK RIVER SLOUGH | STFPS_PL_10 |  | Not Affected | Not Affected | Not Affected | Not Affected | Not Affected | Not Affected | Not Affected | Not Affected | Not Affected | Not Affected | Not Affected | Not Affected | Not Affected | Not Affected | Not Affected | Not Affected | Not Affected | Not Affected | Not Affected | Not Affected | Not Affected | 0 | 0 | 0 | 0 | 21 | Line
Critical Infrastructure | Stormwater Treatment Facilities and Pump Stations | Drainage Assets | C-41A | STFPS_PL_11 |  | Not Affected | Not Affected | Not Affected | Not Affected | Not Affected | Not Affected | Not Affected | Not Affected | Not Affected | Not Affected | Not Affected | Not Affected | Not Affected | Not Affected | Not Affected | Not Affected | Not Affected | Not Affected | Not Affected | Not Affected | Not Affected | 0 | 0 | 0 | 0 | 21 | Line
Critical Infrastructure | Stormwater Treatment Facilities and Pump Stations | Drainage Assets | STA-LR OUTLET CANAL | STFPS_PL_12 |  | Not Affected | Not Affected | Not Affected | Not Affected | Not Affected | Not Affected | Not Affected | Not Affected | Not Affected | Not Affected | Not Affected | Not Affected | Not Affected | Not Affected | Not Affected | Not Affected | Not Affected | Not Affected | Not Affected | Not Affected | Not Affected | 0 | 0 | 0 | 0 | 21 | Line
Critical Infrastructure | Stormwater Treatment Facilities and Pump Stations | Drainage Assets | FC1 CANAL | STFPS_PL_13 |  | Not Affected | Not Affected | Not Affected | Not Affected | Not Affected | Not Affected | Not Affected | Not Affected | Not Affected | Not Affected | Not Affected | Not Affected | Not Affected | Not Affected | Not Affected | Not Affected | Not Affected | Not Affected | Not Affected | Not Affected | Not Affected | 0 | 0 | 0 | 0 | 21 | Line
Critical Infrastructure | Stormwater Treatment Facilities and Pump Stations | Drainage Assets | MULLOCK CREEK | STFPS_PL_14 |  | Not Affected | Not Affected | Not Affected | Not Affected | Not Affected | Not Affected | Not Affected | Not Affected | Not Affected | Not Affected | Not Affected | Not Affected | Not Affected | Not Affected | Not Affected | Not Affected | Not Affected | Not Affected | Not Affected | Not Affected | Not Affected | 0 | 0 | 0 | 0 | 21 | Line
Critical Infrastructure | Stormwater Treatment Facilities and Pump Stations | Drainage Assets | L-67 EXT3 | STFPS_PL_15 |  | Not Affected | Not Affected | Not Affected | Not Affected | Not Affected | Not Affected | Not Affected | Not Affected | Not Affected | Not Affected | Not Affected | Not Affected | Not Affected | Not Affected | Not Affected | Not Affected | Not Affected | Not Affected | Not Affected | Not Affected | Not Affected | 0 | 0 | 0 | 0 | 21 | Line
Critical Infrastructure | Stormwater Treatment Facilities and Pump Stations | Drainage Assets | C-358 | STFPS_PL_17 |  | Not Affected | Not Affected | Not Affected | Not Affected | Not Affected | Not Affected | Not Affected | Not Affected | Not Affected | Not Affected | Not Affected | Not Affected | Not Affected | Not Affected | Not Affected | Not Affected | Not Affected | Not Affected | Not Affected | Not Affected | Not Affected | 0 | 0 | 0 | 0 | 21 | Line
Critical Infrastructure | Stormwater Treatment Facilities and Pump Stations | Drainage Assets | ZIPPRER CANAL | STFPS_PL_18 |  | Not Affected | Not Affected | Not Affected | Not Affected | Not Affected | Not Affected | Not Affected | Not Affected | Not Affected | Not Affected | Not Affected | Not Affected | Not Affected | Not Affected | Not Affected | Not Affected | Not Affected | Not Affected | Not Affected | Not Affected | Not Affected | 0 | 0 | 0 | 0 | 21 | Line
Critical Infrastructure | Stormwater Treatment Facilities and Pump Stations | Drainage Assets | NW 25 ST CANAL | STFPS_PL_19 |  | Not Affected | Not Affected | Not Affected | Not Affected | Not Affected | Not Affected | Not Affected | Not Affected | Not Affected | Not Affected | Not Affected | Not Affected | Not Affected | Not Affected | Not Affected | Not Affected | Not Affected | Not Affected | Not Affected | Not Affected | Not Affected | 0 | 0 | 0 | 0 | 21 | Line
Critical Infrastructure | Stormwater Treatment Facilities and Pump Stations | Drainage Assets | DRESSELS DAIRY CANAL | STFPS_PL_20 |  | Not Affected | Not Affected | Not Affected | Not Affected | Not Affected | Not Affected | Not Affected | Not Affected | Not Affected | Not Affected | Not Affected | Not Affected | Not Affected | Not Affected | Not Affected | Not Affected | Not Affected | Not Affected | Not Affected | Not Affected | Not Affected | 0 | 0 | 0 | 0 | 21 | Line
Critical Infrastructure | Stormwater Treatment Facilities and Pump Stations | Drainage Assets | STA-5/6 NORTH SEEPAGE CANAL 2 | STFPS_PL_21 |  | Not Affected | Not Affected | Not Affected | Not Affected | Not Affected | Not Affected | Not Affected | Not Affected | Not Affected | Not Affected | Not Affected | Not Affected | Not Affected | Not Affected | Not Affected | Not Affected | Not Affected | Not Affected | Not Affected | Not Affected | Not Affected | 0 | 0 | 0 | 0 | 21 | Line
Critical Infrastructure | Stormwater Treatment Facilities and Pump Stations | Drainage Assets | DOVE CREEK | STFPS_PL_22 |  | Not Affected | Not Affected | Not Affected | Not Affected | Not Affected | Not Affected | Not Affected | Not Affected | Not Affected | Not Affected | Not Affected | Not Affected | Not Affected | Not Affected | Not Affected | Not Affected | Not Affected | Not Affected | Not Affected | Not Affected | Not Affected | 0 | 0 | 0 | 0 | 21 | Line
Critical Infrastructure | Stormwater Treatment Facilities and Pump Stations | Drainage Assets | L-21 | STFPS_PL_23 |  | Not Affected | Not Affected | Not Affected | Not Affected | Not Affected | Not Affected | Not Affected | Not Affected | Not Affected | Not Affected | Not Affected | Not Affected | Not Affected | Not Affected | Not Affected | Not Affected | Not Affected | Not Affected | Not Affected | Not Affected | Not Affected | 0 | 0 | 0 | 0 | 21 | Line
Critical Infrastructure | Stormwater Treatment Facilities and Pump Stations | Drainage Assets | A1 FEB SEEPAGE | STFPS_PL_24 |  | Not Affected | Not Affected | Not Affected | Not Affected | Not Affected | Not Affected | Not Affected | Not Affected | Not Affected | Not Affected | Not Affected | Not Affected | Not Affected | Not Affected | Not Affected | Not Affected | Not Affected | Not Affected | Not Affected | Not Affected | Not Affected | 0 | 0 | 0 | 0 | 21 | Line
Critical Infrastructure | Stormwater Treatment Facilities and Pump Stations | Drainage Assets | C-2 | STFPS_PL_25 |  | Not Affected | Not Affected | Not Affected | Not Affected | Not Affected | Not Affected | Not Affected | Not Affected | Not Affected | Not Affected | Not Affected | Not Affected | Not Affected | Not Affected | Not Affected | Not Affected | Not Affected | Not Affected | Not Affected | Not Affected | Not Affected | 0 | 0 | 0 | 0 | 21 | Line
Critical Infrastructure | Stormwater Treatment Facilities and Pump Stations | Drainage Assets | CYPRESS ARM TRIB | STFPS_PL_26 |  | Not Affected | Not Affected | Not Affected | Not Affected | Not Affected | Not Affected | Not Affected | Not Affected | Not Affected | Not Affected | Not Affected | Not Affected | Not Affected | Not Affected | Not Affected | Not Affected | Not Affected | Not Affected | Not Affected | Not Affected | Not Affected | 0 | 0 | 0 | 0 | 21 | Line
Critical Infrastructure | Stormwater Treatment Facilities and Pump Stations | Drainage Assets | STROUD CREEK | STFPS_PL_27 |  | Not Affected | Not Affected | Not Affected | Not Affected | Not Affected | Not Affected | Not Affected | Not Affected | Not Affected | Not Affected | Not Affected | Not Affected | Not Affected | Not Affected | Not Affected | Not Affected | Not Affected | Not Affected | Not Affected | Not Affected | Not Affected | 0 | 0 | 0 | 0 | 21 | Line
Critical Infrastructure | Stormwater Treatment Facilities and Pump Stations | Drainage Assets | MARSH POINT | STFPS_PL_28 |  | Not Affected | Not Affected | Not Affected | Not Affected | Not Affected | Not Affected | Not Affected | Not Affected | Not Affected | Not Affected | Not Affected | Not Affected | Not Affected | Not Affected | Not Affected | Not Affected | Not Affected | Not Affected | Not Affected | Not Affected | Not Affected | 0 | 0 | 0 | 0 | 21 | Line
Critical Infrastructure | Stormwater Treatment Facilities and Pump Stations | Drainage Assets | STA-LR NW SEEPAGE CANAL | STFPS_PL_29 |  | Not Affected | Not Affected | Not Affected | Not Affected | Not Affected | Not Affected | Not Affected | Not Affected | Not Affected | Not Affected | Not Affected | Not Affected | Not Affected | Not Affected | Not Affected | Not Affected | Not Affected | Not Affected | Not Affected | Not Affected | Not Affected | 0 | 0 | 0 | 0 | 21 | Line
Critical Infrastructure | Stormwater Treatment Facilities and Pump Stations | Drainage Assets | POPASH SLOUGH | STFPS_PL_30 |  | Not Affected | Not Affected | Not Affected | Not Affected | Not Affected | Not Affected | Not Affected | Not Affected | Not Affected | Not Affected | Not Affected | Not Affected | Not Affected | Not Affected | Not Affected | Not Affected | Not Affected | Not Affected | Not Affected | Not Affected | Not Affected | 0 | 0 | 0 | 0 | 21 | Line
Critical Infrastructure | Stormwater Treatment Facilities and Pump Stations | Drainage Assets | L-36 1/2W | STFPS_PL_31 |  | Not Affected | Not Affected | Not Affected | Not Affected | Not Affected | Not Affected | Not Affected | Not Affected | Not Affected | Not Affected | Not Affected | Not Affected | Not Affected | Not Affected | Not Affected | Not Affected | Not Affected | Not Affected | Not Affected | Not Affected | Not Affected | 0 | 0 | 0 | 0 | 21 | Line
Critical Infrastructure | Stormwater Treatment Facilities and Pump Stations | Drainage Assets | NDA | STFPS_PL_33 |  | Not Affected | Not Affected | Not Affected | Not Affected | Not Affected | Not Affected | Not Affected | Not Affected | Not Affected | Not Affected | Not Affected | Not Affected | Not Affected | Not Affected | Not Affected | Not Affected | Not Affected | Not Affected | Not Affected | Not Affected | Not Affected | 0 | 0 | 0 | 0 | 21 | Line
Critical Infrastructure | Stormwater Treatment Facilities and Pump Stations | Drainage Assets | DANIELS RD | STFPS_PL_34 |  | Not Affected | Not Affected | Not Affected | Not Affected | Not Affected | Not Affected | Not Affected | Not Affected | Not Affected | Not Affected | Not Affected | Not Affected | Not Affected | Not Affected | Not Affected | Not Affected | Not Affected | Not Affected | Not Affected | Not Affected | Not Affected | 0 | 0 | 0 | 0 | 21 | Line
Critical Infrastructure | Stormwater Treatment Facilities and Pump Stations | Drainage Assets | L-65 | STFPS_PL_35 |  | Not Affected | Not Affected | Not Affected | Not Affected | Not Affected | Not Affected | Not Affected | Not Affected | Not Affected | Not Affected | Not Affected | Not Affected | Not Affected | Not Affected | Not Affected | Not Affected | Not Affected | Not Affected | Not Affected | Not Affected | Not Affected | 0 | 0 | 0 | 0 | 21 | Line
Critical Infrastructure | Stormwater Treatment Facilities and Pump Stations | Drainage Assets | SOUTH FORK NEW RIVER | STFPS_PL_36 |  | Not Affected | Not Affected | Not Affected | Not Affected | Not Affected | Not Affected | Not Affected | Not Affected | Not Affected | Not Affected | Not Affected | Not Affected | Not Affected | Not Affected | Not Affected | Not Affected | Not Affected | Not Affected | Not Affected | Not Affected | Not Affected | 0 | 0 | 0 | 0 | 21 | Line
Critical Infrastructure | Stormwater Treatment Facilities and Pump Stations | Drainage Assets | L-3 SEEPAGE OUTFLOW | STFPS_PL_37 |  | Not Affected | Not Affected | Not Affected | Not Affected | Not Affected | Not Affected | Not Affected | Not Affected | Not Affected | Not Affected | Not Affected | Not Affected | Not Affected | Not Affected | Not Affected | Not Affected | Not Affected | Not Affected | Not Affected | Not Affected | Not Affected | 0 | 0 | 0 | 0 | 21 | Line
Critical Infrastructure | Stormwater Treatment Facilities and Pump Stations | Drainage Assets | FEC | STFPS_PL_38 |  | Not Affected | Not Affected | Not Affected | Not Affected | Not Affected | Not Affected | Not Affected | Not Affected | Not Affected | Not Affected | Not Affected | Not Affected | Not Affected | Not Affected | Not Affected | Not Affected | Not Affected | Not Affected | Not Affected | Not Affected | Not Affected | 0 | 0 | 0 | 0 | 21 | Line
Critical Infrastructure | Stormwater Treatment Facilities and Pump Stations | Drainage Assets | L-13 | STFPS_PL_39 |  | Not Affected | Not Affected | Not Affected | Not Affected | Not Affected | Not Affected | Not Affected | Not Affected | Not Affected | Not Affected | Not Affected | Not Affected | Not Affected | Not Affected | Not Affected | Not Affected | Not Affected | Not Affected | Not Affected | Not Affected | Not Affected | 0 | 0 | 0 | 0 | 21 | Line
Critical Infrastructure | Stormwater Treatment Facilities and Pump Stations | Drainage Assets | BANANA BRANCH | STFPS_PL_40 |  | Not Affected | Not Affected | Not Affected | Not Affected | Not Affected | Not Affected | Not Affected | Not Affected | Not Affected | Not Affected | Not Affected | Not Affected | Not Affected | Not Affected | Not Affected | Not Affected | Not Affected | Not Affected | Not Affected | Not Affected | Not Affected | 0 | 0 | 0 | 0 | 21 | Line
Critical Infrastructure | Stormwater Treatment Facilities and Pump Stations | Drainage Assets | TWIN LAKES CANAL | STFPS_PL_41 |  | Not Affected | Not Affected | Not Affected | Not Affected | Not Affected | Not Affected | Not Affected | Not Affected | Not Affected | Not Affected | Not Affected | Not Affected | Not Affected | Not Affected | Not Affected | Not Affected | Not Affected | Not Affected | Not Affected | Not Affected | Not Affected | 0 | 0 | 0 | 0 | 21 | Line
Critical Infrastructure | Stormwater Treatment Facilities and Pump Stations | Drainage Assets | NUBBIN SLOUGH STA SEEPAGE | STFPS_PL_42 |  | Not Affected | Not Affected | Not Affected | Not Affected | Not Affected | Not Affected | Not Affected | Not Affected | Not Affected | Not Affected | Not Affected | Not Affected | Not Affected | Not Affected | Not Affected | Not Affected | Not Affected | Not Affected | Not Affected | Not Affected | Not Affected | 0 | 0 | 0 | 0 | 21 | Line
Critical Infrastructure | Stormwater Treatment Facilities and Pump Stations | Drainage Assets | L-36 | STFPS_PL_43 |  | Not Affected | Not Affected | Not Affected | Not Affected | Not Affected | Not Affected | Not Affected | Not Affected | Not Affected | Not Affected | Not Affected | Not Affected | Not Affected | Not Affected | Not Affected | Not Affected | Not Affected | Not Affected | Not Affected | Not Affected | Not Affected | 0 | 0 | 0 | 0 | 21 | Line
Critical Infrastructure | Stormwater Treatment Facilities and Pump Stations | Drainage Assets | ST LUCIE ESTUARY | STFPS_PL_44 |  | Not Affected | Not Affected | Not Affected | Not Affected | Not Affected | Not Affected | Not Affected | Not Affected | Not Affected | Not Affected | Not Affected | Not Affected | Not Affected | Not Affected | Not Affected | Not Affected | Not Affected | Not Affected | Not Affected | Not Affected | Not Affected | 0 | 0 | 0 | 0 | 21 | Line
Critical Infrastructure | Stormwater Treatment Facilities and Pump Stations | Drainage Assets | C-11S | STFPS_PL_45 |  | Not Affected | Not Affected | Not Affected | Not Affected | Not Affected | Not Affected | Not Affected | Not Affected | Not Affected | Not Affected | Not Affected | Not Affected | Not Affected | Not Affected | Not Affected | Not Affected | Not Affected | Not Affected | Not Affected | Not Affected | Not Affected | 0 | 0 | 0 | 0 | 21 | Line
Critical Infrastructure | Stormwater Treatment Facilities and Pump Stations | Drainage Assets | C-17 | STFPS_PL_46 |  | Not Affected | Not Affected | Not Affected | Not Affected | Not Affected | Not Affected | Not Affected | Not Affected | Not Affected | Not Affected | Not Affected | Not Affected | Not Affected | Not Affected | Not Affected | Not Affected | Not Affected | Not Affected | Not Affected | Not Affected | Not Affected | 0 | 0 | 0 | 0 | 21 | Line
Critical Infrastructure | Stormwater Treatment Facilities and Pump Stations | Drainage Assets | ROOKERY BRANCH | STFPS_PL_47 |  | Not Affected | Not Affected | Not Affected | Not Affected | Not Affected | Not Affected | Not Affected | Not Affected | Not Affected | Not Affected | Not Affected | Not Affected | Not Affected | Not Affected | Not Affected | Not Affected | Not Affected | Not Affected | Not Affected | Not Affected | Not Affected | 0 | 0 | 0 | 0 | 21 | Line
Critical Infrastructure | Stormwater Treatment Facilities and Pump Stations | Drainage Assets | NINE MILE CANAL | STFPS_PL_48 |  | Not Affected | Not Affected | Not Affected | Not Affected | Not Affected | Not Affected | Not Affected | Not Affected | Not Affected | Not Affected | Not Affected | Not Affected | Not Affected | Not Affected | Not Affected | Not Affected | Not Affected | Not Affected | Not Affected | Not Affected | Not Affected | 0 | 0 | 0 | 0 | 21 | Line
Critical Infrastructure | Stormwater Treatment Facilities and Pump Stations | Drainage Assets | GOPHER GULLY | STFPS_PL_49 |  | Not Affected | Not Affected | Not Affected | Not Affected | Not Affected | Not Affected | Not Affected | Not Affected | Not Affected | Not Affected | Not Affected | Not Affected | Not Affected | Not Affected | Not Affected | Not Affected | Not Affected | Not Affected | Not Affected | Not Affected | Not Affected | 0 | 0 | 0 | 0 | 21 | Line
Critical Infrastructure | Stormwater Treatment Facilities and Pump Stations | Drainage Assets | STA-2 INFLOW CANAL | STFPS_PL_50 |  | Not Affected | Not Affected | Not Affected | Not Affected | Not Affected | Not Affected | Not Affected | Not Affected | Not Affected | Not Affected | Not Affected | Not Affected | Not Affected | Not Affected | Not Affected | Not Affected | Not Affected | Not Affected | Not Affected | Not Affected | Not Affected | 0 | 0 | 0 | 0 | 21 | Line
Critical Infrastructure | Stormwater Treatment Facilities and Pump Stations | Drainage Assets | STA-LR NORTH SEEPAGE CANAL | STFPS_PL_51 |  | Not Affected | Not Affected | Not Affected | Not Affected | Not Affected | Not Affected | Not Affected | Not Affected | Not Affected | Not Affected | Not Affected | Not Affected | Not Affected | Not Affected | Not Affected | Not Affected | Not Affected | Not Affected | Not Affected | Not Affected | Not Affected | 0 | 0 | 0 | 0 | 21 | Line
Critical Infrastructure | Stormwater Treatment Facilities and Pump Stations | Drainage Assets | CHANDLER HAMMOCK SLOUGH | STFPS_PL_52 |  | Not Affected | Not Affected | Not Affected | Not Affected | Not Affected | Not Affected | Not Affected | Not Affected | Not Affected | Not Affected | Not Affected | Not Affected | Not Affected | Not Affected | Not Affected | Not Affected | Not Affected | Not Affected | Not Affected | Not Affected | Not Affected | 0 | 0 | 0 | 0 | 21 | Line
Critical Infrastructure | Stormwater Treatment Facilities and Pump Stations | Drainage Assets | EAGLE BAY | STFPS_PL_53 |  | Not Affected | Not Affected | Not Affected | Not Affected | Not Affected | Not Affected | Not Affected | Not Affected | Not Affected | Not Affected | Not Affected | Not Affected | Not Affected | Not Affected | Not Affected | Not Affected | Not Affected | Not Affected | Not Affected | Not Affected | Not Affected | 0 | 0 | 0 | 0 | 21 | Line
Critical Infrastructure | Stormwater Treatment Facilities and Pump Stations | Drainage Assets | L-67C | STFPS_PL_54 |  | Not Affected | Not Affected | Not Affected | Not Affected | Not Affected | Not Affected | Not Affected | Not Affected | Not Affected | Not Affected | Not Affected | Not Affected | Not Affected | Not Affected | Not Affected | Not Affected | Not Affected | Not Affected | Not Affected | Not Affected | Not Affected | 0 | 0 | 0 | 0 | 21 | Line
Critical Infrastructure | Stormwater Treatment Facilities and Pump Stations | Drainage Assets | COLLINS CANAL | STFPS_PL_55 |  | Not Affected | Not Affected | Not Affected | Not Affected | Not Affected | Not Affected | Not Affected | Not Affected | Not Affected | Not Affected | Not Affected | Not Affected | Not Affected | Not Affected | Not Affected | Not Affected | Not Affected | Not Affected | Not Affected | Not Affected | Not Affected | 0 | 0 | 0 | 0 | 21 | Line
Critical Infrastructure | Stormwater Treatment Facilities and Pump Stations | Drainage Assets | OWL CREEK | STFPS_PL_56 |  | Not Affected | Not Affected | Not Affected | Not Affected | Not Affected | Not Affected | Not Affected | Not Affected | Not Affected | Not Affected | Not Affected | Not Affected | Not Affected | Not Affected | Not Affected | Not Affected | Not Affected | Not Affected | Not Affected | Not Affected | Not Affected | 0 | 0 | 0 | 0 | 21 | Line
Critical Infrastructure | Stormwater Treatment Facilities and Pump Stations | Drainage Assets | C-21 | STFPS_PL_57 |  | Not Affected | Not Affected | Not Affected | Not Affected | Not Affected | Not Affected | Not Affected | Not Affected | Not Affected | Not Affected | Not Affected | Not Affected | Not Affected | Not Affected | Not Affected | Not Affected | Not Affected | Not Affected | Not Affected | Not Affected | Not Affected | 0 | 0 | 0 | 0 | 21 | Line
Critical Infrastructure | Stormwater Treatment Facilities and Pump Stations | Drainage Assets | C-1W | STFPS_PL_59 |  | Not Affected | Not Affected | Not Affected | Not Affected | Not Affected | Not Affected | Not Affected | Not Affected | Not Affected | Not Affected | Not Affected | Not Affected | Not Affected | Not Affected | Not Affected | Not Affected | Not Affected | Not Affected | Not Affected | Not Affected | Not Affected | 0 | 0 | 0 | 0 | 21 | Line
Critical Infrastructure | Stormwater Treatment Facilities and Pump Stations | Drainage Assets | C-43 | STFPS_PL_60 |  | Not Affected | Not Affected | Not Affected | Not Affected | Not Affected | Not Affected | Not Affected | Not Affected | Not Affected | Not Affected | Not Affected | Not Affected | Not Affected | Not Affected | Not Affected | Not Affected | Not Affected | Not Affected | Not Affected | Not Affected | Not Affected | 0 | 0 | 0 | 0 | 21 | Line
Critical Infrastructure | Stormwater Treatment Facilities and Pump Stations | Drainage Assets | NUBBIN SLOUGH STA OUTFLOW | STFPS_PL_61 |  | Not Affected | Not Affected | Not Affected | Not Affected | Not Affected | Not Affected | Not Affected | Not Affected | Not Affected | Not Affected | Not Affected | Not Affected | Not Affected | Not Affected | Not Affected | Not Affected | Not Affected | Not Affected | Not Affected | Not Affected | Not Affected | 0 | 0 | 0 | 0 | 21 | Line
Critical Infrastructure | Stormwater Treatment Facilities and Pump Stations | Drainage Assets | FLAGHOLE CANAL | STFPS_PL_62 |  | Not Affected | Not Affected | Not Affected | Not Affected | Not Affected | Not Affected | Not Affected | Not Affected | Not Affected | Not Affected | Not Affected | Not Affected | Not Affected | Not Affected | Not Affected | Not Affected | Not Affected | Not Affected | Not Affected | Not Affected | Not Affected | 0 | 0 | 0 | 0 | 21 | Line
Critical Infrastructure | Stormwater Treatment Facilities and Pump Stations | Drainage Assets | CHARLEY CREEK | STFPS_PL_63 |  | Not Affected | Not Affected | Not Affected | Not Affected | Not Affected | Not Affected | Not Affected | Not Affected | Not Affected | Not Affected | Not Affected | Not Affected | Not Affected | Not Affected | Not Affected | Not Affected | Not Affected | Not Affected | Not Affected | Not Affected | Not Affected | 0 | 0 | 0 | 0 | 21 | Line
Critical Infrastructure | Stormwater Treatment Facilities and Pump Stations | Drainage Assets | CORBETT CANAL | STFPS_PL_64 |  | Not Affected | Not Affected | Not Affected | Not Affected | Not Affected | Not Affected | Not Affected | Not Affected | Not Affected | Not Affected | Not Affected | Not Affected | Not Affected | Not Affected | Not Affected | Not Affected | Not Affected | Not Affected | Not Affected | Not Affected | Not Affected | 0 | 0 | 0 | 0 | 21 | Line
Critical Infrastructure | Stormwater Treatment Facilities and Pump Stations | Drainage Assets | CROSS CREEK | STFPS_PL_65 |  | Not Affected | Not Affected | Not Affected | Not Affected | Not Affected | Not Affected | Not Affected | Not Affected | Not Affected | Not Affected | Not Affected | Not Affected | Not Affected | Not Affected | Not Affected | Not Affected | Not Affected | Not Affected | Not Affected | Not Affected | Not Affected | 0 | 0 | 0 | 0 | 21 | Line
Critical Infrastructure | Stormwater Treatment Facilities and Pump Stations | Drainage Assets |  | STFPS_PL_66 |  | Not Affected | Not Affected | Not Affected | Not Affected | Not Affected | Not Affected | Not Affected | Not Affected | Not Affected | Not Affected | Not Affected | Not Affected | Not Affected | Not Affected | Not Affected | Not Affected | Not Affected | Not Affected | Not Affected | Not Affected | Not Affected | 0 | 0 | 0 | 0 | 21 | Line
Critical Infrastructure | Stormwater Treatment Facilities and Pump Stations | Drainage Assets | L-28 INTERCEPTOR NORTH FEEDER | STFPS_PL_67 |  | Not Affected | Not Affected | Not Affected | Not Affected | Not Affected | Not Affected | Not Affected | Not Affected | Not Affected | Not Affected | Not Affected | Not Affected | Not Affected | Not Affected | Not Affected | Not Affected | Not Affected | Not Affected | Not Affected | Not Affected | Not Affected | 0 | 0 | 0 | 0 | 21 | Line
Critical Infrastructure | Stormwater Treatment Facilities and Pump Stations | Drainage Assets | C-2 EXTENSION CANAL | STFPS_PL_68 |  | Not Affected | Not Affected | Not Affected | Not Affected | Not Affected | Not Affected | Not Affected | Not Affected | Not Affected | Not Affected | Not Affected | Not Affected | Not Affected | Not Affected | Not Affected | Not Affected | Not Affected | Not Affected | Not Affected | Not Affected | Not Affected | 0 | 0 | 0 | 0 | 21 | Line
Critical Infrastructure | Stormwater Treatment Facilities and Pump Stations | Drainage Assets | L-39 | STFPS_PL_70 |  | Not Affected | Not Affected | Not Affected | Not Affected | Not Affected | Not Affected | Not Affected | Not Affected | Not Affected | Not Affected | Not Affected | Not Affected | Not Affected | Not Affected | Not Affected | Not Affected | Not Affected | Not Affected | Not Affected | Not Affected | Not Affected | 0 | 0 | 0 | 0 | 21 | Line
Critical Infrastructure | Stormwater Treatment Facilities and Pump Stations | Drainage Assets | STA-5/6 DISCHARGE CANAL 1 | STFPS_PL_72 |  | Not Affected | Not Affected | Not Affected | Not Affected | Not Affected | Not Affected | Not Affected | Not Affected | Not Affected | Not Affected | Not Affected | Not Affected | Not Affected | Not Affected | Not Affected | Not Affected | Not Affected | Not Affected | Not Affected | Not Affected | Not Affected | 0 | 0 | 0 | 0 | 21 | Line
Critical Infrastructure | Stormwater Treatment Facilities and Pump Stations | Drainage Assets | L-61 | STFPS_PL_73 |  | Not Affected | Not Affected | Not Affected | Not Affected | Not Affected | Not Affected | Not Affected | Not Affected | Not Affected | Not Affected | Not Affected | Not Affected | Not Affected | Not Affected | Not Affected | Not Affected | Not Affected | Not Affected | Not Affected | Not Affected | Not Affected | 0 | 0 | 0 | 0 | 21 | Line
Critical Infrastructure | Stormwater Treatment Facilities and Pump Stations | Drainage Assets | C-16 | STFPS_PL_74 |  | Not Affected | Not Affected | Not Affected | Not Affected | Not Affected | Not Affected | Not Affected | Not Affected | Not Affected | Not Affected | Not Affected | Not Affected | Not Affected | Not Affected | Not Affected | Not Affected | Not Affected | Not Affected | Not Affected | Not Affected | Not Affected | 0 | 0 | 0 | 0 | 21 | Line
Critical Infrastructure | Stormwater Treatment Facilities and Pump Stations | Drainage Assets | PEEPLES DITCH | STFPS_PL_75 |  | Not Affected | Not Affected | Not Affected | Not Affected | Not Affected | Not Affected | Not Affected | Not Affected | Not Affected | Not Affected | Not Affected | Not Affected | Not Affected | Not Affected | Not Affected | Not Affected | Not Affected | Not Affected | Not Affected | Not Affected | Not Affected | 0 | 0 | 0 | 0 | 21 | Line
Critical Infrastructure | Stormwater Treatment Facilities and Pump Stations | Drainage Assets | HORSESHOE | STFPS_PL_76 |  | Not Affected | Not Affected | Not Affected | Not Affected | Not Affected | Not Affected | Not Affected | Not Affected | Not Affected | Not Affected | Not Affected | Not Affected | Not Affected | Not Affected | Not Affected | Not Affected | Not Affected | Not Affected | Not Affected | Not Affected | Not Affected | 0 | 0 | 0 | 0 | 21 | Line
Critical Infrastructure | Stormwater Treatment Facilities and Pump Stations | Drainage Assets | G-16 | STFPS_PL_78 |  | Not Affected | Not Affected | Not Affected | Not Affected | Not Affected | Not Affected | Not Affected | Not Affected | Not Affected | Not Affected | Not Affected | Not Affected | Not Affected | Not Affected | Not Affected | Not Affected | Not Affected | Not Affected | Not Affected | Not Affected | Not Affected | 0 | 0 | 0 | 0 | 21 | Line
Critical Infrastructure | Stormwater Treatment Facilities and Pump Stations | Drainage Assets | STA-2 OUTFLOW CANAL 2 | STFPS_PL_79 |  | Not Affected | Not Affected | Not Affected | Not Affected | Not Affected | Not Affected | Not Affected | Not Affected | Not Affected | Not Affected | Not Affected | Not Affected | Not Affected | Not Affected | Not Affected | Not Affected | Not Affected | Not Affected | Not Affected | Not Affected | Not Affected | 0 | 0 | 0 | 0 | 21 | Line
Critical Infrastructure | Stormwater Treatment Facilities and Pump Stations | Drainage Assets | C-1 | STFPS_PL_81 |  | Not Affected | Not Affected | Not Affected | Not Affected | Not Affected | Not Affected | Not Affected | Not Affected | Not Affected | Not Affected | Not Affected | Not Affected | Not Affected | Not Affected | Not Affected | Not Affected | Not Affected | Not Affected | Not Affected | Not Affected | Not Affected | 0 | 0 | 0 | 0 | 21 | Line
Critical Infrastructure | Stormwater Treatment Facilities and Pump Stations | Drainage Assets | C-34 | STFPS_PL_82 |  | Not Affected | Not Affected | Not Affected | Not Affected | Not Affected | Not Affected | Not Affected | Not Affected | Not Affected | Not Affected | Not Affected | Not Affected | Not Affected | Not Affected | Not Affected | Not Affected | Not Affected | Not Affected | Not Affected | Not Affected | Not Affected | 0 | 0 | 0 | 0 | 21 | Line
Critical Infrastructure | Stormwater Treatment Facilities and Pump Stations | Drainage Assets | C-6 | STFPS_PL_83 |  | Not Affected | Not Affected | Not Affected | Not Affected | Not Affected | Not Affected | Not Affected | Not Affected | Not Affected | Not Affected | Not Affected | Not Affected | Not Affected | Not Affected | Not Affected | Not Affected | Not Affected | Not Affected | Not Affected | Not Affected | Not Affected | 0 | 0 | 0 | 0 | 21 | Line
Critical Infrastructure | Stormwater Treatment Facilities and Pump Stations | Drainage Assets | L-5 | STFPS_PL_84 |  | Not Affected | Not Affected | Not Affected | Not Affected | Not Affected | Not Affected | Not Affected | Not Affected | Not Affected | Not Affected | Not Affected | Not Affected | Not Affected | Not Affected | Not Affected | Not Affected | Not Affected | Not Affected | Not Affected | Not Affected | Not Affected | 0 | 0 | 0 | 0 | 21 | Line
Critical Infrastructure | Stormwater Treatment Facilities and Pump Stations | Drainage Assets | C-123 | STFPS_PL_85 |  | Not Affected | Not Affected | Not Affected | Not Affected | Not Affected | Not Affected | Not Affected | Not Affected | Not Affected | Not Affected | Not Affected | Not Affected | Not Affected | Not Affected | Not Affected | Not Affected | Not Affected | Not Affected | Not Affected | Not Affected | Not Affected | 0 | 0 | 0 | 0 | 21 | Line
Critical Infrastructure | Stormwater Treatment Facilities and Pump Stations | Drainage Assets | L-29 | STFPS_PL_86 |  | Not Affected | Not Affected | Not Affected | Not Affected | Not Affected | Not Affected | Not Affected | Not Affected | Not Affected | Not Affected | Not Affected | Not Affected | Not Affected | Not Affected | Not Affected | Not Affected | Not Affected | Not Affected | Not Affected | Not Affected | Not Affected | 0 | 0 | 0 | 0 | 21 | Line
Critical Infrastructure | Stormwater Treatment Facilities and Pump Stations | Drainage Assets | C-59 | STFPS_PL_87 |  | Not Affected | Not Affected | Not Affected | Not Affected | Not Affected | Not Affected | Not Affected | Not Affected | Not Affected | Not Affected | Not Affected | Not Affected | Not Affected | Not Affected | Not Affected | Not Affected | Not Affected | Not Affected | Not Affected | Not Affected | Not Affected | 0 | 0 | 0 | 0 | 21 | Line
Critical Infrastructure | Stormwater Treatment Facilities and Pump Stations | Drainage Assets | L-19 | STFPS_PL_88 |  | Not Affected | Not Affected | Not Affected | Not Affected | Not Affected | Not Affected | Not Affected | Not Affected | Not Affected | Not Affected | Not Affected | Not Affected | Not Affected | Not Affected | Not Affected | Not Affected | Not Affected | Not Affected | Not Affected | Not Affected | Not Affected | 0 | 0 | 0 | 0 | 21 | Line
Critical Infrastructure | Stormwater Treatment Facilities and Pump Stations | Drainage Assets | STA-1W DISCHARGE CANAL | STFPS_PL_90 |  | Not Affected | Not Affected | Not Affected | Not Affected | Not Affected | Not Affected | Not Affected | Not Affected | Not Affected | Not Affected | Not Affected | Not Affected | Not Affected | Not Affected | Not Affected | Not Affected | Not Affected | Not Affected | Not Affected | Not Affected | Not Affected | 0 | 0 | 0 | 0 | 21 | Line
Critical Infrastructure | Stormwater Treatment Facilities and Pump Stations | Drainage Assets | C-25 | STFPS_PL_91 |  | Not Affected | Not Affected | Not Affected | Not Affected | Not Affected | Not Affected | Not Affected | Not Affected | Not Affected | Not Affected | Not Affected | Not Affected | Not Affected | Not Affected | Not Affected | Not Affected | Not Affected | Not Affected | Not Affected | Not Affected | Not Affected | 0 | 0 | 0 | 0 | 21 | Line
Critical Infrastructure | Stormwater Treatment Facilities and Pump Stations | Drainage Assets | TELEGRAPH CREEK | STFPS_PL_92 |  | Not Affected | Not Affected | Not Affected | Not Affected | Not Affected | Not Affected | Not Affected | Not Affected | Not Affected | Not Affected | Not Affected | Not Affected | Not Affected | Not Affected | Not Affected | Not Affected | Not Affected | Not Affected | Not Affected | Not Affected | Not Affected | 0 | 0 | 0 | 0 | 21 | Line
Critical Infrastructure | Stormwater Treatment Facilities and Pump Stations | Drainage Assets | OLD CHANNEL OF NORTH NEW RIVER | STFPS_PL_93 |  | Not Affected | Not Affected | Not Affected | Not Affected | Not Affected | Not Affected | Not Affected | Not Affected | Not Affected | Not Affected | Not Affected | Not Affected | Not Affected | Not Affected | Not Affected | Not Affected | Not Affected | Not Affected | Not Affected | Not Affected | Not Affected | 0 | 0 | 0 | 0 | 21 | Line
Critical Infrastructure | Stormwater Treatment Facilities and Pump Stations | Drainage Assets | L-23 | STFPS_PL_94 |  | Not Affected | Not Affected | Not Affected | Not Affected | Not Affected | Not Affected | Not Affected | Not Affected | Not Affected | Not Affected | Not Affected | Not Affected | Not Affected | Not Affected | Not Affected | Not Affected | Not Affected | Not Affected | Not Affected | Not Affected | Not Affected | 0 | 0 | 0 | 0 | 21 | Line
Critical Infrastructure | Stormwater Treatment Facilities and Pump Stations | Drainage Assets | C-18 | STFPS_PL_95 |  | Not Affected | Not Affected | Not Affected | Not Affected | Not Affected | Not Affected | Not Affected | Not Affected | Not Affected | Not Affected | Not Affected | Not Affected | Not Affected | Not Affected | Not Affected | Not Affected | Not Affected | Not Affected | Not Affected | Not Affected | Not Affected | 0 | 0 | 0 | 0 | 21 | Line
Critical Infrastructure | Stormwater Treatment Facilities and Pump Stations | Drainage Assets | CHAPARRAL SLOUGH | STFPS_PL_96 |  | Not Affected | Not Affected | Not Affected | Not Affected | Not Affected | Not Affected | Not Affected | Not Affected | Not Affected | Not Affected | Not Affected | Not Affected | Not Affected | Not Affected | Not Affected | Not Affected | Not Affected | Not Affected | Not Affected | Not Affected | Not Affected | 0 | 0 | 0 | 0 | 21 | Line
Critical Infrastructure | Stormwater Treatment Facilities and Pump Stations | Drainage Assets | ISTOKPOGA CANAL | STFPS_PL_97 |  | Not Affected | Not Affected | Not Affected | Not Affected | Not Affected | Not Affected | Not Affected | Not Affected | Not Affected | Not Affected | Not Affected | Not Affected | Not Affected | Not Affected | Not Affected | Not Affected | Not Affected | Not Affected | Not Affected | Not Affected | Not Affected | 0 | 0 | 0 | 0 | 21 | Line
Critical Infrastructure | Stormwater Treatment Facilities and Pump Stations | Drainage Assets | C-38 | STFPS_PL_98 |  | Not Affected | Not Affected | Not Affected | Not Affected | Not Affected | Not Affected | Not Affected | Not Affected | Not Affected | Not Affected | Not Affected | Not Affected | Not Affected | Not Affected | Not Affected | Not Affected | Not Affected | Not Affected | Not Affected | Not Affected | Not Affected | 0 | 0 | 0 | 0 | 21 | Line
Critical Infrastructure | Stormwater Treatment Facilities and Pump Stations | Drainage Assets | STA-3/4 DISCHARGE CANAL | STFPS_PL_99 |  | Not Affected | Not Affected | Not Affected | Not Affected | Not Affected | Not Affected | Not Affected | Not Affected | Not Affected | Not Affected | Not Affected | Not Affected | Not Affected | Not Affected | Not Affected | Not Affected | Not Affected | Not Affected | Not Affected | Not Affected | Not Affected | 0 | 0 | 0 | 0 | 21 | Line
Critical Infrastructure | Stormwater Treatment Facilities and Pump Stations | Drainage Assets | C-23 | STFPS_PL_100 |  | Not Affected | Not Affected | Not Affected | Not Affected | Not Affected | Not Affected | Not Affected | Not Affected | Not Affected | Not Affected | Not Affected | Not Affected | Not Affected | Not Affected | Not Affected | Not Affected | Not Affected | Not Affected | Not Affected | Not Affected | Not Affected | 0 | 0 | 0 | 0 | 21 | Line
Critical Infrastructure | Stormwater Treatment Facilities and Pump Stations | Drainage Assets | FAKA UNION RIVER | STFPS_PL_101 |  | Not Affected | Not Affected | Not Affected | Not Affected | Not Affected | Not Affected | Not Affected | Not Affected | Not Affected | Not Affected | Not Affected | Not Affected | Not Affected | Not Affected | Not Affected | Not Affected | Not Affected | Not Affected | Not Affected | Not Affected | Not Affected | 0 | 0 | 0 | 0 | 21 | Line
Critical Infrastructure | Stormwater Treatment Facilities and Pump Stations | Drainage Assets | ORANGE RIVER | STFPS_PL_103 |  | Not Affected | Not Affected | Not Affected | Not Affected | Not Affected | Not Affected | Not Affected | Not Affected | Not Affected | Not Affected | Not Affected | Not Affected | Not Affected | Not Affected | Not Affected | Not Affected | Not Affected | Not Affected | Not Affected | Not Affected | Not Affected | 0 | 0 | 0 | 0 | 21 | Line
Critical Infrastructure | Stormwater Treatment Facilities and Pump Stations | Drainage Assets | C-21 | STFPS_PL_104 |  | Not Affected | Not Affected | Not Affected | Not Affected | Not Affected | Not Affected | Not Affected | Not Affected | Not Affected | Not Affected | Not Affected | Not Affected | Not Affected | Not Affected | Not Affected | Not Affected | Not Affected | Not Affected | Not Affected | Not Affected | Not Affected | 0 | 0 | 0 | 0 | 21 | Line
Critical Infrastructure | Stormwater Treatment Facilities and Pump Stations | Drainage Assets | C-30 | STFPS_PL_105 |  | Not Affected | Not Affected | Not Affected | Not Affected | Not Affected | Not Affected | Not Affected | Not Affected | Not Affected | Not Affected | Not Affected | Not Affected | Not Affected | Not Affected | Not Affected | Not Affected | Not Affected | Not Affected | Not Affected | Not Affected | Not Affected | 0 | 0 | 0 | 0 | 21 | Line
Critical Infrastructure | Stormwater Treatment Facilities and Pump Stations | Drainage Assets | NORTH FORK NEW RIVER | STFPS_PL_106 |  | Not Affected | Not Affected | Not Affected | Not Affected | Not Affected | Not Affected | Not Affected | Not Affected | Not Affected | Not Affected | Not Affected | Not Affected | Not Affected | Not Affected | Not Affected | Not Affected | Not Affected | Not Affected | Not Affected | Not Affected | Not Affected | 0 | 0 | 0 | 0 | 21 | Line
Critical Infrastructure | Stormwater Treatment Facilities and Pump Stations | Drainage Assets | LWDD L-23W | STFPS_PL_107 |  | Not Affected | Not Affected | Not Affected | Not Affected | Not Affected | Not Affected | Not Affected | Not Affected | Not Affected | Not Affected | Not Affected | Not Affected | Not Affected | Not Affected | Not Affected | Not Affected | Not Affected | Not Affected | Not Affected | Not Affected | Not Affected | 0 | 0 | 0 | 0 | 21 | Line
Critical Infrastructure | Stormwater Treatment Facilities and Pump Stations | Drainage Assets | L-30 | STFPS_PL_108 |  | Not Affected | Not Affected | Not Affected | Not Affected | Not Affected | Not Affected | Not Affected | Not Affected | Not Affected | Not Affected | Not Affected | Not Affected | Not Affected | Not Affected | Not Affected | Not Affected | Not Affected | Not Affected | Not Affected | Not Affected | Not Affected | 0 | 0 | 0 | 0 | 21 | Line
Critical Infrastructure | Stormwater Treatment Facilities and Pump Stations | Drainage Assets | S277 OUTFLOW | STFPS_PL_109 |  | Not Affected | Not Affected | Not Affected | Not Affected | Not Affected | Not Affected | Not Affected | Not Affected | Not Affected | Not Affected | Not Affected | Not Affected | Not Affected | Not Affected | Not Affected | Not Affected | Not Affected | Not Affected | Not Affected | Not Affected | Not Affected | 0 | 0 | 0 | 0 | 21 | Line
Critical Infrastructure | Stormwater Treatment Facilities and Pump Stations | Drainage Assets | STA-1W INFLOW CANAL | STFPS_PL_110 |  | Not Affected | Not Affected | Not Affected | Not Affected | Not Affected | Not Affected | Not Affected | Not Affected | Not Affected | Not Affected | Not Affected | Not Affected | Not Affected | Not Affected | Not Affected | Not Affected | Not Affected | Not Affected | Not Affected | Not Affected | Not Affected | 0 | 0 | 0 | 0 | 21 | Line
Critical Infrastructure | Stormwater Treatment Facilities and Pump Stations | Drainage Assets | L-7 | STFPS_PL_111 |  | Not Affected | Not Affected | Not Affected | Not Affected | Not Affected | Not Affected | Not Affected | Not Affected | Not Affected | Not Affected | Not Affected | Not Affected | Not Affected | Not Affected | Not Affected | Not Affected | Not Affected | Not Affected | Not Affected | Not Affected | Not Affected | 0 | 0 | 0 | 0 | 21 | Line
Critical Infrastructure | Stormwater Treatment Facilities and Pump Stations | Drainage Assets | C-23 | STFPS_PL_112 |  | Not Affected | Not Affected | Not Affected | Not Affected | Not Affected | Not Affected | Not Affected | Not Affected | Not Affected | Not Affected | Not Affected | Not Affected | Not Affected | Not Affected | Not Affected | Not Affected | Not Affected | Not Affected | Not Affected | Not Affected | Not Affected | 0 | 0 | 0 | 0 | 21 | Line
Critical Infrastructure | Stormwater Treatment Facilities and Pump Stations | Drainage Assets | COURTNEY | STFPS_PL_113 |  | Not Affected | Not Affected | Not Affected | Not Affected | Not Affected | Not Affected | Not Affected | Not Affected | Not Affected | Not Affected | Not Affected | Not Affected | Not Affected | Not Affected | Not Affected | Not Affected | Not Affected | Not Affected | Not Affected | Not Affected | Not Affected | 0 | 0 | 0 | 0 | 21 | Line
Critical Infrastructure | Stormwater Treatment Facilities and Pump Stations | Drainage Assets | L-65 | STFPS_PL_114 |  | Not Affected | Not Affected | Not Affected | Not Affected | Not Affected | Not Affected | Not Affected | Not Affected | Not Affected | Not Affected | Not Affected | Not Affected | Not Affected | Not Affected | Not Affected | Not Affected | Not Affected | Not Affected | Not Affected | Not Affected | Not Affected | 0 | 0 | 0 | 0 | 21 | Line
Critical Infrastructure | Stormwater Treatment Facilities and Pump Stations | Drainage Assets | DAVIS CREEK | STFPS_PL_115 |  | Not Affected | Not Affected | Not Affected | Not Affected | Not Affected | Not Affected | Not Affected | Not Affected | Not Affected | Not Affected | Not Affected | Not Affected | Not Affected | Not Affected | Not Affected | Not Affected | Not Affected | Not Affected | Not Affected | Not Affected | Not Affected | 0 | 0 | 0 | 0 | 21 | Line
Critical Infrastructure | Stormwater Treatment Facilities and Pump Stations | Drainage Assets | C-31 | STFPS_PL_116 |  | Not Affected | Not Affected | Not Affected | Not Affected | Not Affected | Not Affected | Not Affected | Not Affected | Not Affected | Not Affected | Not Affected | Not Affected | Not Affected | Not Affected | Not Affected | Not Affected | Not Affected | Not Affected | Not Affected | Not Affected | Not Affected | 0 | 0 | 0 | 0 | 21 | Line
Critical Infrastructure | Stormwater Treatment Facilities and Pump Stations | Drainage Assets | LITTLE SHARK RIVER | STFPS_PL_117 |  | Not Affected | Not Affected | Not Affected | Not Affected | Not Affected | Not Affected | Not Affected | Not Affected | Not Affected | Not Affected | Not Affected | Not Affected | Not Affected | Not Affected | Not Affected | Not Affected | Not Affected | Not Affected | Not Affected | Not Affected | Not Affected | 0 | 0 | 0 | 0 | 21 | Line
Critical Infrastructure | Stormwater Treatment Facilities and Pump Stations | Drainage Assets | WCA1 NORTHERN CANAL | STFPS_PL_118 |  | Not Affected | Not Affected | Not Affected | Not Affected | Not Affected | Not Affected | Not Affected | Not Affected | Not Affected | Not Affected | Not Affected | Not Affected | Not Affected | Not Affected | Not Affected | Not Affected | Not Affected | Not Affected | Not Affected | Not Affected | Not Affected | 0 | 0 | 0 | 0 | 21 | Line
Critical Infrastructure | Stormwater Treatment Facilities and Pump Stations | Drainage Assets | NORTH LINE CANAL | STFPS_PL_119 |  | Not Affected | Not Affected | Not Affected | Not Affected | Not Affected | Not Affected | Not Affected | Not Affected | Not Affected | Not Affected | Not Affected | Not Affected | Not Affected | Not Affected | Not Affected | Not Affected | Not Affected | Not Affected | Not Affected | Not Affected | Not Affected | 0 | 0 | 0 | 0 | 21 | Line
Critical Infrastructure | Stormwater Treatment Facilities and Pump Stations | Drainage Assets | DADE BROWARD LEVEE | STFPS_PL_120 |  | Not Affected | Not Affected | Not Affected | Not Affected | Not Affected | Not Affected | Not Affected | Not Affected | Not Affected | Not Affected | Not Affected | Not Affected | Not Affected | Not Affected | Not Affected | Not Affected | Not Affected | Not Affected | Not Affected | Not Affected | Not Affected | 0 | 0 | 0 | 0 | 21 | Line
Critical Infrastructure | Stormwater Treatment Facilities and Pump Stations | Drainage Assets | INTRACOASTAL WATERWAY | STFPS_PL_121 |  | Not Affected | Not Affected | Not Affected | Not Affected | Not Affected | Not Affected | Not Affected | Not Affected | Not Affected | Not Affected | Not Affected | Not Affected | Not Affected | Not Affected | Not Affected | Not Affected | Not Affected | Not Affected | Not Affected | Not Affected | Not Affected | 0 | 0 | 0 | 0 | 21 | Line
Critical Infrastructure | Stormwater Treatment Facilities and Pump Stations | Drainage Assets | CORAL PARK CANAL | STFPS_PL_122 |  | Not Affected | Not Affected | Not Affected | Not Affected | Not Affected | Not Affected | Not Affected | Not Affected | Not Affected | Not Affected | Not Affected | Not Affected | Not Affected | Not Affected | Not Affected | Not Affected | Not Affected | Not Affected | Not Affected | Not Affected | Not Affected | 0 | 0 | 0 | 0 | 21 | Line
Critical Infrastructure | Stormwater Treatment Facilities and Pump Stations | Drainage Assets | C-12 | STFPS_PL_123 |  | Not Affected | Not Affected | Not Affected | Not Affected | Not Affected | Not Affected | Not Affected | Not Affected | Not Affected | Not Affected | Not Affected | Not Affected | Not Affected | Not Affected | Not Affected | Not Affected | Not Affected | Not Affected | Not Affected | Not Affected | Not Affected | 0 | 0 | 0 | 0 | 21 | Line
Critical Infrastructure | Stormwater Treatment Facilities and Pump Stations | Drainage Assets | S65EX1 FLOW | STFPS_PL_124 |  | Not Affected | Not Affected | Not Affected | Not Affected | Not Affected | Not Affected | Not Affected | Not Affected | Not Affected | Not Affected | Not Affected | Not Affected | Not Affected | Not Affected | Not Affected | Not Affected | Not Affected | Not Affected | Not Affected | Not Affected | Not Affected | 0 | 0 | 0 | 0 | 21 | Line
Critical Infrastructure | Stormwater Treatment Facilities and Pump Stations | Drainage Assets | C-100A | STFPS_PL_125 |  | Not Affected | Not Affected | Not Affected | Not Affected | Not Affected | Not Affected | Not Affected | Not Affected | Not Affected | Not Affected | Not Affected | Not Affected | Not Affected | Not Affected | Not Affected | Not Affected | Not Affected | Not Affected | Not Affected | Not Affected | Not Affected | 0 | 0 | 0 | 0 | 21 | Line
Critical Infrastructure | Stormwater Treatment Facilities and Pump Stations | Drainage Assets | L-8 | STFPS_PL_126 |  | Not Affected | Not Affected | Not Affected | Not Affected | Not Affected | Not Affected | Not Affected | Not Affected | Not Affected | Not Affected | Not Affected | Not Affected | Not Affected | Not Affected | Not Affected | Not Affected | Not Affected | Not Affected | Not Affected | Not Affected | Not Affected | 0 | 0 | 0 | 0 | 21 | Line
Critical Infrastructure | Stormwater Treatment Facilities and Pump Stations | Drainage Assets | STA-1W NORTH SEEPAGE CANAL 2 | STFPS_PL_127 |  | Not Affected | Not Affected | Not Affected | Not Affected | Not Affected | Not Affected | Not Affected | Not Affected | Not Affected | Not Affected | Not Affected | Not Affected | Not Affected | Not Affected | Not Affected | Not Affected | Not Affected | Not Affected | Not Affected | Not Affected | Not Affected | 0 | 0 | 0 | 0 | 21 | Line
Critical Infrastructure | Stormwater Treatment Facilities and Pump Stations | Drainage Assets | MACKINAC | STFPS_PL_128 |  | Not Affected | Not Affected | Not Affected | Not Affected | Not Affected | Not Affected | Not Affected | Not Affected | Not Affected | Not Affected | Not Affected | Not Affected | Not Affected | Not Affected | Not Affected | Not Affected | Not Affected | Not Affected | Not Affected | Not Affected | Not Affected | 0 | 0 | 0 | 0 | 21 | Line
Critical Infrastructure | Stormwater Treatment Facilities and Pump Stations | Drainage Assets | CYPRESS BRANCH | STFPS_PL_129 |  | Not Affected | Not Affected | Not Affected | Not Affected | Not Affected | Not Affected | Not Affected | Not Affected | Not Affected | Not Affected | Not Affected | Not Affected | Not Affected | Not Affected | Not Affected | Not Affected | Not Affected | Not Affected | Not Affected | Not Affected | Not Affected | 0 | 0 | 0 | 0 | 21 | Line
Critical Infrastructure | Stormwater Treatment Facilities and Pump Stations | Drainage Assets | C-6 | STFPS_PL_130 |  | Not Affected | Not Affected | Not Affected | Not Affected | Not Affected | Not Affected | Not Affected | Not Affected | Not Affected | Not Affected | Not Affected | Not Affected | Not Affected | Not Affected | Not Affected | Not Affected | Not Affected | Not Affected | Not Affected | Not Affected | Not Affected | 0 | 0 | 0 | 0 | 21 | Line
Critical Infrastructure | Stormwater Treatment Facilities and Pump Stations | Drainage Assets | CWPB_STUB CANAL | STFPS_PL_131 |  | Not Affected | Not Affected | Not Affected | Not Affected | Not Affected | Not Affected | Not Affected | Not Affected | Not Affected | Not Affected | Not Affected | Not Affected | Not Affected | Not Affected | Not Affected | Not Affected | Not Affected | Not Affected | Not Affected | Not Affected | Not Affected | 0 | 0 | 0 | 0 | 21 | Line
Critical Infrastructure | Stormwater Treatment Facilities and Pump Stations | Drainage Assets | DAUGHTREY CREEK EAST BR. | STFPS_PL_132 |  | Not Affected | Not Affected | Not Affected | Not Affected | Not Affected | Not Affected | Not Affected | Not Affected | Not Affected | Not Affected | Not Affected | Not Affected | Not Affected | Not Affected | Not Affected | Not Affected | Not Affected | Not Affected | Not Affected | Not Affected | Not Affected | 0 | 0 | 0 | 0 | 21 | Line
Critical Infrastructure | Stormwater Treatment Facilities and Pump Stations | Drainage Assets | JOE SLOUGH | STFPS_PL_133 |  | Not Affected | Not Affected | Not Affected | Not Affected | Not Affected | Not Affected | Not Affected | Not Affected | Not Affected | Not Affected | Not Affected | Not Affected | Not Affected | Not Affected | Not Affected | Not Affected | Not Affected | Not Affected | Not Affected | Not Affected | Not Affected | 0 | 0 | 0 | 0 | 21 | Line
Critical Infrastructure | Stormwater Treatment Facilities and Pump Stations | Drainage Assets | L-2 | STFPS_PL_134 |  | Not Affected | Not Affected | Not Affected | Not Affected | Not Affected | Not Affected | Not Affected | Not Affected | Not Affected | Not Affected | Not Affected | Not Affected | Not Affected | Not Affected | Not Affected | Not Affected | Not Affected | Not Affected | Not Affected | Not Affected | Not Affected | 0 | 0 | 0 | 0 | 21 | Line
Critical Infrastructure | Stormwater Treatment Facilities and Pump Stations | Drainage Assets | BILLY CREEK | STFPS_PL_135 |  | Not Affected | Not Affected | Not Affected | Not Affected | Not Affected | Not Affected | Not Affected | Not Affected | Not Affected | Not Affected | Not Affected | Not Affected | Not Affected | Not Affected | Not Affected | Not Affected | Not Affected | Not Affected | Not Affected | Not Affected | Not Affected | 0 | 0 | 0 | 0 | 21 | Line
Critical Infrastructure | Stormwater Treatment Facilities and Pump Stations | Drainage Assets | STA-C44 OUTLET CANAL | STFPS_PL_136 |  | Not Affected | Not Affected | Not Affected | Not Affected | Not Affected | Not Affected | Not Affected | Not Affected | Not Affected | Not Affected | Not Affected | Not Affected | Not Affected | Not Affected | Not Affected | Not Affected | Not Affected | Not Affected | Not Affected | Not Affected | Not Affected | 0 | 0 | 0 | 0 | 21 | Line
Critical Infrastructure | Stormwater Treatment Facilities and Pump Stations | Drainage Assets | S-131 CANAL | STFPS_PL_137 |  | Not Affected | Not Affected | Not Affected | Not Affected | Not Affected | Not Affected | Not Affected | Not Affected | Not Affected | Not Affected | Not Affected | Not Affected | Not Affected | Not Affected | Not Affected | Not Affected | Not Affected | Not Affected | Not Affected | Not Affected | Not Affected | 0 | 0 | 0 | 0 | 21 | Line
Critical Infrastructure | Stormwater Treatment Facilities and Pump Stations | Drainage Assets | HANCOCK CREEK | STFPS_PL_138 |  | Not Affected | Not Affected | Not Affected | Not Affected | Not Affected | Not Affected | Not Affected | Not Affected | Not Affected | Not Affected | Not Affected | Not Affected | Not Affected | Not Affected | Not Affected | Not Affected | Not Affected | Not Affected | Not Affected | Not Affected | Not Affected | 0 | 0 | 0 | 0 | 21 | Line
Critical Infrastructure | Stormwater Treatment Facilities and Pump Stations | Drainage Assets | BOOTHEEL CREEK | STFPS_PL_139 |  | Not Affected | Not Affected | Not Affected | Not Affected | Not Affected | Not Affected | Not Affected | Not Affected | Not Affected | Not Affected | Not Affected | Not Affected | Not Affected | Not Affected | Not Affected | Not Affected | Not Affected | Not Affected | Not Affected | Not Affected | Not Affected | 0 | 0 | 0 | 0 | 21 | Line
Critical Infrastructure | Stormwater Treatment Facilities and Pump Stations | Drainage Assets | INDUSTRIAL CANAL | STFPS_PL_140 |  | Not Affected | Not Affected | Not Affected | Not Affected | Not Affected | Not Affected | Not Affected | Not Affected | Not Affected | Not Affected | Not Affected | Not Affected | Not Affected | Not Affected | Not Affected | Not Affected | Not Affected | Not Affected | Not Affected | Not Affected | Not Affected | 0 | 0 | 0 | 0 | 21 | Line
Critical Infrastructure | Stormwater Treatment Facilities and Pump Stations | Drainage Assets | C-11 | STFPS_PL_141 |  | Not Affected | Not Affected | Not Affected | Not Affected | Not Affected | Not Affected | Not Affected | Not Affected | Not Affected | Not Affected | Not Affected | Not Affected | Not Affected | Not Affected | Not Affected | Not Affected | Not Affected | Not Affected | Not Affected | Not Affected | Not Affected | 0 | 0 | 0 | 0 | 21 | Line
Critical Infrastructure | Stormwater Treatment Facilities and Pump Stations | Drainage Assets | STA-5/6 SEEPAGE CANAL 4 | STFPS_PL_142 |  | Not Affected | Not Affected | Not Affected | Not Affected | Not Affected | Not Affected | Not Affected | Not Affected | Not Affected | Not Affected | Not Affected | Not Affected | Not Affected | Not Affected | Not Affected | Not Affected | Not Affected | Not Affected | Not Affected | Not Affected | Not Affected | 0 | 0 | 0 | 0 | 21 | Line
Critical Infrastructure | Stormwater Treatment Facilities and Pump Stations | Drainage Assets | C-17 | STFPS_PL_143 |  | Not Affected | Not Affected | Not Affected | Not Affected | Not Affected | Not Affected | Not Affected | Not Affected | Not Affected | Not Affected | Not Affected | Not Affected | Not Affected | Not Affected | Not Affected | Not Affected | Not Affected | Not Affected | Not Affected | Not Affected | Not Affected | 0 | 0 | 0 | 0 | 21 | Line
Critical Infrastructure | Stormwater Treatment Facilities and Pump Stations | Drainage Assets | WHISKEY CREEK | STFPS_PL_144 |  | Not Affected | Not Affected | Not Affected | Not Affected | Not Affected | Not Affected | Not Affected | Not Affected | Not Affected | Not Affected | Not Affected | Not Affected | Not Affected | Not Affected | Not Affected | Not Affected | Not Affected | Not Affected | Not Affected | Not Affected | Not Affected | 0 | 0 | 0 | 0 | 21 | Line
Critical Infrastructure | Stormwater Treatment Facilities and Pump Stations | Drainage Assets | C-10 CANAL | STFPS_PL_145 |  | Not Affected | Not Affected | Not Affected | Not Affected | Not Affected | Not Affected | Not Affected | Not Affected | Not Affected | Not Affected | Not Affected | Not Affected | Not Affected | Not Affected | Not Affected | Not Affected | Not Affected | Not Affected | Not Affected | Not Affected | Not Affected | 0 | 0 | 0 | 0 | 21 | Line
Critical Infrastructure | Stormwater Treatment Facilities and Pump Stations | Drainage Assets | C-32D | STFPS_PL_146 |  | Not Affected | Not Affected | Not Affected | Not Affected | Not Affected | Not Affected | Not Affected | Not Affected | Not Affected | Not Affected | Not Affected | Not Affected | Not Affected | Not Affected | Not Affected | Not Affected | Not Affected | Not Affected | Not Affected | Not Affected | Not Affected | 0 | 0 | 0 | 0 | 21 | Line
Critical Infrastructure | Stormwater Treatment Facilities and Pump Stations | Drainage Assets | A1 FEB WEST SEEPAGE CANAL | STFPS_PL_147 |  | Not Affected | Not Affected | Not Affected | Not Affected | Not Affected | Not Affected | Not Affected | Not Affected | Not Affected | Not Affected | Not Affected | Not Affected | Not Affected | Not Affected | Not Affected | Not Affected | Not Affected | Not Affected | Not Affected | Not Affected | Not Affected | 0 | 0 | 0 | 0 | 21 | Line
Critical Infrastructure | Stormwater Treatment Facilities and Pump Stations | Drainage Assets | MAXINE2 | STFPS_PL_148 |  | Not Affected | Not Affected | Not Affected | Not Affected | Not Affected | Not Affected | Not Affected | Not Affected | Not Affected | Not Affected | Not Affected | Not Affected | Not Affected | Not Affected | Not Affected | Not Affected | Not Affected | Not Affected | Not Affected | Not Affected | Not Affected | 0 | 0 | 0 | 0 | 21 | Line
Critical Infrastructure | Stormwater Treatment Facilities and Pump Stations | Drainage Assets | S274 INFLOW | STFPS_PL_149 |  | Not Affected | Not Affected | Not Affected | Not Affected | Not Affected | Not Affected | Not Affected | Not Affected | Not Affected | Not Affected | Not Affected | Not Affected | Not Affected | Not Affected | Not Affected | Not Affected | Not Affected | Not Affected | Not Affected | Not Affected | Not Affected | 0 | 0 | 0 | 0 | 21 | Line
Critical Infrastructure | Stormwater Treatment Facilities and Pump Stations | Drainage Assets | NORTH FORK ST LUCIE RIVER | STFPS_PL_150 |  | Not Affected | Not Affected | Not Affected | Not Affected | Not Affected | Not Affected | Not Affected | Not Affected | Not Affected | Not Affected | Not Affected | Not Affected | Not Affected | Not Affected | Not Affected | Not Affected | Not Affected | Not Affected | Not Affected | Not Affected | Not Affected | 0 | 0 | 0 | 0 | 21 | Line
Critical Infrastructure | Stormwater Treatment Facilities and Pump Stations | Drainage Assets | WARNER CREEK | STFPS_PL_151 |  | Not Affected | Not Affected | Not Affected | Not Affected | Not Affected | Not Affected | Not Affected | Not Affected | Not Affected | Not Affected | Not Affected | Not Affected | Not Affected | Not Affected | Not Affected | Not Affected | Not Affected | Not Affected | Not Affected | Not Affected | Not Affected | 0 | 0 | 0 | 0 | 21 | Line
Critical Infrastructure | Stormwater Treatment Facilities and Pump Stations | Drainage Assets | MAXINE2 | STFPS_PL_152 |  | Not Affected | Not Affected | Not Affected | Not Affected | Not Affected | Not Affected | Not Affected | Not Affected | Not Affected | Not Affected | Not Affected | Not Affected | Not Affected | Not Affected | Not Affected | Not Affected | Not Affected | Not Affected | Not Affected | Not Affected | Not Affected | 0 | 0 | 0 | 0 | 21 | Line
Critical Infrastructure | Stormwater Treatment Facilities and Pump Stations | Drainage Assets | L59-72S CANAL | STFPS_PL_153 |  | Not Affected | Not Affected | Not Affected | Not Affected | Not Affected | Not Affected | Not Affected | Not Affected | Not Affected | Not Affected | Not Affected | Not Affected | Not Affected | Not Affected | Not Affected | Not Affected | Not Affected | Not Affected | Not Affected | Not Affected | Not Affected | 0 | 0 | 0 | 0 | 21 | Line
Critical Infrastructure | Stormwater Treatment Facilities and Pump Stations | Drainage Assets | C-13 | STFPS_PL_154 |  | Not Affected | Not Affected | Not Affected | Not Affected | Not Affected | Not Affected | Not Affected | Not Affected | Not Affected | Not Affected | Not Affected | Not Affected | Not Affected | Not Affected | Not Affected | Not Affected | Not Affected | Not Affected | Not Affected | Not Affected | Not Affected | 0 | 0 | 0 | 0 | 21 | Line
Critical Infrastructure | Stormwater Treatment Facilities and Pump Stations | Drainage Assets | 42-FOOT CANAL | STFPS_PL_155 |  | Not Affected | Not Affected | Not Affected | Not Affected | Not Affected | Not Affected | Not Affected | Not Affected | Not Affected | Not Affected | Not Affected | Not Affected | Not Affected | Not Affected | Not Affected | Not Affected | Not Affected | Not Affected | Not Affected | Not Affected | Not Affected | 0 | 0 | 0 | 0 | 21 | Line
Critical Infrastructure | Stormwater Treatment Facilities and Pump Stations | Drainage Assets | SAN CARLOS | STFPS_PL_156 |  | Not Affected | Not Affected | Not Affected | Not Affected | Not Affected | Not Affected | Not Affected | Not Affected | Not Affected | Not Affected | Not Affected | Not Affected | Not Affected | Not Affected | Not Affected | Not Affected | Not Affected | Not Affected | Not Affected | Not Affected | Not Affected | 0 | 0 | 0 | 0 | 21 | Line
Critical Infrastructure | Stormwater Treatment Facilities and Pump Stations | Drainage Assets | C-7 EXT | STFPS_PL_157 |  | Not Affected | Not Affected | Not Affected | Not Affected | Not Affected | Not Affected | Not Affected | Not Affected | Not Affected | Not Affected | Not Affected | Not Affected | Not Affected | Not Affected | Not Affected | Not Affected | Not Affected | Not Affected | Not Affected | Not Affected | Not Affected | 0 | 0 | 0 | 0 | 21 | Line
Critical Infrastructure | Stormwater Treatment Facilities and Pump Stations | Drainage Assets | L-59 | STFPS_PL_158 |  | Not Affected | Not Affected | Not Affected | Not Affected | Not Affected | Not Affected | Not Affected | Not Affected | Not Affected | Not Affected | Not Affected | Not Affected | Not Affected | Not Affected | Not Affected | Not Affected | Not Affected | Not Affected | Not Affected | Not Affected | Not Affected | 0 | 0 | 0 | 0 | 21 | Line
Critical Infrastructure | Stormwater Treatment Facilities and Pump Stations | Drainage Assets | C-100C | STFPS_PL_159 |  | Not Affected | Not Affected | Not Affected | Not Affected | Not Affected | Not Affected | Not Affected | Not Affected | Not Affected | Not Affected | Not Affected | Not Affected | Not Affected | Not Affected | Not Affected | Not Affected | Not Affected | Not Affected | Not Affected | Not Affected | Not Affected | 0 | 0 | 0 | 0 | 21 | Line
Critical Infrastructure | Stormwater Treatment Facilities and Pump Stations | Drainage Assets | STA-1 INFLOW CANAL | STFPS_PL_160 |  | Not Affected | Not Affected | Not Affected | Not Affected | Not Affected | Not Affected | Not Affected | Not Affected | Not Affected | Not Affected | Not Affected | Not Affected | Not Affected | Not Affected | Not Affected | Not Affected | Not Affected | Not Affected | Not Affected | Not Affected | Not Affected | 0 | 0 | 0 | 0 | 21 | Line
Critical Infrastructure | Stormwater Treatment Facilities and Pump Stations | Drainage Assets | YELLOW FEVER CREEK | STFPS_PL_161 |  | Not Affected | Not Affected | Not Affected | Not Affected | Not Affected | Not Affected | Not Affected | Not Affected | Not Affected | Not Affected | Not Affected | Not Affected | Not Affected | Not Affected | Not Affected | Not Affected | Not Affected | Not Affected | Not Affected | Not Affected | Not Affected | 0 | 0 | 0 | 0 | 21 | Line
Critical Infrastructure | Stormwater Treatment Facilities and Pump Stations | Drainage Assets | LD-4 | STFPS_PL_162 |  | Not Affected | Not Affected | Not Affected | Not Affected | Not Affected | Not Affected | Not Affected | Not Affected | Not Affected | Not Affected | Not Affected | Not Affected | Not Affected | Not Affected | Not Affected | Not Affected | Not Affected | Not Affected | Not Affected | Not Affected | Not Affected | 0 | 0 | 0 | 0 | 21 | Line
Critical Infrastructure | Stormwater Treatment Facilities and Pump Stations | Drainage Assets | CRAWFORD CANAL | STFPS_PL_163 |  | Not Affected | Not Affected | Not Affected | Not Affected | Not Affected | Not Affected | Not Affected | Not Affected | Not Affected | Not Affected | Not Affected | Not Affected | Not Affected | Not Affected | Not Affected | Not Affected | Not Affected | Not Affected | Not Affected | Not Affected | Not Affected | 0 | 0 | 0 | 0 | 21 | Line
Critical Infrastructure | Stormwater Treatment Facilities and Pump Stations | Drainage Assets | PROGRESS CANAL | STFPS_PL_164 |  | Not Affected | Not Affected | Not Affected | Not Affected | Not Affected | Not Affected | Not Affected | Not Affected | Not Affected | Not Affected | Not Affected | Not Affected | Not Affected | Not Affected | Not Affected | Not Affected | Not Affected | Not Affected | Not Affected | Not Affected | Not Affected | 0 | 0 | 0 | 0 | 21 | Line
Critical Infrastructure | Stormwater Treatment Facilities and Pump Stations | Drainage Assets | L-1 | STFPS_PL_165 |  | Not Affected | Not Affected | Not Affected | Not Affected | Not Affected | Not Affected | Not Affected | Not Affected | Not Affected | Not Affected | Not Affected | Not Affected | Not Affected | Not Affected | Not Affected | Not Affected | Not Affected | Not Affected | Not Affected | Not Affected | Not Affected | 0 | 0 | 0 | 0 | 21 | Line
Critical Infrastructure | Stormwater Treatment Facilities and Pump Stations | Drainage Assets | L-60 | STFPS_PL_166 |  | Not Affected | Not Affected | Not Affected | Not Affected | Not Affected | Not Affected | Not Affected | Not Affected | Not Affected | Not Affected | Not Affected | Not Affected | Not Affected | Not Affected | Not Affected | Not Affected | Not Affected | Not Affected | Not Affected | Not Affected | Not Affected | 0 | 0 | 0 | 0 | 21 | Line
Critical Infrastructure | Stormwater Treatment Facilities and Pump Stations | Drainage Assets | MARSH POINT BRANCH | STFPS_PL_167 |  | Not Affected | Not Affected | Not Affected | Not Affected | Not Affected | Not Affected | Not Affected | Not Affected | Not Affected | Not Affected | Not Affected | Not Affected | Not Affected | Not Affected | Not Affected | Not Affected | Not Affected | Not Affected | Not Affected | Not Affected | Not Affected | 0 | 0 | 0 | 0 | 21 | Line
Critical Infrastructure | Stormwater Treatment Facilities and Pump Stations | Drainage Assets | L-10 | STFPS_PL_168 |  | Not Affected | Not Affected | Not Affected | Not Affected | Not Affected | Not Affected | Not Affected | Not Affected | Not Affected | Not Affected | Not Affected | Not Affected | Not Affected | Not Affected | Not Affected | Not Affected | Not Affected | Not Affected | Not Affected | Not Affected | Not Affected | 0 | 0 | 0 | 0 | 21 | Line
Critical Infrastructure | Stormwater Treatment Facilities and Pump Stations | Drainage Assets | L-31E | STFPS_PL_169 |  | Not Affected | Not Affected | Not Affected | Not Affected | Not Affected | Not Affected | Not Affected | Not Affected | Not Affected | Not Affected | Not Affected | Not Affected | Not Affected | Not Affected | Not Affected | Not Affected | Not Affected | Not Affected | Not Affected | Not Affected | Not Affected | 0 | 0 | 0 | 0 | 21 | Line
Critical Infrastructure | Stormwater Treatment Facilities and Pump Stations | Drainage Assets | BESSEY CREEK | STFPS_PL_170 |  | Not Affected | Not Affected | Not Affected | Not Affected | Not Affected | Not Affected | Not Affected | Not Affected | Not Affected | Not Affected | Not Affected | Not Affected | Not Affected | Not Affected | Not Affected | Not Affected | Not Affected | Not Affected | Not Affected | Not Affected | Not Affected | 0 | 0 | 0 | 0 | 21 | Line
Critical Infrastructure | Stormwater Treatment Facilities and Pump Stations | Drainage Assets | C-9 | STFPS_PL_171 |  | Not Affected | Not Affected | Not Affected | Not Affected | Not Affected | Not Affected | Not Affected | Not Affected | Not Affected | Not Affected | Not Affected | Not Affected | Not Affected | Not Affected | Not Affected | Not Affected | Not Affected | Not Affected | Not Affected | Not Affected | Not Affected | 0 | 0 | 0 | 0 | 21 | Line
Critical Infrastructure | Stormwater Treatment Facilities and Pump Stations | Drainage Assets | CORAL WAY CANAL | STFPS_PL_172 |  | Not Affected | Not Affected | Not Affected | Not Affected | Not Affected | Not Affected | Not Affected | Not Affected | Not Affected | Not Affected | Not Affected | Not Affected | Not Affected | Not Affected | Not Affected | Not Affected | Not Affected | Not Affected | Not Affected | Not Affected | Not Affected | 0 | 0 | 0 | 0 | 21 | Line
Critical Infrastructure | Stormwater Treatment Facilities and Pump Stations | Drainage Assets | C-36 | STFPS_PL_173 |  | Not Affected | Not Affected | Not Affected | Not Affected | Not Affected | Not Affected | Not Affected | Not Affected | Not Affected | Not Affected | Not Affected | Not Affected | Not Affected | Not Affected | Not Affected | Not Affected | Not Affected | Not Affected | Not Affected | Not Affected | Not Affected | 0 | 0 | 0 | 0 | 21 | Line
Critical Infrastructure | Stormwater Treatment Facilities and Pump Stations | Drainage Assets | L-42 | STFPS_PL_174 |  | Not Affected | Not Affected | Not Affected | Not Affected | Not Affected | Not Affected | Not Affected | Not Affected | Not Affected | Not Affected | Not Affected | Not Affected | Not Affected | Not Affected | Not Affected | Not Affected | Not Affected | Not Affected | Not Affected | Not Affected | Not Affected | 0 | 0 | 0 | 0 | 21 | Line
Critical Infrastructure | Stormwater Treatment Facilities and Pump Stations | Drainage Assets | EBWCD PS3 CANAL | STFPS_PL_175 |  | Not Affected | Not Affected | Not Affected | Not Affected | Not Affected | Not Affected | Not Affected | Not Affected | Not Affected | Not Affected | Not Affected | Not Affected | Not Affected | Not Affected | Not Affected | Not Affected | Not Affected | Not Affected | Not Affected | Not Affected | Not Affected | 0 | 0 | 0 | 0 | 21 | Line
Critical Infrastructure | Stormwater Treatment Facilities and Pump Stations | Drainage Assets | L-24 | STFPS_PL_176 |  | Not Affected | Not Affected | Not Affected | Not Affected | Not Affected | Not Affected | Not Affected | Not Affected | Not Affected | Not Affected | Not Affected | Not Affected | Not Affected | Not Affected | Not Affected | Not Affected | Not Affected | Not Affected | Not Affected | Not Affected | Not Affected | 0 | 0 | 0 | 0 | 21 | Line
Critical Infrastructure | Stormwater Treatment Facilities and Pump Stations | Drainage Assets | TM8 | STFPS_PL_177 |  | Not Affected | Not Affected | Not Affected | Not Affected | Not Affected | Not Affected | Not Affected | Not Affected | Not Affected | Not Affected | Not Affected | Not Affected | Not Affected | Not Affected | Not Affected | Not Affected | Not Affected | Not Affected | Not Affected | Not Affected | Not Affected | 0 | 0 | 0 | 0 | 21 | Line
Critical Infrastructure | Stormwater Treatment Facilities and Pump Stations | Drainage Assets | FLORIDA EAST COAST RAILWAY | STFPS_PL_178 |  | Not Affected | Not Affected | Not Affected | Not Affected | Not Affected | Not Affected | Not Affected | Not Affected | Not Affected | Not Affected | Not Affected | Not Affected | Not Affected | Not Affected | Not Affected | Not Affected | Not Affected | Not Affected | Not Affected | Not Affected | Not Affected | 0 | 0 | 0 | 0 | 21 | Line
Critical Infrastructure | Stormwater Treatment Facilities and Pump Stations | Drainage Assets | MESSER CANAL | STFPS_PL_179 |  | Not Affected | Not Affected | Not Affected | Not Affected | Not Affected | Not Affected | Not Affected | Not Affected | Not Affected | Not Affected | Not Affected | Not Affected | Not Affected | Not Affected | Not Affected | Not Affected | Not Affected | Not Affected | Not Affected | Not Affected | Not Affected | 0 | 0 | 0 | 0 | 21 | Line
Critical Infrastructure | Stormwater Treatment Facilities and Pump Stations | Drainage Assets | STA-1W EXPANSION SPREADER | STFPS_PL_180 |  | Not Affected | Not Affected | Not Affected | Not Affected | Not Affected | Not Affected | Not Affected | Not Affected | Not Affected | Not Affected | Not Affected | Not Affected | Not Affected | Not Affected | Not Affected | Not Affected | Not Affected | Not Affected | Not Affected | Not Affected | Not Affected | 0 | 0 | 0 | 0 | 21 | Line
Critical Infrastructure | Stormwater Treatment Facilities and Pump Stations | Drainage Assets | L-50 | STFPS_PL_181 |  | Not Affected | Not Affected | Not Affected | Not Affected | Not Affected | Not Affected | Not Affected | Not Affected | Not Affected | Not Affected | Not Affected | Not Affected | Not Affected | Not Affected | Not Affected | Not Affected | Not Affected | Not Affected | Not Affected | Not Affected | Not Affected | 0 | 0 | 0 | 0 | 21 | Line
Critical Infrastructure | Stormwater Treatment Facilities and Pump Stations | Drainage Assets | G-3W | STFPS_PL_182 |  | Not Affected | Not Affected | Not Affected | Not Affected | Not Affected | Not Affected | Not Affected | Not Affected | Not Affected | Not Affected | Not Affected | Not Affected | Not Affected | Not Affected | Not Affected | Not Affected | Not Affected | Not Affected | Not Affected | Not Affected | Not Affected | 0 | 0 | 0 | 0 | 21 | Line
Critical Infrastructure | Stormwater Treatment Facilities and Pump Stations | Drainage Assets | C-42 | STFPS_PL_183 |  | Not Affected | Not Affected | Not Affected | Not Affected | Not Affected | Not Affected | Not Affected | Not Affected | Not Affected | Not Affected | Not Affected | Not Affected | Not Affected | Not Affected | Not Affected | Not Affected | Not Affected | Not Affected | Not Affected | Not Affected | Not Affected | 0 | 0 | 0 | 0 | 21 | Line
Critical Infrastructure | Stormwater Treatment Facilities and Pump Stations | Drainage Assets | CAMP SLOUGH | STFPS_PL_184 |  | Not Affected | Not Affected | Not Affected | Not Affected | Not Affected | Not Affected | Not Affected | Not Affected | Not Affected | Not Affected | Not Affected | Not Affected | Not Affected | Not Affected | Not Affected | Not Affected | Not Affected | Not Affected | Not Affected | Not Affected | Not Affected | 0 | 0 | 0 | 0 | 21 | Line
Critical Infrastructure | Stormwater Treatment Facilities and Pump Stations | Drainage Assets | FLAGHOLE 5 | STFPS_PL_185 |  | Not Affected | Not Affected | Not Affected | Not Affected | Not Affected | Not Affected | Not Affected | Not Affected | Not Affected | Not Affected | Not Affected | Not Affected | Not Affected | Not Affected | Not Affected | Not Affected | Not Affected | Not Affected | Not Affected | Not Affected | Not Affected | 0 | 0 | 0 | 0 | 21 | Line
Critical Infrastructure | Stormwater Treatment Facilities and Pump Stations | Drainage Assets | JEWFISH CREEK | STFPS_PL_186 |  | Not Affected | Not Affected | Not Affected | Not Affected | Not Affected | Not Affected | Not Affected | Not Affected | Not Affected | Not Affected | Not Affected | Not Affected | Not Affected | Not Affected | Not Affected | Not Affected | Not Affected | Not Affected | Not Affected | Not Affected | Not Affected | 0 | 0 | 0 | 0 | 21 | Line
Critical Infrastructure | Stormwater Treatment Facilities and Pump Stations | Drainage Assets | A1 FEB SEEPAGE | STFPS_PL_187 |  | Not Affected | Not Affected | Not Affected | Not Affected | Not Affected | Not Affected | Not Affected | Not Affected | Not Affected | Not Affected | Not Affected | Not Affected | Not Affected | Not Affected | Not Affected | Not Affected | Not Affected | Not Affected | Not Affected | Not Affected | Not Affected | 0 | 0 | 0 | 0 | 21 | Line
Critical Infrastructure | Stormwater Treatment Facilities and Pump Stations | Drainage Assets | L-41 | STFPS_PL_188 |  | Not Affected | Not Affected | Not Affected | Not Affected | Not Affected | Not Affected | Not Affected | Not Affected | Not Affected | Not Affected | Not Affected | Not Affected | Not Affected | Not Affected | Not Affected | Not Affected | Not Affected | Not Affected | Not Affected | Not Affected | Not Affected | 0 | 0 | 0 | 0 | 21 | Line
Critical Infrastructure | Stormwater Treatment Facilities and Pump Stations | Drainage Assets | LOSTMANS RIVER | STFPS_PL_189 |  | Not Affected | Not Affected | Not Affected | Not Affected | Not Affected | Not Affected | Not Affected | Not Affected | Not Affected | Not Affected | Not Affected | Not Affected | Not Affected | Not Affected | Not Affected | Not Affected | Not Affected | Not Affected | Not Affected | Not Affected | Not Affected | 0 | 0 | 0 | 0 | 21 | Line
Critical Infrastructure | Stormwater Treatment Facilities and Pump Stations | Drainage Assets | ANGELFISH CREEK | STFPS_PL_190 |  | Not Affected | Not Affected | Not Affected | Not Affected | Not Affected | Not Affected | Not Affected | Not Affected | Not Affected | Not Affected | Not Affected | Not Affected | Not Affected | Not Affected | Not Affected | Not Affected | Not Affected | Not Affected | Not Affected | Not Affected | Not Affected | 0 | 0 | 0 | 0 | 21 | Line
Critical Infrastructure | Stormwater Treatment Facilities and Pump Stations | Drainage Assets | LEFT HH CANAL | STFPS_PL_191 |  | Not Affected | Not Affected | Not Affected | Not Affected | Not Affected | Not Affected | Not Affected | Not Affected | Not Affected | Not Affected | Not Affected | Not Affected | Not Affected | Not Affected | Not Affected | Not Affected | Not Affected | Not Affected | Not Affected | Not Affected | Not Affected | 0 | 0 | 0 | 0 | 21 | Line
Critical Infrastructure | Stormwater Treatment Facilities and Pump Stations | Drainage Assets | CATFISH CREEK | STFPS_PL_192 |  | Not Affected | Not Affected | Not Affected | Not Affected | Not Affected | Not Affected | Not Affected | Not Affected | Not Affected | Not Affected | Not Affected | Not Affected | Not Affected | Not Affected | Not Affected | Not Affected | Not Affected | Not Affected | Not Affected | Not Affected | Not Affected | 0 | 0 | 0 | 0 | 21 | Line
Critical Infrastructure | Stormwater Treatment Facilities and Pump Stations | Drainage Assets | STA-2 INFLOW CANAL 2 | STFPS_PL_193 |  | Not Affected | Not Affected | Not Affected | Not Affected | Not Affected | Not Affected | Not Affected | Not Affected | Not Affected | Not Affected | Not Affected | Not Affected | Not Affected | Not Affected | Not Affected | Not Affected | Not Affected | Not Affected | Not Affected | Not Affected | Not Affected | 0 | 0 | 0 | 0 | 21 | Line
Critical Infrastructure | Stormwater Treatment Facilities and Pump Stations | Drainage Assets | SPANISH CREEK | STFPS_PL_194 |  | Not Affected | Not Affected | Not Affected | Not Affected | Not Affected | Not Affected | Not Affected | Not Affected | Not Affected | Not Affected | Not Affected | Not Affected | Not Affected | Not Affected | Not Affected | Not Affected | Not Affected | Not Affected | Not Affected | Not Affected | Not Affected | 0 | 0 | 0 | 0 | 21 | Line
Critical Infrastructure | Stormwater Treatment Facilities and Pump Stations | Drainage Assets | C-4 WEST SEEPAGE CANAL | STFPS_PL_195 |  | Not Affected | Not Affected | Not Affected | Not Affected | Not Affected | Not Affected | Not Affected | Not Affected | Not Affected | Not Affected | Not Affected | Not Affected | Not Affected | Not Affected | Not Affected | Not Affected | Not Affected | Not Affected | Not Affected | Not Affected | Not Affected | 0 | 0 | 0 | 0 | 21 | Line
Critical Infrastructure | Stormwater Treatment Facilities and Pump Stations | Drainage Assets | C-16 DITCH | STFPS_PL_196 |  | Not Affected | Not Affected | Not Affected | Not Affected | Not Affected | Not Affected | Not Affected | Not Affected | Not Affected | Not Affected | Not Affected | Not Affected | Not Affected | Not Affected | Not Affected | Not Affected | Not Affected | Not Affected | Not Affected | Not Affected | Not Affected | 0 | 0 | 0 | 0 | 21 | Line
Critical Infrastructure | Stormwater Treatment Facilities and Pump Stations | Drainage Assets | SOUTH FORK OF LOXAHATCHEE | STFPS_PL_197 |  | Not Affected | Not Affected | Not Affected | Not Affected | Not Affected | Not Affected | Not Affected | Not Affected | Not Affected | Not Affected | Not Affected | Not Affected | Not Affected | Not Affected | Not Affected | Not Affected | Not Affected | Not Affected | Not Affected | Not Affected | Not Affected | 0 | 0 | 0 | 0 | 21 | Line
Critical Infrastructure | Stormwater Treatment Facilities and Pump Stations | Drainage Assets | STA-LR SW SEEPAGE CANAL | STFPS_PL_198 |  | Not Affected | Not Affected | Not Affected | Not Affected | Not Affected | Not Affected | Not Affected | Not Affected | Not Affected | Not Affected | Not Affected | Not Affected | Not Affected | Not Affected | Not Affected | Not Affected | Not Affected | Not Affected | Not Affected | Not Affected | Not Affected | 0 | 0 | 0 | 0 | 21 | Line
Critical Infrastructure | Stormwater Treatment Facilities and Pump Stations | Drainage Assets | BRICK CANAL | STFPS_PL_199 |  | Not Affected | Not Affected | Not Affected | Not Affected | Not Affected | Not Affected | Not Affected | Not Affected | Not Affected | Not Affected | Not Affected | Not Affected | Not Affected | Not Affected | Not Affected | Not Affected | Not Affected | Not Affected | Not Affected | Not Affected | Not Affected | 0 | 0 | 0 | 0 | 21 | Line
Critical Infrastructure | Stormwater Treatment Facilities and Pump Stations | Drainage Assets | HENDRY CREEK | STFPS_PL_200 |  | Not Affected | Not Affected | Not Affected | Not Affected | Not Affected | Not Affected | Not Affected | Not Affected | Not Affected | Not Affected | Not Affected | Not Affected | Not Affected | Not Affected | Not Affected | Not Affected | Not Affected | Not Affected | Not Affected | Not Affected | Not Affected | 0 | 0 | 0 | 0 | 21 | Line
Critical Infrastructure | Stormwater Treatment Facilities and Pump Stations | Drainage Assets | BEDMAN CREEK | STFPS_PL_201 |  | Not Affected | Not Affected | Not Affected | Not Affected | Not Affected | Not Affected | Not Affected | Not Affected | Not Affected | Not Affected | Not Affected | Not Affected | Not Affected | Not Affected | Not Affected | Not Affected | Not Affected | Not Affected | Not Affected | Not Affected | Not Affected | 0 | 0 | 0 | 0 | 21 | Line
Critical Infrastructure | Stormwater Treatment Facilities and Pump Stations | Drainage Assets | LAKE MARIAN MARSH | STFPS_PL_202 |  | Not Affected | Not Affected | Not Affected | Not Affected | Not Affected | Not Affected | Not Affected | Not Affected | Not Affected | Not Affected | Not Affected | Not Affected | Not Affected | Not Affected | Not Affected | Not Affected | Not Affected | Not Affected | Not Affected | Not Affected | Not Affected | 0 | 0 | 0 | 0 | 21 | Line
Critical Infrastructure | Stormwater Treatment Facilities and Pump Stations | Drainage Assets | HOLEYLAND DISTRIBUTION CANAL | STFPS_PL_203 |  | Not Affected | Not Affected | Not Affected | Not Affected | Not Affected | Not Affected | Not Affected | Not Affected | Not Affected | Not Affected | Not Affected | Not Affected | Not Affected | Not Affected | Not Affected | Not Affected | Not Affected | Not Affected | Not Affected | Not Affected | Not Affected | 0 | 0 | 0 | 0 | 21 | Line
Critical Infrastructure | Stormwater Treatment Facilities and Pump Stations | Drainage Assets | STA-LR DISTRIBUTION CANAL SW | STFPS_PL_204 |  | Not Affected | Not Affected | Not Affected | Not Affected | Not Affected | Not Affected | Not Affected | Not Affected | Not Affected | Not Affected | Not Affected | Not Affected | Not Affected | Not Affected | Not Affected | Not Affected | Not Affected | Not Affected | Not Affected | Not Affected | Not Affected | 0 | 0 | 0 | 0 | 21 | Line
Critical Infrastructure | Stormwater Treatment Facilities and Pump Stations | Drainage Assets | SIX MILE TRIB | STFPS_PL_205 |  | Not Affected | Not Affected | Not Affected | Not Affected | Not Affected | Not Affected | Not Affected | Not Affected | Not Affected | Not Affected | Not Affected | Not Affected | Not Affected | Not Affected | Not Affected | Not Affected | Not Affected | Not Affected | Not Affected | Not Affected | Not Affected | 0 | 0 | 0 | 0 | 21 | Line
Critical Infrastructure | Stormwater Treatment Facilities and Pump Stations | Drainage Assets | WESTCHESTER CANAL | STFPS_PL_206 |  | Not Affected | Not Affected | Not Affected | Not Affected | Not Affected | Not Affected | Not Affected | Not Affected | Not Affected | Not Affected | Not Affected | Not Affected | Not Affected | Not Affected | Not Affected | Not Affected | Not Affected | Not Affected | Not Affected | Not Affected | Not Affected | 0 | 0 | 0 | 0 | 21 | Line
Critical Infrastructure | Stormwater Treatment Facilities and Pump Stations | Drainage Assets | MULLOCK CREEK TRIB3 | STFPS_PL_207 |  | Not Affected | Not Affected | Not Affected | Not Affected | Not Affected | Not Affected | Not Affected | Not Affected | Not Affected | Not Affected | Not Affected | Not Affected | Not Affected | Not Affected | Not Affected | Not Affected | Not Affected | Not Affected | Not Affected | Not Affected | Not Affected | 0 | 0 | 0 | 0 | 21 | Line
Critical Infrastructure | Stormwater Treatment Facilities and Pump Stations | Drainage Assets | S279-C1A INFLOW | STFPS_PL_208 |  | Not Affected | Not Affected | Not Affected | Not Affected | Not Affected | Not Affected | Not Affected | Not Affected | Not Affected | Not Affected | Not Affected | Not Affected | Not Affected | Not Affected | Not Affected | Not Affected | Not Affected | Not Affected | Not Affected | Not Affected | Not Affected | 0 | 0 | 0 | 0 | 21 | Line
Critical Infrastructure | Stormwater Treatment Facilities and Pump Stations | Drainage Assets | C-4 INFLOW | STFPS_PL_209 |  | Not Affected | Not Affected | Not Affected | Not Affected | Not Affected | Not Affected | Not Affected | Not Affected | Not Affected | Not Affected | Not Affected | Not Affected | Not Affected | Not Affected | Not Affected | Not Affected | Not Affected | Not Affected | Not Affected | Not Affected | Not Affected | 0 | 0 | 0 | 0 | 21 | Line
Critical Infrastructure | Stormwater Treatment Facilities and Pump Stations | Drainage Assets | STA-LR OUTLET CANAL S2 | STFPS_PL_210 |  | Not Affected | Not Affected | Not Affected | Not Affected | Not Affected | Not Affected | Not Affected | Not Affected | Not Affected | Not Affected | Not Affected | Not Affected | Not Affected | Not Affected | Not Affected | Not Affected | Not Affected | Not Affected | Not Affected | Not Affected | Not Affected | 0 | 0 | 0 | 0 | 21 | Line
Critical Infrastructure | Stormwater Treatment Facilities and Pump Stations | Drainage Assets | BIG ISLAND CANAL | STFPS_PL_211 |  | Not Affected | Not Affected | Not Affected | Not Affected | Not Affected | Not Affected | Not Affected | Not Affected | Not Affected | Not Affected | Not Affected | Not Affected | Not Affected | Not Affected | Not Affected | Not Affected | Not Affected | Not Affected | Not Affected | Not Affected | Not Affected | 0 | 0 | 0 | 0 | 21 | Line
Critical Infrastructure | Stormwater Treatment Facilities and Pump Stations | Drainage Assets | C-4 EMERGENCY DETENTION S-1 | STFPS_PL_212 |  | Not Affected | Not Affected | Not Affected | Not Affected | Not Affected | Not Affected | Not Affected | Not Affected | Not Affected | Not Affected | Not Affected | Not Affected | Not Affected | Not Affected | Not Affected | Not Affected | Not Affected | Not Affected | Not Affected | Not Affected | Not Affected | 0 | 0 | 0 | 0 | 21 | Line
Critical Infrastructure | Stormwater Treatment Facilities and Pump Stations | Drainage Assets | PACKINGHAM SLOUGH | STFPS_PL_213 |  | Not Affected | Not Affected | Not Affected | Not Affected | Not Affected | Not Affected | Not Affected | Not Affected | Not Affected | Not Affected | Not Affected | Not Affected | Not Affected | Not Affected | Not Affected | Not Affected | Not Affected | Not Affected | Not Affected | Not Affected | Not Affected | 0 | 0 | 0 | 0 | 21 | Line
Critical Infrastructure | Stormwater Treatment Facilities and Pump Stations | Drainage Assets | EAGLE RIDGE | STFPS_PL_214 |  | Not Affected | Not Affected | Not Affected | Not Affected | Not Affected | Not Affected | Not Affected | Not Affected | Not Affected | Not Affected | Not Affected | Not Affected | Not Affected | Not Affected | Not Affected | Not Affected | Not Affected | Not Affected | Not Affected | Not Affected | Not Affected | 0 | 0 | 0 | 0 | 21 | Line
Critical Infrastructure | Stormwater Treatment Facilities and Pump Stations | Drainage Assets | NORTH FORK OF LOXAHATCHEE | STFPS_PL_215 |  | Not Affected | Not Affected | Not Affected | Not Affected | Not Affected | Not Affected | Not Affected | Not Affected | Not Affected | Not Affected | Not Affected | Not Affected | Not Affected | Not Affected | Not Affected | Not Affected | Not Affected | Not Affected | Not Affected | Not Affected | Not Affected | 0 | 0 | 0 | 0 | 21 | Line
Critical Infrastructure | Stormwater Treatment Facilities and Pump Stations | Drainage Assets | ORANGE RIVER | STFPS_PL_216 |  | Not Affected | Not Affected | Not Affected | Not Affected | Not Affected | Not Affected | Not Affected | Not Affected | Not Affected | Not Affected | Not Affected | Not Affected | Not Affected | Not Affected | Not Affected | Not Affected | Not Affected | Not Affected | Not Affected | Not Affected | Not Affected | 0 | 0 | 0 | 0 | 21 | Line
Critical Infrastructure | Stormwater Treatment Facilities and Pump Stations | Drainage Assets | LITTLE ARCH CREEK | STFPS_PL_217 |  | Not Affected | Not Affected | Not Affected | Not Affected | Not Affected | Not Affected | Not Affected | Not Affected | Not Affected | Not Affected | Not Affected | Not Affected | Not Affected | Not Affected | Not Affected | Not Affected | Not Affected | Not Affected | Not Affected | Not Affected | Not Affected | 0 | 0 | 0 | 0 | 21 | Line
Critical Infrastructure | Stormwater Treatment Facilities and Pump Stations | Drainage Assets | US 27 CANAL | STFPS_PL_218 |  | Not Affected | Not Affected | Not Affected | Not Affected | Not Affected | Not Affected | Not Affected | Not Affected | Not Affected | Not Affected | Not Affected | Not Affected | Not Affected | Not Affected | Not Affected | Not Affected | Not Affected | Not Affected | Not Affected | Not Affected | Not Affected | 0 | 0 | 0 | 0 | 21 | Line
Critical Infrastructure | Stormwater Treatment Facilities and Pump Stations | Drainage Assets | L-63N | STFPS_PL_219 |  | Not Affected | Not Affected | Not Affected | Not Affected | Not Affected | Not Affected | Not Affected | Not Affected | Not Affected | Not Affected | Not Affected | Not Affected | Not Affected | Not Affected | Not Affected | Not Affected | Not Affected | Not Affected | Not Affected | Not Affected | Not Affected | 0 | 0 | 0 | 0 | 21 | Line
Critical Infrastructure | Stormwater Treatment Facilities and Pump Stations | Drainage Assets | STA-1W DISCHARGE TO L-7 | STFPS_PL_220 |  | Not Affected | Not Affected | Not Affected | Not Affected | Not Affected | Not Affected | Not Affected | Not Affected | Not Affected | Not Affected | Not Affected | Not Affected | Not Affected | Not Affected | Not Affected | Not Affected | Not Affected | Not Affected | Not Affected | Not Affected | Not Affected | 0 | 0 | 0 | 0 | 21 | Line
Critical Infrastructure | Stormwater Treatment Facilities and Pump Stations | Drainage Assets | STA-5/6 EAST HYDRATION CANAL | STFPS_PL_221 |  | Not Affected | Not Affected | Not Affected | Not Affected | Not Affected | Not Affected | Not Affected | Not Affected | Not Affected | Not Affected | Not Affected | Not Affected | Not Affected | Not Affected | Not Affected | Not Affected | Not Affected | Not Affected | Not Affected | Not Affected | Not Affected | 0 | 0 | 0 | 0 | 21 | Line
Critical Infrastructure | Stormwater Treatment Facilities and Pump Stations | Drainage Assets | L-25 | STFPS_PL_222 |  | Not Affected | Not Affected | Not Affected | Not Affected | Not Affected | Not Affected | Not Affected | Not Affected | Not Affected | Not Affected | Not Affected | Not Affected | Not Affected | Not Affected | Not Affected | Not Affected | Not Affected | Not Affected | Not Affected | Not Affected | Not Affected | 0 | 0 | 0 | 0 | 21 | Line
Critical Infrastructure | Stormwater Treatment Facilities and Pump Stations | Drainage Assets | STA-5/6 INFLOW CANAL 1 | STFPS_PL_224 |  | Not Affected | Not Affected | Not Affected | Not Affected | Not Affected | Not Affected | Not Affected | Not Affected | Not Affected | Not Affected | Not Affected | Not Affected | Not Affected | Not Affected | Not Affected | Not Affected | Not Affected | Not Affected | Not Affected | Not Affected | Not Affected | 0 | 0 | 0 | 0 | 21 | Line
Critical Infrastructure | Stormwater Treatment Facilities and Pump Stations | Drainage Assets | C-44 | STFPS_PL_225 |  | Not Affected | Not Affected | Not Affected | Not Affected | Not Affected | Not Affected | Not Affected | Not Affected | Not Affected | Not Affected | Not Affected | Not Affected | Not Affected | Not Affected | Not Affected | Not Affected | Not Affected | Not Affected | Not Affected | Not Affected | Not Affected | 0 | 0 | 0 | 0 | 21 | Line
Critical Infrastructure | Stormwater Treatment Facilities and Pump Stations | Drainage Assets | HICKEY CREEK CANAL | STFPS_PL_226 |  | Not Affected | Not Affected | Not Affected | Not Affected | Not Affected | Not Affected | Not Affected | Not Affected | Not Affected | Not Affected | Not Affected | Not Affected | Not Affected | Not Affected | Not Affected | Not Affected | Not Affected | Not Affected | Not Affected | Not Affected | Not Affected | 0 | 0 | 0 | 0 | 21 | Line
Critical Infrastructure | Stormwater Treatment Facilities and Pump Stations | Drainage Assets | FEEDER | STFPS_PL_227 |  | Not Affected | Not Affected | Not Affected | Not Affected | Not Affected | Not Affected | Not Affected | Not Affected | Not Affected | Not Affected | Not Affected | Not Affected | Not Affected | Not Affected | Not Affected | Not Affected | Not Affected | Not Affected | Not Affected | Not Affected | Not Affected | 0 | 0 | 0 | 0 | 21 | Line
Critical Infrastructure | Stormwater Treatment Facilities and Pump Stations | Drainage Assets | CYPRESS ARM | STFPS_PL_228 |  | Not Affected | Not Affected | Not Affected | Not Affected | Not Affected | Not Affected | Not Affected | Not Affected | Not Affected | Not Affected | Not Affected | Not Affected | Not Affected | Not Affected | Not Affected | Not Affected | Not Affected | Not Affected | Not Affected | Not Affected | Not Affected | 0 | 0 | 0 | 0 | 21 | Line
Critical Infrastructure | Stormwater Treatment Facilities and Pump Stations | Drainage Assets | TROUT CREEK | STFPS_PL_229 |  | Not Affected | Not Affected | Not Affected | Not Affected | Not Affected | Not Affected | Not Affected | Not Affected | Not Affected | Not Affected | Not Affected | Not Affected | Not Affected | Not Affected | Not Affected | Not Affected | Not Affected | Not Affected | Not Affected | Not Affected | Not Affected | 0 | 0 | 0 | 0 | 21 | Line
Critical Infrastructure | Stormwater Treatment Facilities and Pump Stations | Drainage Assets | OLETA RIVER | STFPS_PL_230 |  | Not Affected | Not Affected | Not Affected | Not Affected | Not Affected | Not Affected | Not Affected | Not Affected | Not Affected | Not Affected | Not Affected | Not Affected | Not Affected | Not Affected | Not Affected | Not Affected | Not Affected | Not Affected | Not Affected | Not Affected | Not Affected | 0 | 0 | 0 | 0 | 21 | Line
Critical Infrastructure | Stormwater Treatment Facilities and Pump Stations | Drainage Assets | C-13 | STFPS_PL_231 |  | Not Affected | Not Affected | Not Affected | Not Affected | Not Affected | Not Affected | Not Affected | Not Affected | Not Affected | Not Affected | Not Affected | Not Affected | Not Affected | Not Affected | Not Affected | Not Affected | Not Affected | Not Affected | Not Affected | Not Affected | Not Affected | 0 | 0 | 0 | 0 | 21 | Line
Critical Infrastructure | Stormwater Treatment Facilities and Pump Stations | Drainage Assets | C-40 | STFPS_PL_232 |  | Not Affected | Not Affected | Not Affected | Not Affected | Not Affected | Not Affected | Not Affected | Not Affected | Not Affected | Not Affected | Not Affected | Not Affected | Not Affected | Not Affected | Not Affected | Not Affected | Not Affected | Not Affected | Not Affected | Not Affected | Not Affected | 0 | 0 | 0 | 0 | 21 | Line
Critical Infrastructure | Stormwater Treatment Facilities and Pump Stations | Drainage Assets | L-29 SOUTH | STFPS_PL_233 |  | Not Affected | Not Affected | Not Affected | Not Affected | Not Affected | Not Affected | Not Affected | Not Affected | Not Affected | Not Affected | Not Affected | Not Affected | Not Affected | Not Affected | Not Affected | Not Affected | Not Affected | Not Affected | Not Affected | Not Affected | Not Affected | 0 | 0 | 0 | 0 | 21 | Line
Critical Infrastructure | Stormwater Treatment Facilities and Pump Stations | Drainage Assets | NW WELLFIELD CANAL | STFPS_PL_234 |  | Not Affected | Not Affected | Not Affected | Not Affected | Not Affected | Not Affected | Not Affected | Not Affected | Not Affected | Not Affected | Not Affected | Not Affected | Not Affected | Not Affected | Not Affected | Not Affected | Not Affected | Not Affected | Not Affected | Not Affected | Not Affected | 0 | 0 | 0 | 0 | 21 | Line
Critical Infrastructure | Stormwater Treatment Facilities and Pump Stations | Drainage Assets | C-102 | STFPS_PL_235 |  | Not Affected | Not Affected | Not Affected | Not Affected | Not Affected | Not Affected | Not Affected | Not Affected | Not Affected | Not Affected | Not Affected | Not Affected | Not Affected | Not Affected | Not Affected | Not Affected | Not Affected | Not Affected | Not Affected | Not Affected | Not Affected | 0 | 0 | 0 | 0 | 21 | Line
Critical Infrastructure | Stormwater Treatment Facilities and Pump Stations | Drainage Assets | SDA | STFPS_PL_236 |  | Not Affected | Not Affected | Not Affected | Not Affected | Not Affected | Not Affected | Not Affected | Not Affected | Not Affected | Not Affected | Not Affected | Not Affected | Not Affected | Not Affected | Not Affected | Not Affected | Not Affected | Not Affected | Not Affected | Not Affected | Not Affected | 0 | 0 | 0 | 0 | 21 | Line
Critical Infrastructure | Stormwater Treatment Facilities and Pump Stations | Drainage Assets | CYPRESS CREEK | STFPS_PL_237 |  | Not Affected | Not Affected | Not Affected | Not Affected | Not Affected | Not Affected | Not Affected | Not Affected | Not Affected | Not Affected | Not Affected | Not Affected | Not Affected | Not Affected | Not Affected | Not Affected | Not Affected | Not Affected | Not Affected | Not Affected | Not Affected | 0 | 0 | 0 | 0 | 21 | Line
Critical Infrastructure | Stormwater Treatment Facilities and Pump Stations | Drainage Assets | ARBUCKLE BRANCH | STFPS_PL_238 |  | Not Affected | Not Affected | Not Affected | Not Affected | Not Affected | Not Affected | Not Affected | Not Affected | Not Affected | Not Affected | Not Affected | Not Affected | Not Affected | Not Affected | Not Affected | Not Affected | Not Affected | Not Affected | Not Affected | Not Affected | Not Affected | 0 | 0 | 0 | 0 | 21 | Line
Critical Infrastructure | Stormwater Treatment Facilities and Pump Stations | Drainage Assets | C-111E | STFPS_PL_239 |  | Not Affected | Not Affected | Not Affected | Not Affected | Not Affected | Not Affected | Not Affected | Not Affected | Not Affected | Not Affected | Not Affected | Not Affected | Not Affected | Not Affected | Not Affected | Not Affected | Not Affected | Not Affected | Not Affected | Not Affected | Not Affected | 0 | 0 | 0 | 0 | 21 | Line
Critical Infrastructure | Stormwater Treatment Facilities and Pump Stations | Drainage Assets | FEC BORROW DITCH | STFPS_PL_240 |  | Not Affected | Not Affected | Not Affected | Not Affected | Not Affected | Not Affected | Not Affected | Not Affected | Not Affected | Not Affected | Not Affected | Not Affected | Not Affected | Not Affected | Not Affected | Not Affected | Not Affected | Not Affected | Not Affected | Not Affected | Not Affected | 0 | 0 | 0 | 0 | 21 | Line
Critical Infrastructure | Stormwater Treatment Facilities and Pump Stations | Drainage Assets | S275 INFLOW CANAL | STFPS_PL_241 |  | Not Affected | Not Affected | Not Affected | Not Affected | Not Affected | Not Affected | Not Affected | Not Affected | Not Affected | Not Affected | Not Affected | Not Affected | Not Affected | Not Affected | Not Affected | Not Affected | Not Affected | Not Affected | Not Affected | Not Affected | Not Affected | 0 | 0 | 0 | 0 | 21 | Line
Critical Infrastructure | Stormwater Treatment Facilities and Pump Stations | Drainage Assets | MULLOCK CREEK TRIB2 | STFPS_PL_242 |  | Not Affected | Not Affected | Not Affected | Not Affected | Not Affected | Not Affected | Not Affected | Not Affected | Not Affected | Not Affected | Not Affected | Not Affected | Not Affected | Not Affected | Not Affected | Not Affected | Not Affected | Not Affected | Not Affected | Not Affected | Not Affected | 0 | 0 | 0 | 0 | 21 | Line
Critical Infrastructure | Stormwater Treatment Facilities and Pump Stations | Drainage Assets | BRIARCLIFF CANAL | STFPS_PL_243 |  | Not Affected | Not Affected | Not Affected | Not Affected | Not Affected | Not Affected | Not Affected | Not Affected | Not Affected | Not Affected | Not Affected | Not Affected | Not Affected | Not Affected | Not Affected | Not Affected | Not Affected | Not Affected | Not Affected | Not Affected | Not Affected | 0 | 0 | 0 | 0 | 21 | Line
Critical Infrastructure | Stormwater Treatment Facilities and Pump Stations | Drainage Assets | LAKE OKEECHOBEE CANAL | STFPS_PL_244 |  | Not Affected | Not Affected | Not Affected | Not Affected | Not Affected | Not Affected | Not Affected | Not Affected | Not Affected | Not Affected | Not Affected | Not Affected | Not Affected | Not Affected | Not Affected | Not Affected | Not Affected | Not Affected | Not Affected | Not Affected | Not Affected | 0 | 0 | 0 | 0 | 21 | Line
Critical Infrastructure | Stormwater Treatment Facilities and Pump Stations | Drainage Assets | MULLOCK CREEK TRIB | STFPS_PL_245 |  | Not Affected | Not Affected | Not Affected | Not Affected | Not Affected | Not Affected | Not Affected | Not Affected | Not Affected | Not Affected | Not Affected | Not Affected | Not Affected | Not Affected | Not Affected | Not Affected | Not Affected | Not Affected | Not Affected | Not Affected | Not Affected | 0 | 0 | 0 | 0 | 21 | Line
Critical Infrastructure | Stormwater Treatment Facilities and Pump Stations | Drainage Assets | YUCCA PEN CREEK | STFPS_PL_246 |  | Not Affected | Not Affected | Not Affected | Not Affected | Not Affected | Not Affected | Not Affected | Not Affected | Not Affected | Not Affected | Not Affected | Not Affected | Not Affected | Not Affected | Not Affected | Not Affected | Not Affected | Not Affected | Not Affected | Not Affected | Not Affected | 0 | 0 | 0 | 0 | 21 | Line
Critical Infrastructure | Stormwater Treatment Facilities and Pump Stations | Drainage Assets | NUBBIN SLOUGH | STFPS_PL_247 |  | Not Affected | Not Affected | Not Affected | Not Affected | Not Affected | Not Affected | Not Affected | Not Affected | Not Affected | Not Affected | Not Affected | Not Affected | Not Affected | Not Affected | Not Affected | Not Affected | Not Affected | Not Affected | Not Affected | Not Affected | Not Affected | 0 | 0 | 0 | 0 | 21 | Line
Critical Infrastructure | Stormwater Treatment Facilities and Pump Stations | Drainage Assets | CENTER/COON CANAL | STFPS_PL_248 |  | Not Affected | Not Affected | Not Affected | Not Affected | Not Affected | Not Affected | Not Affected | Not Affected | Not Affected | Not Affected | Not Affected | Not Affected | Not Affected | Not Affected | Not Affected | Not Affected | Not Affected | Not Affected | Not Affected | Not Affected | Not Affected | 0 | 0 | 0 | 0 | 21 | Line
Critical Infrastructure | Stormwater Treatment Facilities and Pump Stations | Drainage Assets | LAKE WORTH CREEK | STFPS_PL_249 |  | Not Affected | Not Affected | Not Affected | Not Affected | Not Affected | Not Affected | Not Affected | Not Affected | Not Affected | Not Affected | Not Affected | Not Affected | Not Affected | Not Affected | Not Affected | Not Affected | Not Affected | Not Affected | Not Affected | Not Affected | Not Affected | 0 | 0 | 0 | 0 | 21 | Line
Critical Infrastructure | Stormwater Treatment Facilities and Pump Stations | Drainage Assets | C-23 | STFPS_PL_250 |  | Not Affected | Not Affected | Not Affected | Not Affected | Not Affected | Not Affected | Not Affected | Not Affected | Not Affected | Not Affected | Not Affected | Not Affected | Not Affected | Not Affected | Not Affected | Not Affected | Not Affected | Not Affected | Not Affected | Not Affected | Not Affected | 0 | 0 | 0 | 0 | 21 | Line
Critical Infrastructure | Stormwater Treatment Facilities and Pump Stations | Drainage Assets | TAYLOR CREEK STA SEEPAGE CANAL | STFPS_PL_251 |  | Not Affected | Not Affected | Not Affected | Not Affected | Not Affected | Not Affected | Not Affected | Not Affected | Not Affected | Not Affected | Not Affected | Not Affected | Not Affected | Not Affected | Not Affected | Not Affected | Not Affected | Not Affected | Not Affected | Not Affected | Not Affected | 0 | 0 | 0 | 0 | 21 | Line
Critical Infrastructure | Stormwater Treatment Facilities and Pump Stations | Drainage Assets | SOUTH FORK MIDDLE RIVER | STFPS_PL_252 |  | Not Affected | Not Affected | Not Affected | Not Affected | Not Affected | Not Affected | Not Affected | Not Affected | Not Affected | Not Affected | Not Affected | Not Affected | Not Affected | Not Affected | Not Affected | Not Affected | Not Affected | Not Affected | Not Affected | Not Affected | Not Affected | 0 | 0 | 0 | 0 | 21 | Line
Critical Infrastructure | Stormwater Treatment Facilities and Pump Stations | Drainage Assets | YELLOWTAIL | STFPS_PL_253 |  | Not Affected | Not Affected | Not Affected | Not Affected | Not Affected | Not Affected | Not Affected | Not Affected | Not Affected | Not Affected | Not Affected | Not Affected | Not Affected | Not Affected | Not Affected | Not Affected | Not Affected | Not Affected | Not Affected | Not Affected | Not Affected | 0 | 0 | 0 | 0 | 21 | Line
Critical Infrastructure | Stormwater Treatment Facilities and Pump Stations | Drainage Assets | STA-LR CELL 4 | STFPS_PL_254 |  | Not Affected | Not Affected | Not Affected | Not Affected | Not Affected | Not Affected | Not Affected | Not Affected | Not Affected | Not Affected | Not Affected | Not Affected | Not Affected | Not Affected | Not Affected | Not Affected | Not Affected | Not Affected | Not Affected | Not Affected | Not Affected | 0 | 0 | 0 | 0 | 21 | Line
Critical Infrastructure | Stormwater Treatment Facilities and Pump Stations | Drainage Assets | RIM CANAL | STFPS_PL_255 |  | Not Affected | Not Affected | Not Affected | Not Affected | Not Affected | Not Affected | Not Affected | Not Affected | Not Affected | Not Affected | Not Affected | Not Affected | Not Affected | Not Affected | Not Affected | Not Affected | Not Affected | Not Affected | Not Affected | Not Affected | Not Affected | 0 | 0 | 0 | 0 | 21 | Line
Critical Infrastructure | Stormwater Treatment Facilities and Pump Stations | Drainage Assets | HILLSBORO CANAL | STFPS_PL_256 |  | Not Affected | Not Affected | Not Affected | Not Affected | Not Affected | Not Affected | Not Affected | Not Affected | Not Affected | Not Affected | Not Affected | Not Affected | Not Affected | Not Affected | Not Affected | Not Affected | Not Affected | Not Affected | Not Affected | Not Affected | Not Affected | 0 | 0 | 0 | 0 | 21 | Line
Critical Infrastructure | Stormwater Treatment Facilities and Pump Stations | Drainage Assets | STA-C44 OUTLET CANAL | STFPS_PL_257 |  | Not Affected | Not Affected | Not Affected | Not Affected | Not Affected | Not Affected | Not Affected | Not Affected | Not Affected | Not Affected | Not Affected | Not Affected | Not Affected | Not Affected | Not Affected | Not Affected | Not Affected | Not Affected | Not Affected | Not Affected | Not Affected | 0 | 0 | 0 | 0 | 21 | Line
Critical Infrastructure | Stormwater Treatment Facilities and Pump Stations | Drainage Assets | L-49 | STFPS_PL_258 |  | Not Affected | Not Affected | Not Affected | Not Affected | Not Affected | Not Affected | Not Affected | Not Affected | Not Affected | Not Affected | Not Affected | Not Affected | Not Affected | Not Affected | Not Affected | Not Affected | Not Affected | Not Affected | Not Affected | Not Affected | Not Affected | 0 | 0 | 0 | 0 | 21 | Line
Critical Infrastructure | Stormwater Treatment Facilities and Pump Stations | Drainage Assets | WEST BROOK CANAL | STFPS_PL_259 |  | Not Affected | Not Affected | Not Affected | Not Affected | Not Affected | Not Affected | Not Affected | Not Affected | Not Affected | Not Affected | Not Affected | Not Affected | Not Affected | Not Affected | Not Affected | Not Affected | Not Affected | Not Affected | Not Affected | Not Affected | Not Affected | 0 | 0 | 0 | 0 | 21 | Line
Critical Infrastructure | Stormwater Treatment Facilities and Pump Stations | Drainage Assets | L-29 | STFPS_PL_260 |  | Not Affected | Not Affected | Not Affected | Not Affected | Not Affected | Not Affected | Not Affected | Not Affected | Not Affected | Not Affected | Not Affected | Not Affected | Not Affected | Not Affected | Not Affected | Not Affected | Not Affected | Not Affected | Not Affected | Not Affected | Not Affected | 0 | 0 | 0 | 0 | 21 | Line
Critical Infrastructure | Stormwater Treatment Facilities and Pump Stations | Drainage Assets | NDA INFLOW | STFPS_PL_261 |  | Not Affected | Not Affected | Not Affected | Not Affected | Not Affected | Not Affected | Not Affected | Not Affected | Not Affected | Not Affected | Not Affected | Not Affected | Not Affected | Not Affected | Not Affected | Not Affected | Not Affected | Not Affected | Not Affected | Not Affected | Not Affected | 0 | 0 | 0 | 0 | 21 | Line
Critical Infrastructure | Stormwater Treatment Facilities and Pump Stations | Drainage Assets | L-35A | STFPS_PL_262 |  | Not Affected | Not Affected | Not Affected | Not Affected | Not Affected | Not Affected | Not Affected | Not Affected | Not Affected | Not Affected | Not Affected | Not Affected | Not Affected | Not Affected | Not Affected | Not Affected | Not Affected | Not Affected | Not Affected | Not Affected | Not Affected | 0 | 0 | 0 | 0 | 21 | Line
Critical Infrastructure | Stormwater Treatment Facilities and Pump Stations | Drainage Assets | ROSALIE CREEK | STFPS_PL_263 |  | Not Affected | Not Affected | Not Affected | Not Affected | Not Affected | Not Affected | Not Affected | Not Affected | Not Affected | Not Affected | Not Affected | Not Affected | Not Affected | Not Affected | Not Affected | Not Affected | Not Affected | Not Affected | Not Affected | Not Affected | Not Affected | 0 | 0 | 0 | 0 | 21 | Line
Critical Infrastructure | Stormwater Treatment Facilities and Pump Stations | Drainage Assets | EAST HOLLOWAY CANAL | STFPS_PL_264 |  | Not Affected | Not Affected | Not Affected | Not Affected | Not Affected | Not Affected | Not Affected | Not Affected | Not Affected | Not Affected | Not Affected | Not Affected | Not Affected | Not Affected | Not Affected | Not Affected | Not Affected | Not Affected | Not Affected | Not Affected | Not Affected | 0 | 0 | 0 | 0 | 21 | Line
Critical Infrastructure | Stormwater Treatment Facilities and Pump Stations | Drainage Assets | STA-3/4 SEEPAGE CANAL | STFPS_PL_265 |  | Not Affected | Not Affected | Not Affected | Not Affected | Not Affected | Not Affected | Not Affected | Not Affected | Not Affected | Not Affected | Not Affected | Not Affected | Not Affected | Not Affected | Not Affected | Not Affected | Not Affected | Not Affected | Not Affected | Not Affected | Not Affected | 0 | 0 | 0 | 0 | 21 | Line
Critical Infrastructure | Stormwater Treatment Facilities and Pump Stations | Drainage Assets | DUPUIS | STFPS_PL_266 |  | Not Affected | Not Affected | Not Affected | Not Affected | Not Affected | Not Affected | Not Affected | Not Affected | Not Affected | Not Affected | Not Affected | Not Affected | Not Affected | Not Affected | Not Affected | Not Affected | Not Affected | Not Affected | Not Affected | Not Affected | Not Affected | 0 | 0 | 0 | 0 | 21 | Line
Critical Infrastructure | Stormwater Treatment Facilities and Pump Stations | Drainage Assets | SPRING CREEK | STFPS_PL_267 |  | Not Affected | Not Affected | Not Affected | Not Affected | Not Affected | Not Affected | Not Affected | Not Affected | Not Affected | Not Affected | Not Affected | Not Affected | Not Affected | Not Affected | Not Affected | Not Affected | Not Affected | Not Affected | Not Affected | Not Affected | Not Affected | 0 | 0 | 0 | 0 | 21 | Line
Critical Infrastructure | Stormwater Treatment Facilities and Pump Stations | Drainage Assets | STA-1W NORTH SEEPAGE CANAL 1 | STFPS_PL_268 |  | Not Affected | Not Affected | Not Affected | Not Affected | Not Affected | Not Affected | Not Affected | Not Affected | Not Affected | Not Affected | Not Affected | Not Affected | Not Affected | Not Affected | Not Affected | Not Affected | Not Affected | Not Affected | Not Affected | Not Affected | Not Affected | 0 | 0 | 0 | 0 | 21 | Line
Critical Infrastructure | Stormwater Treatment Facilities and Pump Stations | Drainage Assets | CARLOS WATERWAY | STFPS_PL_270 |  | Not Affected | Not Affected | Not Affected | Not Affected | Not Affected | Not Affected | Not Affected | Not Affected | Not Affected | Not Affected | Not Affected | Not Affected | Not Affected | Not Affected | Not Affected | Not Affected | Not Affected | Not Affected | Not Affected | Not Affected | Not Affected | 0 | 0 | 0 | 0 | 21 | Line
Critical Infrastructure | Stormwater Treatment Facilities and Pump Stations | Drainage Assets | C-25 | STFPS_PL_271 |  | Not Affected | Not Affected | Not Affected | Not Affected | Not Affected | Not Affected | Not Affected | Not Affected | Not Affected | Not Affected | Not Affected | Not Affected | Not Affected | Not Affected | Not Affected | Not Affected | Not Affected | Not Affected | Not Affected | Not Affected | Not Affected | 0 | 0 | 0 | 0 | 21 | Line
Critical Infrastructure | Stormwater Treatment Facilities and Pump Stations | Drainage Assets | C-32C | STFPS_PL_272 |  | Not Affected | Not Affected | Not Affected | Not Affected | Not Affected | Not Affected | Not Affected | Not Affected | Not Affected | Not Affected | Not Affected | Not Affected | Not Affected | Not Affected | Not Affected | Not Affected | Not Affected | Not Affected | Not Affected | Not Affected | Not Affected | 0 | 0 | 0 | 0 | 21 | Line
Critical Infrastructure | Stormwater Treatment Facilities and Pump Stations | Drainage Assets | THOMPSON BRANCH | STFPS_PL_273 |  | Not Affected | Not Affected | Not Affected | Not Affected | Not Affected | Not Affected | Not Affected | Not Affected | Not Affected | Not Affected | Not Affected | Not Affected | Not Affected | Not Affected | Not Affected | Not Affected | Not Affected | Not Affected | Not Affected | Not Affected | Not Affected | 0 | 0 | 0 | 0 | 21 | Line
Critical Infrastructure | Stormwater Treatment Facilities and Pump Stations | Drainage Assets | DANIA CUT-OFF CANAL | STFPS_PL_274 |  | Not Affected | Not Affected | Not Affected | Not Affected | Not Affected | Not Affected | Not Affected | Not Affected | Not Affected | Not Affected | Not Affected | Not Affected | Not Affected | Not Affected | Not Affected | Not Affected | Not Affected | Not Affected | Not Affected | Not Affected | Not Affected | 0 | 0 | 0 | 0 | 21 | Line
Critical Infrastructure | Stormwater Treatment Facilities and Pump Stations | Drainage Assets | C-19 | STFPS_PL_275 |  | Not Affected | Not Affected | Not Affected | Not Affected | Not Affected | Not Affected | Not Affected | Not Affected | Not Affected | Not Affected | Not Affected | Not Affected | Not Affected | Not Affected | Not Affected | Not Affected | Not Affected | Not Affected | Not Affected | Not Affected | Not Affected | 0 | 0 | 0 | 0 | 21 | Line
Critical Infrastructure | Stormwater Treatment Facilities and Pump Stations | Drainage Assets | SDA BUFFER | STFPS_PL_276 |  | Not Affected | Not Affected | Not Affected | Not Affected | Not Affected | Not Affected | Not Affected | Not Affected | Not Affected | Not Affected | Not Affected | Not Affected | Not Affected | Not Affected | Not Affected | Not Affected | Not Affected | Not Affected | Not Affected | Not Affected | Not Affected | 0 | 0 | 0 | 0 | 21 | Line
Critical Infrastructure | Stormwater Treatment Facilities and Pump Stations | Drainage Assets | SPRING CREEK N | STFPS_PL_277 |  | Not Affected | Not Affected | Not Affected | Not Affected | Not Affected | Not Affected | Not Affected | Not Affected | Not Affected | Not Affected | Not Affected | Not Affected | Not Affected | Not Affected | Not Affected | Not Affected | Not Affected | Not Affected | Not Affected | Not Affected | Not Affected | 0 | 0 | 0 | 0 | 21 | Line
Critical Infrastructure | Stormwater Treatment Facilities and Pump Stations | Drainage Assets | TELEGRAPH SWAMP | STFPS_PL_278 |  | Not Affected | Not Affected | Not Affected | Not Affected | Not Affected | Not Affected | Not Affected | Not Affected | Not Affected | Not Affected | Not Affected | Not Affected | Not Affected | Not Affected | Not Affected | Not Affected | Not Affected | Not Affected | Not Affected | Not Affected | Not Affected | 0 | 0 | 0 | 0 | 21 | Line
Critical Infrastructure | Stormwater Treatment Facilities and Pump Stations | Drainage Assets | STA-1E INFLOW CANAL | STFPS_PL_279 |  | Not Affected | Not Affected | Not Affected | Not Affected | Not Affected | Not Affected | Not Affected | Not Affected | Not Affected | Not Affected | Not Affected | Not Affected | Not Affected | Not Affected | Not Affected | Not Affected | Not Affected | Not Affected | Not Affected | Not Affected | Not Affected | 0 | 0 | 0 | 0 | 21 | Line
Critical Infrastructure | Stormwater Treatment Facilities and Pump Stations | Drainage Assets | CANAL 1 | STFPS_PL_280 |  | Not Affected | Not Affected | Not Affected | Not Affected | Not Affected | Not Affected | Not Affected | Not Affected | Not Affected | Not Affected | Not Affected | Not Affected | Not Affected | Not Affected | Not Affected | Not Affected | Not Affected | Not Affected | Not Affected | Not Affected | Not Affected | 0 | 0 | 0 | 0 | 21 | Line
Critical Infrastructure | Stormwater Treatment Facilities and Pump Stations | Drainage Assets | TONY STRAND CANAL | STFPS_PL_281 |  | Not Affected | Not Affected | Not Affected | Not Affected | Not Affected | Not Affected | Not Affected | Not Affected | Not Affected | Not Affected | Not Affected | Not Affected | Not Affected | Not Affected | Not Affected | Not Affected | Not Affected | Not Affected | Not Affected | Not Affected | Not Affected | 0 | 0 | 0 | 0 | 21 | Line
Critical Infrastructure | Stormwater Treatment Facilities and Pump Stations | Drainage Assets | C-14 | STFPS_PL_282 |  | Not Affected | Not Affected | Not Affected | Not Affected | Not Affected | Not Affected | Not Affected | Not Affected | Not Affected | Not Affected | Not Affected | Not Affected | Not Affected | Not Affected | Not Affected | Not Affected | Not Affected | Not Affected | Not Affected | Not Affected | Not Affected | 0 | 0 | 0 | 0 | 21 | Line
Critical Infrastructure | Stormwater Treatment Facilities and Pump Stations | Drainage Assets | ENP | STFPS_PL_283 |  | Not Affected | Not Affected | Not Affected | Not Affected | Not Affected | Not Affected | Not Affected | Not Affected | Not Affected | Not Affected | Not Affected | Not Affected | Not Affected | Not Affected | Not Affected | Not Affected | Not Affected | Not Affected | Not Affected | Not Affected | Not Affected | 0 | 0 | 0 | 0 | 21 | Line
Critical Infrastructure | Stormwater Treatment Facilities and Pump Stations | Drainage Assets | RIM CANAL | STFPS_PL_284 |  | Not Affected | Not Affected | Not Affected | Not Affected | Not Affected | Not Affected | Not Affected | Not Affected | Not Affected | Not Affected | Not Affected | Not Affected | Not Affected | Not Affected | Not Affected | Not Affected | Not Affected | Not Affected | Not Affected | Not Affected | Not Affected | 0 | 0 | 0 | 0 | 21 | Line
Critical Infrastructure | Stormwater Treatment Facilities and Pump Stations | Drainage Assets | JOHN HENRY SLOUGH | STFPS_PL_285 |  | Not Affected | Not Affected | Not Affected | Not Affected | Not Affected | Not Affected | Not Affected | Not Affected | Not Affected | Not Affected | Not Affected | Not Affected | Not Affected | Not Affected | Not Affected | Not Affected | Not Affected | Not Affected | Not Affected | Not Affected | Not Affected | 0 | 0 | 0 | 0 | 21 | Line
Critical Infrastructure | Stormwater Treatment Facilities and Pump Stations | Drainage Assets | ESTERO RIVER SOUTH | STFPS_PL_286 |  | Not Affected | Not Affected | Not Affected | Not Affected | Not Affected | Not Affected | Not Affected | Not Affected | Not Affected | Not Affected | Not Affected | Not Affected | Not Affected | Not Affected | Not Affected | Not Affected | Not Affected | Not Affected | Not Affected | Not Affected | Not Affected | 0 | 0 | 0 | 0 | 21 | Line
Critical Infrastructure | Stormwater Treatment Facilities and Pump Stations | Drainage Assets | ROBERTS CANAL | STFPS_PL_287 |  | Not Affected | Not Affected | Not Affected | Not Affected | Not Affected | Not Affected | Not Affected | Not Affected | Not Affected | Not Affected | Not Affected | Not Affected | Not Affected | Not Affected | Not Affected | Not Affected | Not Affected | Not Affected | Not Affected | Not Affected | Not Affected | 0 | 0 | 0 | 0 | 21 | Line
Critical Infrastructure | Stormwater Treatment Facilities and Pump Stations | Drainage Assets | STA-2 SEEPAGE CANAL | STFPS_PL_288 |  | Not Affected | Not Affected | Not Affected | Not Affected | Not Affected | Not Affected | Not Affected | Not Affected | Not Affected | Not Affected | Not Affected | Not Affected | Not Affected | Not Affected | Not Affected | Not Affected | Not Affected | Not Affected | Not Affected | Not Affected | Not Affected | 0 | 0 | 0 | 0 | 21 | Line
Critical Infrastructure | Stormwater Treatment Facilities and Pump Stations | Drainage Assets | C-41 | STFPS_PL_289 |  | Not Affected | Not Affected | Not Affected | Not Affected | Not Affected | Not Affected | Not Affected | Not Affected | Not Affected | Not Affected | Not Affected | Not Affected | Not Affected | Not Affected | Not Affected | Not Affected | Not Affected | Not Affected | Not Affected | Not Affected | Not Affected | 0 | 0 | 0 | 0 | 21 | Line
Critical Infrastructure | Stormwater Treatment Facilities and Pump Stations | Drainage Assets | WEOHYAKAPKA CREEK | STFPS_PL_290 |  | Not Affected | Not Affected | Not Affected | Not Affected | Not Affected | Not Affected | Not Affected | Not Affected | Not Affected | Not Affected | Not Affected | Not Affected | Not Affected | Not Affected | Not Affected | Not Affected | Not Affected | Not Affected | Not Affected | Not Affected | Not Affected | 0 | 0 | 0 | 0 | 21 | Line
Critical Infrastructure | Stormwater Treatment Facilities and Pump Stations | Drainage Assets | LARD CAN CANAL | STFPS_PL_291 |  | Not Affected | Not Affected | Not Affected | Not Affected | Not Affected | Not Affected | Not Affected | Not Affected | Not Affected | Not Affected | Not Affected | Not Affected | Not Affected | Not Affected | Not Affected | Not Affected | Not Affected | Not Affected | Not Affected | Not Affected | Not Affected | 0 | 0 | 0 | 0 | 21 | Line
Critical Infrastructure | Stormwater Treatment Facilities and Pump Stations | Drainage Assets | L-8 | STFPS_PL_292 |  | Not Affected | Not Affected | Not Affected | Not Affected | Not Affected | Not Affected | Not Affected | Not Affected | Not Affected | Not Affected | Not Affected | Not Affected | Not Affected | Not Affected | Not Affected | Not Affected | Not Affected | Not Affected | Not Affected | Not Affected | Not Affected | 0 | 0 | 0 | 0 | 21 | Line
Critical Infrastructure | Stormwater Treatment Facilities and Pump Stations | Drainage Assets | JACKSON CANAL | STFPS_PL_293 |  | Not Affected | Not Affected | Not Affected | Not Affected | Not Affected | Not Affected | Not Affected | Not Affected | Not Affected | Not Affected | Not Affected | Not Affected | Not Affected | Not Affected | Not Affected | Not Affected | Not Affected | Not Affected | Not Affected | Not Affected | Not Affected | 0 | 0 | 0 | 0 | 21 | Line
Critical Infrastructure | Stormwater Treatment Facilities and Pump Stations | Drainage Assets | INTRACOASTAL WATERWAY | STFPS_PL_294 |  | Not Affected | Not Affected | Not Affected | Not Affected | Not Affected | Not Affected | Not Affected | Not Affected | Not Affected | Not Affected | Not Affected | Not Affected | Not Affected | Not Affected | Not Affected | Not Affected | Not Affected | Not Affected | Not Affected | Not Affected | Not Affected | 0 | 0 | 0 | 0 | 21 | Line
Critical Infrastructure | Stormwater Treatment Facilities and Pump Stations | Drainage Assets | L-38W | STFPS_PL_295 |  | Not Affected | Not Affected | Not Affected | Not Affected | Not Affected | Not Affected | Not Affected | Not Affected | Not Affected | Not Affected | Not Affected | Not Affected | Not Affected | Not Affected | Not Affected | Not Affected | Not Affected | Not Affected | Not Affected | Not Affected | Not Affected | 0 | 0 | 0 | 0 | 21 | Line
Critical Infrastructure | Stormwater Treatment Facilities and Pump Stations | Drainage Assets | C-34 | STFPS_PL_296 |  | Not Affected | Not Affected | Not Affected | Not Affected | Not Affected | Not Affected | Not Affected | Not Affected | Not Affected | Not Affected | Not Affected | Not Affected | Not Affected | Not Affected | Not Affected | Not Affected | Not Affected | Not Affected | Not Affected | Not Affected | Not Affected | 0 | 0 | 0 | 0 | 21 | Line
Critical Infrastructure | Stormwater Treatment Facilities and Pump Stations | Drainage Assets | STA-1E SEEPAGE CANAL | STFPS_PL_297 |  | Not Affected | Not Affected | Not Affected | Not Affected | Not Affected | Not Affected | Not Affected | Not Affected | Not Affected | Not Affected | Not Affected | Not Affected | Not Affected | Not Affected | Not Affected | Not Affected | Not Affected | Not Affected | Not Affected | Not Affected | Not Affected | 0 | 0 | 0 | 0 | 21 | Line
Critical Infrastructure | Stormwater Treatment Facilities and Pump Stations | Drainage Assets | STA-5/6 DISCHARGE CANAL 2 | STFPS_PL_298 |  | Not Affected | Not Affected | Not Affected | Not Affected | Not Affected | Not Affected | Not Affected | Not Affected | Not Affected | Not Affected | Not Affected | Not Affected | Not Affected | Not Affected | Not Affected | Not Affected | Not Affected | Not Affected | Not Affected | Not Affected | Not Affected | 0 | 0 | 0 | 0 | 21 | Line
Critical Infrastructure | Stormwater Treatment Facilities and Pump Stations | Drainage Assets | G-08 | STFPS_PL_299 |  | Not Affected | Not Affected | Not Affected | Not Affected | Not Affected | Not Affected | Not Affected | Not Affected | Not Affected | Not Affected | Not Affected | Not Affected | Not Affected | Not Affected | Not Affected | Not Affected | Not Affected | Not Affected | Not Affected | Not Affected | Not Affected | 0 | 0 | 0 | 0 | 21 | Line
Critical Infrastructure | Stormwater Treatment Facilities and Pump Stations | Drainage Assets | SOUTH FORK ST LUCIE RIVER | STFPS_PL_300 |  | Not Affected | Not Affected | Not Affected | Not Affected | Not Affected | Not Affected | Not Affected | Not Affected | Not Affected | Not Affected | Not Affected | Not Affected | Not Affected | Not Affected | Not Affected | Not Affected | Not Affected | Not Affected | Not Affected | Not Affected | Not Affected | 0 | 0 | 0 | 0 | 21 | Line
Critical Infrastructure | Stormwater Treatment Facilities and Pump Stations | Drainage Assets | KEHL CANAL | STFPS_PL_301 |  | Not Affected | Not Affected | Not Affected | Not Affected | Not Affected | Not Affected | Not Affected | Not Affected | Not Affected | Not Affected | Not Affected | Not Affected | Not Affected | Not Affected | Not Affected | Not Affected | Not Affected | Not Affected | Not Affected | Not Affected | Not Affected | 0 | 0 | 0 | 0 | 21 | Line
Critical Infrastructure | Stormwater Treatment Facilities and Pump Stations | Drainage Assets | DAUGHTREY BRANCH1 | STFPS_PL_302 |  | Not Affected | Not Affected | Not Affected | Not Affected | Not Affected | Not Affected | Not Affected | Not Affected | Not Affected | Not Affected | Not Affected | Not Affected | Not Affected | Not Affected | Not Affected | Not Affected | Not Affected | Not Affected | Not Affected | Not Affected | Not Affected | 0 | 0 | 0 | 0 | 21 | Line
Critical Infrastructure | Stormwater Treatment Facilities and Pump Stations | Drainage Assets | L47_1 | STFPS_PL_303 |  | Not Affected | Not Affected | Not Affected | Not Affected | Not Affected | Not Affected | Not Affected | Not Affected | Not Affected | Not Affected | Not Affected | Not Affected | Not Affected | Not Affected | Not Affected | Not Affected | Not Affected | Not Affected | Not Affected | Not Affected | Not Affected | 0 | 0 | 0 | 0 | 21 | Line
Critical Infrastructure | Stormwater Treatment Facilities and Pump Stations | Drainage Assets | LEMKIN CREEK | STFPS_PL_304 |  | Not Affected | Not Affected | Not Affected | Not Affected | Not Affected | Not Affected | Not Affected | Not Affected | Not Affected | Not Affected | Not Affected | Not Affected | Not Affected | Not Affected | Not Affected | Not Affected | Not Affected | Not Affected | Not Affected | Not Affected | Not Affected | 0 | 0 | 0 | 0 | 21 | Line
Critical Infrastructure | Stormwater Treatment Facilities and Pump Stations | Drainage Assets | CCDD RESERVOIR | STFPS_PL_305 |  | Not Affected | Not Affected | Not Affected | Not Affected | Not Affected | Not Affected | Not Affected | Not Affected | Not Affected | Not Affected | Not Affected | Not Affected | Not Affected | Not Affected | Not Affected | Not Affected | Not Affected | Not Affected | Not Affected | Not Affected | Not Affected | 0 | 0 | 0 | 0 | 21 | Line
Critical Infrastructure | Stormwater Treatment Facilities and Pump Stations | Drainage Assets | DAUGHTREY CREEK | STFPS_PL_306 |  | Not Affected | Not Affected | Not Affected | Not Affected | Not Affected | Not Affected | Not Affected | Not Affected | Not Affected | Not Affected | Not Affected | Not Affected | Not Affected | Not Affected | Not Affected | Not Affected | Not Affected | Not Affected | Not Affected | Not Affected | Not Affected | 0 | 0 | 0 | 0 | 21 | Line
Critical Infrastructure | Stormwater Treatment Facilities and Pump Stations | Drainage Assets | C-304 | STFPS_PL_307 |  | Not Affected | Not Affected | Not Affected | Not Affected | Not Affected | Not Affected | Not Affected | Not Affected | Not Affected | Not Affected | Not Affected | Not Affected | Not Affected | Not Affected | Not Affected | Not Affected | Not Affected | Not Affected | Not Affected | Not Affected | Not Affected | 0 | 0 | 0 | 0 | 21 | Line
Critical Infrastructure | Stormwater Treatment Facilities and Pump Stations | Drainage Assets | BULLHEAD STRAND | STFPS_PL_308 |  | Not Affected | Not Affected | Not Affected | Not Affected | Not Affected | Not Affected | Not Affected | Not Affected | Not Affected | Not Affected | Not Affected | Not Affected | Not Affected | Not Affected | Not Affected | Not Affected | Not Affected | Not Affected | Not Affected | Not Affected | Not Affected | 0 | 0 | 0 | 0 | 21 | Line
Critical Infrastructure | Stormwater Treatment Facilities and Pump Stations | Drainage Assets | CROSS CANAL | STFPS_PL_309 |  | Not Affected | Not Affected | Not Affected | Not Affected | Not Affected | Not Affected | Not Affected | Not Affected | Not Affected | Not Affected | Not Affected | Not Affected | Not Affected | Not Affected | Not Affected | Not Affected | Not Affected | Not Affected | Not Affected | Not Affected | Not Affected | 0 | 0 | 0 | 0 | 21 | Line
Critical Infrastructure | Stormwater Treatment Facilities and Pump Stations | Drainage Assets | L-40 | STFPS_PL_310 |  | Not Affected | Not Affected | Not Affected | Not Affected | Not Affected | Not Affected | Not Affected | Not Affected | Not Affected | Not Affected | Not Affected | Not Affected | Not Affected | Not Affected | Not Affected | Not Affected | Not Affected | Not Affected | Not Affected | Not Affected | Not Affected | 0 | 0 | 0 | 0 | 21 | Line
Critical Infrastructure | Stormwater Treatment Facilities and Pump Stations | Drainage Assets | L-14 | STFPS_PL_311 |  | Not Affected | Not Affected | Not Affected | Not Affected | Not Affected | Not Affected | Not Affected | Not Affected | Not Affected | Not Affected | Not Affected | Not Affected | Not Affected | Not Affected | Not Affected | Not Affected | Not Affected | Not Affected | Not Affected | Not Affected | Not Affected | 0 | 0 | 0 | 0 | 21 | Line
Critical Infrastructure | Stormwater Treatment Facilities and Pump Stations | Drainage Assets | S-20 CANAL | STFPS_PL_313 |  | Not Affected | Not Affected | Not Affected | Not Affected | Not Affected | Not Affected | Not Affected | Not Affected | Not Affected | Not Affected | Not Affected | Not Affected | Not Affected | Not Affected | Not Affected | Not Affected | Not Affected | Not Affected | Not Affected | Not Affected | Not Affected | 0 | 0 | 0 | 0 | 21 | Line
Critical Infrastructure | Stormwater Treatment Facilities and Pump Stations | Drainage Assets | TELEGRAPH SWAMP | STFPS_PL_314 |  | Not Affected | Not Affected | Not Affected | Not Affected | Not Affected | Not Affected | Not Affected | Not Affected | Not Affected | Not Affected | Not Affected | Not Affected | Not Affected | Not Affected | Not Affected | Not Affected | Not Affected | Not Affected | Not Affected | Not Affected | Not Affected | 0 | 0 | 0 | 0 | 21 | Line
Critical Infrastructure | Stormwater Treatment Facilities and Pump Stations | Drainage Assets | DUDA CANAL | STFPS_PL_315 |  | Not Affected | Not Affected | Not Affected | Not Affected | Not Affected | Not Affected | Not Affected | Not Affected | Not Affected | Not Affected | Not Affected | Not Affected | Not Affected | Not Affected | Not Affected | Not Affected | Not Affected | Not Affected | Not Affected | Not Affected | Not Affected | 0 | 0 | 0 | 0 | 21 | Line
Critical Infrastructure | Stormwater Treatment Facilities and Pump Stations | Drainage Assets | CANAL 3 | STFPS_PL_316 |  | Not Affected | Not Affected | Not Affected | Not Affected | Not Affected | Not Affected | Not Affected | Not Affected | Not Affected | Not Affected | Not Affected | Not Affected | Not Affected | Not Affected | Not Affected | Not Affected | Not Affected | Not Affected | Not Affected | Not Affected | Not Affected | 0 | 0 | 0 | 0 | 21 | Line
Critical Infrastructure | Stormwater Treatment Facilities and Pump Stations | Drainage Assets | 10 MILE CREEK STA | STFPS_PL_317 |  | Not Affected | Not Affected | Not Affected | Not Affected | Not Affected | Not Affected | Not Affected | Not Affected | Not Affected | Not Affected | Not Affected | Not Affected | Not Affected | Not Affected | Not Affected | Not Affected | Not Affected | Not Affected | Not Affected | Not Affected | Not Affected | 0 | 0 | 0 | 0 | 21 | Line
Critical Infrastructure | Stormwater Treatment Facilities and Pump Stations | Drainage Assets | SPUR CANAL NUMBER ONE | STFPS_PL_318 |  | Not Affected | Not Affected | Not Affected | Not Affected | Not Affected | Not Affected | Not Affected | Not Affected | Not Affected | Not Affected | Not Affected | Not Affected | Not Affected | Not Affected | Not Affected | Not Affected | Not Affected | Not Affected | Not Affected | Not Affected | Not Affected | 0 | 0 | 0 | 0 | 21 | Line
Critical Infrastructure | Stormwater Treatment Facilities and Pump Stations | Drainage Assets | RAINEY SLOUGH | STFPS_PL_319 |  | Not Affected | Not Affected | Not Affected | Not Affected | Not Affected | Not Affected | Not Affected | Not Affected | Not Affected | Not Affected | Not Affected | Not Affected | Not Affected | Not Affected | Not Affected | Not Affected | Not Affected | Not Affected | Not Affected | Not Affected | Not Affected | 0 | 0 | 0 | 0 | 21 | Line
Critical Infrastructure | Stormwater Treatment Facilities and Pump Stations | Drainage Assets | GROUPER CREEK | STFPS_PL_320 |  | Not Affected | Not Affected | Not Affected | Not Affected | Not Affected | Not Affected | Not Affected | Not Affected | Not Affected | Not Affected | Not Affected | Not Affected | Not Affected | Not Affected | Not Affected | Not Affected | Not Affected | Not Affected | Not Affected | Not Affected | Not Affected | 0 | 0 | 0 | 0 | 21 | Line
Critical Infrastructure | Stormwater Treatment Facilities and Pump Stations | Drainage Assets | L-67 EXT | STFPS_PL_321 |  | Not Affected | Not Affected | Not Affected | Not Affected | Not Affected | Not Affected | Not Affected | Not Affected | Not Affected | Not Affected | Not Affected | Not Affected | Not Affected | Not Affected | Not Affected | Not Affected | Not Affected | Not Affected | Not Affected | Not Affected | Not Affected | 0 | 0 | 0 | 0 | 21 | Line
Critical Infrastructure | Stormwater Treatment Facilities and Pump Stations | Drainage Assets | L-20 | STFPS_PL_322 |  | Not Affected | Not Affected | Not Affected | Not Affected | Not Affected | Not Affected | Not Affected | Not Affected | Not Affected | Not Affected | Not Affected | Not Affected | Not Affected | Not Affected | Not Affected | Not Affected | Not Affected | Not Affected | Not Affected | Not Affected | Not Affected | 0 | 0 | 0 | 0 | 21 | Line
Critical Infrastructure | Stormwater Treatment Facilities and Pump Stations | Drainage Assets | S-65 LOCK | STFPS_PL_323 |  | Not Affected | Not Affected | Not Affected | Not Affected | Not Affected | Not Affected | Not Affected | Not Affected | Not Affected | Not Affected | Not Affected | Not Affected | Not Affected | Not Affected | Not Affected | Not Affected | Not Affected | Not Affected | Not Affected | Not Affected | Not Affected | 0 | 0 | 0 | 0 | 21 | Line
Critical Infrastructure | Stormwater Treatment Facilities and Pump Stations | Drainage Assets | L47_1 | STFPS_PL_324 |  | Not Affected | Not Affected | Not Affected | Not Affected | Not Affected | Not Affected | Not Affected | Not Affected | Not Affected | Not Affected | Not Affected | Not Affected | Not Affected | Not Affected | Not Affected | Not Affected | Not Affected | Not Affected | Not Affected | Not Affected | Not Affected | 0 | 0 | 0 | 0 | 21 | Line
Critical Infrastructure | Stormwater Treatment Facilities and Pump Stations | Drainage Assets | KITCHING DITCH | STFPS_PL_325 |  | Not Affected | Not Affected | Not Affected | Not Affected | Not Affected | Not Affected | Not Affected | Not Affected | Not Affected | Not Affected | Not Affected | Not Affected | Not Affected | Not Affected | Not Affected | Not Affected | Not Affected | Not Affected | Not Affected | Not Affected | Not Affected | 0 | 0 | 0 | 0 | 21 | Line
Critical Infrastructure | Stormwater Treatment Facilities and Pump Stations | Drainage Assets | STA-2 INFLOW CANAL 3 | STFPS_PL_326 |  | Not Affected | Not Affected | Not Affected | Not Affected | Not Affected | Not Affected | Not Affected | Not Affected | Not Affected | Not Affected | Not Affected | Not Affected | Not Affected | Not Affected | Not Affected | Not Affected | Not Affected | Not Affected | Not Affected | Not Affected | Not Affected | 0 | 0 | 0 | 0 | 21 | Line
Critical Infrastructure | Stormwater Treatment Facilities and Pump Stations | Drainage Assets | MONTURAN_1 CANAL | STFPS_PL_327 |  | Not Affected | Not Affected | Not Affected | Not Affected | Not Affected | Not Affected | Not Affected | Not Affected | Not Affected | Not Affected | Not Affected | Not Affected | Not Affected | Not Affected | Not Affected | Not Affected | Not Affected | Not Affected | Not Affected | Not Affected | Not Affected | 0 | 0 | 0 | 0 | 21 | Line
Critical Infrastructure | Stormwater Treatment Facilities and Pump Stations | Drainage Assets | NORTHWEST FORK OF LOXAHATCHEE | STFPS_PL_328 |  | Not Affected | Not Affected | Not Affected | Not Affected | Not Affected | Not Affected | Not Affected | Not Affected | Not Affected | Not Affected | Not Affected | Not Affected | Not Affected | Not Affected | Not Affected | Not Affected | Not Affected | Not Affected | Not Affected | Not Affected | Not Affected | 0 | 0 | 0 | 0 | 21 | Line
Critical Infrastructure | Stormwater Treatment Facilities and Pump Stations | Drainage Assets | A1 FEB OUTFLOW CANAL | STFPS_PL_329 |  | Not Affected | Not Affected | Not Affected | Not Affected | Not Affected | Not Affected | Not Affected | Not Affected | Not Affected | Not Affected | Not Affected | Not Affected | Not Affected | Not Affected | Not Affected | Not Affected | Not Affected | Not Affected | Not Affected | Not Affected | Not Affected | 0 | 0 | 0 | 0 | 21 | Line
Critical Infrastructure | Stormwater Treatment Facilities and Pump Stations | Drainage Assets | C-38 SIDE CANAL | STFPS_PL_330 |  | Not Affected | Not Affected | Not Affected | Not Affected | Not Affected | Not Affected | Not Affected | Not Affected | Not Affected | Not Affected | Not Affected | Not Affected | Not Affected | Not Affected | Not Affected | Not Affected | Not Affected | Not Affected | Not Affected | Not Affected | Not Affected | 0 | 0 | 0 | 0 | 21 | Line
Critical Infrastructure | Stormwater Treatment Facilities and Pump Stations | Drainage Assets | C-29C | STFPS_PL_331 |  | Not Affected | Not Affected | Not Affected | Not Affected | Not Affected | Not Affected | Not Affected | Not Affected | Not Affected | Not Affected | Not Affected | Not Affected | Not Affected | Not Affected | Not Affected | Not Affected | Not Affected | Not Affected | Not Affected | Not Affected | Not Affected | 0 | 0 | 0 | 0 | 21 | Line
Critical Infrastructure | Stormwater Treatment Facilities and Pump Stations | Drainage Assets | COUNTY LINE DITCH | STFPS_PL_332 |  | Not Affected | Not Affected | Not Affected | Not Affected | Not Affected | Not Affected | Not Affected | Not Affected | Not Affected | Not Affected | Not Affected | Not Affected | Not Affected | Not Affected | Not Affected | Not Affected | Not Affected | Not Affected | Not Affected | Not Affected | Not Affected | 0 | 0 | 0 | 0 | 21 | Line
Critical Infrastructure | Stormwater Treatment Facilities and Pump Stations | Drainage Assets | STA-LR DISTRIBUTION CANAL | STFPS_PL_333 |  | Not Affected | Not Affected | Not Affected | Not Affected | Not Affected | Not Affected | Not Affected | Not Affected | Not Affected | Not Affected | Not Affected | Not Affected | Not Affected | Not Affected | Not Affected | Not Affected | Not Affected | Not Affected | Not Affected | Not Affected | Not Affected | 0 | 0 | 0 | 0 | 21 | Line
Critical Infrastructure | Stormwater Treatment Facilities and Pump Stations | Drainage Assets | C-8 EXT | STFPS_PL_334 |  | Not Affected | Not Affected | Not Affected | Not Affected | Not Affected | Not Affected | Not Affected | Not Affected | Not Affected | Not Affected | Not Affected | Not Affected | Not Affected | Not Affected | Not Affected | Not Affected | Not Affected | Not Affected | Not Affected | Not Affected | Not Affected | 0 | 0 | 0 | 0 | 21 | Line
Critical Infrastructure | Stormwater Treatment Facilities and Pump Stations | Drainage Assets | MYRTLE/PRESTON CANAL | STFPS_PL_336 |  | Not Affected | Not Affected | Not Affected | Not Affected | Not Affected | Not Affected | Not Affected | Not Affected | Not Affected | Not Affected | Not Affected | Not Affected | Not Affected | Not Affected | Not Affected | Not Affected | Not Affected | Not Affected | Not Affected | Not Affected | Not Affected | 0 | 0 | 0 | 0 | 21 | Line
Critical Infrastructure | Stormwater Treatment Facilities and Pump Stations | Drainage Assets | ROYAL GALDES CANAL | STFPS_PL_337 |  | Not Affected | Not Affected | Not Affected | Not Affected | Not Affected | Not Affected | Not Affected | Not Affected | Not Affected | Not Affected | Not Affected | Not Affected | Not Affected | Not Affected | Not Affected | Not Affected | Not Affected | Not Affected | Not Affected | Not Affected | Not Affected | 0 | 0 | 0 | 0 | 21 | Line
Critical Infrastructure | Stormwater Treatment Facilities and Pump Stations | Drainage Assets | HENDRY TRIB | STFPS_PL_338 |  | Not Affected | Not Affected | Not Affected | Not Affected | Not Affected | Not Affected | Not Affected | Not Affected | Not Affected | Not Affected | Not Affected | Not Affected | Not Affected | Not Affected | Not Affected | Not Affected | Not Affected | Not Affected | Not Affected | Not Affected | Not Affected | 0 | 0 | 0 | 0 | 21 | Line
Critical Infrastructure | Stormwater Treatment Facilities and Pump Stations | Drainage Assets | US 27 CANAL | STFPS_PL_339 |  | Not Affected | Not Affected | Not Affected | Not Affected | Not Affected | Not Affected | Not Affected | Not Affected | Not Affected | Not Affected | Not Affected | Not Affected | Not Affected | Not Affected | Not Affected | Not Affected | Not Affected | Not Affected | Not Affected | Not Affected | Not Affected | 0 | 0 | 0 | 0 | 21 | Line
Critical Infrastructure | Stormwater Treatment Facilities and Pump Stations | Drainage Assets | L-31E | STFPS_PL_340 |  | Not Affected | Not Affected | Not Affected | Not Affected | Not Affected | Not Affected | Not Affected | Not Affected | Not Affected | Not Affected | Not Affected | Not Affected | Not Affected | Not Affected | Not Affected | Not Affected | Not Affected | Not Affected | Not Affected | Not Affected | Not Affected | 0 | 0 | 0 | 0 | 21 | Line
Critical Infrastructure | Stormwater Treatment Facilities and Pump Stations | Drainage Assets | ASH SLOUGH | STFPS_PL_341 |  | Not Affected | Not Affected | Not Affected | Not Affected | Not Affected | Not Affected | Not Affected | Not Affected | Not Affected | Not Affected | Not Affected | Not Affected | Not Affected | Not Affected | Not Affected | Not Affected | Not Affected | Not Affected | Not Affected | Not Affected | Not Affected | 0 | 0 | 0 | 0 | 21 | Line
Critical Infrastructure | Stormwater Treatment Facilities and Pump Stations | Drainage Assets | C-3 | STFPS_PL_342 |  | Not Affected | Not Affected | Not Affected | Not Affected | Not Affected | Not Affected | Not Affected | Not Affected | Not Affected | Not Affected | Not Affected | Not Affected | Not Affected | Not Affected | Not Affected | Not Affected | Not Affected | Not Affected | Not Affected | Not Affected | Not Affected | 0 | 0 | 0 | 0 | 21 | Line
Critical Infrastructure | Stormwater Treatment Facilities and Pump Stations | Drainage Assets | MIRROR LAKES | STFPS_PL_343 |  | Not Affected | Not Affected | Not Affected | Not Affected | Not Affected | Not Affected | Not Affected | Not Affected | Not Affected | Not Affected | Not Affected | Not Affected | Not Affected | Not Affected | Not Affected | Not Affected | Not Affected | Not Affected | Not Affected | Not Affected | Not Affected | 0 | 0 | 0 | 0 | 21 | Line
Critical Infrastructure | Stormwater Treatment Facilities and Pump Stations | Drainage Assets | C-102N | STFPS_PL_344 |  | Not Affected | Not Affected | Not Affected | Not Affected | Not Affected | Not Affected | Not Affected | Not Affected | Not Affected | Not Affected | Not Affected | Not Affected | Not Affected | Not Affected | Not Affected | Not Affected | Not Affected | Not Affected | Not Affected | Not Affected | Not Affected | 0 | 0 | 0 | 0 | 21 | Line
Critical Infrastructure | Stormwater Treatment Facilities and Pump Stations | Drainage Assets | AVOCADO CREEK | STFPS_PL_345 |  | Not Affected | Not Affected | Not Affected | Not Affected | Not Affected | Not Affected | Not Affected | Not Affected | Not Affected | Not Affected | Not Affected | Not Affected | Not Affected | Not Affected | Not Affected | Not Affected | Not Affected | Not Affected | Not Affected | Not Affected | Not Affected | 0 | 0 | 0 | 0 | 21 | Line
Critical Infrastructure | Stormwater Treatment Facilities and Pump Stations | Drainage Assets | STA-5/6 INFLOW CANAL | STFPS_PL_346 |  | Not Affected | Not Affected | Not Affected | Not Affected | Not Affected | Not Affected | Not Affected | Not Affected | Not Affected | Not Affected | Not Affected | Not Affected | Not Affected | Not Affected | Not Affected | Not Affected | Not Affected | Not Affected | Not Affected | Not Affected | Not Affected | 0 | 0 | 0 | 0 | 21 | Line
Critical Infrastructure | Stormwater Treatment Facilities and Pump Stations | Drainage Assets | C-4 | STFPS_PL_347 |  | Not Affected | Not Affected | Not Affected | Not Affected | Not Affected | Not Affected | Not Affected | Not Affected | Not Affected | Not Affected | Not Affected | Not Affected | Not Affected | Not Affected | Not Affected | Not Affected | Not Affected | Not Affected | Not Affected | Not Affected | Not Affected | 0 | 0 | 0 | 0 | 21 | Line
Critical Infrastructure | Stormwater Treatment Facilities and Pump Stations | Drainage Assets | L-28 INTERCEPTOR CANAL | STFPS_PL_348 |  | Not Affected | Not Affected | Not Affected | Not Affected | Not Affected | Not Affected | Not Affected | Not Affected | Not Affected | Not Affected | Not Affected | Not Affected | Not Affected | Not Affected | Not Affected | Not Affected | Not Affected | Not Affected | Not Affected | Not Affected | Not Affected | 0 | 0 | 0 | 0 | 21 | Line
Critical Infrastructure | Stormwater Treatment Facilities and Pump Stations | Drainage Assets | S-2_6_7 CANAL | STFPS_PL_349 |  | Not Affected | Not Affected | Not Affected | Not Affected | Not Affected | Not Affected | Not Affected | Not Affected | Not Affected | Not Affected | Not Affected | Not Affected | Not Affected | Not Affected | Not Affected | Not Affected | Not Affected | Not Affected | Not Affected | Not Affected | Not Affected | 0 | 0 | 0 | 0 | 21 | Line
Critical Infrastructure | Stormwater Treatment Facilities and Pump Stations | Drainage Assets | C-8 | STFPS_PL_350 |  | Not Affected | Not Affected | Not Affected | Not Affected | Not Affected | Not Affected | Not Affected | Not Affected | Not Affected | Not Affected | Not Affected | Not Affected | Not Affected | Not Affected | Not Affected | Not Affected | Not Affected | Not Affected | Not Affected | Not Affected | Not Affected | 0 | 0 | 0 | 0 | 21 | Line
Critical Infrastructure | Stormwater Treatment Facilities and Pump Stations | Drainage Assets | ISTOKPOGA CREEK | STFPS_PL_351 |  | Not Affected | Not Affected | Not Affected | Not Affected | Not Affected | Not Affected | Not Affected | Not Affected | Not Affected | Not Affected | Not Affected | Not Affected | Not Affected | Not Affected | Not Affected | Not Affected | Not Affected | Not Affected | Not Affected | Not Affected | Not Affected | 0 | 0 | 0 | 0 | 21 | Line
Critical Infrastructure | Stormwater Treatment Facilities and Pump Stations | Drainage Assets | RUBICON | STFPS_PL_352 |  | Not Affected | Not Affected | Not Affected | Not Affected | Not Affected | Not Affected | Not Affected | Not Affected | Not Affected | Not Affected | Not Affected | Not Affected | Not Affected | Not Affected | Not Affected | Not Affected | Not Affected | Not Affected | Not Affected | Not Affected | Not Affected | 0 | 0 | 0 | 0 | 21 | Line
Critical Infrastructure | Stormwater Treatment Facilities and Pump Stations | Drainage Assets | C-9 | STFPS_PL_353 |  | Not Affected | Not Affected | Not Affected | Not Affected | Not Affected | Not Affected | Not Affected | Not Affected | Not Affected | Not Affected | Not Affected | Not Affected | Not Affected | Not Affected | Not Affected | Not Affected | Not Affected | Not Affected | Not Affected | Not Affected | Not Affected | 0 | 0 | 0 | 0 | 21 | Line
Critical Infrastructure | Stormwater Treatment Facilities and Pump Stations | Drainage Assets | SNAKE RIVER | STFPS_PL_354 |  | Not Affected | Not Affected | Not Affected | Not Affected | Not Affected | Not Affected | Not Affected | Not Affected | Not Affected | Not Affected | Not Affected | Not Affected | Not Affected | Not Affected | Not Affected | Not Affected | Not Affected | Not Affected | Not Affected | Not Affected | Not Affected | 0 | 0 | 0 | 0 | 21 | Line
Critical Infrastructure | Stormwater Treatment Facilities and Pump Stations | Drainage Assets | STA-5/6 WEST HYDRATION CANAL | STFPS_PL_355 |  | Not Affected | Not Affected | Not Affected | Not Affected | Not Affected | Not Affected | Not Affected | Not Affected | Not Affected | Not Affected | Not Affected | Not Affected | Not Affected | Not Affected | Not Affected | Not Affected | Not Affected | Not Affected | Not Affected | Not Affected | Not Affected | 0 | 0 | 0 | 0 | 21 | Line
Critical Infrastructure | Stormwater Treatment Facilities and Pump Stations | Drainage Assets | RIGHT HH CANAL | STFPS_PL_356 |  | Not Affected | Not Affected | Not Affected | Not Affected | Not Affected | Not Affected | Not Affected | Not Affected | Not Affected | Not Affected | Not Affected | Not Affected | Not Affected | Not Affected | Not Affected | Not Affected | Not Affected | Not Affected | Not Affected | Not Affected | Not Affected | 0 | 0 | 0 | 0 | 21 | Line
Critical Infrastructure | Stormwater Treatment Facilities and Pump Stations | Drainage Assets | L-38E | STFPS_PL_357 |  | Not Affected | Not Affected | Not Affected | Not Affected | Not Affected | Not Affected | Not Affected | Not Affected | Not Affected | Not Affected | Not Affected | Not Affected | Not Affected | Not Affected | Not Affected | Not Affected | Not Affected | Not Affected | Not Affected | Not Affected | Not Affected | 0 | 0 | 0 | 0 | 21 | Line
Critical Infrastructure | Stormwater Treatment Facilities and Pump Stations | Drainage Assets | NORTH FEEDER CANAL | STFPS_PL_358 |  | Not Affected | Not Affected | Not Affected | Not Affected | Not Affected | Not Affected | Not Affected | Not Affected | Not Affected | Not Affected | Not Affected | Not Affected | Not Affected | Not Affected | Not Affected | Not Affected | Not Affected | Not Affected | Not Affected | Not Affected | Not Affected | 0 | 0 | 0 | 0 | 21 | Line
Critical Infrastructure | Stormwater Treatment Facilities and Pump Stations | Drainage Assets | LAKE OKEECHOBEE CANAL | STFPS_PL_359 |  | Not Affected | Not Affected | Not Affected | Not Affected | Not Affected | Not Affected | Not Affected | Not Affected | Not Affected | Not Affected | Not Affected | Not Affected | Not Affected | Not Affected | Not Affected | Not Affected | Not Affected | Not Affected | Not Affected | Not Affected | Not Affected | 0 | 0 | 0 | 0 | 21 | Line
Critical Infrastructure | Stormwater Treatment Facilities and Pump Stations | Drainage Assets | STA-LR OUTLET CANAL S3 | STFPS_PL_360 |  | Not Affected | Not Affected | Not Affected | Not Affected | Not Affected | Not Affected | Not Affected | Not Affected | Not Affected | Not Affected | Not Affected | Not Affected | Not Affected | Not Affected | Not Affected | Not Affected | Not Affected | Not Affected | Not Affected | Not Affected | Not Affected | 0 | 0 | 0 | 0 | 21 | Line
Critical Infrastructure | Stormwater Treatment Facilities and Pump Stations | Drainage Assets | C-113 | STFPS_PL_361 |  | Not Affected | Not Affected | Not Affected | Not Affected | Not Affected | Not Affected | Not Affected | Not Affected | Not Affected | Not Affected | Not Affected | Not Affected | Not Affected | Not Affected | Not Affected | Not Affected | Not Affected | Not Affected | Not Affected | Not Affected | Not Affected | 0 | 0 | 0 | 0 | 21 | Line
Critical Infrastructure | Stormwater Treatment Facilities and Pump Stations | Drainage Assets | C-29 | STFPS_PL_362 |  | Not Affected | Not Affected | Not Affected | Not Affected | Not Affected | Not Affected | Not Affected | Not Affected | Not Affected | Not Affected | Not Affected | Not Affected | Not Affected | Not Affected | Not Affected | Not Affected | Not Affected | Not Affected | Not Affected | Not Affected | Not Affected | 0 | 0 | 0 | 0 | 21 | Line
Critical Infrastructure | Stormwater Treatment Facilities and Pump Stations | Drainage Assets | STA-5/6 DISCHARGE CANAL | STFPS_PL_363 |  | Not Affected | Not Affected | Not Affected | Not Affected | Not Affected | Not Affected | Not Affected | Not Affected | Not Affected | Not Affected | Not Affected | Not Affected | Not Affected | Not Affected | Not Affected | Not Affected | Not Affected | Not Affected | Not Affected | Not Affected | Not Affected | 0 | 0 | 0 | 0 | 21 | Line
Critical Infrastructure | Stormwater Treatment Facilities and Pump Stations | Drainage Assets | L-64 | STFPS_PL_364 |  | Not Affected | Not Affected | Not Affected | Not Affected | Not Affected | Not Affected | Not Affected | Not Affected | Not Affected | Not Affected | Not Affected | Not Affected | Not Affected | Not Affected | Not Affected | Not Affected | Not Affected | Not Affected | Not Affected | Not Affected | Not Affected | 0 | 0 | 0 | 0 | 21 | Line
Critical Infrastructure | Stormwater Treatment Facilities and Pump Stations | Drainage Assets | C-39A | STFPS_PL_365 |  | Not Affected | Not Affected | Not Affected | Not Affected | Not Affected | Not Affected | Not Affected | Not Affected | Not Affected | Not Affected | Not Affected | Not Affected | Not Affected | Not Affected | Not Affected | Not Affected | Not Affected | Not Affected | Not Affected | Not Affected | Not Affected | 0 | 0 | 0 | 0 | 21 | Line
Critical Infrastructure | Stormwater Treatment Facilities and Pump Stations | Drainage Assets | SPUR CANAL NUMBER FOUR | STFPS_PL_366 |  | Not Affected | Not Affected | Not Affected | Not Affected | Not Affected | Not Affected | Not Affected | Not Affected | Not Affected | Not Affected | Not Affected | Not Affected | Not Affected | Not Affected | Not Affected | Not Affected | Not Affected | Not Affected | Not Affected | Not Affected | Not Affected | 0 | 0 | 0 | 0 | 21 | Line
Critical Infrastructure | Stormwater Treatment Facilities and Pump Stations | Drainage Assets | G707 BYPASS | STFPS_PL_367 |  | Not Affected | Not Affected | Not Affected | Not Affected | Not Affected | Not Affected | Not Affected | Not Affected | Not Affected | Not Affected | Not Affected | Not Affected | Not Affected | Not Affected | Not Affected | Not Affected | Not Affected | Not Affected | Not Affected | Not Affected | Not Affected | 0 | 0 | 0 | 0 | 21 | Line
Critical Infrastructure | Stormwater Treatment Facilities and Pump Stations | Drainage Assets | GRATIGNY CANAL | STFPS_PL_368 |  | Not Affected | Not Affected | Not Affected | Not Affected | Not Affected | Not Affected | Not Affected | Not Affected | Not Affected | Not Affected | Not Affected | Not Affected | Not Affected | Not Affected | Not Affected | Not Affected | Not Affected | Not Affected | Not Affected | Not Affected | Not Affected | 0 | 0 | 0 | 0 | 21 | Line
Critical Infrastructure | Stormwater Treatment Facilities and Pump Stations | Drainage Assets | C-3 | STFPS_PL_369 |  | Not Affected | Not Affected | Not Affected | Not Affected | Not Affected | Not Affected | Not Affected | Not Affected | Not Affected | Not Affected | Not Affected | Not Affected | Not Affected | Not Affected | Not Affected | Not Affected | Not Affected | Not Affected | Not Affected | Not Affected | Not Affected | 0 | 0 | 0 | 0 | 21 | Line
Critical Infrastructure | Stormwater Treatment Facilities and Pump Stations | Drainage Assets | POPASH CREEK | STFPS_PL_370 |  | Not Affected | Not Affected | Not Affected | Not Affected | Not Affected | Not Affected | Not Affected | Not Affected | Not Affected | Not Affected | Not Affected | Not Affected | Not Affected | Not Affected | Not Affected | Not Affected | Not Affected | Not Affected | Not Affected | Not Affected | Not Affected | 0 | 0 | 0 | 0 | 21 | Line
Critical Infrastructure | Stormwater Treatment Facilities and Pump Stations | Drainage Assets | G-95 | STFPS_PL_371 |  | Not Affected | Not Affected | Not Affected | Not Affected | Not Affected | Not Affected | Not Affected | Not Affected | Not Affected | Not Affected | Not Affected | Not Affected | Not Affected | Not Affected | Not Affected | Not Affected | Not Affected | Not Affected | Not Affected | Not Affected | Not Affected | 0 | 0 | 0 | 0 | 21 | Line
Critical Infrastructure | Stormwater Treatment Facilities and Pump Stations | Drainage Assets | WEST FEEDER CANAL | STFPS_PL_372 |  | Not Affected | Not Affected | Not Affected | Not Affected | Not Affected | Not Affected | Not Affected | Not Affected | Not Affected | Not Affected | Not Affected | Not Affected | Not Affected | Not Affected | Not Affected | Not Affected | Not Affected | Not Affected | Not Affected | Not Affected | Not Affected | 0 | 0 | 0 | 0 | 21 | Line
Critical Infrastructure | Stormwater Treatment Facilities and Pump Stations | Drainage Assets | MILLERS GULLY | STFPS_PL_373 |  | Not Affected | Not Affected | Not Affected | Not Affected | Not Affected | Not Affected | Not Affected | Not Affected | Not Affected | Not Affected | Not Affected | Not Affected | Not Affected | Not Affected | Not Affected | Not Affected | Not Affected | Not Affected | Not Affected | Not Affected | Not Affected | 0 | 0 | 0 | 0 | 21 | Line
Critical Infrastructure | Stormwater Treatment Facilities and Pump Stations | Drainage Assets | ESTERO RIVER | STFPS_PL_374 |  | Not Affected | Not Affected | Not Affected | Not Affected | Not Affected | Not Affected | Not Affected | Not Affected | Not Affected | Not Affected | Not Affected | Not Affected | Not Affected | Not Affected | Not Affected | Not Affected | Not Affected | Not Affected | Not Affected | Not Affected | Not Affected | 0 | 0 | 0 | 0 | 21 | Line
Critical Infrastructure | Stormwater Treatment Facilities and Pump Stations | Drainage Assets | LD-1 | STFPS_PL_375 |  | Not Affected | Not Affected | Not Affected | Not Affected | Not Affected | Not Affected | Not Affected | Not Affected | Not Affected | Not Affected | Not Affected | Not Affected | Not Affected | Not Affected | Not Affected | Not Affected | Not Affected | Not Affected | Not Affected | Not Affected | Not Affected | 0 | 0 | 0 | 0 | 21 | Line
Critical Infrastructure | Stormwater Treatment Facilities and Pump Stations | Drainage Assets | NORTH HARNEY RIVER | STFPS_PL_376 |  | Not Affected | Not Affected | Not Affected | Not Affected | Not Affected | Not Affected | Not Affected | Not Affected | Not Affected | Not Affected | Not Affected | Not Affected | Not Affected | Not Affected | Not Affected | Not Affected | Not Affected | Not Affected | Not Affected | Not Affected | Not Affected | 0 | 0 | 0 | 0 | 21 | Line
Critical Infrastructure | Stormwater Treatment Facilities and Pump Stations | Drainage Assets | S-11A CROSSOVER | STFPS_PL_377 |  | Not Affected | Not Affected | Not Affected | Not Affected | Not Affected | Not Affected | Not Affected | Not Affected | Not Affected | Not Affected | Not Affected | Not Affected | Not Affected | Not Affected | Not Affected | Not Affected | Not Affected | Not Affected | Not Affected | Not Affected | Not Affected | 0 | 0 | 0 | 0 | 21 | Line
Critical Infrastructure | Stormwater Treatment Facilities and Pump Stations | Drainage Assets | C-15 | STFPS_PL_378 |  | Not Affected | Not Affected | Not Affected | Not Affected | Not Affected | Not Affected | Not Affected | Not Affected | Not Affected | Not Affected | Not Affected | Not Affected | Not Affected | Not Affected | Not Affected | Not Affected | Not Affected | Not Affected | Not Affected | Not Affected | Not Affected | 0 | 0 | 0 | 0 | 21 | Line
Critical Infrastructure | Stormwater Treatment Facilities and Pump Stations | Drainage Assets | DAUGHTREY BRANCH3 | STFPS_PL_379 |  | Not Affected | Not Affected | Not Affected | Not Affected | Not Affected | Not Affected | Not Affected | Not Affected | Not Affected | Not Affected | Not Affected | Not Affected | Not Affected | Not Affected | Not Affected | Not Affected | Not Affected | Not Affected | Not Affected | Not Affected | Not Affected | 0 | 0 | 0 | 0 | 21 | Line
Critical Infrastructure | Stormwater Treatment Facilities and Pump Stations | Drainage Assets | BELL WEST | STFPS_PL_380 |  | Not Affected | Not Affected | Not Affected | Not Affected | Not Affected | Not Affected | Not Affected | Not Affected | Not Affected | Not Affected | Not Affected | Not Affected | Not Affected | Not Affected | Not Affected | Not Affected | Not Affected | Not Affected | Not Affected | Not Affected | Not Affected | 0 | 0 | 0 | 0 | 21 | Line
Critical Infrastructure | Stormwater Treatment Facilities and Pump Stations | Drainage Assets | ORANGE RIVER | STFPS_PL_381 |  | Not Affected | Not Affected | Not Affected | Not Affected | Not Affected | Not Affected | Not Affected | Not Affected | Not Affected | Not Affected | Not Affected | Not Affected | Not Affected | Not Affected | Not Affected | Not Affected | Not Affected | Not Affected | Not Affected | Not Affected | Not Affected | 0 | 0 | 0 | 0 | 21 | Line
Critical Infrastructure | Stormwater Treatment Facilities and Pump Stations | Drainage Assets | STA-5/6 INFLOW CANAL 3 | STFPS_PL_382 |  | Not Affected | Not Affected | Not Affected | Not Affected | Not Affected | Not Affected | Not Affected | Not Affected | Not Affected | Not Affected | Not Affected | Not Affected | Not Affected | Not Affected | Not Affected | Not Affected | Not Affected | Not Affected | Not Affected | Not Affected | Not Affected | 0 | 0 | 0 | 0 | 21 | Line
Critical Infrastructure | Stormwater Treatment Facilities and Pump Stations | Drainage Assets | L-68A | STFPS_PL_383 |  | Not Affected | Not Affected | Not Affected | Not Affected | Not Affected | Not Affected | Not Affected | Not Affected | Not Affected | Not Affected | Not Affected | Not Affected | Not Affected | Not Affected | Not Affected | Not Affected | Not Affected | Not Affected | Not Affected | Not Affected | Not Affected | 0 | 0 | 0 | 0 | 21 | Line
Critical Infrastructure | Stormwater Treatment Facilities and Pump Stations | Drainage Assets | C-29A | STFPS_PL_384 |  | Not Affected | Not Affected | Not Affected | Not Affected | Not Affected | Not Affected | Not Affected | Not Affected | Not Affected | Not Affected | Not Affected | Not Affected | Not Affected | Not Affected | Not Affected | Not Affected | Not Affected | Not Affected | Not Affected | Not Affected | Not Affected | 0 | 0 | 0 | 0 | 21 | Line
Critical Infrastructure | Stormwater Treatment Facilities and Pump Stations | Drainage Assets | G-15 | STFPS_PL_385 |  | Not Affected | Not Affected | Not Affected | Not Affected | Not Affected | Not Affected | Not Affected | Not Affected | Not Affected | Not Affected | Not Affected | Not Affected | Not Affected | Not Affected | Not Affected | Not Affected | Not Affected | Not Affected | Not Affected | Not Affected | Not Affected | 0 | 0 | 0 | 0 | 21 | Line
Critical Infrastructure | Stormwater Treatment Facilities and Pump Stations | Drainage Assets | L39TEMP FLOW | STFPS_PL_386 |  | Not Affected | Not Affected | Not Affected | Not Affected | Not Affected | Not Affected | Not Affected | Not Affected | Not Affected | Not Affected | Not Affected | Not Affected | Not Affected | Not Affected | Not Affected | Not Affected | Not Affected | Not Affected | Not Affected | Not Affected | Not Affected | 0 | 0 | 0 | 0 | 21 | Line
Critical Infrastructure | Stormwater Treatment Facilities and Pump Stations | Drainage Assets | C-29B | STFPS_PL_387 |  | Not Affected | Not Affected | Not Affected | Not Affected | Not Affected | Not Affected | Not Affected | Not Affected | Not Affected | Not Affected | Not Affected | Not Affected | Not Affected | Not Affected | Not Affected | Not Affected | Not Affected | Not Affected | Not Affected | Not Affected | Not Affected | 0 | 0 | 0 | 0 | 21 | Line
Critical Infrastructure | Stormwater Treatment Facilities and Pump Stations | Drainage Assets | C-20 | STFPS_PL_388 |  | Not Affected | Not Affected | Not Affected | Not Affected | Not Affected | Not Affected | Not Affected | Not Affected | Not Affected | Not Affected | Not Affected | Not Affected | Not Affected | Not Affected | Not Affected | Not Affected | Not Affected | Not Affected | Not Affected | Not Affected | Not Affected | 0 | 0 | 0 | 0 | 21 | Line
Critical Infrastructure | Stormwater Treatment Facilities and Pump Stations | Drainage Assets | C-357 | STFPS_PL_389 |  | Not Affected | Not Affected | Not Affected | Not Affected | Not Affected | Not Affected | Not Affected | Not Affected | Not Affected | Not Affected | Not Affected | Not Affected | Not Affected | Not Affected | Not Affected | Not Affected | Not Affected | Not Affected | Not Affected | Not Affected | Not Affected | 0 | 0 | 0 | 0 | 21 | Line
Critical Infrastructure | Stormwater Treatment Facilities and Pump Stations | Drainage Assets | C-103N | STFPS_PL_390 |  | Not Affected | Not Affected | Not Affected | Not Affected | Not Affected | Not Affected | Not Affected | Not Affected | Not Affected | Not Affected | Not Affected | Not Affected | Not Affected | Not Affected | Not Affected | Not Affected | Not Affected | Not Affected | Not Affected | Not Affected | Not Affected | 0 | 0 | 0 | 0 | 21 | Line
Critical Infrastructure | Stormwater Treatment Facilities and Pump Stations | Drainage Assets | LOXAHATCHEE RIVER | STFPS_PL_391 |  | Not Affected | Not Affected | Not Affected | Not Affected | Not Affected | Not Affected | Not Affected | Not Affected | Not Affected | Not Affected | Not Affected | Not Affected | Not Affected | Not Affected | Not Affected | Not Affected | Not Affected | Not Affected | Not Affected | Not Affected | Not Affected | 0 | 0 | 0 | 0 | 21 | Line
Critical Infrastructure | Stormwater Treatment Facilities and Pump Stations | Drainage Assets | STA-LR OUTLET CANAL S4 | STFPS_PL_392 |  | Not Affected | Not Affected | Not Affected | Not Affected | Not Affected | Not Affected | Not Affected | Not Affected | Not Affected | Not Affected | Not Affected | Not Affected | Not Affected | Not Affected | Not Affected | Not Affected | Not Affected | Not Affected | Not Affected | Not Affected | Not Affected | 0 | 0 | 0 | 0 | 21 | Line
Critical Infrastructure | Stormwater Treatment Facilities and Pump Stations | Drainage Assets | M-1 | STFPS_PL_393 |  | Not Affected | Not Affected | Not Affected | Not Affected | Not Affected | Not Affected | Not Affected | Not Affected | Not Affected | Not Affected | Not Affected | Not Affected | Not Affected | Not Affected | Not Affected | Not Affected | Not Affected | Not Affected | Not Affected | Not Affected | Not Affected | 0 | 0 | 0 | 0 | 21 | Line
Critical Infrastructure | Stormwater Treatment Facilities and Pump Stations | Drainage Assets | DUCK SLOUGH | STFPS_PL_394 |  | Not Affected | Not Affected | Not Affected | Not Affected | Not Affected | Not Affected | Not Affected | Not Affected | Not Affected | Not Affected | Not Affected | Not Affected | Not Affected | Not Affected | Not Affected | Not Affected | Not Affected | Not Affected | Not Affected | Not Affected | Not Affected | 0 | 0 | 0 | 0 | 21 | Line
Critical Infrastructure | Stormwater Treatment Facilities and Pump Stations | Drainage Assets | M-2 | STFPS_PL_395 |  | Not Affected | Not Affected | Not Affected | Not Affected | Not Affected | Not Affected | Not Affected | Not Affected | Not Affected | Not Affected | Not Affected | Not Affected | Not Affected | Not Affected | Not Affected | Not Affected | Not Affected | Not Affected | Not Affected | Not Affected | Not Affected | 0 | 0 | 0 | 0 | 21 | Line
Critical Infrastructure | Stormwater Treatment Facilities and Pump Stations | Drainage Assets | DANIA TOWN CANAL | STFPS_PL_396 |  | Not Affected | Not Affected | Not Affected | Not Affected | Not Affected | Not Affected | Not Affected | Not Affected | Not Affected | Not Affected | Not Affected | Not Affected | Not Affected | Not Affected | Not Affected | Not Affected | Not Affected | Not Affected | Not Affected | Not Affected | Not Affected | 0 | 0 | 0 | 0 | 21 | Line
Critical Infrastructure | Stormwater Treatment Facilities and Pump Stations | Drainage Assets | FPDA FLOW WAY | STFPS_PL_397 |  | Not Affected | Not Affected | Not Affected | Not Affected | Not Affected | Not Affected | Not Affected | Not Affected | Not Affected | Not Affected | Not Affected | Not Affected | Not Affected | Not Affected | Not Affected | Not Affected | Not Affected | Not Affected | Not Affected | Not Affected | Not Affected | 0 | 0 | 0 | 0 | 21 | Line
Critical Infrastructure | Stormwater Treatment Facilities and Pump Stations | Drainage Assets | PENZANCE CANAL | STFPS_PL_398 |  | Not Affected | Not Affected | Not Affected | Not Affected | Not Affected | Not Affected | Not Affected | Not Affected | Not Affected | Not Affected | Not Affected | Not Affected | Not Affected | Not Affected | Not Affected | Not Affected | Not Affected | Not Affected | Not Affected | Not Affected | Not Affected | 0 | 0 | 0 | 0 | 21 | Line
Critical Infrastructure | Stormwater Treatment Facilities and Pump Stations | Drainage Assets | C-100B | STFPS_PL_399 |  | Not Affected | Not Affected | Not Affected | Not Affected | Not Affected | Not Affected | Not Affected | Not Affected | Not Affected | Not Affected | Not Affected | Not Affected | Not Affected | Not Affected | Not Affected | Not Affected | Not Affected | Not Affected | Not Affected | Not Affected | Not Affected | 0 | 0 | 0 | 0 | 21 | Line
Critical Infrastructure | Stormwater Treatment Facilities and Pump Stations | Drainage Assets | NORTHWEST FORK OF LOXAHATCHEE | STFPS_PL_400 |  | Not Affected | Not Affected | Not Affected | Not Affected | Not Affected | Not Affected | Not Affected | Not Affected | Not Affected | Not Affected | Not Affected | Not Affected | Not Affected | Not Affected | Not Affected | Not Affected | Not Affected | Not Affected | Not Affected | Not Affected | Not Affected | 0 | 0 | 0 | 0 | 21 | Line
Critical Infrastructure | Stormwater Treatment Facilities and Pump Stations | Drainage Assets | WC L-CANAL | STFPS_PL_401 |  | Not Affected | Not Affected | Not Affected | Not Affected | Not Affected | Not Affected | Not Affected | Not Affected | Not Affected | Not Affected | Not Affected | Not Affected | Not Affected | Not Affected | Not Affected | Not Affected | Not Affected | Not Affected | Not Affected | Not Affected | Not Affected | 0 | 0 | 0 | 0 | 21 | Line
Critical Infrastructure | Stormwater Treatment Facilities and Pump Stations | Drainage Assets | EIGHTMILE SLOUGH | STFPS_PL_402 |  | Not Affected | Not Affected | Not Affected | Not Affected | Not Affected | Not Affected | Not Affected | Not Affected | Not Affected | Not Affected | Not Affected | Not Affected | Not Affected | Not Affected | Not Affected | Not Affected | Not Affected | Not Affected | Not Affected | Not Affected | Not Affected | 0 | 0 | 0 | 0 | 21 | Line
Critical Infrastructure | Stormwater Treatment Facilities and Pump Stations | Drainage Assets | S-65D LOCK FLOW | STFPS_PL_403 |  | Not Affected | Not Affected | Not Affected | Not Affected | Not Affected | Not Affected | Not Affected | Not Affected | Not Affected | Not Affected | Not Affected | Not Affected | Not Affected | Not Affected | Not Affected | Not Affected | Not Affected | Not Affected | Not Affected | Not Affected | Not Affected | 0 | 0 | 0 | 0 | 21 | Line
Critical Infrastructure | Stormwater Treatment Facilities and Pump Stations | Drainage Assets | L-29 NORTH | STFPS_PL_404 |  | Not Affected | Not Affected | Not Affected | Not Affected | Not Affected | Not Affected | Not Affected | Not Affected | Not Affected | Not Affected | Not Affected | Not Affected | Not Affected | Not Affected | Not Affected | Not Affected | Not Affected | Not Affected | Not Affected | Not Affected | Not Affected | 0 | 0 | 0 | 0 | 21 | Line
Critical Infrastructure | Stormwater Treatment Facilities and Pump Stations | Drainage Assets | IMPERIAL RIVER | STFPS_PL_405 |  | Not Affected | Not Affected | Not Affected | Not Affected | Not Affected | Not Affected | Not Affected | Not Affected | Not Affected | Not Affected | Not Affected | Not Affected | Not Affected | Not Affected | Not Affected | Not Affected | Not Affected | Not Affected | Not Affected | Not Affected | Not Affected | 0 | 0 | 0 | 0 | 21 | Line
Critical Infrastructure | Stormwater Treatment Facilities and Pump Stations | Drainage Assets | CANAL 2 | STFPS_PL_406 |  | Not Affected | Not Affected | Not Affected | Not Affected | Not Affected | Not Affected | Not Affected | Not Affected | Not Affected | Not Affected | Not Affected | Not Affected | Not Affected | Not Affected | Not Affected | Not Affected | Not Affected | Not Affected | Not Affected | Not Affected | Not Affected | 0 | 0 | 0 | 0 | 21 | Line
Critical Infrastructure | Stormwater Treatment Facilities and Pump Stations | Drainage Assets | PERIMETER CANAL | STFPS_PL_407 |  | Not Affected | Not Affected | Not Affected | Not Affected | Not Affected | Not Affected | Not Affected | Not Affected | Not Affected | Not Affected | Not Affected | Not Affected | Not Affected | Not Affected | Not Affected | Not Affected | Not Affected | Not Affected | Not Affected | Not Affected | Not Affected | 0 | 0 | 0 | 0 | 21 | Line
Critical Infrastructure | Stormwater Treatment Facilities and Pump Stations | Drainage Assets | A1 FEB FLOWLINE | STFPS_PL_408 |  | Not Affected | Not Affected | Not Affected | Not Affected | Not Affected | Not Affected | Not Affected | Not Affected | Not Affected | Not Affected | Not Affected | Not Affected | Not Affected | Not Affected | Not Affected | Not Affected | Not Affected | Not Affected | Not Affected | Not Affected | Not Affected | 0 | 0 | 0 | 0 | 21 | Line
Critical Infrastructure | Stormwater Treatment Facilities and Pump Stations | Drainage Assets | STA-2 INFLOW CANAL 1 | STFPS_PL_410 |  | Not Affected | Not Affected | Not Affected | Not Affected | Not Affected | Not Affected | Not Affected | Not Affected | Not Affected | Not Affected | Not Affected | Not Affected | Not Affected | Not Affected | Not Affected | Not Affected | Not Affected | Not Affected | Not Affected | Not Affected | Not Affected | 0 | 0 | 0 | 0 | 21 | Line
Critical Infrastructure | Stormwater Treatment Facilities and Pump Stations | Drainage Assets | FICHTER BRANCH | STFPS_PL_411 |  | Not Affected | Not Affected | Not Affected | Not Affected | Not Affected | Not Affected | Not Affected | Not Affected | Not Affected | Not Affected | Not Affected | Not Affected | Not Affected | Not Affected | Not Affected | Not Affected | Not Affected | Not Affected | Not Affected | Not Affected | Not Affected | 0 | 0 | 0 | 0 | 21 | Line
Critical Infrastructure | Stormwater Treatment Facilities and Pump Stations | Drainage Assets | C-43 | STFPS_PL_412 |  | Not Affected | Not Affected | Not Affected | Not Affected | Not Affected | Not Affected | Not Affected | Not Affected | Not Affected | Not Affected | Not Affected | Not Affected | Not Affected | Not Affected | Not Affected | Not Affected | Not Affected | Not Affected | Not Affected | Not Affected | Not Affected | 0 | 0 | 0 | 0 | 21 | Line
Critical Infrastructure | Stormwater Treatment Facilities and Pump Stations | Drainage Assets | C-32F | STFPS_PL_413 |  | Not Affected | Not Affected | Not Affected | Not Affected | Not Affected | Not Affected | Not Affected | Not Affected | Not Affected | Not Affected | Not Affected | Not Affected | Not Affected | Not Affected | Not Affected | Not Affected | Not Affected | Not Affected | Not Affected | Not Affected | Not Affected | 0 | 0 | 0 | 0 | 21 | Line
Critical Infrastructure | Stormwater Treatment Facilities and Pump Stations | Drainage Assets | NUBBIN SLOUGH OUTFLOW | STFPS_PL_414 |  | Not Affected | Not Affected | Not Affected | Not Affected | Not Affected | Not Affected | Not Affected | Not Affected | Not Affected | Not Affected | Not Affected | Not Affected | Not Affected | Not Affected | Not Affected | Not Affected | Not Affected | Not Affected | Not Affected | Not Affected | Not Affected | 0 | 0 | 0 | 0 | 21 | Line
Critical Infrastructure | Stormwater Treatment Facilities and Pump Stations | Drainage Assets | CORK2 | STFPS_PL_415 |  | Not Affected | Not Affected | Not Affected | Not Affected | Not Affected | Not Affected | Not Affected | Not Affected | Not Affected | Not Affected | Not Affected | Not Affected | Not Affected | Not Affected | Not Affected | Not Affected | Not Affected | Not Affected | Not Affected | Not Affected | Not Affected | 0 | 0 | 0 | 0 | 21 | Line
Critical Infrastructure | Stormwater Treatment Facilities and Pump Stations | Drainage Assets | STA-LR CELL 7 | STFPS_PL_416 |  | Not Affected | Not Affected | Not Affected | Not Affected | Not Affected | Not Affected | Not Affected | Not Affected | Not Affected | Not Affected | Not Affected | Not Affected | Not Affected | Not Affected | Not Affected | Not Affected | Not Affected | Not Affected | Not Affected | Not Affected | Not Affected | 0 | 0 | 0 | 0 | 21 | Line
Critical Infrastructure | Stormwater Treatment Facilities and Pump Stations | Drainage Assets | DUSENBURY CREEK | STFPS_PL_417 |  | Not Affected | Not Affected | Not Affected | Not Affected | Not Affected | Not Affected | Not Affected | Not Affected | Not Affected | Not Affected | Not Affected | Not Affected | Not Affected | Not Affected | Not Affected | Not Affected | Not Affected | Not Affected | Not Affected | Not Affected | Not Affected | 0 | 0 | 0 | 0 | 21 | Line
Critical Infrastructure | Stormwater Treatment Facilities and Pump Stations | Drainage Assets | STA-3/4 INFLOW CANAL 2 | STFPS_PL_418 |  | Not Affected | Not Affected | Not Affected | Not Affected | Not Affected | Not Affected | Not Affected | Not Affected | Not Affected | Not Affected | Not Affected | Not Affected | Not Affected | Not Affected | Not Affected | Not Affected | Not Affected | Not Affected | Not Affected | Not Affected | Not Affected | 0 | 0 | 0 | 0 | 21 | Line
Critical Infrastructure | Stormwater Treatment Facilities and Pump Stations | Drainage Assets | C-24 | STFPS_PL_420 |  | Not Affected | Not Affected | Not Affected | Not Affected | Not Affected | Not Affected | Not Affected | Not Affected | Not Affected | Not Affected | Not Affected | Not Affected | Not Affected | Not Affected | Not Affected | Not Affected | Not Affected | Not Affected | Not Affected | Not Affected | Not Affected | 0 | 0 | 0 | 0 | 21 | Line
Critical Infrastructure | Stormwater Treatment Facilities and Pump Stations | Drainage Assets | WCA 2B | STFPS_PL_421 |  | Not Affected | Not Affected | Not Affected | Not Affected | Not Affected | Not Affected | Not Affected | Not Affected | Not Affected | Not Affected | Not Affected | Not Affected | Not Affected | Not Affected | Not Affected | Not Affected | Not Affected | Not Affected | Not Affected | Not Affected | Not Affected | 0 | 0 | 0 | 0 | 21 | Line
Critical Infrastructure | Stormwater Treatment Facilities and Pump Stations | Drainage Assets | PARKER HAMMOCK CREEK | STFPS_PL_422 |  | Not Affected | Not Affected | Not Affected | Not Affected | Not Affected | Not Affected | Not Affected | Not Affected | Not Affected | Not Affected | Not Affected | Not Affected | Not Affected | Not Affected | Not Affected | Not Affected | Not Affected | Not Affected | Not Affected | Not Affected | Not Affected | 0 | 0 | 0 | 0 | 21 | Line
Critical Infrastructure | Stormwater Treatment Facilities and Pump Stations | Drainage Assets | BARNES CREEK | STFPS_PL_423 |  | Not Affected | Not Affected | Not Affected | Not Affected | Not Affected | Not Affected | Not Affected | Not Affected | Not Affected | Not Affected | Not Affected | Not Affected | Not Affected | Not Affected | Not Affected | Not Affected | Not Affected | Not Affected | Not Affected | Not Affected | Not Affected | 0 | 0 | 0 | 0 | 21 | Line
Critical Infrastructure | Stormwater Treatment Facilities and Pump Stations | Drainage Assets | SPRING CREEK SS | STFPS_PL_424 |  | Not Affected | Not Affected | Not Affected | Not Affected | Not Affected | Not Affected | Not Affected | Not Affected | Not Affected | Not Affected | Not Affected | Not Affected | Not Affected | Not Affected | Not Affected | Not Affected | Not Affected | Not Affected | Not Affected | Not Affected | Not Affected | 0 | 0 | 0 | 0 | 21 | Line
Critical Infrastructure | Stormwater Treatment Facilities and Pump Stations | Drainage Assets | BAYSHORE CREEK | STFPS_PL_425 |  | Not Affected | Not Affected | Not Affected | Not Affected | Not Affected | Not Affected | Not Affected | Not Affected | Not Affected | Not Affected | Not Affected | Not Affected | Not Affected | Not Affected | Not Affected | Not Affected | Not Affected | Not Affected | Not Affected | Not Affected | Not Affected | 0 | 0 | 0 | 0 | 21 | Line
Critical Infrastructure | Stormwater Treatment Facilities and Pump Stations | Drainage Assets | C-1N | STFPS_PL_426 |  | Not Affected | Not Affected | Not Affected | Not Affected | Not Affected | Not Affected | Not Affected | Not Affected | Not Affected | Not Affected | Not Affected | Not Affected | Not Affected | Not Affected | Not Affected | Not Affected | Not Affected | Not Affected | Not Affected | Not Affected | Not Affected | 0 | 0 | 0 | 0 | 21 | Line
Critical Infrastructure | Stormwater Treatment Facilities and Pump Stations | Drainage Assets | L-48 | STFPS_PL_427 |  | Not Affected | Not Affected | Not Affected | Not Affected | Not Affected | Not Affected | Not Affected | Not Affected | Not Affected | Not Affected | Not Affected | Not Affected | Not Affected | Not Affected | Not Affected | Not Affected | Not Affected | Not Affected | Not Affected | Not Affected | Not Affected | 0 | 0 | 0 | 0 | 21 | Line
Critical Infrastructure | Stormwater Treatment Facilities and Pump Stations | Drainage Assets | SW 97 AVE CANAL | STFPS_PL_428 |  | Not Affected | Not Affected | Not Affected | Not Affected | Not Affected | Not Affected | Not Affected | Not Affected | Not Affected | Not Affected | Not Affected | Not Affected | Not Affected | Not Affected | Not Affected | Not Affected | Not Affected | Not Affected | Not Affected | Not Affected | Not Affected | 0 | 0 | 0 | 0 | 21 | Line
Critical Infrastructure | Stormwater Treatment Facilities and Pump Stations | Drainage Assets | S236 INFLOW | STFPS_PL_429 |  | Not Affected | Not Affected | Not Affected | Not Affected | Not Affected | Not Affected | Not Affected | Not Affected | Not Affected | Not Affected | Not Affected | Not Affected | Not Affected | Not Affected | Not Affected | Not Affected | Not Affected | Not Affected | Not Affected | Not Affected | Not Affected | 0 | 0 | 0 | 0 | 21 | Line
Critical Infrastructure | Stormwater Treatment Facilities and Pump Stations | Drainage Assets | ARIES | STFPS_PL_430 |  | Not Affected | Not Affected | Not Affected | Not Affected | Not Affected | Not Affected | Not Affected | Not Affected | Not Affected | Not Affected | Not Affected | Not Affected | Not Affected | Not Affected | Not Affected | Not Affected | Not Affected | Not Affected | Not Affected | Not Affected | Not Affected | 0 | 0 | 0 | 0 | 21 | Line
Critical Infrastructure | Stormwater Treatment Facilities and Pump Stations | Drainage Assets | AEROJET CANAL | STFPS_PL_431 |  | Not Affected | Not Affected | Not Affected | Not Affected | Not Affected | Not Affected | Not Affected | Not Affected | Not Affected | Not Affected | Not Affected | Not Affected | Not Affected | Not Affected | Not Affected | Not Affected | Not Affected | Not Affected | Not Affected | Not Affected | Not Affected | 0 | 0 | 0 | 0 | 21 | Line
Critical Infrastructure | Stormwater Treatment Facilities and Pump Stations | Drainage Assets | STA-2 INFLOW CANAL 1 | STFPS_PL_432 |  | Not Affected | Not Affected | Not Affected | Not Affected | Not Affected | Not Affected | Not Affected | Not Affected | Not Affected | Not Affected | Not Affected | Not Affected | Not Affected | Not Affected | Not Affected | Not Affected | Not Affected | Not Affected | Not Affected | Not Affected | Not Affected | 0 | 0 | 0 | 0 | 21 | Line
Critical Infrastructure | Stormwater Treatment Facilities and Pump Stations | Drainage Assets | INTRACOASTAL WATERWAY | STFPS_PL_433 |  | Not Affected | Not Affected | Not Affected | Not Affected | Not Affected | Not Affected | Not Affected | Not Affected | Not Affected | Not Affected | Not Affected | Not Affected | Not Affected | Not Affected | Not Affected | Not Affected | Not Affected | Not Affected | Not Affected | Not Affected | Not Affected | 0 | 0 | 0 | 0 | 21 | Line
Critical Infrastructure | Stormwater Treatment Facilities and Pump Stations | Drainage Assets | STA-C44 DISTRIBUTION CANAL | STFPS_PL_434 |  | Not Affected | Not Affected | Not Affected | Not Affected | Not Affected | Not Affected | Not Affected | Not Affected | Not Affected | Not Affected | Not Affected | Not Affected | Not Affected | Not Affected | Not Affected | Not Affected | Not Affected | Not Affected | Not Affected | Not Affected | Not Affected | 0 | 0 | 0 | 0 | 21 | Line
Critical Infrastructure | Stormwater Treatment Facilities and Pump Stations | Drainage Assets | HONOLULU | STFPS_PL_435 |  | Not Affected | Not Affected | Not Affected | Not Affected | Not Affected | Not Affected | Not Affected | Not Affected | Not Affected | Not Affected | Not Affected | Not Affected | Not Affected | Not Affected | Not Affected | Not Affected | Not Affected | Not Affected | Not Affected | Not Affected | Not Affected | 0 | 0 | 0 | 0 | 21 | Line
Critical Infrastructure | Stormwater Treatment Facilities and Pump Stations | Drainage Assets | C-41 | STFPS_PL_436 |  | Not Affected | Not Affected | Not Affected | Not Affected | Not Affected | Not Affected | Not Affected | Not Affected | Not Affected | Not Affected | Not Affected | Not Affected | Not Affected | Not Affected | Not Affected | Not Affected | Not Affected | Not Affected | Not Affected | Not Affected | Not Affected | 0 | 0 | 0 | 0 | 21 | Line
Critical Infrastructure | Stormwater Treatment Facilities and Pump Stations | Drainage Assets | L-31N | STFPS_PL_437 |  | Not Affected | Not Affected | Not Affected | Not Affected | Not Affected | Not Affected | Not Affected | Not Affected | Not Affected | Not Affected | Not Affected | Not Affected | Not Affected | Not Affected | Not Affected | Not Affected | Not Affected | Not Affected | Not Affected | Not Affected | Not Affected | 0 | 0 | 0 | 0 | 21 | Line
Critical Infrastructure | Stormwater Treatment Facilities and Pump Stations | Drainage Assets | S&M CANAL | STFPS_PL_438 |  | Not Affected | Not Affected | Not Affected | Not Affected | Not Affected | Not Affected | Not Affected | Not Affected | Not Affected | Not Affected | Not Affected | Not Affected | Not Affected | Not Affected | Not Affected | Not Affected | Not Affected | Not Affected | Not Affected | Not Affected | Not Affected | 0 | 0 | 0 | 0 | 21 | Line
Critical Infrastructure | Stormwater Treatment Facilities and Pump Stations | Drainage Assets | STA-LR OUTLET CANAL N | STFPS_PL_439 |  | Not Affected | Not Affected | Not Affected | Not Affected | Not Affected | Not Affected | Not Affected | Not Affected | Not Affected | Not Affected | Not Affected | Not Affected | Not Affected | Not Affected | Not Affected | Not Affected | Not Affected | Not Affected | Not Affected | Not Affected | Not Affected | 0 | 0 | 0 | 0 | 21 | Line
Critical Infrastructure | Stormwater Treatment Facilities and Pump Stations | Drainage Assets | STA-LR OUTLET CANAL S1 | STFPS_PL_440 |  | Not Affected | Not Affected | Not Affected | Not Affected | Not Affected | Not Affected | Not Affected | Not Affected | Not Affected | Not Affected | Not Affected | Not Affected | Not Affected | Not Affected | Not Affected | Not Affected | Not Affected | Not Affected | Not Affected | Not Affected | Not Affected | 0 | 0 | 0 | 0 | 21 | Line
Critical Infrastructure | Stormwater Treatment Facilities and Pump Stations | Drainage Assets | STA-2 INFLOW | STFPS_PL_442 |  | Not Affected | Not Affected | Not Affected | Not Affected | Not Affected | Not Affected | Not Affected | Not Affected | Not Affected | Not Affected | Not Affected | Not Affected | Not Affected | Not Affected | Not Affected | Not Affected | Not Affected | Not Affected | Not Affected | Not Affected | Not Affected | 0 | 0 | 0 | 0 | 21 | Line
Critical Infrastructure | Stormwater Treatment Facilities and Pump Stations | Drainage Assets | L-47 | STFPS_PL_443 |  | Not Affected | Not Affected | Not Affected | Not Affected | Not Affected | Not Affected | Not Affected | Not Affected | Not Affected | Not Affected | Not Affected | Not Affected | Not Affected | Not Affected | Not Affected | Not Affected | Not Affected | Not Affected | Not Affected | Not Affected | Not Affected | 0 | 0 | 0 | 0 | 21 | Line
Critical Infrastructure | Stormwater Treatment Facilities and Pump Stations | Drainage Assets | LETTUCE CREEK | STFPS_PL_444 |  | Not Affected | Not Affected | Not Affected | Not Affected | Not Affected | Not Affected | Not Affected | Not Affected | Not Affected | Not Affected | Not Affected | Not Affected | Not Affected | Not Affected | Not Affected | Not Affected | Not Affected | Not Affected | Not Affected | Not Affected | Not Affected | 0 | 0 | 0 | 0 | 21 | Line
Critical Infrastructure | Stormwater Treatment Facilities and Pump Stations | Drainage Assets | C-18W | STFPS_PL_445 |  | Not Affected | Not Affected | Not Affected | Not Affected | Not Affected | Not Affected | Not Affected | Not Affected | Not Affected | Not Affected | Not Affected | Not Affected | Not Affected | Not Affected | Not Affected | Not Affected | Not Affected | Not Affected | Not Affected | Not Affected | Not Affected | 0 | 0 | 0 | 0 | 21 | Line
Critical Infrastructure | Stormwater Treatment Facilities and Pump Stations | Drainage Assets | BARRON BOUNDARY CANAL2 | STFPS_PL_446 |  | Not Affected | Not Affected | Not Affected | Not Affected | Not Affected | Not Affected | Not Affected | Not Affected | Not Affected | Not Affected | Not Affected | Not Affected | Not Affected | Not Affected | Not Affected | Not Affected | Not Affected | Not Affected | Not Affected | Not Affected | Not Affected | 0 | 0 | 0 | 0 | 21 | Line
Critical Infrastructure | Stormwater Treatment Facilities and Pump Stations | Drainage Assets | A1 FEB SIPHON | STFPS_PL_447 |  | Not Affected | Not Affected | Not Affected | Not Affected | Not Affected | Not Affected | Not Affected | Not Affected | Not Affected | Not Affected | Not Affected | Not Affected | Not Affected | Not Affected | Not Affected | Not Affected | Not Affected | Not Affected | Not Affected | Not Affected | Not Affected | 0 | 0 | 0 | 0 | 21 | Line
Critical Infrastructure | Stormwater Treatment Facilities and Pump Stations | Drainage Assets | L-3 | STFPS_PL_448 |  | Not Affected | Not Affected | Not Affected | Not Affected | Not Affected | Not Affected | Not Affected | Not Affected | Not Affected | Not Affected | Not Affected | Not Affected | Not Affected | Not Affected | Not Affected | Not Affected | Not Affected | Not Affected | Not Affected | Not Affected | Not Affected | 0 | 0 | 0 | 0 | 21 | Line
Critical Infrastructure | Stormwater Treatment Facilities and Pump Stations | Drainage Assets | NORTH FORK NEW RIVER | STFPS_PL_451 |  | Not Affected | Not Affected | Not Affected | Not Affected | Not Affected | Not Affected | Not Affected | Not Affected | Not Affected | Not Affected | Not Affected | Not Affected | Not Affected | Not Affected | Not Affected | Not Affected | Not Affected | Not Affected | Not Affected | Not Affected | Not Affected | 0 | 0 | 0 | 0 | 21 | Line
Critical Infrastructure | Stormwater Treatment Facilities and Pump Stations | Drainage Assets | C-32B | STFPS_PL_452 |  | Not Affected | Not Affected | Not Affected | Not Affected | Not Affected | Not Affected | Not Affected | Not Affected | Not Affected | Not Affected | Not Affected | Not Affected | Not Affected | Not Affected | Not Affected | Not Affected | Not Affected | Not Affected | Not Affected | Not Affected | Not Affected | 0 | 0 | 0 | 0 | 21 | Line
Critical Infrastructure | Stormwater Treatment Facilities and Pump Stations | Drainage Assets | POWELL CREEK | STFPS_PL_453 |  | Not Affected | Not Affected | Not Affected | Not Affected | Not Affected | Not Affected | Not Affected | Not Affected | Not Affected | Not Affected | Not Affected | Not Affected | Not Affected | Not Affected | Not Affected | Not Affected | Not Affected | Not Affected | Not Affected | Not Affected | Not Affected | 0 | 0 | 0 | 0 | 21 | Line
Critical Infrastructure | Stormwater Treatment Facilities and Pump Stations | Drainage Assets | C-32G | STFPS_PL_454 |  | Not Affected | Not Affected | Not Affected | Not Affected | Not Affected | Not Affected | Not Affected | Not Affected | Not Affected | Not Affected | Not Affected | Not Affected | Not Affected | Not Affected | Not Affected | Not Affected | Not Affected | Not Affected | Not Affected | Not Affected | Not Affected | 0 | 0 | 0 | 0 | 21 | Line
Critical Infrastructure | Stormwater Treatment Facilities and Pump Stations | Drainage Assets | SPRING CREEK S UP | STFPS_PL_455 |  | Not Affected | Not Affected | Not Affected | Not Affected | Not Affected | Not Affected | Not Affected | Not Affected | Not Affected | Not Affected | Not Affected | Not Affected | Not Affected | Not Affected | Not Affected | Not Affected | Not Affected | Not Affected | Not Affected | Not Affected | Not Affected | 0 | 0 | 0 | 0 | 21 | Line
Critical Infrastructure | Stormwater Treatment Facilities and Pump Stations | Drainage Assets | STA-2 DISCHARGE CANAL 2 | STFPS_PL_456 |  | Not Affected | Not Affected | Not Affected | Not Affected | Not Affected | Not Affected | Not Affected | Not Affected | Not Affected | Not Affected | Not Affected | Not Affected | Not Affected | Not Affected | Not Affected | Not Affected | Not Affected | Not Affected | Not Affected | Not Affected | Not Affected | 0 | 0 | 0 | 0 | 21 | Line
Critical Infrastructure | Stormwater Treatment Facilities and Pump Stations | Drainage Assets | JACKSON CANAL WEIR FLOW | STFPS_PL_457 |  | Not Affected | Not Affected | Not Affected | Not Affected | Not Affected | Not Affected | Not Affected | Not Affected | Not Affected | Not Affected | Not Affected | Not Affected | Not Affected | Not Affected | Not Affected | Not Affected | Not Affected | Not Affected | Not Affected | Not Affected | Not Affected | 0 | 0 | 0 | 0 | 21 | Line
Critical Infrastructure | Stormwater Treatment Facilities and Pump Stations | Drainage Assets | C-6 | STFPS_PL_458 |  | Not Affected | Not Affected | Not Affected | Not Affected | Not Affected | Not Affected | Not Affected | Not Affected | Not Affected | Not Affected | Not Affected | Not Affected | Not Affected | Not Affected | Not Affected | Not Affected | Not Affected | Not Affected | Not Affected | Not Affected | Not Affected | 0 | 0 | 0 | 0 | 21 | Line
Critical Infrastructure | Stormwater Treatment Facilities and Pump Stations | Drainage Assets | RANCH COLONY CANAL | STFPS_PL_459 |  | Not Affected | Not Affected | Not Affected | Not Affected | Not Affected | Not Affected | Not Affected | Not Affected | Not Affected | Not Affected | Not Affected | Not Affected | Not Affected | Not Affected | Not Affected | Not Affected | Not Affected | Not Affected | Not Affected | Not Affected | Not Affected | 0 | 0 | 0 | 0 | 21 | Line
Critical Infrastructure | Stormwater Treatment Facilities and Pump Stations | Drainage Assets | G-3W | STFPS_PL_460 |  | Not Affected | Not Affected | Not Affected | Not Affected | Not Affected | Not Affected | Not Affected | Not Affected | Not Affected | Not Affected | Not Affected | Not Affected | Not Affected | Not Affected | Not Affected | Not Affected | Not Affected | Not Affected | Not Affected | Not Affected | Not Affected | 0 | 0 | 0 | 0 | 21 | Line
Critical Infrastructure | Stormwater Treatment Facilities and Pump Stations | Drainage Assets | PELICAN ISLAND CANAL | STFPS_PL_461 |  | Not Affected | Not Affected | Not Affected | Not Affected | Not Affected | Not Affected | Not Affected | Not Affected | Not Affected | Not Affected | Not Affected | Not Affected | Not Affected | Not Affected | Not Affected | Not Affected | Not Affected | Not Affected | Not Affected | Not Affected | Not Affected | 0 | 0 | 0 | 0 | 21 | Line
Critical Infrastructure | Stormwater Treatment Facilities and Pump Stations | Drainage Assets | MUD CREEK CANAL | STFPS_PL_462 |  | Not Affected | Not Affected | Not Affected | Not Affected | Not Affected | Not Affected | Not Affected | Not Affected | Not Affected | Not Affected | Not Affected | Not Affected | Not Affected | Not Affected | Not Affected | Not Affected | Not Affected | Not Affected | Not Affected | Not Affected | Not Affected | 0 | 0 | 0 | 0 | 21 | Line
Critical Infrastructure | Stormwater Treatment Facilities and Pump Stations | Drainage Assets | CITRUS CENTER CANAL | STFPS_PL_463 |  | Not Affected | Not Affected | Not Affected | Not Affected | Not Affected | Not Affected | Not Affected | Not Affected | Not Affected | Not Affected | Not Affected | Not Affected | Not Affected | Not Affected | Not Affected | Not Affected | Not Affected | Not Affected | Not Affected | Not Affected | Not Affected | 0 | 0 | 0 | 0 | 21 | Line
Critical Infrastructure | Stormwater Treatment Facilities and Pump Stations | Drainage Assets | STA-2 RESERVE CANAL | STFPS_PL_464 |  | Not Affected | Not Affected | Not Affected | Not Affected | Not Affected | Not Affected | Not Affected | Not Affected | Not Affected | Not Affected | Not Affected | Not Affected | Not Affected | Not Affected | Not Affected | Not Affected | Not Affected | Not Affected | Not Affected | Not Affected | Not Affected | 0 | 0 | 0 | 0 | 21 | Line
Critical Infrastructure | Stormwater Treatment Facilities and Pump Stations | Drainage Assets | CRANE CREEK | STFPS_PL_465 |  | Not Affected | Not Affected | Not Affected | Not Affected | Not Affected | Not Affected | Not Affected | Not Affected | Not Affected | Not Affected | Not Affected | Not Affected | Not Affected | Not Affected | Not Affected | Not Affected | Not Affected | Not Affected | Not Affected | Not Affected | Not Affected | 0 | 0 | 0 | 0 | 21 | Line
Critical Infrastructure | Stormwater Treatment Facilities and Pump Stations | Drainage Assets | G-357 INFLOW | STFPS_PL_466 |  | Not Affected | Not Affected | Not Affected | Not Affected | Not Affected | Not Affected | Not Affected | Not Affected | Not Affected | Not Affected | Not Affected | Not Affected | Not Affected | Not Affected | Not Affected | Not Affected | Not Affected | Not Affected | Not Affected | Not Affected | Not Affected | 0 | 0 | 0 | 0 | 21 | Line
Critical Infrastructure | Stormwater Treatment Facilities and Pump Stations | Drainage Assets | MANATEE CREEK | STFPS_PL_467 |  | Not Affected | Not Affected | Not Affected | Not Affected | Not Affected | Not Affected | Not Affected | Not Affected | Not Affected | Not Affected | Not Affected | Not Affected | Not Affected | Not Affected | Not Affected | Not Affected | Not Affected | Not Affected | Not Affected | Not Affected | Not Affected | 0 | 0 | 0 | 0 | 21 | Line
Critical Infrastructure | Stormwater Treatment Facilities and Pump Stations | Drainage Assets | L-31N | STFPS_PL_468 |  | Not Affected | Not Affected | Not Affected | Not Affected | Not Affected | Not Affected | Not Affected | Not Affected | Not Affected | Not Affected | Not Affected | Not Affected | Not Affected | Not Affected | Not Affected | Not Affected | Not Affected | Not Affected | Not Affected | Not Affected | Not Affected | 0 | 0 | 0 | 0 | 21 | Line
Critical Infrastructure | Stormwater Treatment Facilities and Pump Stations | Drainage Assets | STA-1E DISCHARGE CANAL | STFPS_PL_469 |  | Not Affected | Not Affected | Not Affected | Not Affected | Not Affected | Not Affected | Not Affected | Not Affected | Not Affected | Not Affected | Not Affected | Not Affected | Not Affected | Not Affected | Not Affected | Not Affected | Not Affected | Not Affected | Not Affected | Not Affected | Not Affected | 0 | 0 | 0 | 0 | 21 | Line
Critical Infrastructure | Stormwater Treatment Facilities and Pump Stations | Drainage Assets | PLATT BRANCH | STFPS_PL_470 |  | Not Affected | Not Affected | Not Affected | Not Affected | Not Affected | Not Affected | Not Affected | Not Affected | Not Affected | Not Affected | Not Affected | Not Affected | Not Affected | Not Affected | Not Affected | Not Affected | Not Affected | Not Affected | Not Affected | Not Affected | Not Affected | 0 | 0 | 0 | 0 | 21 | Line
Critical Infrastructure | Stormwater Treatment Facilities and Pump Stations | Drainage Assets | FT. DENAUD BRANCH | STFPS_PL_472 |  | Not Affected | Not Affected | Not Affected | Not Affected | Not Affected | Not Affected | Not Affected | Not Affected | Not Affected | Not Affected | Not Affected | Not Affected | Not Affected | Not Affected | Not Affected | Not Affected | Not Affected | Not Affected | Not Affected | Not Affected | Not Affected | 0 | 0 | 0 | 0 | 21 | Line
Critical Infrastructure | Stormwater Treatment Facilities and Pump Stations | Drainage Assets | DANFORTH CREEK | STFPS_PL_473 |  | Not Affected | Not Affected | Not Affected | Not Affected | Not Affected | Not Affected | Not Affected | Not Affected | Not Affected | Not Affected | Not Affected | Not Affected | Not Affected | Not Affected | Not Affected | Not Affected | Not Affected | Not Affected | Not Affected | Not Affected | Not Affected | 0 | 0 | 0 | 0 | 21 | Line
Critical Infrastructure | Stormwater Treatment Facilities and Pump Stations | Drainage Assets | L-6 | STFPS_PL_474 |  | Not Affected | Not Affected | Not Affected | Not Affected | Not Affected | Not Affected | Not Affected | Not Affected | Not Affected | Not Affected | Not Affected | Not Affected | Not Affected | Not Affected | Not Affected | Not Affected | Not Affected | Not Affected | Not Affected | Not Affected | Not Affected | 0 | 0 | 0 | 0 | 21 | Line
Critical Infrastructure | Stormwater Treatment Facilities and Pump Stations | Drainage Assets | S-65E LOCK FLOW | STFPS_PL_475 |  | Not Affected | Not Affected | Not Affected | Not Affected | Not Affected | Not Affected | Not Affected | Not Affected | Not Affected | Not Affected | Not Affected | Not Affected | Not Affected | Not Affected | Not Affected | Not Affected | Not Affected | Not Affected | Not Affected | Not Affected | Not Affected | 0 | 0 | 0 | 0 | 21 | Line
Critical Infrastructure | Stormwater Treatment Facilities and Pump Stations | Drainage Assets | L-4/L-3 CONNECTOR | STFPS_PL_477 |  | Not Affected | Not Affected | Not Affected | Not Affected | Not Affected | Not Affected | Not Affected | Not Affected | Not Affected | Not Affected | Not Affected | Not Affected | Not Affected | Not Affected | Not Affected | Not Affected | Not Affected | Not Affected | Not Affected | Not Affected | Not Affected | 0 | 0 | 0 | 0 | 21 | Line
Critical Infrastructure | Stormwater Treatment Facilities and Pump Stations | Drainage Assets | C-111 | STFPS_PL_478 |  | Not Affected | Not Affected | Not Affected | Not Affected | Not Affected | Not Affected | Not Affected | Not Affected | Not Affected | Not Affected | Not Affected | Not Affected | Not Affected | Not Affected | Not Affected | Not Affected | Not Affected | Not Affected | Not Affected | Not Affected | Not Affected | 0 | 0 | 0 | 0 | 21 | Line
Critical Infrastructure | Stormwater Treatment Facilities and Pump Stations | Drainage Assets | WAGNER CREEK | STFPS_PL_479 |  | Not Affected | Not Affected | Not Affected | Not Affected | Not Affected | Not Affected | Not Affected | Not Affected | Not Affected | Not Affected | Not Affected | Not Affected | Not Affected | Not Affected | Not Affected | Not Affected | Not Affected | Not Affected | Not Affected | Not Affected | Not Affected | 0 | 0 | 0 | 0 | 21 | Line
Critical Infrastructure | Stormwater Treatment Facilities and Pump Stations | Drainage Assets | ANGELFISH | STFPS_PL_480 |  | Not Affected | Not Affected | Not Affected | Not Affected | Not Affected | Not Affected | Not Affected | Not Affected | Not Affected | Not Affected | Not Affected | Not Affected | Not Affected | Not Affected | Not Affected | Not Affected | Not Affected | Not Affected | Not Affected | Not Affected | Not Affected | 0 | 0 | 0 | 0 | 21 | Line
Critical Infrastructure | Stormwater Treatment Facilities and Pump Stations | Drainage Assets | C-11 EXT | STFPS_PL_481 |  | Not Affected | Not Affected | Not Affected | Not Affected | Not Affected | Not Affected | Not Affected | Not Affected | Not Affected | Not Affected | Not Affected | Not Affected | Not Affected | Not Affected | Not Affected | Not Affected | Not Affected | Not Affected | Not Affected | Not Affected | Not Affected | 0 | 0 | 0 | 0 | 21 | Line
Critical Infrastructure | Stormwater Treatment Facilities and Pump Stations | Drainage Assets | CLAY GULLY | STFPS_PL_482 |  | Not Affected | Not Affected | Not Affected | Not Affected | Not Affected | Not Affected | Not Affected | Not Affected | Not Affected | Not Affected | Not Affected | Not Affected | Not Affected | Not Affected | Not Affected | Not Affected | Not Affected | Not Affected | Not Affected | Not Affected | Not Affected | 0 | 0 | 0 | 0 | 21 | Line
Critical Infrastructure | Stormwater Treatment Facilities and Pump Stations | Drainage Assets | L-35 | STFPS_PL_483 |  | Not Affected | Not Affected | Not Affected | Not Affected | Not Affected | Not Affected | Not Affected | Not Affected | Not Affected | Not Affected | Not Affected | Not Affected | Not Affected | Not Affected | Not Affected | Not Affected | Not Affected | Not Affected | Not Affected | Not Affected | Not Affected | 0 | 0 | 0 | 0 | 21 | Line
Critical Infrastructure | Stormwater Treatment Facilities and Pump Stations | Drainage Assets | C-1N | STFPS_PL_484 |  | Not Affected | Not Affected | Not Affected | Not Affected | Not Affected | Not Affected | Not Affected | Not Affected | Not Affected | Not Affected | Not Affected | Not Affected | Not Affected | Not Affected | Not Affected | Not Affected | Not Affected | Not Affected | Not Affected | Not Affected | Not Affected | 0 | 0 | 0 | 0 | 21 | Line
Critical Infrastructure | Stormwater Treatment Facilities and Pump Stations | Drainage Assets | L-8 | STFPS_PL_485 |  | Not Affected | Not Affected | Not Affected | Not Affected | Not Affected | Not Affected | Not Affected | Not Affected | Not Affected | Not Affected | Not Affected | Not Affected | Not Affected | Not Affected | Not Affected | Not Affected | Not Affected | Not Affected | Not Affected | Not Affected | Not Affected | 0 | 0 | 0 | 0 | 21 | Line
Critical Infrastructure | Stormwater Treatment Facilities and Pump Stations | Drainage Assets | L-67 EXT2 | STFPS_PL_486 |  | Not Affected | Not Affected | Not Affected | Not Affected | Not Affected | Not Affected | Not Affected | Not Affected | Not Affected | Not Affected | Not Affected | Not Affected | Not Affected | Not Affected | Not Affected | Not Affected | Not Affected | Not Affected | Not Affected | Not Affected | Not Affected | 0 | 0 | 0 | 0 | 21 | Line
Critical Infrastructure | Stormwater Treatment Facilities and Pump Stations | Drainage Assets | C-35 | STFPS_PL_487 |  | Not Affected | Not Affected | Not Affected | Not Affected | Not Affected | Not Affected | Not Affected | Not Affected | Not Affected | Not Affected | Not Affected | Not Affected | Not Affected | Not Affected | Not Affected | Not Affected | Not Affected | Not Affected | Not Affected | Not Affected | Not Affected | 0 | 0 | 0 | 0 | 21 | Line
Critical Infrastructure | Stormwater Treatment Facilities and Pump Stations | Drainage Assets | FPDA INFLOW | STFPS_PL_488 |  | Not Affected | Not Affected | Not Affected | Not Affected | Not Affected | Not Affected | Not Affected | Not Affected | Not Affected | Not Affected | Not Affected | Not Affected | Not Affected | Not Affected | Not Affected | Not Affected | Not Affected | Not Affected | Not Affected | Not Affected | Not Affected | 0 | 0 | 0 | 0 | 21 | Line
Critical Infrastructure | Stormwater Treatment Facilities and Pump Stations | Drainage Assets | C-103 | STFPS_PL_489 |  | Not Affected | Not Affected | Not Affected | Not Affected | Not Affected | Not Affected | Not Affected | Not Affected | Not Affected | Not Affected | Not Affected | Not Affected | Not Affected | Not Affected | Not Affected | Not Affected | Not Affected | Not Affected | Not Affected | Not Affected | Not Affected | 0 | 0 | 0 | 0 | 21 | Line
Critical Infrastructure | Stormwater Treatment Facilities and Pump Stations | Drainage Assets | C-10 SPUR | STFPS_PL_490 |  | Not Affected | Not Affected | Not Affected | Not Affected | Not Affected | Not Affected | Not Affected | Not Affected | Not Affected | Not Affected | Not Affected | Not Affected | Not Affected | Not Affected | Not Affected | Not Affected | Not Affected | Not Affected | Not Affected | Not Affected | Not Affected | 0 | 0 | 0 | 0 | 21 | Line
Critical Infrastructure | Stormwater Treatment Facilities and Pump Stations | Drainage Assets | L-12 | STFPS_PL_491 |  | Not Affected | Not Affected | Not Affected | Not Affected | Not Affected | Not Affected | Not Affected | Not Affected | Not Affected | Not Affected | Not Affected | Not Affected | Not Affected | Not Affected | Not Affected | Not Affected | Not Affected | Not Affected | Not Affected | Not Affected | Not Affected | 0 | 0 | 0 | 0 | 21 | Line
Critical Infrastructure | Stormwater Treatment Facilities and Pump Stations | Drainage Assets | C-11 DITCH | STFPS_PL_493 |  | Not Affected | Not Affected | Not Affected | Not Affected | Not Affected | Not Affected | Not Affected | Not Affected | Not Affected | Not Affected | Not Affected | Not Affected | Not Affected | Not Affected | Not Affected | Not Affected | Not Affected | Not Affected | Not Affected | Not Affected | Not Affected | 0 | 0 | 0 | 0 | 21 | Line
Critical Infrastructure | Stormwater Treatment Facilities and Pump Stations | Drainage Assets | TELEGRAPH SWAMP | STFPS_PL_494 |  | Not Affected | Not Affected | Not Affected | Not Affected | Not Affected | Not Affected | Not Affected | Not Affected | Not Affected | Not Affected | Not Affected | Not Affected | Not Affected | Not Affected | Not Affected | Not Affected | Not Affected | Not Affected | Not Affected | Not Affected | Not Affected | 0 | 0 | 0 | 0 | 21 | Line
Critical Infrastructure | Stormwater Treatment Facilities and Pump Stations | Drainage Assets | STA-1W EAST SEEPAGE CANAL | STFPS_PL_495 |  | Not Affected | Not Affected | Not Affected | Not Affected | Not Affected | Not Affected | Not Affected | Not Affected | Not Affected | Not Affected | Not Affected | Not Affected | Not Affected | Not Affected | Not Affected | Not Affected | Not Affected | Not Affected | Not Affected | Not Affected | Not Affected | 0 | 0 | 0 | 0 | 21 | Line
Critical Infrastructure | Stormwater Treatment Facilities and Pump Stations | Drainage Assets | BEE BRANCH | STFPS_PL_496 |  | Not Affected | Not Affected | Not Affected | Not Affected | Not Affected | Not Affected | Not Affected | Not Affected | Not Affected | Not Affected | Not Affected | Not Affected | Not Affected | Not Affected | Not Affected | Not Affected | Not Affected | Not Affected | Not Affected | Not Affected | Not Affected | 0 | 0 | 0 | 0 | 21 | Line
Critical Infrastructure | Stormwater Treatment Facilities and Pump Stations | Drainage Assets | L-2W | STFPS_PL_497 |  | Not Affected | Not Affected | Not Affected | Not Affected | Not Affected | Not Affected | Not Affected | Not Affected | Not Affected | Not Affected | Not Affected | Not Affected | Not Affected | Not Affected | Not Affected | Not Affected | Not Affected | Not Affected | Not Affected | Not Affected | Not Affected | 0 | 0 | 0 | 0 | 21 | Line
Critical Infrastructure | Stormwater Treatment Facilities and Pump Stations | Drainage Assets | DEAD RIVER | STFPS_PL_498 |  | Not Affected | Not Affected | Not Affected | Not Affected | Not Affected | Not Affected | Not Affected | Not Affected | Not Affected | Not Affected | Not Affected | Not Affected | Not Affected | Not Affected | Not Affected | Not Affected | Not Affected | Not Affected | Not Affected | Not Affected | Not Affected | 0 | 0 | 0 | 0 | 21 | Line
Critical Infrastructure | Stormwater Treatment Facilities and Pump Stations | Drainage Assets | STA-LR CELL 8 | STFPS_PL_499 |  | Not Affected | Not Affected | Not Affected | Not Affected | Not Affected | Not Affected | Not Affected | Not Affected | Not Affected | Not Affected | Not Affected | Not Affected | Not Affected | Not Affected | Not Affected | Not Affected | Not Affected | Not Affected | Not Affected | Not Affected | Not Affected | 0 | 0 | 0 | 0 | 21 | Line
Critical Infrastructure | Stormwater Treatment Facilities and Pump Stations | Drainage Assets | LD-3 | STFPS_PL_500 |  | Not Affected | Not Affected | Not Affected | Not Affected | Not Affected | Not Affected | Not Affected | Not Affected | Not Affected | Not Affected | Not Affected | Not Affected | Not Affected | Not Affected | Not Affected | Not Affected | Not Affected | Not Affected | Not Affected | Not Affected | Not Affected | 0 | 0 | 0 | 0 | 21 | Line
Critical Infrastructure | Stormwater Treatment Facilities and Pump Stations | Drainage Assets | L-35B | STFPS_PL_501 |  | Not Affected | Not Affected | Not Affected | Not Affected | Not Affected | Not Affected | Not Affected | Not Affected | Not Affected | Not Affected | Not Affected | Not Affected | Not Affected | Not Affected | Not Affected | Not Affected | Not Affected | Not Affected | Not Affected | Not Affected | Not Affected | 0 | 0 | 0 | 0 | 21 | Line
Critical Infrastructure | Stormwater Treatment Facilities and Pump Stations | Drainage Assets | L-37 | STFPS_PL_502 |  | Not Affected | Not Affected | Not Affected | Not Affected | Not Affected | Not Affected | Not Affected | Not Affected | Not Affected | Not Affected | Not Affected | Not Affected | Not Affected | Not Affected | Not Affected | Not Affected | Not Affected | Not Affected | Not Affected | Not Affected | Not Affected | 0 | 0 | 0 | 0 | 21 | Line
Critical Infrastructure | Stormwater Treatment Facilities and Pump Stations | Drainage Assets | SYRACUSE | STFPS_PL_503 |  | Not Affected | Not Affected | Not Affected | Not Affected | Not Affected | Not Affected | Not Affected | Not Affected | Not Affected | Not Affected | Not Affected | Not Affected | Not Affected | Not Affected | Not Affected | Not Affected | Not Affected | Not Affected | Not Affected | Not Affected | Not Affected | 0 | 0 | 0 | 0 | 21 | Line
Critical Infrastructure | Stormwater Treatment Facilities and Pump Stations | Drainage Assets | A1 FEB CANAL | STFPS_PL_504 |  | Not Affected | Not Affected | Not Affected | Not Affected | Not Affected | Not Affected | Not Affected | Not Affected | Not Affected | Not Affected | Not Affected | Not Affected | Not Affected | Not Affected | Not Affected | Not Affected | Not Affected | Not Affected | Not Affected | Not Affected | Not Affected | 0 | 0 | 0 | 0 | 21 | Line
Critical Infrastructure | Stormwater Treatment Facilities and Pump Stations | Drainage Assets | STA-LR WEST SEEPAGE CANAL | STFPS_PL_505 |  | Not Affected | Not Affected | Not Affected | Not Affected | Not Affected | Not Affected | Not Affected | Not Affected | Not Affected | Not Affected | Not Affected | Not Affected | Not Affected | Not Affected | Not Affected | Not Affected | Not Affected | Not Affected | Not Affected | Not Affected | Not Affected | 0 | 0 | 0 | 0 | 21 | Line
Critical Infrastructure | Stormwater Treatment Facilities and Pump Stations | Drainage Assets | CALOOSAHATCHEE RIVER | STFPS_PL_506 |  | Not Affected | Not Affected | Not Affected | Not Affected | Not Affected | Not Affected | Not Affected | Not Affected | Not Affected | Not Affected | Not Affected | Not Affected | Not Affected | Not Affected | Not Affected | Not Affected | Not Affected | Not Affected | Not Affected | Not Affected | Not Affected | 0 | 0 | 0 | 0 | 21 | Line
Critical Infrastructure | Stormwater Treatment Facilities and Pump Stations | Drainage Assets | HENRY CREEK | STFPS_PL_507 |  | Not Affected | Not Affected | Not Affected | Not Affected | Not Affected | Not Affected | Not Affected | Not Affected | Not Affected | Not Affected | Not Affected | Not Affected | Not Affected | Not Affected | Not Affected | Not Affected | Not Affected | Not Affected | Not Affected | Not Affected | Not Affected | 0 | 0 | 0 | 0 | 21 | Line
Critical Infrastructure | Stormwater Treatment Facilities and Pump Stations | Drainage Assets | S65ABCX | STFPS_PL_508 |  | Not Affected | Not Affected | Not Affected | Not Affected | Not Affected | Not Affected | Not Affected | Not Affected | Not Affected | Not Affected | Not Affected | Not Affected | Not Affected | Not Affected | Not Affected | Not Affected | Not Affected | Not Affected | Not Affected | Not Affected | Not Affected | 0 | 0 | 0 | 0 | 21 | Line
Critical Infrastructure | Stormwater Treatment Facilities and Pump Stations | Drainage Assets | C-103S | STFPS_PL_510 |  | Not Affected | Not Affected | Not Affected | Not Affected | Not Affected | Not Affected | Not Affected | Not Affected | Not Affected | Not Affected | Not Affected | Not Affected | Not Affected | Not Affected | Not Affected | Not Affected | Not Affected | Not Affected | Not Affected | Not Affected | Not Affected | 0 | 0 | 0 | 0 | 21 | Line
Critical Infrastructure | Stormwater Treatment Facilities and Pump Stations | Drainage Assets | L-18 | STFPS_PL_511 |  | Not Affected | Not Affected | Not Affected | Not Affected | Not Affected | Not Affected | Not Affected | Not Affected | Not Affected | Not Affected | Not Affected | Not Affected | Not Affected | Not Affected | Not Affected | Not Affected | Not Affected | Not Affected | Not Affected | Not Affected | Not Affected | 0 | 0 | 0 | 0 | 21 | Line
Critical Infrastructure | Stormwater Treatment Facilities and Pump Stations | Drainage Assets | STA-C44 OUTLET TO C-44 | STFPS_PL_512 |  | Not Affected | Not Affected | Not Affected | Not Affected | Not Affected | Not Affected | Not Affected | Not Affected | Not Affected | Not Affected | Not Affected | Not Affected | Not Affected | Not Affected | Not Affected | Not Affected | Not Affected | Not Affected | Not Affected | Not Affected | Not Affected | 0 | 0 | 0 | 0 | 21 | Line
Critical Infrastructure | Stormwater Treatment Facilities and Pump Stations | Drainage Assets | YELLOW FEVER CREEK EAST BRANCH | STFPS_PL_513 |  | Not Affected | Not Affected | Not Affected | Not Affected | Not Affected | Not Affected | Not Affected | Not Affected | Not Affected | Not Affected | Not Affected | Not Affected | Not Affected | Not Affected | Not Affected | Not Affected | Not Affected | Not Affected | Not Affected | Not Affected | Not Affected | 0 | 0 | 0 | 0 | 21 | Line
Critical Infrastructure | Stormwater Treatment Facilities and Pump Stations | Drainage Assets | AIRPORT CANAL | STFPS_PL_514 |  | Not Affected | Not Affected | Not Affected | Not Affected | Not Affected | Not Affected | Not Affected | Not Affected | Not Affected | Not Affected | Not Affected | Not Affected | Not Affected | Not Affected | Not Affected | Not Affected | Not Affected | Not Affected | Not Affected | Not Affected | Not Affected | 0 | 0 | 0 | 0 | 21 | Line
Critical Infrastructure | Stormwater Treatment Facilities and Pump Stations | Drainage Assets | TAYLOR CREEK | STFPS_PL_515 |  | Not Affected | Not Affected | Not Affected | Not Affected | Not Affected | Not Affected | Not Affected | Not Affected | Not Affected | Not Affected | Not Affected | Not Affected | Not Affected | Not Affected | Not Affected | Not Affected | Not Affected | Not Affected | Not Affected | Not Affected | Not Affected | 0 | 0 | 0 | 0 | 21 | Line
Critical Infrastructure | Stormwater Treatment Facilities and Pump Stations | Drainage Assets | C-2 INFLOW | STFPS_PL_516 |  | Not Affected | Not Affected | Not Affected | Not Affected | Not Affected | Not Affected | Not Affected | Not Affected | Not Affected | Not Affected | Not Affected | Not Affected | Not Affected | Not Affected | Not Affected | Not Affected | Not Affected | Not Affected | Not Affected | Not Affected | Not Affected | 0 | 0 | 0 | 0 | 21 | Line
Critical Infrastructure | Stormwater Treatment Facilities and Pump Stations | Drainage Assets | PGA_RESERVE | STFPS_PL_517 |  | Not Affected | Not Affected | Not Affected | Not Affected | Not Affected | Not Affected | Not Affected | Not Affected | Not Affected | Not Affected | Not Affected | Not Affected | Not Affected | Not Affected | Not Affected | Not Affected | Not Affected | Not Affected | Not Affected | Not Affected | Not Affected | 0 | 0 | 0 | 0 | 21 | Line
Critical Infrastructure | Stormwater Treatment Facilities and Pump Stations | Drainage Assets | DAUGHTREY BRANCH2 | STFPS_PL_518 |  | Not Affected | Not Affected | Not Affected | Not Affected | Not Affected | Not Affected | Not Affected | Not Affected | Not Affected | Not Affected | Not Affected | Not Affected | Not Affected | Not Affected | Not Affected | Not Affected | Not Affected | Not Affected | Not Affected | Not Affected | Not Affected | 0 | 0 | 0 | 0 | 21 | Line
Critical Infrastructure | Stormwater Treatment Facilities and Pump Stations | Drainage Assets | SOUTH NEW RIVER CANAL | STFPS_PL_519 |  | Not Affected | Not Affected | Not Affected | Not Affected | Not Affected | Not Affected | Not Affected | Not Affected | Not Affected | Not Affected | Not Affected | Not Affected | Not Affected | Not Affected | Not Affected | Not Affected | Not Affected | Not Affected | Not Affected | Not Affected | Not Affected | 0 | 0 | 0 | 0 | 21 | Line
Critical Infrastructure | Stormwater Treatment Facilities and Pump Stations | Drainage Assets | S65DX2 FLOW | STFPS_PL_520 |  | Not Affected | Not Affected | Not Affected | Not Affected | Not Affected | Not Affected | Not Affected | Not Affected | Not Affected | Not Affected | Not Affected | Not Affected | Not Affected | Not Affected | Not Affected | Not Affected | Not Affected | Not Affected | Not Affected | Not Affected | Not Affected | 0 | 0 | 0 | 0 | 21 | Line
Critical Infrastructure | Stormwater Treatment Facilities and Pump Stations | Drainage Assets | MANUEL BRANCH | STFPS_PL_521 |  | Not Affected | Not Affected | Not Affected | Not Affected | Not Affected | Not Affected | Not Affected | Not Affected | Not Affected | Not Affected | Not Affected | Not Affected | Not Affected | Not Affected | Not Affected | Not Affected | Not Affected | Not Affected | Not Affected | Not Affected | Not Affected | 0 | 0 | 0 | 0 | 21 | Line
Critical Infrastructure | Stormwater Treatment Facilities and Pump Stations | Drainage Assets | NUBBIN SLOUGH STA PRIMARY FLOW | STFPS_PL_522 |  | Not Affected | Not Affected | Not Affected | Not Affected | Not Affected | Not Affected | Not Affected | Not Affected | Not Affected | Not Affected | Not Affected | Not Affected | Not Affected | Not Affected | Not Affected | Not Affected | Not Affected | Not Affected | Not Affected | Not Affected | Not Affected | 0 | 0 | 0 | 0 | 21 | Line
Critical Infrastructure | Stormwater Treatment Facilities and Pump Stations | Drainage Assets | HILLIARD CANAL | STFPS_PL_524 |  | Not Affected | Not Affected | Not Affected | Not Affected | Not Affected | Not Affected | Not Affected | Not Affected | Not Affected | Not Affected | Not Affected | Not Affected | Not Affected | Not Affected | Not Affected | Not Affected | Not Affected | Not Affected | Not Affected | Not Affected | Not Affected | 0 | 0 | 0 | 0 | 21 | Line
Critical Infrastructure | Stormwater Treatment Facilities and Pump Stations | Drainage Assets | C-110 | STFPS_PL_525 |  | Not Affected | Not Affected | Not Affected | Not Affected | Not Affected | Not Affected | Not Affected | Not Affected | Not Affected | Not Affected | Not Affected | Not Affected | Not Affected | Not Affected | Not Affected | Not Affected | Not Affected | Not Affected | Not Affected | Not Affected | Not Affected | 0 | 0 | 0 | 0 | 21 | Line
Critical Infrastructure | Stormwater Treatment Facilities and Pump Stations | Drainage Assets | LAKE MARION CREEK | STFPS_PL_526 |  | Not Affected | Not Affected | Not Affected | Not Affected | Not Affected | Not Affected | Not Affected | Not Affected | Not Affected | Not Affected | Not Affected | Not Affected | Not Affected | Not Affected | Not Affected | Not Affected | Not Affected | Not Affected | Not Affected | Not Affected | Not Affected | 0 | 0 | 0 | 0 | 21 | Line
Critical Infrastructure | Stormwater Treatment Facilities and Pump Stations | Drainage Assets | BRANCH 38 | STFPS_PL_527 |  | Not Affected | Not Affected | Not Affected | Not Affected | Not Affected | Not Affected | Not Affected | Not Affected | Not Affected | Not Affected | Not Affected | Not Affected | Not Affected | Not Affected | Not Affected | Not Affected | Not Affected | Not Affected | Not Affected | Not Affected | Not Affected | 0 | 0 | 0 | 0 | 21 | Line
Critical Infrastructure | Stormwater Treatment Facilities and Pump Stations | Drainage Assets | WCA2A | STFPS_PL_528 |  | Not Affected | Not Affected | Not Affected | Not Affected | Not Affected | Not Affected | Not Affected | Not Affected | Not Affected | Not Affected | Not Affected | Not Affected | Not Affected | Not Affected | Not Affected | Not Affected | Not Affected | Not Affected | Not Affected | Not Affected | Not Affected | 0 | 0 | 0 | 0 | 21 | Line
Critical Infrastructure | Stormwater Treatment Facilities and Pump Stations | Drainage Assets | L-63S | STFPS_PL_529 |  | Not Affected | Not Affected | Not Affected | Not Affected | Not Affected | Not Affected | Not Affected | Not Affected | Not Affected | Not Affected | Not Affected | Not Affected | Not Affected | Not Affected | Not Affected | Not Affected | Not Affected | Not Affected | Not Affected | Not Affected | Not Affected | 0 | 0 | 0 | 0 | 21 | Line
Critical Infrastructure | Stormwater Treatment Facilities and Pump Stations | Drainage Assets | CHAPEL CREEK | STFPS_PL_530 |  | Not Affected | Not Affected | Not Affected | Not Affected | Not Affected | Not Affected | Not Affected | Not Affected | Not Affected | Not Affected | Not Affected | Not Affected | Not Affected | Not Affected | Not Affected | Not Affected | Not Affected | Not Affected | Not Affected | Not Affected | Not Affected | 0 | 0 | 0 | 0 | 21 | Line
Critical Infrastructure | Stormwater Treatment Facilities and Pump Stations | Drainage Assets | STA-2 DISCHARGE CANAL 1 | STFPS_PL_531 |  | Not Affected | Not Affected | Not Affected | Not Affected | Not Affected | Not Affected | Not Affected | Not Affected | Not Affected | Not Affected | Not Affected | Not Affected | Not Affected | Not Affected | Not Affected | Not Affected | Not Affected | Not Affected | Not Affected | Not Affected | Not Affected | 0 | 0 | 0 | 0 | 21 | Line
Critical Infrastructure | Stormwater Treatment Facilities and Pump Stations | Drainage Assets | COHN BRANCH | STFPS_PL_532 |  | Not Affected | Not Affected | Not Affected | Not Affected | Not Affected | Not Affected | Not Affected | Not Affected | Not Affected | Not Affected | Not Affected | Not Affected | Not Affected | Not Affected | Not Affected | Not Affected | Not Affected | Not Affected | Not Affected | Not Affected | Not Affected | 0 | 0 | 0 | 0 | 21 | Line
Critical Infrastructure | Stormwater Treatment Facilities and Pump Stations | Drainage Assets | TURKEY SLOUGH | STFPS_PL_533 |  | Not Affected | Not Affected | Not Affected | Not Affected | Not Affected | Not Affected | Not Affected | Not Affected | Not Affected | Not Affected | Not Affected | Not Affected | Not Affected | Not Affected | Not Affected | Not Affected | Not Affected | Not Affected | Not Affected | Not Affected | Not Affected | 0 | 0 | 0 | 0 | 21 | Line
Critical Infrastructure | Stormwater Treatment Facilities and Pump Stations | Drainage Assets | SHINGLE CREEK | STFPS_PL_534 |  | Not Affected | Not Affected | Not Affected | Not Affected | Not Affected | Not Affected | Not Affected | Not Affected | Not Affected | Not Affected | Not Affected | Not Affected | Not Affected | Not Affected | Not Affected | Not Affected | Not Affected | Not Affected | Not Affected | Not Affected | Not Affected | 0 | 0 | 0 | 0 | 21 | Line
Critical Infrastructure | Stormwater Treatment Facilities and Pump Stations | Drainage Assets | KITCHING CREEK | STFPS_PL_535 |  | Not Affected | Not Affected | Not Affected | Not Affected | Not Affected | Not Affected | Not Affected | Not Affected | Not Affected | Not Affected | Not Affected | Not Affected | Not Affected | Not Affected | Not Affected | Not Affected | Not Affected | Not Affected | Not Affected | Not Affected | Not Affected | 0 | 0 | 0 | 0 | 21 | Line
Critical Infrastructure | Stormwater Treatment Facilities and Pump Stations | Drainage Assets | C6 CANAL | STFPS_PL_536 |  | Not Affected | Not Affected | Not Affected | Not Affected | Not Affected | Not Affected | Not Affected | Not Affected | Not Affected | Not Affected | Not Affected | Not Affected | Not Affected | Not Affected | Not Affected | Not Affected | Not Affected | Not Affected | Not Affected | Not Affected | Not Affected | 0 | 0 | 0 | 0 | 21 | Line
Critical Infrastructure | Stormwater Treatment Facilities and Pump Stations | Drainage Assets | STA-3/4 INFLOW CANAL | STFPS_PL_537 |  | Not Affected | Not Affected | Not Affected | Not Affected | Not Affected | Not Affected | Not Affected | Not Affected | Not Affected | Not Affected | Not Affected | Not Affected | Not Affected | Not Affected | Not Affected | Not Affected | Not Affected | Not Affected | Not Affected | Not Affected | Not Affected | 0 | 0 | 0 | 0 | 21 | Line
Critical Infrastructure | Stormwater Treatment Facilities and Pump Stations | Drainage Assets | HALFWAY CREEK | STFPS_PL_538 |  | Not Affected | Not Affected | Not Affected | Not Affected | Not Affected | Not Affected | Not Affected | Not Affected | Not Affected | Not Affected | Not Affected | Not Affected | Not Affected | Not Affected | Not Affected | Not Affected | Not Affected | Not Affected | Not Affected | Not Affected | Not Affected | 0 | 0 | 0 | 0 | 21 | Line
Critical Infrastructure | Stormwater Treatment Facilities and Pump Stations | Drainage Assets | HERMOSA | STFPS_PL_539 |  | Not Affected | Not Affected | Not Affected | Not Affected | Not Affected | Not Affected | Not Affected | Not Affected | Not Affected | Not Affected | Not Affected | Not Affected | Not Affected | Not Affected | Not Affected | Not Affected | Not Affected | Not Affected | Not Affected | Not Affected | Not Affected | 0 | 0 | 0 | 0 | 21 | Line
Critical Infrastructure | Stormwater Treatment Facilities and Pump Stations | Drainage Assets | S276 INFLOW | STFPS_PL_540 |  | Not Affected | Not Affected | Not Affected | Not Affected | Not Affected | Not Affected | Not Affected | Not Affected | Not Affected | Not Affected | Not Affected | Not Affected | Not Affected | Not Affected | Not Affected | Not Affected | Not Affected | Not Affected | Not Affected | Not Affected | Not Affected | 0 | 0 | 0 | 0 | 21 | Line
Critical Infrastructure | Stormwater Treatment Facilities and Pump Stations | Drainage Assets | NORTH FORK MIDDLE RIVER | STFPS_PL_541 |  | Not Affected | Not Affected | Not Affected | Not Affected | Not Affected | Not Affected | Not Affected | Not Affected | Not Affected | Not Affected | Not Affected | Not Affected | Not Affected | Not Affected | Not Affected | Not Affected | Not Affected | Not Affected | Not Affected | Not Affected | Not Affected | 0 | 0 | 0 | 0 | 21 | Line
Critical Infrastructure | Stormwater Treatment Facilities and Pump Stations | Drainage Assets | G-400 INFLOW | STFPS_PL_542 |  | Not Affected | Not Affected | Not Affected | Not Affected | Not Affected | Not Affected | Not Affected | Not Affected | Not Affected | Not Affected | Not Affected | Not Affected | Not Affected | Not Affected | Not Affected | Not Affected | Not Affected | Not Affected | Not Affected | Not Affected | Not Affected | 0 | 0 | 0 | 0 | 21 | Line
Critical Infrastructure | Stormwater Treatment Facilities and Pump Stations | Drainage Assets | HENDRY CANAL EXT | STFPS_PL_543 |  | Not Affected | Not Affected | Not Affected | Not Affected | Not Affected | Not Affected | Not Affected | Not Affected | Not Affected | Not Affected | Not Affected | Not Affected | Not Affected | Not Affected | Not Affected | Not Affected | Not Affected | Not Affected | Not Affected | Not Affected | Not Affected | 0 | 0 | 0 | 0 | 21 | Line
Critical Infrastructure | Stormwater Treatment Facilities and Pump Stations | Drainage Assets | STA-1W INFLOW CANAL | STFPS_PL_544 |  | Not Affected | Not Affected | Not Affected | Not Affected | Not Affected | Not Affected | Not Affected | Not Affected | Not Affected | Not Affected | Not Affected | Not Affected | Not Affected | Not Affected | Not Affected | Not Affected | Not Affected | Not Affected | Not Affected | Not Affected | Not Affected | 0 | 0 | 0 | 0 | 21 | Line
Critical Infrastructure | Stormwater Treatment Facilities and Pump Stations | Drainage Assets | STA-LR EAST SEEPAGE CANAL | STFPS_PL_545 |  | Not Affected | Not Affected | Not Affected | Not Affected | Not Affected | Not Affected | Not Affected | Not Affected | Not Affected | Not Affected | Not Affected | Not Affected | Not Affected | Not Affected | Not Affected | Not Affected | Not Affected | Not Affected | Not Affected | Not Affected | Not Affected | 0 | 0 | 0 | 0 | 21 | Line
Critical Infrastructure | Stormwater Treatment Facilities and Pump Stations | Drainage Assets | NICODEMUS SLOUGH | STFPS_PL_546 |  | Not Affected | Not Affected | Not Affected | Not Affected | Not Affected | Not Affected | Not Affected | Not Affected | Not Affected | Not Affected | Not Affected | Not Affected | Not Affected | Not Affected | Not Affected | Not Affected | Not Affected | Not Affected | Not Affected | Not Affected | Not Affected | 0 | 0 | 0 | 0 | 21 | Line
Critical Infrastructure | Stormwater Treatment Facilities and Pump Stations | Drainage Assets | HOLEY LAND DISTRIBUTION CANAL | STFPS_PL_547 |  | Not Affected | Not Affected | Not Affected | Not Affected | Not Affected | Not Affected | Not Affected | Not Affected | Not Affected | Not Affected | Not Affected | Not Affected | Not Affected | Not Affected | Not Affected | Not Affected | Not Affected | Not Affected | Not Affected | Not Affected | Not Affected | 0 | 0 | 0 | 0 | 21 | Line
Critical Infrastructure | Stormwater Treatment Facilities and Pump Stations | Drainage Assets | C-51 | STFPS_PL_548 |  | Not Affected | Not Affected | Not Affected | Not Affected | Not Affected | Not Affected | Not Affected | Not Affected | Not Affected | Not Affected | Not Affected | Not Affected | Not Affected | Not Affected | Not Affected | Not Affected | Not Affected | Not Affected | Not Affected | Not Affected | Not Affected | 0 | 0 | 0 | 0 | 21 | Line
Critical Infrastructure | Stormwater Treatment Facilities and Pump Stations | Drainage Assets | HICKEY CREEK | STFPS_PL_549 |  | Not Affected | Not Affected | Not Affected | Not Affected | Not Affected | Not Affected | Not Affected | Not Affected | Not Affected | Not Affected | Not Affected | Not Affected | Not Affected | Not Affected | Not Affected | Not Affected | Not Affected | Not Affected | Not Affected | Not Affected | Not Affected | 0 | 0 | 0 | 0 | 21 | Line
Critical Infrastructure | Stormwater Treatment Facilities and Pump Stations | Drainage Assets | ZANZIBAR | STFPS_PL_550 |  | Not Affected | Not Affected | Not Affected | Not Affected | Not Affected | Not Affected | Not Affected | Not Affected | Not Affected | Not Affected | Not Affected | Not Affected | Not Affected | Not Affected | Not Affected | Not Affected | Not Affected | Not Affected | Not Affected | Not Affected | Not Affected | 0 | 0 | 0 | 0 | 21 | Line
Critical Infrastructure | Stormwater Treatment Facilities and Pump Stations | Drainage Assets | COW CREEK | STFPS_PL_551 |  | Not Affected | Not Affected | Not Affected | Not Affected | Not Affected | Not Affected | Not Affected | Not Affected | Not Affected | Not Affected | Not Affected | Not Affected | Not Affected | Not Affected | Not Affected | Not Affected | Not Affected | Not Affected | Not Affected | Not Affected | Not Affected | 0 | 0 | 0 | 0 | 21 | Line
Critical Infrastructure | Stormwater Treatment Facilities and Pump Stations | Drainage Assets | STA-C44 DISTRIBUTION CANAL | STFPS_PL_552 |  | Not Affected | Not Affected | Not Affected | Not Affected | Not Affected | Not Affected | Not Affected | Not Affected | Not Affected | Not Affected | Not Affected | Not Affected | Not Affected | Not Affected | Not Affected | Not Affected | Not Affected | Not Affected | Not Affected | Not Affected | Not Affected | 0 | 0 | 0 | 0 | 21 | Line
Critical Infrastructure | Stormwater Treatment Facilities and Pump Stations | Drainage Assets | L-33 | STFPS_PL_553 |  | Not Affected | Not Affected | Not Affected | Not Affected | Not Affected | Not Affected | Not Affected | Not Affected | Not Affected | Not Affected | Not Affected | Not Affected | Not Affected | Not Affected | Not Affected | Not Affected | Not Affected | Not Affected | Not Affected | Not Affected | Not Affected | 0 | 0 | 0 | 0 | 21 | Line
Critical Infrastructure | Stormwater Treatment Facilities and Pump Stations | Drainage Assets | VAN SWEARINGEN CREEK | STFPS_PL_554 |  | Not Affected | Not Affected | Not Affected | Not Affected | Not Affected | Not Affected | Not Affected | Not Affected | Not Affected | Not Affected | Not Affected | Not Affected | Not Affected | Not Affected | Not Affected | Not Affected | Not Affected | Not Affected | Not Affected | Not Affected | Not Affected | 0 | 0 | 0 | 0 | 21 | Line
Critical Infrastructure | Stormwater Treatment Facilities and Pump Stations | Drainage Assets | STA-5/6 NORTH SEEPAGE CANAL 1 | STFPS_PL_555 |  | Not Affected | Not Affected | Not Affected | Not Affected | Not Affected | Not Affected | Not Affected | Not Affected | Not Affected | Not Affected | Not Affected | Not Affected | Not Affected | Not Affected | Not Affected | Not Affected | Not Affected | Not Affected | Not Affected | Not Affected | Not Affected | 0 | 0 | 0 | 0 | 21 | Line
Critical Infrastructure | Stormwater Treatment Facilities and Pump Stations | Drainage Assets | GRAHAMS DAIRY CANAL | STFPS_PL_556 |  | Not Affected | Not Affected | Not Affected | Not Affected | Not Affected | Not Affected | Not Affected | Not Affected | Not Affected | Not Affected | Not Affected | Not Affected | Not Affected | Not Affected | Not Affected | Not Affected | Not Affected | Not Affected | Not Affected | Not Affected | Not Affected | 0 | 0 | 0 | 0 | 21 | Line
Critical Infrastructure | Stormwater Treatment Facilities and Pump Stations | Drainage Assets | STA-C44 OUTLET CANAL | STFPS_PL_557 |  | Not Affected | Not Affected | Not Affected | Not Affected | Not Affected | Not Affected | Not Affected | Not Affected | Not Affected | Not Affected | Not Affected | Not Affected | Not Affected | Not Affected | Not Affected | Not Affected | Not Affected | Not Affected | Not Affected | Not Affected | Not Affected | 0 | 0 | 0 | 0 | 21 | Line
Critical Infrastructure | Stormwater Treatment Facilities and Pump Stations | Drainage Assets | S-65A LOCK | STFPS_PL_558 |  | Not Affected | Not Affected | Not Affected | Not Affected | Not Affected | Not Affected | Not Affected | Not Affected | Not Affected | Not Affected | Not Affected | Not Affected | Not Affected | Not Affected | Not Affected | Not Affected | Not Affected | Not Affected | Not Affected | Not Affected | Not Affected | 0 | 0 | 0 | 0 | 21 | Line
Critical Infrastructure | Stormwater Treatment Facilities and Pump Stations | Drainage Assets | S24-A CANAL | STFPS_PL_559 |  | Not Affected | Not Affected | Not Affected | Not Affected | Not Affected | Not Affected | Not Affected | Not Affected | Not Affected | Not Affected | Not Affected | Not Affected | Not Affected | Not Affected | Not Affected | Not Affected | Not Affected | Not Affected | Not Affected | Not Affected | Not Affected | 0 | 0 | 0 | 0 | 21 | Line
Critical Infrastructure | Stormwater Treatment Facilities and Pump Stations | Drainage Assets | SOUTH SPREADER WATERWAY | STFPS_PL_560 |  | Not Affected | Not Affected | Not Affected | Not Affected | Not Affected | Not Affected | Not Affected | Not Affected | Not Affected | Not Affected | Not Affected | Not Affected | Not Affected | Not Affected | Not Affected | Not Affected | Not Affected | Not Affected | Not Affected | Not Affected | Not Affected | 0 | 0 | 0 | 0 | 21 | Line
Critical Infrastructure | Stormwater Treatment Facilities and Pump Stations | Drainage Assets | EAST RIVER | STFPS_PL_561 |  | Not Affected | Not Affected | Not Affected | Not Affected | Not Affected | Not Affected | Not Affected | Not Affected | Not Affected | Not Affected | Not Affected | Not Affected | Not Affected | Not Affected | Not Affected | Not Affected | Not Affected | Not Affected | Not Affected | Not Affected | Not Affected | 0 | 0 | 0 | 0 | 21 | Line
Critical Infrastructure | Stormwater Treatment Facilities and Pump Stations | Drainage Assets | MIDDLE RIVER | STFPS_PL_562 |  | Not Affected | Not Affected | Not Affected | Not Affected | Not Affected | Not Affected | Not Affected | Not Affected | Not Affected | Not Affected | Not Affected | Not Affected | Not Affected | Not Affected | Not Affected | Not Affected | Not Affected | Not Affected | Not Affected | Not Affected | Not Affected | 0 | 0 | 0 | 0 | 21 | Line
Critical Infrastructure | Stormwater Treatment Facilities and Pump Stations | Drainage Assets | STA-3/4 INFLOW CANAL 1 | STFPS_PL_563 |  | Not Affected | Not Affected | Not Affected | Not Affected | Not Affected | Not Affected | Not Affected | Not Affected | Not Affected | Not Affected | Not Affected | Not Affected | Not Affected | Not Affected | Not Affected | Not Affected | Not Affected | Not Affected | Not Affected | Not Affected | Not Affected | 0 | 0 | 0 | 0 | 21 | Line
Critical Infrastructure | Stormwater Treatment Facilities and Pump Stations | Drainage Assets | S277 INFLOW | STFPS_PL_564 |  | Not Affected | Not Affected | Not Affected | Not Affected | Not Affected | Not Affected | Not Affected | Not Affected | Not Affected | Not Affected | Not Affected | Not Affected | Not Affected | Not Affected | Not Affected | Not Affected | Not Affected | Not Affected | Not Affected | Not Affected | Not Affected | 0 | 0 | 0 | 0 | 21 | Line
Critical Infrastructure | Stormwater Treatment Facilities and Pump Stations | Drainage Assets | FLORIDA CITY CANAL | STFPS_PL_565 |  | Not Affected | Not Affected | Not Affected | Not Affected | Not Affected | Not Affected | Not Affected | Not Affected | Not Affected | Not Affected | Not Affected | Not Affected | Not Affected | Not Affected | Not Affected | Not Affected | Not Affected | Not Affected | Not Affected | Not Affected | Not Affected | 0 | 0 | 0 | 0 | 21 | Line
Critical Infrastructure | Stormwater Treatment Facilities and Pump Stations | Drainage Assets | C-11S | STFPS_PL_566 |  | Not Affected | Not Affected | Not Affected | Not Affected | Not Affected | Not Affected | Not Affected | Not Affected | Not Affected | Not Affected | Not Affected | Not Affected | Not Affected | Not Affected | Not Affected | Not Affected | Not Affected | Not Affected | Not Affected | Not Affected | Not Affected | 0 | 0 | 0 | 0 | 21 | Line
Critical Infrastructure | Stormwater Treatment Facilities and Pump Stations | Drainage Assets | FISHEATING CREEK | STFPS_PL_567 |  | Not Affected | Not Affected | Not Affected | Not Affected | Not Affected | Not Affected | Not Affected | Not Affected | Not Affected | Not Affected | Not Affected | Not Affected | Not Affected | Not Affected | Not Affected | Not Affected | Not Affected | Not Affected | Not Affected | Not Affected | Not Affected | 0 | 0 | 0 | 0 | 21 | Line
Critical Infrastructure | Stormwater Treatment Facilities and Pump Stations | Drainage Assets | EAST WEST BORROW CANAL | STFPS_PL_568 |  | Not Affected | Not Affected | Not Affected | Not Affected | Not Affected | Not Affected | Not Affected | Not Affected | Not Affected | Not Affected | Not Affected | Not Affected | Not Affected | Not Affected | Not Affected | Not Affected | Not Affected | Not Affected | Not Affected | Not Affected | Not Affected | 0 | 0 | 0 | 0 | 21 | Line
Critical Infrastructure | Stormwater Treatment Facilities and Pump Stations | Drainage Assets | S-11B CROSSOVER | STFPS_PL_569 |  | Not Affected | Not Affected | Not Affected | Not Affected | Not Affected | Not Affected | Not Affected | Not Affected | Not Affected | Not Affected | Not Affected | Not Affected | Not Affected | Not Affected | Not Affected | Not Affected | Not Affected | Not Affected | Not Affected | Not Affected | Not Affected | 0 | 0 | 0 | 0 | 21 | Line
Critical Infrastructure | Stormwater Treatment Facilities and Pump Stations | Drainage Assets | MOSQUITO CREEK | STFPS_PL_570 |  | Not Affected | Not Affected | Not Affected | Not Affected | Not Affected | Not Affected | Not Affected | Not Affected | Not Affected | Not Affected | Not Affected | Not Affected | Not Affected | Not Affected | Not Affected | Not Affected | Not Affected | Not Affected | Not Affected | Not Affected | Not Affected | 0 | 0 | 0 | 0 | 21 | Line
Critical Infrastructure | Stormwater Treatment Facilities and Pump Stations | Drainage Assets | S-142 CROSSOVER | STFPS_PL_571 |  | Not Affected | Not Affected | Not Affected | Not Affected | Not Affected | Not Affected | Not Affected | Not Affected | Not Affected | Not Affected | Not Affected | Not Affected | Not Affected | Not Affected | Not Affected | Not Affected | Not Affected | Not Affected | Not Affected | Not Affected | Not Affected | 0 | 0 | 0 | 0 | 21 | Line
Critical Infrastructure | Stormwater Treatment Facilities and Pump Stations | Drainage Assets | C-37 | STFPS_PL_572 |  | Not Affected | Not Affected | Not Affected | Not Affected | Not Affected | Not Affected | Not Affected | Not Affected | Not Affected | Not Affected | Not Affected | Not Affected | Not Affected | Not Affected | Not Affected | Not Affected | Not Affected | Not Affected | Not Affected | Not Affected | Not Affected | 0 | 0 | 0 | 0 | 21 | Line
Critical Infrastructure | Stormwater Treatment Facilities and Pump Stations | Drainage Assets | L-31E | STFPS_PL_573 |  | Not Affected | Not Affected | Not Affected | Not Affected | Not Affected | Not Affected | Not Affected | Not Affected | Not Affected | Not Affected | Not Affected | Not Affected | Not Affected | Not Affected | Not Affected | Not Affected | Not Affected | Not Affected | Not Affected | Not Affected | Not Affected | 0 | 0 | 0 | 0 | 21 | Line
Critical Infrastructure | Stormwater Treatment Facilities and Pump Stations | Drainage Assets | TENMILE CREEK | STFPS_PL_574 |  | Not Affected | Not Affected | Not Affected | Not Affected | Not Affected | Not Affected | Not Affected | Not Affected | Not Affected | Not Affected | Not Affected | Not Affected | Not Affected | Not Affected | Not Affected | Not Affected | Not Affected | Not Affected | Not Affected | Not Affected | Not Affected | 0 | 0 | 0 | 0 | 21 | Line
Critical Infrastructure | Stormwater Treatment Facilities and Pump Stations | Drainage Assets | L-26 | STFPS_PL_575 |  | Not Affected | Not Affected | Not Affected | Not Affected | Not Affected | Not Affected | Not Affected | Not Affected | Not Affected | Not Affected | Not Affected | Not Affected | Not Affected | Not Affected | Not Affected | Not Affected | Not Affected | Not Affected | Not Affected | Not Affected | Not Affected | 0 | 0 | 0 | 0 | 21 | Line
Critical Infrastructure | Stormwater Treatment Facilities and Pump Stations | Drainage Assets | RIO2 | STFPS_PL_576 |  | Not Affected | Not Affected | Not Affected | Not Affected | Not Affected | Not Affected | Not Affected | Not Affected | Not Affected | Not Affected | Not Affected | Not Affected | Not Affected | Not Affected | Not Affected | Not Affected | Not Affected | Not Affected | Not Affected | Not Affected | Not Affected | 0 | 0 | 0 | 0 | 21 | Line
Critical Infrastructure | Stormwater Treatment Facilities and Pump Stations | Drainage Assets | TAYLOR CREEK STA PRIMARY FLOW | STFPS_PL_577 |  | Not Affected | Not Affected | Not Affected | Not Affected | Not Affected | Not Affected | Not Affected | Not Affected | Not Affected | Not Affected | Not Affected | Not Affected | Not Affected | Not Affected | Not Affected | Not Affected | Not Affected | Not Affected | Not Affected | Not Affected | Not Affected | 0 | 0 | 0 | 0 | 21 | Line
Critical Infrastructure | Stormwater Treatment Facilities and Pump Stations | Drainage Assets | L-15 | STFPS_PL_578 |  | Not Affected | Not Affected | Not Affected | Not Affected | Not Affected | Not Affected | Not Affected | Not Affected | Not Affected | Not Affected | Not Affected | Not Affected | Not Affected | Not Affected | Not Affected | Not Affected | Not Affected | Not Affected | Not Affected | Not Affected | Not Affected | 0 | 0 | 0 | 0 | 21 | Line
Critical Infrastructure | Stormwater Treatment Facilities and Pump Stations | Drainage Assets | ROTENBERGER | STFPS_PL_579 |  | Not Affected | Not Affected | Not Affected | Not Affected | Not Affected | Not Affected | Not Affected | Not Affected | Not Affected | Not Affected | Not Affected | Not Affected | Not Affected | Not Affected | Not Affected | Not Affected | Not Affected | Not Affected | Not Affected | Not Affected | Not Affected | 0 | 0 | 0 | 0 | 21 | Line
Critical Infrastructure | Stormwater Treatment Facilities and Pump Stations | Drainage Assets | C-35 | STFPS_PL_580 |  | Not Affected | Not Affected | Not Affected | Not Affected | Not Affected | Not Affected | Not Affected | Not Affected | Not Affected | Not Affected | Not Affected | Not Affected | Not Affected | Not Affected | Not Affected | Not Affected | Not Affected | Not Affected | Not Affected | Not Affected | Not Affected | 0 | 0 | 0 | 0 | 21 | Line
Critical Infrastructure | Stormwater Treatment Facilities and Pump Stations | Drainage Assets | DURDEN CREEK | STFPS_PL_581 |  | Not Affected | Not Affected | Not Affected | Not Affected | Not Affected | Not Affected | Not Affected | Not Affected | Not Affected | Not Affected | Not Affected | Not Affected | Not Affected | Not Affected | Not Affected | Not Affected | Not Affected | Not Affected | Not Affected | Not Affected | Not Affected | 0 | 0 | 0 | 0 | 21 | Line
Critical Infrastructure | Stormwater Treatment Facilities and Pump Stations | Drainage Assets | CARRELL CANAL | STFPS_PL_582 |  | Not Affected | Not Affected | Not Affected | Not Affected | Not Affected | Not Affected | Not Affected | Not Affected | Not Affected | Not Affected | Not Affected | Not Affected | Not Affected | Not Affected | Not Affected | Not Affected | Not Affected | Not Affected | Not Affected | Not Affected | Not Affected | 0 | 0 | 0 | 0 | 21 | Line
Critical Infrastructure | Stormwater Treatment Facilities and Pump Stations | Drainage Assets | S272 CANAL | STFPS_PL_583 |  | Not Affected | Not Affected | Not Affected | Not Affected | Not Affected | Not Affected | Not Affected | Not Affected | Not Affected | Not Affected | Not Affected | Not Affected | Not Affected | Not Affected | Not Affected | Not Affected | Not Affected | Not Affected | Not Affected | Not Affected | Not Affected | 0 | 0 | 0 | 0 | 21 | Line
Critical Infrastructure | Stormwater Treatment Facilities and Pump Stations | Drainage Assets | L-62 | STFPS_PL_584 |  | Not Affected | Not Affected | Not Affected | Not Affected | Not Affected | Not Affected | Not Affected | Not Affected | Not Affected | Not Affected | Not Affected | Not Affected | Not Affected | Not Affected | Not Affected | Not Affected | Not Affected | Not Affected | Not Affected | Not Affected | Not Affected | 0 | 0 | 0 | 0 | 21 | Line
Critical Infrastructure | Stormwater Treatment Facilities and Pump Stations | Drainage Assets | HOBE GROVE DITCH | STFPS_PL_585 |  | Not Affected | Not Affected | Not Affected | Not Affected | Not Affected | Not Affected | Not Affected | Not Affected | Not Affected | Not Affected | Not Affected | Not Affected | Not Affected | Not Affected | Not Affected | Not Affected | Not Affected | Not Affected | Not Affected | Not Affected | Not Affected | 0 | 0 | 0 | 0 | 21 | Line
Critical Infrastructure | Stormwater Treatment Facilities and Pump Stations | Drainage Assets | IMPTRIB75 | STFPS_PL_586 |  | Not Affected | Not Affected | Not Affected | Not Affected | Not Affected | Not Affected | Not Affected | Not Affected | Not Affected | Not Affected | Not Affected | Not Affected | Not Affected | Not Affected | Not Affected | Not Affected | Not Affected | Not Affected | Not Affected | Not Affected | Not Affected | 0 | 0 | 0 | 0 | 21 | Line
Critical Infrastructure | Stormwater Treatment Facilities and Pump Stations | Drainage Assets | C-33 | STFPS_PL_587 |  | Not Affected | Not Affected | Not Affected | Not Affected | Not Affected | Not Affected | Not Affected | Not Affected | Not Affected | Not Affected | Not Affected | Not Affected | Not Affected | Not Affected | Not Affected | Not Affected | Not Affected | Not Affected | Not Affected | Not Affected | Not Affected | 0 | 0 | 0 | 0 | 21 | Line
Critical Infrastructure | Stormwater Treatment Facilities and Pump Stations | Drainage Assets | C-7 | STFPS_PL_588 |  | Not Affected | Not Affected | Not Affected | Not Affected | Not Affected | Not Affected | Not Affected | Not Affected | Not Affected | Not Affected | Not Affected | Not Affected | Not Affected | Not Affected | Not Affected | Not Affected | Not Affected | Not Affected | Not Affected | Not Affected | Not Affected | 0 | 0 | 0 | 0 | 21 | Line
Critical Infrastructure | Stormwater Treatment Facilities and Pump Stations | Drainage Assets | L-28 TIEBACK | STFPS_PL_589 |  | Not Affected | Not Affected | Not Affected | Not Affected | Not Affected | Not Affected | Not Affected | Not Affected | Not Affected | Not Affected | Not Affected | Not Affected | Not Affected | Not Affected | Not Affected | Not Affected | Not Affected | Not Affected | Not Affected | Not Affected | Not Affected | 0 | 0 | 0 | 0 | 21 | Line
Critical Infrastructure | Stormwater Treatment Facilities and Pump Stations | Drainage Assets | L-1E | STFPS_PL_590 |  | Not Affected | Not Affected | Not Affected | Not Affected | Not Affected | Not Affected | Not Affected | Not Affected | Not Affected | Not Affected | Not Affected | Not Affected | Not Affected | Not Affected | Not Affected | Not Affected | Not Affected | Not Affected | Not Affected | Not Affected | Not Affected | 0 | 0 | 0 | 0 | 21 | Line
Critical Infrastructure | Stormwater Treatment Facilities and Pump Stations | Drainage Assets | THOMPSON BRANCH | STFPS_PL_591 |  | Not Affected | Not Affected | Not Affected | Not Affected | Not Affected | Not Affected | Not Affected | Not Affected | Not Affected | Not Affected | Not Affected | Not Affected | Not Affected | Not Affected | Not Affected | Not Affected | Not Affected | Not Affected | Not Affected | Not Affected | Not Affected | 0 | 0 | 0 | 0 | 21 | Line
Critical Infrastructure | Stormwater Treatment Facilities and Pump Stations | Drainage Assets | A1 FEB EAST SEEPAGE CANAL | STFPS_PL_592 |  | Not Affected | Not Affected | Not Affected | Not Affected | Not Affected | Not Affected | Not Affected | Not Affected | Not Affected | Not Affected | Not Affected | Not Affected | Not Affected | Not Affected | Not Affected | Not Affected | Not Affected | Not Affected | Not Affected | Not Affected | Not Affected | 0 | 0 | 0 | 0 | 21 | Line
Critical Infrastructure | Stormwater Treatment Facilities and Pump Stations | Drainage Assets | C-5 | STFPS_PL_593 |  | Not Affected | Not Affected | Not Affected | Not Affected | Not Affected | Not Affected | Not Affected | Not Affected | Not Affected | Not Affected | Not Affected | Not Affected | Not Affected | Not Affected | Not Affected | Not Affected | Not Affected | Not Affected | Not Affected | Not Affected | Not Affected | 0 | 0 | 0 | 0 | 21 | Line
Critical Infrastructure | Stormwater Treatment Facilities and Pump Stations | Drainage Assets | L-67A | STFPS_PL_594 |  | Not Affected | Not Affected | Not Affected | Not Affected | Not Affected | Not Affected | Not Affected | Not Affected | Not Affected | Not Affected | Not Affected | Not Affected | Not Affected | Not Affected | Not Affected | Not Affected | Not Affected | Not Affected | Not Affected | Not Affected | Not Affected | 0 | 0 | 0 | 0 | 21 | Line
Critical Infrastructure | Stormwater Treatment Facilities and Pump Stations | Drainage Assets | L-4 | STFPS_PL_595 |  | Not Affected | Not Affected | Not Affected | Not Affected | Not Affected | Not Affected | Not Affected | Not Affected | Not Affected | Not Affected | Not Affected | Not Affected | Not Affected | Not Affected | Not Affected | Not Affected | Not Affected | Not Affected | Not Affected | Not Affected | Not Affected | 0 | 0 | 0 | 0 | 21 | Line
Critical Infrastructure | Stormwater Treatment Facilities and Pump Stations | Drainage Assets | JOE RIVER | STFPS_PL_597 |  | Not Affected | Not Affected | Not Affected | Not Affected | Not Affected | Not Affected | Not Affected | Not Affected | Not Affected | Not Affected | Not Affected | Not Affected | Not Affected | Not Affected | Not Affected | Not Affected | Not Affected | Not Affected | Not Affected | Not Affected | Not Affected | 0 | 0 | 0 | 0 | 21 | Line
Critical Infrastructure | Stormwater Treatment Facilities and Pump Stations | Drainage Assets | MEADE | STFPS_PL_598 |  | Not Affected | Not Affected | Not Affected | Not Affected | Not Affected | Not Affected | Not Affected | Not Affected | Not Affected | Not Affected | Not Affected | Not Affected | Not Affected | Not Affected | Not Affected | Not Affected | Not Affected | Not Affected | Not Affected | Not Affected | Not Affected | 0 | 0 | 0 | 0 | 21 | Line
Critical Infrastructure | Stormwater Treatment Facilities and Pump Stations | Drainage Assets | STA-C44 DISTRIBUTION CANAL | STFPS_PL_599 |  | Not Affected | Not Affected | Not Affected | Not Affected | Not Affected | Not Affected | Not Affected | Not Affected | Not Affected | Not Affected | Not Affected | Not Affected | Not Affected | Not Affected | Not Affected | Not Affected | Not Affected | Not Affected | Not Affected | Not Affected | Not Affected | 0 | 0 | 0 | 0 | 21 | Line
Critical Infrastructure | Stormwater Treatment Facilities and Pump Stations | Drainage Assets | G-70 INFLOW | STFPS_PL_600 |  | Not Affected | Not Affected | Not Affected | Not Affected | Not Affected | Not Affected | Not Affected | Not Affected | Not Affected | Not Affected | Not Affected | Not Affected | Not Affected | Not Affected | Not Affected | Not Affected | Not Affected | Not Affected | Not Affected | Not Affected | Not Affected | 0 | 0 | 0 | 0 | 21 | Line
Critical Infrastructure | Stormwater Treatment Facilities and Pump Stations | Drainage Assets | C-100 | STFPS_PL_601 |  | Not Affected | Not Affected | Not Affected | Not Affected | Not Affected | Not Affected | Not Affected | Not Affected | Not Affected | Not Affected | Not Affected | Not Affected | Not Affected | Not Affected | Not Affected | Not Affected | Not Affected | Not Affected | Not Affected | Not Affected | Not Affected | 0 | 0 | 0 | 0 | 21 | Line
Critical Infrastructure | Stormwater Treatment Facilities and Pump Stations | Drainage Assets | DEADMANS BRANCH | STFPS_PL_602 |  | Not Affected | Not Affected | Not Affected | Not Affected | Not Affected | Not Affected | Not Affected | Not Affected | Not Affected | Not Affected | Not Affected | Not Affected | Not Affected | Not Affected | Not Affected | Not Affected | Not Affected | Not Affected | Not Affected | Not Affected | Not Affected | 0 | 0 | 0 | 0 | 21 | Line
Critical Infrastructure | Stormwater Treatment Facilities and Pump Stations | Drainage Assets | L-31W | STFPS_PL_603 |  | Not Affected | Not Affected | Not Affected | Not Affected | Not Affected | Not Affected | Not Affected | Not Affected | Not Affected | Not Affected | Not Affected | Not Affected | Not Affected | Not Affected | Not Affected | Not Affected | Not Affected | Not Affected | Not Affected | Not Affected | Not Affected | 0 | 0 | 0 | 0 | 21 | Line
Critical Infrastructure | Stormwater Treatment Facilities and Pump Stations | Drainage Assets | TEN MILE CANAL | STFPS_PL_604 |  | Not Affected | Not Affected | Not Affected | Not Affected | Not Affected | Not Affected | Not Affected | Not Affected | Not Affected | Not Affected | Not Affected | Not Affected | Not Affected | Not Affected | Not Affected | Not Affected | Not Affected | Not Affected | Not Affected | Not Affected | Not Affected | 0 | 0 | 0 | 0 | 21 | Line
Critical Infrastructure | Stormwater Treatment Facilities and Pump Stations | Drainage Assets | JACKS BRANCH | STFPS_PL_605 |  | Not Affected | Not Affected | Not Affected | Not Affected | Not Affected | Not Affected | Not Affected | Not Affected | Not Affected | Not Affected | Not Affected | Not Affected | Not Affected | Not Affected | Not Affected | Not Affected | Not Affected | Not Affected | Not Affected | Not Affected | Not Affected | 0 | 0 | 0 | 0 | 21 | Line
Critical Infrastructure | Stormwater Treatment Facilities and Pump Stations | Drainage Assets | L-28 Interceptor east levee | STFPS_PL_606 |  | Not Affected | Not Affected | Not Affected | Not Affected | Not Affected | Not Affected | Not Affected | Not Affected | Not Affected | Not Affected | Not Affected | Not Affected | Not Affected | Not Affected | Not Affected | Not Affected | Not Affected | Not Affected | Not Affected | Not Affected | Not Affected | 0 | 0 | 0 | 0 | 21 | Line
Critical Infrastructure | Stormwater Treatment Facilities and Pump Stations | Drainage Assets | G-15 south levee | STFPS_PL_607 |  | Not Affected | Not Affected | Not Affected | Not Affected | Not Affected | Not Affected | Not Affected | Not Affected | Not Affected | Not Affected | Not Affected | Not Affected | Not Affected | Not Affected | Not Affected | Not Affected | Not Affected | Not Affected | Not Affected | Not Affected | Not Affected | 0 | 0 | 0 | 0 | 21 | Line
Critical Infrastructure | Stormwater Treatment Facilities and Pump Stations | Drainage Assets | C-38 west levee | STFPS_PL_608 |  | Not Affected | Not Affected | Not Affected | Not Affected | Not Affected | Not Affected | Not Affected | Not Affected | Not Affected | Not Affected | Not Affected | Not Affected | Not Affected | Not Affected | Not Affected | Not Affected | Not Affected | Not Affected | Not Affected | Not Affected | Not Affected | 0 | 0 | 0 | 0 | 21 | Line
Critical Infrastructure | Stormwater Treatment Facilities and Pump Stations | Drainage Assets | Lakeside Ranch STA levee | STFPS_PL_609 |  | Not Affected | Not Affected | Not Affected | Not Affected | Not Affected | Not Affected | Not Affected | Not Affected | Not Affected | Not Affected | Not Affected | Not Affected | Not Affected | Not Affected | Not Affected | Not Affected | Not Affected | Not Affected | Not Affected | Not Affected | Not Affected | 0 | 0 | 0 | 0 | 21 | Line
Critical Infrastructure | Stormwater Treatment Facilities and Pump Stations | Drainage Assets | S-332B | STFPS_PL_610 |  | Not Affected | Not Affected | Not Affected | Not Affected | Not Affected | Not Affected | Not Affected | Not Affected | Not Affected | Not Affected | Not Affected | Not Affected | Not Affected | Not Affected | Not Affected | Not Affected | Not Affected | Not Affected | Not Affected | Not Affected | Not Affected | 0 | 0 | 0 | 0 | 21 | Line
Critical Infrastructure | Stormwater Treatment Facilities and Pump Stations | Drainage Assets | C-59 east levee | STFPS_PL_611 |  | Not Affected | Not Affected | Not Affected | Not Affected | Not Affected | Not Affected | Not Affected | Not Affected | Not Affected | Not Affected | Not Affected | Not Affected | Not Affected | Not Affected | Not Affected | Not Affected | Not Affected | Not Affected | Not Affected | Not Affected | Not Affected | 0 | 0 | 0 | 0 | 21 | Line
Critical Infrastructure | Stormwater Treatment Facilities and Pump Stations | Drainage Assets | C-6 north levee | STFPS_PL_612 |  | Not Affected | Not Affected | Not Affected | Not Affected | Not Affected | Not Affected | Not Affected | Not Affected | Not Affected | Not Affected | Not Affected | Not Affected | Not Affected | Not Affected | Not Affected | Not Affected | Not Affected | Not Affected | Not Affected | Not Affected | Not Affected | 0 | 0 | 0 | 0 | 21 | Line
Critical Infrastructure | Stormwater Treatment Facilities and Pump Stations | Drainage Assets | C-41 west levee | STFPS_PL_613 |  | Not Affected | Not Affected | Not Affected | Not Affected | Not Affected | Not Affected | Not Affected | Not Affected | Not Affected | Not Affected | Not Affected | Not Affected | Not Affected | Not Affected | Not Affected | Not Affected | Not Affected | Not Affected | Not Affected | Not Affected | Not Affected | 0 | 0 | 0 | 0 | 21 | Line
Critical Infrastructure | Stormwater Treatment Facilities and Pump Stations | Drainage Assets | C-15 north levee | STFPS_PL_614 |  | Not Affected | Not Affected | Not Affected | Not Affected | Not Affected | Not Affected | Not Affected | Not Affected | Not Affected | Not Affected | Not Affected | Not Affected | Not Affected | Not Affected | Not Affected | Not Affected | Not Affected | Not Affected | Not Affected | Not Affected | Not Affected | 0 | 0 | 0 | 0 | 21 | Line
Critical Infrastructure | Stormwater Treatment Facilities and Pump Stations | Drainage Assets | Golden Gate Main southeast levee | STFPS_PL_615 |  | Not Affected | Not Affected | Not Affected | Not Affected | Not Affected | Not Affected | Not Affected | Not Affected | Not Affected | Not Affected | Not Affected | Not Affected | Not Affected | Not Affected | Not Affected | Not Affected | Not Affected | Not Affected | Not Affected | Not Affected | Not Affected | 0 | 0 | 0 | 0 | 21 | Line
Critical Infrastructure | Stormwater Treatment Facilities and Pump Stations | Drainage Assets | FAKA Union east levee | STFPS_PL_616 |  | Not Affected | Not Affected | Not Affected | Not Affected | Not Affected | Not Affected | Not Affected | Not Affected | Not Affected | Not Affected | Not Affected | Not Affected | Not Affected | Not Affected | Not Affected | Not Affected | Not Affected | Not Affected | Not Affected | Not Affected | Not Affected | 0 | 0 | 0 | 0 | 21 | Line
Critical Infrastructure | Stormwater Treatment Facilities and Pump Stations | Drainage Assets | C-18 east levee | STFPS_PL_617 |  | Not Affected | Not Affected | Not Affected | Not Affected | Not Affected | Not Affected | Not Affected | Not Affected | Not Affected | Not Affected | Not Affected | Not Affected | Not Affected | Not Affected | Not Affected | Not Affected | Not Affected | Not Affected | Not Affected | Not Affected | Not Affected | 0 | 0 | 0 | 0 | 21 | Line
Critical Infrastructure | Stormwater Treatment Facilities and Pump Stations | Drainage Assets | FAKA Union west levee | STFPS_PL_618 |  | Not Affected | Not Affected | Not Affected | Not Affected | Not Affected | Not Affected | Not Affected | Not Affected | Not Affected | Not Affected | Not Affected | Not Affected | Not Affected | Not Affected | Not Affected | Not Affected | Not Affected | Not Affected | Not Affected | Not Affected | Not Affected | 0 | 0 | 0 | 0 | 21 | Line
Critical Infrastructure | Stormwater Treatment Facilities and Pump Stations | Drainage Assets | C-113 north levee | STFPS_PL_619 |  | Not Affected | Not Affected | Not Affected | Not Affected | Not Affected | Not Affected | Not Affected | Not Affected | Not Affected | Not Affected | Not Affected | Not Affected | Not Affected | Not Affected | Not Affected | Not Affected | Not Affected | Not Affected | Not Affected | Not Affected | Not Affected | 0 | 0 | 0 | 0 | 21 | Line
Critical Infrastructure | Stormwater Treatment Facilities and Pump Stations | Drainage Assets | STA-1W Expansion levee | STFPS_PL_620 |  | Not Affected | Not Affected | Not Affected | Not Affected | Not Affected | Not Affected | Not Affected | Not Affected | Not Affected | Not Affected | Not Affected | Not Affected | Not Affected | Not Affected | Not Affected | Not Affected | Not Affected | Not Affected | Not Affected | Not Affected | Not Affected | 0 | 0 | 0 | 0 | 21 | Line
Critical Infrastructure | Stormwater Treatment Facilities and Pump Stations | Drainage Assets | FAKA Union west levee | STFPS_PL_621 |  | Not Affected | Not Affected | Not Affected | Not Affected | Not Affected | Not Affected | Not Affected | Not Affected | Not Affected | Not Affected | Not Affected | Not Affected | Not Affected | Not Affected | Not Affected | Not Affected | Not Affected | Not Affected | Not Affected | Not Affected | Not Affected | 0 | 0 | 0 | 0 | 21 | Line
Critical Infrastructure | Stormwater Treatment Facilities and Pump Stations | Drainage Assets | L-59 northwest levee | STFPS_PL_622 |  | Not Affected | Not Affected | Not Affected | Not Affected | Not Affected | Not Affected | Not Affected | Not Affected | Not Affected | Not Affected | Not Affected | Not Affected | Not Affected | Not Affected | Not Affected | Not Affected | Not Affected | Not Affected | Not Affected | Not Affected | Not Affected | 0 | 0 | 0 | 0 | 21 | Line
Critical Infrastructure | Stormwater Treatment Facilities and Pump Stations | Drainage Assets | C-6 north levee | STFPS_PL_623 |  | Not Affected | Not Affected | Not Affected | Not Affected | Not Affected | Not Affected | Not Affected | Not Affected | Not Affected | Not Affected | Not Affected | Not Affected | Not Affected | Not Affected | Not Affected | Not Affected | Not Affected | Not Affected | Not Affected | Not Affected | Not Affected | 0 | 0 | 0 | 0 | 21 | Line
Critical Infrastructure | Stormwater Treatment Facilities and Pump Stations | Drainage Assets | C-14 south levee | STFPS_PL_624 |  | Not Affected | Not Affected | Not Affected | Not Affected | Not Affected | Not Affected | Not Affected | Not Affected | Not Affected | Not Affected | Not Affected | Not Affected | Not Affected | Not Affected | Not Affected | Not Affected | Not Affected | Not Affected | Not Affected | Not Affected | Not Affected | 0 | 0 | 0 | 0 | 21 | Line
Critical Infrastructure | Stormwater Treatment Facilities and Pump Stations | Drainage Assets | L-8 south tieback | STFPS_PL_625 |  | Not Affected | Not Affected | Not Affected | Not Affected | Not Affected | Not Affected | Not Affected | Not Affected | Not Affected | Not Affected | Not Affected | Not Affected | Not Affected | Not Affected | Not Affected | Not Affected | Not Affected | Not Affected | Not Affected | Not Affected | Not Affected | 0 | 0 | 0 | 0 | 21 | Line
Critical Infrastructure | Stormwater Treatment Facilities and Pump Stations | Drainage Assets | L-3 west levee | STFPS_PL_626 |  | Not Affected | Not Affected | Not Affected | Not Affected | Not Affected | Not Affected | Not Affected | Not Affected | Not Affected | Not Affected | Not Affected | Not Affected | Not Affected | Not Affected | Not Affected | Not Affected | Not Affected | Not Affected | Not Affected | Not Affected | Not Affected | 0 | 0 | 0 | 0 | 21 | Line
Critical Infrastructure | Stormwater Treatment Facilities and Pump Stations | Drainage Assets | FAKA Union east levee | STFPS_PL_627 |  | Not Affected | Not Affected | Not Affected | Not Affected | Not Affected | Not Affected | Not Affected | Not Affected | Not Affected | Not Affected | Not Affected | Not Affected | Not Affected | Not Affected | Not Affected | Not Affected | Not Affected | Not Affected | Not Affected | Not Affected | Not Affected | 0 | 0 | 0 | 0 | 21 | Line
Critical Infrastructure | Stormwater Treatment Facilities and Pump Stations | Drainage Assets | STA-1W levee | STFPS_PL_628 |  | Not Affected | Not Affected | Not Affected | Not Affected | Not Affected | Not Affected | Not Affected | Not Affected | Not Affected | Not Affected | Not Affected | Not Affected | Not Affected | Not Affected | Not Affected | Not Affected | Not Affected | Not Affected | Not Affected | Not Affected | Not Affected | 0 | 0 | 0 | 0 | 21 | Line
Critical Infrastructure | Stormwater Treatment Facilities and Pump Stations | Drainage Assets | C-18 west levee | STFPS_PL_629 |  | Not Affected | Not Affected | Not Affected | Not Affected | Not Affected | Not Affected | Not Affected | Not Affected | Not Affected | Not Affected | Not Affected | Not Affected | Not Affected | Not Affected | Not Affected | Not Affected | Not Affected | Not Affected | Not Affected | Not Affected | Not Affected | 0 | 0 | 0 | 0 | 21 | Line
Critical Infrastructure | Stormwater Treatment Facilities and Pump Stations | Drainage Assets | L-328 | STFPS_PL_630 |  | Not Affected | Not Affected | Not Affected | Not Affected | Not Affected | Not Affected | Not Affected | Not Affected | Not Affected | Not Affected | Not Affected | Not Affected | Not Affected | Not Affected | Not Affected | Not Affected | Not Affected | Not Affected | Not Affected | Not Affected | Not Affected | 0 | 0 | 0 | 0 | 21 | Line
Critical Infrastructure | Stormwater Treatment Facilities and Pump Stations | Drainage Assets | L-68A west levee | STFPS_PL_631 |  | Not Affected | Not Affected | Not Affected | Not Affected | Not Affected | Not Affected | Not Affected | Not Affected | Not Affected | Not Affected | Not Affected | Not Affected | Not Affected | Not Affected | Not Affected | Not Affected | Not Affected | Not Affected | Not Affected | Not Affected | Not Affected | 0 | 0 | 0 | 0 | 21 | Line
Critical Infrastructure | Stormwater Treatment Facilities and Pump Stations | Drainage Assets | Golden Gate Main north levee | STFPS_PL_632 |  | Not Affected | Not Affected | Not Affected | Not Affected | Not Affected | Not Affected | Not Affected | Not Affected | Not Affected | Not Affected | Not Affected | Not Affected | Not Affected | Not Affected | Not Affected | Not Affected | Not Affected | Not Affected | Not Affected | Not Affected | Not Affected | 0 | 0 | 0 | 0 | 21 | Line
Critical Infrastructure | Stormwater Treatment Facilities and Pump Stations | Drainage Assets | L-31E east levee | STFPS_PL_633 |  | Not Affected | Not Affected | Not Affected | Not Affected | Not Affected | Not Affected | Not Affected | Not Affected | Not Affected | Not Affected | Not Affected | Not Affected | Not Affected | Not Affected | Not Affected | Not Affected | Not Affected | Not Affected | Not Affected | Not Affected | Not Affected | 0 | 0 | 0 | 0 | 21 | Line
Critical Infrastructure | Stormwater Treatment Facilities and Pump Stations | Drainage Assets | STA-5 interior and exterior levees | STFPS_PL_634 |  | Not Affected | Not Affected | Not Affected | Not Affected | Not Affected | Not Affected | Not Affected | Not Affected | Not Affected | Not Affected | Not Affected | Not Affected | Not Affected | Not Affected | Not Affected | Not Affected | Not Affected | Not Affected | Not Affected | Not Affected | Not Affected | 0 | 0 | 0 | 0 | 21 | Line
Critical Infrastructure | Stormwater Treatment Facilities and Pump Stations | Drainage Assets | C-41A east levee | STFPS_PL_635 |  | Not Affected | Not Affected | Not Affected | Not Affected | Not Affected | Not Affected | Not Affected | Not Affected | Not Affected | Not Affected | Not Affected | Not Affected | Not Affected | Not Affected | Not Affected | Not Affected | Not Affected | Not Affected | Not Affected | Not Affected | Not Affected | 0 | 0 | 0 | 0 | 21 | Line
Critical Infrastructure | Stormwater Treatment Facilities and Pump Stations | Drainage Assets | C-111 east levee | STFPS_PL_636 |  | Not Affected | Not Affected | Not Affected | Not Affected | Not Affected | Not Affected | Not Affected | Not Affected | Not Affected | Not Affected | Not Affected | Not Affected | Not Affected | Not Affected | Not Affected | Not Affected | Not Affected | Not Affected | Not Affected | Not Affected | Not Affected | 0 | 0 | 0 | 0 | 21 | Line
Critical Infrastructure | Stormwater Treatment Facilities and Pump Stations | Drainage Assets | C-7 east levee | STFPS_PL_637 |  | Not Affected | Not Affected | Not Affected | Not Affected | Not Affected | Not Affected | Not Affected | Not Affected | Not Affected | Not Affected | Not Affected | Not Affected | Not Affected | Not Affected | Not Affected | Not Affected | Not Affected | Not Affected | Not Affected | Not Affected | Not Affected | 0 | 0 | 0 | 0 | 21 | Line
Critical Infrastructure | Stormwater Treatment Facilities and Pump Stations | Drainage Assets | C-100C east levee | STFPS_PL_638 |  | Not Affected | Not Affected | Not Affected | Not Affected | Not Affected | Not Affected | Not Affected | Not Affected | Not Affected | Not Affected | Not Affected | Not Affected | Not Affected | Not Affected | Not Affected | Not Affected | Not Affected | Not Affected | Not Affected | Not Affected | Not Affected | 0 | 0 | 0 | 0 | 21 | Line
Critical Infrastructure | Stormwater Treatment Facilities and Pump Stations | Drainage Assets | C-103 north levee | STFPS_PL_639 |  | Not Affected | Not Affected | Not Affected | Not Affected | Not Affected | Not Affected | Not Affected | Not Affected | Not Affected | Not Affected | Not Affected | Not Affected | Not Affected | Not Affected | Not Affected | Not Affected | Not Affected | Not Affected | Not Affected | Not Affected | Not Affected | 0 | 0 | 0 | 0 | 21 | Line
Critical Infrastructure | Stormwater Treatment Facilities and Pump Stations | Drainage Assets | C-4 south levee | STFPS_PL_640 |  | Not Affected | Not Affected | Not Affected | Not Affected | Not Affected | Not Affected | Not Affected | Not Affected | Not Affected | Not Affected | Not Affected | Not Affected | Not Affected | Not Affected | Not Affected | Not Affected | Not Affected | Not Affected | Not Affected | Not Affected | Not Affected | 0 | 0 | 0 | 0 | 21 | Line
Critical Infrastructure | Stormwater Treatment Facilities and Pump Stations | Drainage Assets | C-24 west levee | STFPS_PL_641 |  | Not Affected | Not Affected | Not Affected | Not Affected | Not Affected | Not Affected | Not Affected | Not Affected | Not Affected | Not Affected | Not Affected | Not Affected | Not Affected | Not Affected | Not Affected | Not Affected | Not Affected | Not Affected | Not Affected | Not Affected | Not Affected | 0 | 0 | 0 | 0 | 21 | Line
Critical Infrastructure | Stormwater Treatment Facilities and Pump Stations | Drainage Assets | L-63N south levee | STFPS_PL_642 |  | Not Affected | Not Affected | Not Affected | Not Affected | Not Affected | Not Affected | Not Affected | Not Affected | Not Affected | Not Affected | Not Affected | Not Affected | Not Affected | Not Affected | Not Affected | Not Affected | Not Affected | Not Affected | Not Affected | Not Affected | Not Affected | 0 | 0 | 0 | 0 | 21 | Line
Critical Infrastructure | Stormwater Treatment Facilities and Pump Stations | Drainage Assets | STA-2 levee | STFPS_PL_643 |  | Not Affected | Not Affected | Not Affected | Not Affected | Not Affected | Not Affected | Not Affected | Not Affected | Not Affected | Not Affected | Not Affected | Not Affected | Not Affected | Not Affected | Not Affected | Not Affected | Not Affected | Not Affected | Not Affected | Not Affected | Not Affected | 0 | 0 | 0 | 0 | 21 | Line
Critical Infrastructure | Stormwater Treatment Facilities and Pump Stations | Drainage Assets | C-41 east levee | STFPS_PL_644 |  | Not Affected | Not Affected | Not Affected | Not Affected | Not Affected | Not Affected | Not Affected | Not Affected | Not Affected | Not Affected | Not Affected | Not Affected | Not Affected | Not Affected | Not Affected | Not Affected | Not Affected | Not Affected | Not Affected | Not Affected | Not Affected | 0 | 0 | 0 | 0 | 21 | Line
Critical Infrastructure | Stormwater Treatment Facilities and Pump Stations | Drainage Assets | 332C discharge pipe | STFPS_PL_645 |  | Not Affected | Not Affected | Not Affected | Not Affected | Not Affected | Not Affected | Not Affected | Not Affected | Not Affected | Not Affected | Not Affected | Not Affected | Not Affected | Not Affected | Not Affected | Not Affected | Not Affected | Not Affected | Not Affected | Not Affected | Not Affected | 0 | 0 | 0 | 0 | 21 | Line
Critical Infrastructure | Stormwater Treatment Facilities and Pump Stations | Drainage Assets | L-62 north levee | STFPS_PL_646 |  | Not Affected | Not Affected | Not Affected | Not Affected | Not Affected | Not Affected | Not Affected | Not Affected | Not Affected | Not Affected | Not Affected | Not Affected | Not Affected | Not Affected | Not Affected | Not Affected | Not Affected | Not Affected | Not Affected | Not Affected | Not Affected | 0 | 0 | 0 | 0 | 21 | Line
Critical Infrastructure | Stormwater Treatment Facilities and Pump Stations | Drainage Assets | C-4 north levee | STFPS_PL_647 |  | Not Affected | Not Affected | Not Affected | Not Affected | Not Affected | Not Affected | Not Affected | Not Affected | Not Affected | Not Affected | Not Affected | Not Affected | Not Affected | Not Affected | Not Affected | Not Affected | Not Affected | Not Affected | Not Affected | Not Affected | Not Affected | 0 | 0 | 0 | 0 | 21 | Line
Critical Infrastructure | Stormwater Treatment Facilities and Pump Stations | Drainage Assets | Orange Tree west levee | STFPS_PL_648 |  | Not Affected | Not Affected | Not Affected | Not Affected | Not Affected | Not Affected | Not Affected | Not Affected | Not Affected | Not Affected | Not Affected | Not Affected | Not Affected | Not Affected | Not Affected | Not Affected | Not Affected | Not Affected | Not Affected | Not Affected | Not Affected | 0 | 0 | 0 | 0 | 21 | Line
Critical Infrastructure | Stormwater Treatment Facilities and Pump Stations | Drainage Assets | FAKA Union west levee | STFPS_PL_649 |  | Not Affected | Not Affected | Not Affected | Not Affected | Not Affected | Not Affected | Not Affected | Not Affected | Not Affected | Not Affected | Not Affected | Not Affected | Not Affected | Not Affected | Not Affected | Not Affected | Not Affected | Not Affected | Not Affected | Not Affected | Not Affected | 0 | 0 | 0 | 0 | 21 | Line
Critical Infrastructure | Stormwater Treatment Facilities and Pump Stations | Drainage Assets | Coco north levee | STFPS_PL_650 |  | Not Affected | Not Affected | Not Affected | Not Affected | Not Affected | Not Affected | Not Affected | Not Affected | Not Affected | Not Affected | Not Affected | Not Affected | Not Affected | Not Affected | Not Affected | Not Affected | Not Affected | Not Affected | Not Affected | Not Affected | Not Affected | 0 | 0 | 0 | 0 | 21 | Line
Critical Infrastructure | Stormwater Treatment Facilities and Pump Stations | Drainage Assets | C-37 west levee | STFPS_PL_651 |  | Not Affected | Not Affected | Not Affected | Not Affected | Not Affected | Not Affected | Not Affected | Not Affected | Not Affected | Not Affected | Not Affected | Not Affected | Not Affected | Not Affected | Not Affected | Not Affected | Not Affected | Not Affected | Not Affected | Not Affected | Not Affected | 0 | 0 | 0 | 0 | 21 | Line
Critical Infrastructure | Stormwater Treatment Facilities and Pump Stations | Drainage Assets | C-34 east levee | STFPS_PL_652 |  | Not Affected | Not Affected | Not Affected | Not Affected | Not Affected | Not Affected | Not Affected | Not Affected | Not Affected | Not Affected | Not Affected | Not Affected | Not Affected | Not Affected | Not Affected | Not Affected | Not Affected | Not Affected | Not Affected | Not Affected | Not Affected | 0 | 0 | 0 | 0 | 21 | Line
Critical Infrastructure | Stormwater Treatment Facilities and Pump Stations | Drainage Assets | C-12 south levee | STFPS_PL_653 |  | Not Affected | Not Affected | Not Affected | Not Affected | Not Affected | Not Affected | Not Affected | Not Affected | Not Affected | Not Affected | Not Affected | Not Affected | Not Affected | Not Affected | Not Affected | Not Affected | Not Affected | Not Affected | Not Affected | Not Affected | Not Affected | 0 | 0 | 0 | 0 | 21 | Line
Critical Infrastructure | Stormwater Treatment Facilities and Pump Stations | Drainage Assets | Lakeside Ranch STA northeast levee | STFPS_PL_654 |  | Not Affected | Not Affected | Not Affected | Not Affected | Not Affected | Not Affected | Not Affected | Not Affected | Not Affected | Not Affected | Not Affected | Not Affected | Not Affected | Not Affected | Not Affected | Not Affected | Not Affected | Not Affected | Not Affected | Not Affected | Not Affected | 0 | 0 | 0 | 0 | 21 | Line
Critical Infrastructure | Stormwater Treatment Facilities and Pump Stations | Drainage Assets | C-31 east levee | STFPS_PL_655 |  | Not Affected | Not Affected | Not Affected | Not Affected | Not Affected | Not Affected | Not Affected | Not Affected | Not Affected | Not Affected | Not Affected | Not Affected | Not Affected | Not Affected | Not Affected | Not Affected | Not Affected | Not Affected | Not Affected | Not Affected | Not Affected | 0 | 0 | 0 | 0 | 21 | Line
Critical Infrastructure | Stormwater Treatment Facilities and Pump Stations | Drainage Assets | L-67A west levee | STFPS_PL_656 |  | Not Affected | Not Affected | Not Affected | Not Affected | Not Affected | Not Affected | Not Affected | Not Affected | Not Affected | Not Affected | Not Affected | Not Affected | Not Affected | Not Affected | Not Affected | Not Affected | Not Affected | Not Affected | Not Affected | Not Affected | Not Affected | 0 | 0 | 0 | 0 | 21 | Line
Critical Infrastructure | Stormwater Treatment Facilities and Pump Stations | Drainage Assets | L-8 east levee | STFPS_PL_657 |  | Not Affected | Not Affected | Not Affected | Not Affected | Not Affected | Not Affected | Not Affected | Not Affected | Not Affected | Not Affected | Not Affected | Not Affected | Not Affected | Not Affected | Not Affected | Not Affected | Not Affected | Not Affected | Not Affected | Not Affected | Not Affected | 0 | 0 | 0 | 0 | 21 | Line
Critical Infrastructure | Stormwater Treatment Facilities and Pump Stations | Drainage Assets | C-7 north levee | STFPS_PL_658 |  | Not Affected | Not Affected | Not Affected | Not Affected | Not Affected | Not Affected | Not Affected | Not Affected | Not Affected | Not Affected | Not Affected | Not Affected | Not Affected | Not Affected | Not Affected | Not Affected | Not Affected | Not Affected | Not Affected | Not Affected | Not Affected | 0 | 0 | 0 | 0 | 21 | Line
Critical Infrastructure | Stormwater Treatment Facilities and Pump Stations | Drainage Assets | G-95 north levee | STFPS_PL_659 |  | Not Affected | Not Affected | Not Affected | Not Affected | Not Affected | Not Affected | Not Affected | Not Affected | Not Affected | Not Affected | Not Affected | Not Affected | Not Affected | Not Affected | Not Affected | Not Affected | Not Affected | Not Affected | Not Affected | Not Affected | Not Affected | 0 | 0 | 0 | 0 | 21 | Line
Critical Infrastructure | Stormwater Treatment Facilities and Pump Stations | Drainage Assets | Airport Road east levee | STFPS_PL_660 |  | Not Affected | Not Affected | Not Affected | Not Affected | Not Affected | Not Affected | Not Affected | Not Affected | Not Affected | Not Affected | Not Affected | Not Affected | Not Affected | Not Affected | Not Affected | Not Affected | Not Affected | Not Affected | Not Affected | Not Affected | Not Affected | 0 | 0 | 0 | 0 | 21 | Line
Critical Infrastructure | Stormwater Treatment Facilities and Pump Stations | Drainage Assets | C-7 south levee | STFPS_PL_661 |  | Not Affected | Not Affected | Not Affected | Not Affected | Not Affected | Not Affected | Not Affected | Not Affected | Not Affected | Not Affected | Not Affected | Not Affected | Not Affected | Not Affected | Not Affected | Not Affected | Not Affected | Not Affected | Not Affected | Not Affected | Not Affected | 0 | 0 | 0 | 0 | 21 | Line
Critical Infrastructure | Stormwater Treatment Facilities and Pump Stations | Drainage Assets | C-100B south levee | STFPS_PL_662 |  | Not Affected | Not Affected | Not Affected | Not Affected | Not Affected | Not Affected | Not Affected | Not Affected | Not Affected | Not Affected | Not Affected | Not Affected | Not Affected | Not Affected | Not Affected | Not Affected | Not Affected | Not Affected | Not Affected | Not Affected | Not Affected | 0 | 0 | 0 | 0 | 21 | Line
Critical Infrastructure | Stormwater Treatment Facilities and Pump Stations | Drainage Assets | C-4 north levee | STFPS_PL_663 |  | Not Affected | Not Affected | Not Affected | Not Affected | Not Affected | Not Affected | Not Affected | Not Affected | Not Affected | Not Affected | Not Affected | Not Affected | Not Affected | Not Affected | Not Affected | Not Affected | Not Affected | Not Affected | Not Affected | Not Affected | Not Affected | 0 | 0 | 0 | 0 | 21 | Line
Critical Infrastructure | Stormwater Treatment Facilities and Pump Stations | Drainage Assets | SR 29 south levee | STFPS_PL_664 |  | Not Affected | Not Affected | Not Affected | Not Affected | Not Affected | Not Affected | Not Affected | Not Affected | Not Affected | Not Affected | Not Affected | Not Affected | Not Affected | Not Affected | Not Affected | Not Affected | Not Affected | Not Affected | Not Affected | Not Affected | Not Affected | 0 | 0 | 0 | 0 | 21 | Line
Critical Infrastructure | Stormwater Treatment Facilities and Pump Stations | Drainage Assets | C-21 north levee | STFPS_PL_665 |  | Not Affected | Not Affected | Not Affected | Not Affected | Not Affected | Not Affected | Not Affected | Not Affected | Not Affected | Not Affected | Not Affected | Not Affected | Not Affected | Not Affected | Not Affected | Not Affected | Not Affected | Not Affected | Not Affected | Not Affected | Not Affected | 0 | 0 | 0 | 0 | 21 | Line
Critical Infrastructure | Stormwater Treatment Facilities and Pump Stations | Drainage Assets | C-102 west levee | STFPS_PL_666 |  | Not Affected | Not Affected | Not Affected | Not Affected | Not Affected | Not Affected | Not Affected | Not Affected | Not Affected | Not Affected | Not Affected | Not Affected | Not Affected | Not Affected | Not Affected | Not Affected | Not Affected | Not Affected | Not Affected | Not Affected | Not Affected | 0 | 0 | 0 | 0 | 21 | Line
Critical Infrastructure | Stormwater Treatment Facilities and Pump Stations | Drainage Assets | L-61 north levee | STFPS_PL_667 |  | Not Affected | Not Affected | Not Affected | Not Affected | Not Affected | Not Affected | Not Affected | Not Affected | Not Affected | Not Affected | Not Affected | Not Affected | Not Affected | Not Affected | Not Affected | Not Affected | Not Affected | Not Affected | Not Affected | Not Affected | Not Affected | 0 | 0 | 0 | 0 | 21 | Line
Critical Infrastructure | Stormwater Treatment Facilities and Pump Stations | Drainage Assets | C-37 west levee | STFPS_PL_668 |  | Not Affected | Not Affected | Not Affected | Not Affected | Not Affected | Not Affected | Not Affected | Not Affected | Not Affected | Not Affected | Not Affected | Not Affected | Not Affected | Not Affected | Not Affected | Not Affected | Not Affected | Not Affected | Not Affected | Not Affected | Not Affected | 0 | 0 | 0 | 0 | 21 | Line
Critical Infrastructure | Stormwater Treatment Facilities and Pump Stations | Drainage Assets | C-8 north levee | STFPS_PL_669 |  | Not Affected | Not Affected | Not Affected | Not Affected | Not Affected | Not Affected | Not Affected | Not Affected | Not Affected | Not Affected | Not Affected | Not Affected | Not Affected | Not Affected | Not Affected | Not Affected | Not Affected | Not Affected | Not Affected | Not Affected | Not Affected | 0 | 0 | 0 | 0 | 21 | Line
Critical Infrastructure | Stormwater Treatment Facilities and Pump Stations | Drainage Assets | C-8 north levee | STFPS_PL_670 |  | Not Affected | Not Affected | Not Affected | Not Affected | Not Affected | Not Affected | Not Affected | Not Affected | Not Affected | Not Affected | Not Affected | Not Affected | Not Affected | Not Affected | Not Affected | Not Affected | Not Affected | Not Affected | Not Affected | Not Affected | Not Affected | 0 | 0 | 0 | 0 | 21 | Line
Critical Infrastructure | Stormwater Treatment Facilities and Pump Stations | Drainage Assets | C-19 ext. east and west levee | STFPS_PL_671 |  | Not Affected | Not Affected | Not Affected | Not Affected | Not Affected | Not Affected | Not Affected | Not Affected | Not Affected | Not Affected | Not Affected | Not Affected | Not Affected | Not Affected | Not Affected | Not Affected | Not Affected | Not Affected | Not Affected | Not Affected | Not Affected | 0 | 0 | 0 | 0 | 21 | Line
Critical Infrastructure | Stormwater Treatment Facilities and Pump Stations | Drainage Assets | C-2 west levee | STFPS_PL_672 |  | Not Affected | Not Affected | Not Affected | Not Affected | Not Affected | Not Affected | Not Affected | Not Affected | Not Affected | Not Affected | Not Affected | Not Affected | Not Affected | Not Affected | Not Affected | Not Affected | Not Affected | Not Affected | Not Affected | Not Affected | Not Affected | 0 | 0 | 0 | 0 | 21 | Line
Critical Infrastructure | Stormwater Treatment Facilities and Pump Stations | Drainage Assets | C-24 northeast levee | STFPS_PL_673 |  | Not Affected | Not Affected | Not Affected | Not Affected | Not Affected | Not Affected | Not Affected | Not Affected | Not Affected | Not Affected | Not Affected | Not Affected | Not Affected | Not Affected | Not Affected | Not Affected | Not Affected | Not Affected | Not Affected | Not Affected | Not Affected | 0 | 0 | 0 | 0 | 21 | Line
Critical Infrastructure | Stormwater Treatment Facilities and Pump Stations | Drainage Assets | L-3 east levee and STA-5 exterior levee | STFPS_PL_674 |  | Not Affected | Not Affected | Not Affected | Not Affected | Not Affected | Not Affected | Not Affected | Not Affected | Not Affected | Not Affected | Not Affected | Not Affected | Not Affected | Not Affected | Not Affected | Not Affected | Not Affected | Not Affected | Not Affected | Not Affected | Not Affected | 0 | 0 | 0 | 0 | 21 | Line
Critical Infrastructure | Stormwater Treatment Facilities and Pump Stations | Drainage Assets | C-2 north levee | STFPS_PL_675 |  | Not Affected | Not Affected | Not Affected | Not Affected | Not Affected | Not Affected | Not Affected | Not Affected | Not Affected | Not Affected | Not Affected | Not Affected | Not Affected | Not Affected | Not Affected | Not Affected | Not Affected | Not Affected | Not Affected | Not Affected | Not Affected | 0 | 0 | 0 | 0 | 21 | Line
Critical Infrastructure | Stormwater Treatment Facilities and Pump Stations | Drainage Assets | STA-2 levee | STFPS_PL_676 |  | Not Affected | Not Affected | Not Affected | Not Affected | Not Affected | Not Affected | Not Affected | Not Affected | Not Affected | Not Affected | Not Affected | Not Affected | Not Affected | Not Affected | Not Affected | Not Affected | Not Affected | Not Affected | Not Affected | Not Affected | Not Affected | 0 | 0 | 0 | 0 | 21 | Line
Critical Infrastructure | Stormwater Treatment Facilities and Pump Stations | Drainage Assets | C-7 south levee | STFPS_PL_677 |  | Not Affected | Not Affected | Not Affected | Not Affected | Not Affected | Not Affected | Not Affected | Not Affected | Not Affected | Not Affected | Not Affected | Not Affected | Not Affected | Not Affected | Not Affected | Not Affected | Not Affected | Not Affected | Not Affected | Not Affected | Not Affected | 0 | 0 | 0 | 0 | 21 | Line
Critical Infrastructure | Stormwater Treatment Facilities and Pump Stations | Drainage Assets | C-1 south levee | STFPS_PL_678 |  | Not Affected | Not Affected | Not Affected | Not Affected | Not Affected | Not Affected | Not Affected | Not Affected | Not Affected | Not Affected | Not Affected | Not Affected | Not Affected | Not Affected | Not Affected | Not Affected | Not Affected | Not Affected | Not Affected | Not Affected | Not Affected | 0 | 0 | 0 | 0 | 21 | Line
Critical Infrastructure | Stormwater Treatment Facilities and Pump Stations | Drainage Assets | Archcreek east levee | STFPS_PL_679 |  | Not Affected | Not Affected | Not Affected | Not Affected | Not Affected | Not Affected | Not Affected | Not Affected | Not Affected | Not Affected | Not Affected | Not Affected | Not Affected | Not Affected | Not Affected | Not Affected | Not Affected | Not Affected | Not Affected | Not Affected | Not Affected | 0 | 0 | 0 | 0 | 21 | Line
Critical Infrastructure | Stormwater Treatment Facilities and Pump Stations | Drainage Assets | C-102 west levee | STFPS_PL_680 |  | Not Affected | Not Affected | Not Affected | Not Affected | Not Affected | Not Affected | Not Affected | Not Affected | Not Affected | Not Affected | Not Affected | Not Affected | Not Affected | Not Affected | Not Affected | Not Affected | Not Affected | Not Affected | Not Affected | Not Affected | Not Affected | 0 | 0 | 0 | 0 | 21 | Line
Critical Infrastructure | Stormwater Treatment Facilities and Pump Stations | Drainage Assets | C-23 south levee | STFPS_PL_681 |  | Not Affected | Not Affected | Not Affected | Not Affected | Not Affected | Not Affected | Not Affected | Not Affected | Not Affected | Not Affected | Not Affected | Not Affected | Not Affected | Not Affected | Not Affected | Not Affected | Not Affected | Not Affected | Not Affected | Not Affected | Not Affected | 0 | 0 | 0 | 0 | 21 | Line
Critical Infrastructure | Stormwater Treatment Facilities and Pump Stations | Drainage Assets | G-95 south levee | STFPS_PL_682 |  | Not Affected | Not Affected | Not Affected | Not Affected | Not Affected | Not Affected | Not Affected | Not Affected | Not Affected | Not Affected | Not Affected | Not Affected | Not Affected | Not Affected | Not Affected | Not Affected | Not Affected | Not Affected | Not Affected | Not Affected | Not Affected | 0 | 0 | 0 | 0 | 21 | Line
Critical Infrastructure | Stormwater Treatment Facilities and Pump Stations | Drainage Assets | Abandoned Road | STFPS_PL_683 |  | Not Affected | Not Affected | Not Affected | Not Affected | Not Affected | Not Affected | Not Affected | Not Affected | Not Affected | Not Affected | Not Affected | Not Affected | Not Affected | Not Affected | Not Affected | Not Affected | Not Affected | Not Affected | Not Affected | Not Affected | Not Affected | 0 | 0 | 0 | 0 | 21 | Line
Critical Infrastructure | Stormwater Treatment Facilities and Pump Stations | Drainage Assets | STA-1E levee | STFPS_PL_684 |  | Not Affected | Not Affected | Not Affected | Not Affected | Not Affected | Not Affected | Not Affected | Not Affected | Not Affected | Not Affected | Not Affected | Not Affected | Not Affected | Not Affected | Not Affected | Not Affected | Not Affected | Not Affected | Not Affected | Not Affected | Not Affected | 0 | 0 | 0 | 0 | 21 | Line
Critical Infrastructure | Stormwater Treatment Facilities and Pump Stations | Drainage Assets | C-29A west levee | STFPS_PL_685 |  | Not Affected | Not Affected | Not Affected | Not Affected | Not Affected | Not Affected | Not Affected | Not Affected | Not Affected | Not Affected | Not Affected | Not Affected | Not Affected | Not Affected | Not Affected | Not Affected | Not Affected | Not Affected | Not Affected | Not Affected | Not Affected | 0 | 0 | 0 | 0 | 21 | Line
Critical Infrastructure | Stormwater Treatment Facilities and Pump Stations | Drainage Assets | G-08 south levee | STFPS_PL_686 |  | Not Affected | Not Affected | Not Affected | Not Affected | Not Affected | Not Affected | Not Affected | Not Affected | Not Affected | Not Affected | Not Affected | Not Affected | Not Affected | Not Affected | Not Affected | Not Affected | Not Affected | Not Affected | Not Affected | Not Affected | Not Affected | 0 | 0 | 0 | 0 | 21 | Line
Critical Infrastructure | Stormwater Treatment Facilities and Pump Stations | Drainage Assets | C-9 north levee | STFPS_PL_687 |  | Not Affected | Not Affected | Not Affected | Not Affected | Not Affected | Not Affected | Not Affected | Not Affected | Not Affected | Not Affected | Not Affected | Not Affected | Not Affected | Not Affected | Not Affected | Not Affected | Not Affected | Not Affected | Not Affected | Not Affected | Not Affected | 0 | 0 | 0 | 0 | 21 | Line
Critical Infrastructure | Stormwater Treatment Facilities and Pump Stations | Drainage Assets | FAKA Union east levee | STFPS_PL_688 |  | Not Affected | Not Affected | Not Affected | Not Affected | Not Affected | Not Affected | Not Affected | Not Affected | Not Affected | Not Affected | Not Affected | Not Affected | Not Affected | Not Affected | Not Affected | Not Affected | Not Affected | Not Affected | Not Affected | Not Affected | Not Affected | 0 | 0 | 0 | 0 | 21 | Line
Critical Infrastructure | Stormwater Treatment Facilities and Pump Stations | Drainage Assets | STA-6 levee | STFPS_PL_689 |  | Not Affected | Not Affected | Not Affected | Not Affected | Not Affected | Not Affected | Not Affected | Not Affected | Not Affected | Not Affected | Not Affected | Not Affected | Not Affected | Not Affected | Not Affected | Not Affected | Not Affected | Not Affected | Not Affected | Not Affected | Not Affected | 0 | 0 | 0 | 0 | 21 | Line
Critical Infrastructure | Stormwater Treatment Facilities and Pump Stations | Drainage Assets | C-4 north levee | STFPS_PL_690 |  | Not Affected | Not Affected | Not Affected | Not Affected | Not Affected | Not Affected | Not Affected | Not Affected | Not Affected | Not Affected | Not Affected | Not Affected | Not Affected | Not Affected | Not Affected | Not Affected | Not Affected | Not Affected | Not Affected | Not Affected | Not Affected | 0 | 0 | 0 | 0 | 21 | Line
Critical Infrastructure | Stormwater Treatment Facilities and Pump Stations | Drainage Assets | C-102 south levee | STFPS_PL_691 |  | Not Affected | Not Affected | Not Affected | Not Affected | Not Affected | Not Affected | Not Affected | Not Affected | Not Affected | Not Affected | Not Affected | Not Affected | Not Affected | Not Affected | Not Affected | Not Affected | Not Affected | Not Affected | Not Affected | Not Affected | Not Affected | 0 | 0 | 0 | 0 | 21 | Line
Critical Infrastructure | Stormwater Treatment Facilities and Pump Stations | Drainage Assets | L-28 Interceptor east levee | STFPS_PL_692 |  | Not Affected | Not Affected | Not Affected | Not Affected | Not Affected | Not Affected | Not Affected | Not Affected | Not Affected | Not Affected | Not Affected | Not Affected | Not Affected | Not Affected | Not Affected | Not Affected | Not Affected | Not Affected | Not Affected | Not Affected | Not Affected | 0 | 0 | 0 | 0 | 21 | Line
Critical Infrastructure | Stormwater Treatment Facilities and Pump Stations | Drainage Assets | C-12 south levee | STFPS_PL_693 |  | Not Affected | Not Affected | Not Affected | Not Affected | Not Affected | Not Affected | Not Affected | Not Affected | Not Affected | Not Affected | Not Affected | Not Affected | Not Affected | Not Affected | Not Affected | Not Affected | Not Affected | Not Affected | Not Affected | Not Affected | Not Affected | 0 | 0 | 0 | 0 | 21 | Line
Critical Infrastructure | Stormwater Treatment Facilities and Pump Stations | Drainage Assets | C-103 east levee | STFPS_PL_694 |  | Not Affected | Not Affected | Not Affected | Not Affected | Not Affected | Not Affected | Not Affected | Not Affected | Not Affected | Not Affected | Not Affected | Not Affected | Not Affected | Not Affected | Not Affected | Not Affected | Not Affected | Not Affected | Not Affected | Not Affected | Not Affected | 0 | 0 | 0 | 0 | 21 | Line
Critical Infrastructure | Stormwater Treatment Facilities and Pump Stations | Drainage Assets | L-29 north levee | STFPS_PL_695 |  | Not Affected | Not Affected | Not Affected | Not Affected | Not Affected | Not Affected | Not Affected | Not Affected | Not Affected | Not Affected | Not Affected | Not Affected | Not Affected | Not Affected | Not Affected | Not Affected | Not Affected | Not Affected | Not Affected | Not Affected | Not Affected | 0 | 0 | 0 | 0 | 21 | Line
Critical Infrastructure | Stormwater Treatment Facilities and Pump Stations | Drainage Assets | C-1N south levee | STFPS_PL_696 |  | Not Affected | Not Affected | Not Affected | Not Affected | Not Affected | Not Affected | Not Affected | Not Affected | Not Affected | Not Affected | Not Affected | Not Affected | Not Affected | Not Affected | Not Affected | Not Affected | Not Affected | Not Affected | Not Affected | Not Affected | Not Affected | 0 | 0 | 0 | 0 | 21 | Line
Critical Infrastructure | Stormwater Treatment Facilities and Pump Stations | Drainage Assets | G-08 south levee | STFPS_PL_697 |  | Not Affected | Not Affected | Not Affected | Not Affected | Not Affected | Not Affected | Not Affected | Not Affected | Not Affected | Not Affected | Not Affected | Not Affected | Not Affected | Not Affected | Not Affected | Not Affected | Not Affected | Not Affected | Not Affected | Not Affected | Not Affected | 0 | 0 | 0 | 0 | 21 | Line
Critical Infrastructure | Stormwater Treatment Facilities and Pump Stations | Drainage Assets | C-38 west levee | STFPS_PL_698 |  | Not Affected | Not Affected | Not Affected | Not Affected | Not Affected | Not Affected | Not Affected | Not Affected | Not Affected | Not Affected | Not Affected | Not Affected | Not Affected | Not Affected | Not Affected | Not Affected | Not Affected | Not Affected | Not Affected | Not Affected | Not Affected | 0 | 0 | 0 | 0 | 21 | Line
Critical Infrastructure | Stormwater Treatment Facilities and Pump Stations | Drainage Assets | C-32B east levee | STFPS_PL_699 |  | Not Affected | Not Affected | Not Affected | Not Affected | Not Affected | Not Affected | Not Affected | Not Affected | Not Affected | Not Affected | Not Affected | Not Affected | Not Affected | Not Affected | Not Affected | Not Affected | Not Affected | Not Affected | Not Affected | Not Affected | Not Affected | 0 | 0 | 0 | 0 | 21 | Line
Critical Infrastructure | Stormwater Treatment Facilities and Pump Stations | Drainage Assets | L-203 | STFPS_PL_700 |  | Not Affected | Not Affected | Not Affected | Not Affected | Not Affected | Not Affected | Not Affected | Not Affected | Not Affected | Not Affected | Not Affected | Not Affected | Not Affected | Not Affected | Not Affected | Not Affected | Not Affected | Not Affected | Not Affected | Not Affected | Not Affected | 0 | 0 | 0 | 0 | 21 | Line
Critical Infrastructure | Stormwater Treatment Facilities and Pump Stations | Drainage Assets | C-41 east levee | STFPS_PL_701 |  | Not Affected | Not Affected | Not Affected | Not Affected | Not Affected | Not Affected | Not Affected | Not Affected | Not Affected | Not Affected | Not Affected | Not Affected | Not Affected | Not Affected | Not Affected | Not Affected | Not Affected | Not Affected | Not Affected | Not Affected | Not Affected | 0 | 0 | 0 | 0 | 21 | Line
Critical Infrastructure | Stormwater Treatment Facilities and Pump Stations | Drainage Assets | C-100C east levee | STFPS_PL_702 |  | Not Affected | Not Affected | Not Affected | Not Affected | Not Affected | Not Affected | Not Affected | Not Affected | Not Affected | Not Affected | Not Affected | Not Affected | Not Affected | Not Affected | Not Affected | Not Affected | Not Affected | Not Affected | Not Affected | Not Affected | Not Affected | 0 | 0 | 0 | 0 | 21 | Line
Critical Infrastructure | Stormwater Treatment Facilities and Pump Stations | Drainage Assets | C-100A north levee | STFPS_PL_703 |  | Not Affected | Not Affected | Not Affected | Not Affected | Not Affected | Not Affected | Not Affected | Not Affected | Not Affected | Not Affected | Not Affected | Not Affected | Not Affected | Not Affected | Not Affected | Not Affected | Not Affected | Not Affected | Not Affected | Not Affected | Not Affected | 0 | 0 | 0 | 0 | 21 | Line
Critical Infrastructure | Stormwater Treatment Facilities and Pump Stations | Drainage Assets | Archcreek east levee | STFPS_PL_704 |  | Not Affected | Not Affected | Not Affected | Not Affected | Not Affected | Not Affected | Not Affected | Not Affected | Not Affected | Not Affected | Not Affected | Not Affected | Not Affected | Not Affected | Not Affected | Not Affected | Not Affected | Not Affected | Not Affected | Not Affected | Not Affected | 0 | 0 | 0 | 0 | 21 | Line
Critical Infrastructure | Stormwater Treatment Facilities and Pump Stations | Drainage Assets | L-67C north levee | STFPS_PL_705 |  | Not Affected | Not Affected | Not Affected | Not Affected | Not Affected | Not Affected | Not Affected | Not Affected | Not Affected | Not Affected | Not Affected | Not Affected | Not Affected | Not Affected | Not Affected | Not Affected | Not Affected | Not Affected | Not Affected | Not Affected | Not Affected | 0 | 0 | 0 | 0 | 21 | Line
Critical Infrastructure | Stormwater Treatment Facilities and Pump Stations | Drainage Assets | C-38 west levee | STFPS_PL_706 |  | Not Affected | Not Affected | Not Affected | Not Affected | Not Affected | Not Affected | Not Affected | Not Affected | Not Affected | Not Affected | Not Affected | Not Affected | Not Affected | Not Affected | Not Affected | Not Affected | Not Affected | Not Affected | Not Affected | Not Affected | Not Affected | 0 | 0 | 0 | 0 | 21 | Line
Critical Infrastructure | Stormwater Treatment Facilities and Pump Stations | Drainage Assets | L-28 Interceptor WFC | STFPS_PL_707 |  | Not Affected | Not Affected | Not Affected | Not Affected | Not Affected | Not Affected | Not Affected | Not Affected | Not Affected | Not Affected | Not Affected | Not Affected | Not Affected | Not Affected | Not Affected | Not Affected | Not Affected | Not Affected | Not Affected | Not Affected | Not Affected | 0 | 0 | 0 | 0 | 21 | Line
Critical Infrastructure | Stormwater Treatment Facilities and Pump Stations | Drainage Assets | STA-1E levee | STFPS_PL_708 |  | Not Affected | Not Affected | Not Affected | Not Affected | Not Affected | Not Affected | Not Affected | Not Affected | Not Affected | Not Affected | Not Affected | Not Affected | Not Affected | Not Affected | Not Affected | Not Affected | Not Affected | Not Affected | Not Affected | Not Affected | Not Affected | 0 | 0 | 0 | 0 | 21 | Line
Critical Infrastructure | Stormwater Treatment Facilities and Pump Stations | Drainage Assets | G-16 south levee | STFPS_PL_709 |  | Not Affected | Not Affected | Not Affected | Not Affected | Not Affected | Not Affected | Not Affected | Not Affected | Not Affected | Not Affected | Not Affected | Not Affected | Not Affected | Not Affected | Not Affected | Not Affected | Not Affected | Not Affected | Not Affected | Not Affected | Not Affected | 0 | 0 | 0 | 0 | 21 | Line
Critical Infrastructure | Stormwater Treatment Facilities and Pump Stations | Drainage Assets | L-13 north levee | STFPS_PL_710 |  | Not Affected | Not Affected | Not Affected | Not Affected | Not Affected | Not Affected | Not Affected | Not Affected | Not Affected | Not Affected | Not Affected | Not Affected | Not Affected | Not Affected | Not Affected | Not Affected | Not Affected | Not Affected | Not Affected | Not Affected | Not Affected | 0 | 0 | 0 | 0 | 21 | Line
Critical Infrastructure | Stormwater Treatment Facilities and Pump Stations | Drainage Assets | STA-2 levee | STFPS_PL_711 |  | Not Affected | Not Affected | Not Affected | Not Affected | Not Affected | Not Affected | Not Affected | Not Affected | Not Affected | Not Affected | Not Affected | Not Affected | Not Affected | Not Affected | Not Affected | Not Affected | Not Affected | Not Affected | Not Affected | Not Affected | Not Affected | 0 | 0 | 0 | 0 | 21 | Line
Critical Infrastructure | Stormwater Treatment Facilities and Pump Stations | Drainage Assets | STA-2 levee / L-6 levee | STFPS_PL_712 |  | Not Affected | Not Affected | Not Affected | Not Affected | Not Affected | Not Affected | Not Affected | Not Affected | Not Affected | Not Affected | Not Affected | Not Affected | Not Affected | Not Affected | Not Affected | Not Affected | Not Affected | Not Affected | Not Affected | Not Affected | Not Affected | 0 | 0 | 0 | 0 | 21 | Line
Critical Infrastructure | Stormwater Treatment Facilities and Pump Stations | Drainage Assets | C-100C south levee | STFPS_PL_713 |  | Not Affected | Not Affected | Not Affected | Not Affected | Not Affected | Not Affected | Not Affected | Not Affected | Not Affected | Not Affected | Not Affected | Not Affected | Not Affected | Not Affected | Not Affected | Not Affected | Not Affected | Not Affected | Not Affected | Not Affected | Not Affected | 0 | 0 | 0 | 0 | 21 | Line
Critical Infrastructure | Stormwater Treatment Facilities and Pump Stations | Drainage Assets | L-4 north levee | STFPS_PL_714 |  | Not Affected | Not Affected | Not Affected | Not Affected | Not Affected | Not Affected | Not Affected | Not Affected | Not Affected | Not Affected | Not Affected | Not Affected | Not Affected | Not Affected | Not Affected | Not Affected | Not Affected | Not Affected | Not Affected | Not Affected | Not Affected | 0 | 0 | 0 | 0 | 21 | Line
Critical Infrastructure | Stormwater Treatment Facilities and Pump Stations | Drainage Assets | STA-2 Inflow Canal levee | STFPS_PL_715 |  | Not Affected | Not Affected | Not Affected | Not Affected | Not Affected | Not Affected | Not Affected | Not Affected | Not Affected | Not Affected | Not Affected | Not Affected | Not Affected | Not Affected | Not Affected | Not Affected | Not Affected | Not Affected | Not Affected | Not Affected | Not Affected | 0 | 0 | 0 | 0 | 21 | Line
Critical Infrastructure | Stormwater Treatment Facilities and Pump Stations | Drainage Assets | STA-3/4 levee | STFPS_PL_716 |  | Not Affected | Not Affected | Not Affected | Not Affected | Not Affected | Not Affected | Not Affected | Not Affected | Not Affected | Not Affected | Not Affected | Not Affected | Not Affected | Not Affected | Not Affected | Not Affected | Not Affected | Not Affected | Not Affected | Not Affected | Not Affected | 0 | 0 | 0 | 0 | 21 | Line
Critical Infrastructure | Stormwater Treatment Facilities and Pump Stations | Drainage Assets | C-35 west levee | STFPS_PL_717 |  | Not Affected | Not Affected | Not Affected | Not Affected | Not Affected | Not Affected | Not Affected | Not Affected | Not Affected | Not Affected | Not Affected | Not Affected | Not Affected | Not Affected | Not Affected | Not Affected | Not Affected | Not Affected | Not Affected | Not Affected | Not Affected | 0 | 0 | 0 | 0 | 21 | Line
Critical Infrastructure | Stormwater Treatment Facilities and Pump Stations | Drainage Assets | C-7 south levee | STFPS_PL_718 |  | Not Affected | Not Affected | Not Affected | Not Affected | Not Affected | Not Affected | Not Affected | Not Affected | Not Affected | Not Affected | Not Affected | Not Affected | Not Affected | Not Affected | Not Affected | Not Affected | Not Affected | Not Affected | Not Affected | Not Affected | Not Affected | 0 | 0 | 0 | 0 | 21 | Line
Critical Infrastructure | Stormwater Treatment Facilities and Pump Stations | Drainage Assets | C-111 east levee | STFPS_PL_719 |  | Not Affected | Not Affected | Not Affected | Not Affected | Not Affected | Not Affected | Not Affected | Not Affected | Not Affected | Not Affected | Not Affected | Not Affected | Not Affected | Not Affected | Not Affected | Not Affected | Not Affected | Not Affected | Not Affected | Not Affected | Not Affected | 0 | 0 | 0 | 0 | 21 | Line
Critical Infrastructure | Stormwater Treatment Facilities and Pump Stations | Drainage Assets | FAKA Union west levee | STFPS_PL_720 |  | Not Affected | Not Affected | Not Affected | Not Affected | Not Affected | Not Affected | Not Affected | Not Affected | Not Affected | Not Affected | Not Affected | Not Affected | Not Affected | Not Affected | Not Affected | Not Affected | Not Affected | Not Affected | Not Affected | Not Affected | Not Affected | 0 | 0 | 0 | 0 | 21 | Line
Critical Infrastructure | Stormwater Treatment Facilities and Pump Stations | Drainage Assets | C-100 south levee | STFPS_PL_721 |  | Not Affected | Not Affected | Not Affected | Not Affected | Not Affected | Not Affected | Not Affected | Not Affected | Not Affected | Not Affected | Not Affected | Not Affected | Not Affected | Not Affected | Not Affected | Not Affected | Not Affected | Not Affected | Not Affected | Not Affected | Not Affected | 0 | 0 | 0 | 0 | 21 | Line
Critical Infrastructure | Stormwater Treatment Facilities and Pump Stations | Drainage Assets | C-4 north levee | STFPS_PL_722 |  | Not Affected | Not Affected | Not Affected | Not Affected | Not Affected | Not Affected | Not Affected | Not Affected | Not Affected | Not Affected | Not Affected | Not Affected | Not Affected | Not Affected | Not Affected | Not Affected | Not Affected | Not Affected | Not Affected | Not Affected | Not Affected | 0 | 0 | 0 | 0 | 21 | Line
Critical Infrastructure | Stormwater Treatment Facilities and Pump Stations | Drainage Assets | C-31 east levee | STFPS_PL_723 |  | Not Affected | Not Affected | Not Affected | Not Affected | Not Affected | Not Affected | Not Affected | Not Affected | Not Affected | Not Affected | Not Affected | Not Affected | Not Affected | Not Affected | Not Affected | Not Affected | Not Affected | Not Affected | Not Affected | Not Affected | Not Affected | 0 | 0 | 0 | 0 | 21 | Line
Critical Infrastructure | Stormwater Treatment Facilities and Pump Stations | Drainage Assets | C-38 west levee | STFPS_PL_724 |  | Not Affected | Not Affected | Not Affected | Not Affected | Not Affected | Not Affected | Not Affected | Not Affected | Not Affected | Not Affected | Not Affected | Not Affected | Not Affected | Not Affected | Not Affected | Not Affected | Not Affected | Not Affected | Not Affected | Not Affected | Not Affected | 0 | 0 | 0 | 0 | 21 | Line
Critical Infrastructure | Stormwater Treatment Facilities and Pump Stations | Drainage Assets | L-1 old girlscout camp | STFPS_PL_725 |  | Not Affected | Not Affected | Not Affected | Not Affected | Not Affected | Not Affected | Not Affected | Not Affected | Not Affected | Not Affected | Not Affected | Not Affected | Not Affected | Not Affected | Not Affected | Not Affected | Not Affected | Not Affected | Not Affected | Not Affected | Not Affected | 0 | 0 | 0 | 0 | 21 | Line
Critical Infrastructure | Stormwater Treatment Facilities and Pump Stations | Drainage Assets | C-7 south levee | STFPS_PL_726 |  | Not Affected | Not Affected | Not Affected | Not Affected | Not Affected | Not Affected | Not Affected | Not Affected | Not Affected | Not Affected | Not Affected | Not Affected | Not Affected | Not Affected | Not Affected | Not Affected | Not Affected | Not Affected | Not Affected | Not Affected | Not Affected | 0 | 0 | 0 | 0 | 21 | Line
Critical Infrastructure | Stormwater Treatment Facilities and Pump Stations | Drainage Assets | STA-1W levee | STFPS_PL_727 |  | Not Affected | Not Affected | Not Affected | Not Affected | Not Affected | Not Affected | Not Affected | Not Affected | Not Affected | Not Affected | Not Affected | Not Affected | Not Affected | Not Affected | Not Affected | Not Affected | Not Affected | Not Affected | Not Affected | Not Affected | Not Affected | 0 | 0 | 0 | 0 | 21 | Line
Critical Infrastructure | Stormwater Treatment Facilities and Pump Stations | Drainage Assets | STA-5 interior and exterior levees | STFPS_PL_728 |  | Not Affected | Not Affected | Not Affected | Not Affected | Not Affected | Not Affected | Not Affected | Not Affected | Not Affected | Not Affected | Not Affected | Not Affected | Not Affected | Not Affected | Not Affected | Not Affected | Not Affected | Not Affected | Not Affected | Not Affected | Not Affected | 0 | 0 | 0 | 0 | 21 | Line
Critical Infrastructure | Stormwater Treatment Facilities and Pump Stations | Drainage Assets | C-1 north levee | STFPS_PL_729 |  | Not Affected | Not Affected | Not Affected | Not Affected | Not Affected | Not Affected | Not Affected | Not Affected | Not Affected | Not Affected | Not Affected | Not Affected | Not Affected | Not Affected | Not Affected | Not Affected | Not Affected | Not Affected | Not Affected | Not Affected | Not Affected | 0 | 0 | 0 | 0 | 21 | Line
Critical Infrastructure | Stormwater Treatment Facilities and Pump Stations | Drainage Assets | C-1N north levee | STFPS_PL_730 |  | Not Affected | Not Affected | Not Affected | Not Affected | Not Affected | Not Affected | Not Affected | Not Affected | Not Affected | Not Affected | Not Affected | Not Affected | Not Affected | Not Affected | Not Affected | Not Affected | Not Affected | Not Affected | Not Affected | Not Affected | Not Affected | 0 | 0 | 0 | 0 | 21 | Line
Critical Infrastructure | Stormwater Treatment Facilities and Pump Stations | Drainage Assets | C-23 north levee | STFPS_PL_731 |  | Not Affected | Not Affected | Not Affected | Not Affected | Not Affected | Not Affected | Not Affected | Not Affected | Not Affected | Not Affected | Not Affected | Not Affected | Not Affected | Not Affected | Not Affected | Not Affected | Not Affected | Not Affected | Not Affected | Not Affected | Not Affected | 0 | 0 | 0 | 0 | 21 | Line
Critical Infrastructure | Stormwater Treatment Facilities and Pump Stations | Drainage Assets | C-31 west levee | STFPS_PL_732 |  | Not Affected | Not Affected | Not Affected | Not Affected | Not Affected | Not Affected | Not Affected | Not Affected | Not Affected | Not Affected | Not Affected | Not Affected | Not Affected | Not Affected | Not Affected | Not Affected | Not Affected | Not Affected | Not Affected | Not Affected | Not Affected | 0 | 0 | 0 | 0 | 21 | Line
Critical Infrastructure | Stormwater Treatment Facilities and Pump Stations | Drainage Assets | C-2 south levee | STFPS_PL_733 |  | Not Affected | Not Affected | Not Affected | Not Affected | Not Affected | Not Affected | Not Affected | Not Affected | Not Affected | Not Affected | Not Affected | Not Affected | Not Affected | Not Affected | Not Affected | Not Affected | Not Affected | Not Affected | Not Affected | Not Affected | Not Affected | 0 | 0 | 0 | 0 | 21 | Line
Critical Infrastructure | Stormwater Treatment Facilities and Pump Stations | Drainage Assets | L-31E north levee County Road | STFPS_PL_734 |  | Not Affected | Not Affected | Not Affected | Not Affected | Not Affected | Not Affected | Not Affected | Not Affected | Not Affected | Not Affected | Not Affected | Not Affected | Not Affected | Not Affected | Not Affected | Not Affected | Not Affected | Not Affected | Not Affected | Not Affected | Not Affected | 0 | 0 | 0 | 0 | 21 | Line
Critical Infrastructure | Stormwater Treatment Facilities and Pump Stations | Drainage Assets | C-11 north levee | STFPS_PL_735 |  | Not Affected | Not Affected | Not Affected | Not Affected | Not Affected | Not Affected | Not Affected | Not Affected | Not Affected | Not Affected | Not Affected | Not Affected | Not Affected | Not Affected | Not Affected | Not Affected | Not Affected | Not Affected | Not Affected | Not Affected | Not Affected | 0 | 0 | 0 | 0 | 21 | Line
Critical Infrastructure | Stormwater Treatment Facilities and Pump Stations | Drainage Assets | C-25 north levee | STFPS_PL_736 |  | Not Affected | Not Affected | Not Affected | Not Affected | Not Affected | Not Affected | Not Affected | Not Affected | Not Affected | Not Affected | Not Affected | Not Affected | Not Affected | Not Affected | Not Affected | Not Affected | Not Affected | Not Affected | Not Affected | Not Affected | Not Affected | 0 | 0 | 0 | 0 | 21 | Line
Critical Infrastructure | Stormwater Treatment Facilities and Pump Stations | Drainage Assets | Lakeside Ranch STA levee | STFPS_PL_737 |  | Not Affected | Not Affected | Not Affected | Not Affected | Not Affected | Not Affected | Not Affected | Not Affected | Not Affected | Not Affected | Not Affected | Not Affected | Not Affected | Not Affected | Not Affected | Not Affected | Not Affected | Not Affected | Not Affected | Not Affected | Not Affected | 0 | 0 | 0 | 0 | 21 | Line
Critical Infrastructure | Stormwater Treatment Facilities and Pump Stations | Drainage Assets | S-7 | STFPS_PL_738 |  | Not Affected | Not Affected | Not Affected | Not Affected | Not Affected | Not Affected | Not Affected | Not Affected | Not Affected | Not Affected | Not Affected | Not Affected | Not Affected | Not Affected | Not Affected | Not Affected | Not Affected | Not Affected | Not Affected | Not Affected | Not Affected | 0 | 0 | 0 | 0 | 21 | Line
Critical Infrastructure | Stormwater Treatment Facilities and Pump Stations | Drainage Assets | Henderson Creek northwest levee | STFPS_PL_739 |  | Not Affected | Not Affected | Not Affected | Not Affected | Not Affected | Not Affected | Not Affected | Not Affected | Not Affected | Not Affected | Not Affected | Not Affected | Not Affected | Not Affected | Not Affected | Not Affected | Not Affected | Not Affected | Not Affected | Not Affected | Not Affected | 0 | 0 | 0 | 0 | 21 | Line
Critical Infrastructure | Stormwater Treatment Facilities and Pump Stations | Drainage Assets | C-24 southwest levee | STFPS_PL_740 |  | Not Affected | Not Affected | Not Affected | Not Affected | Not Affected | Not Affected | Not Affected | Not Affected | Not Affected | Not Affected | Not Affected | Not Affected | Not Affected | Not Affected | Not Affected | Not Affected | Not Affected | Not Affected | Not Affected | Not Affected | Not Affected | 0 | 0 | 0 | 0 | 21 | Line
Critical Infrastructure | Stormwater Treatment Facilities and Pump Stations | Drainage Assets | STA-1W Expansion levee | STFPS_PL_741 |  | Not Affected | Not Affected | Not Affected | Not Affected | Not Affected | Not Affected | Not Affected | Not Affected | Not Affected | Not Affected | Not Affected | Not Affected | Not Affected | Not Affected | Not Affected | Not Affected | Not Affected | Not Affected | Not Affected | Not Affected | Not Affected | 0 | 0 | 0 | 0 | 21 | Line
Critical Infrastructure | Stormwater Treatment Facilities and Pump Stations | Drainage Assets | STA-1E levee | STFPS_PL_742 |  | Not Affected | Not Affected | Not Affected | Not Affected | Not Affected | Not Affected | Not Affected | Not Affected | Not Affected | Not Affected | Not Affected | Not Affected | Not Affected | Not Affected | Not Affected | Not Affected | Not Affected | Not Affected | Not Affected | Not Affected | Not Affected | 0 | 0 | 0 | 0 | 21 | Line
Critical Infrastructure | Stormwater Treatment Facilities and Pump Stations | Drainage Assets | C-2 south gate | STFPS_PL_743 |  | Not Affected | Not Affected | Not Affected | Not Affected | Not Affected | Not Affected | Not Affected | Not Affected | Not Affected | Not Affected | Not Affected | Not Affected | Not Affected | Not Affected | Not Affected | Not Affected | Not Affected | Not Affected | Not Affected | Not Affected | Not Affected | 0 | 0 | 0 | 0 | 21 | Line
Critical Infrastructure | Stormwater Treatment Facilities and Pump Stations | Drainage Assets | Archcreek west levee | STFPS_PL_744 |  | Not Affected | Not Affected | Not Affected | Not Affected | Not Affected | Not Affected | Not Affected | Not Affected | Not Affected | Not Affected | Not Affected | Not Affected | Not Affected | Not Affected | Not Affected | Not Affected | Not Affected | Not Affected | Not Affected | Not Affected | Not Affected | 0 | 0 | 0 | 0 | 21 | Line
Critical Infrastructure | Stormwater Treatment Facilities and Pump Stations | Drainage Assets | L-28 | STFPS_PL_745 |  | Not Affected | Not Affected | Not Affected | Not Affected | Not Affected | Not Affected | Not Affected | Not Affected | Not Affected | Not Affected | Not Affected | Not Affected | Not Affected | Not Affected | Not Affected | Not Affected | Not Affected | Not Affected | Not Affected | Not Affected | Not Affected | 0 | 0 | 0 | 0 | 21 | Line
Critical Infrastructure | Stormwater Treatment Facilities and Pump Stations | Drainage Assets | L-28 west levee | STFPS_PL_746 |  | Not Affected | Not Affected | Not Affected | Not Affected | Not Affected | Not Affected | Not Affected | Not Affected | Not Affected | Not Affected | Not Affected | Not Affected | Not Affected | Not Affected | Not Affected | Not Affected | Not Affected | Not Affected | Not Affected | Not Affected | Not Affected | 0 | 0 | 0 | 0 | 21 | Line
Critical Infrastructure | Stormwater Treatment Facilities and Pump Stations | Drainage Assets | L-28 west levee | STFPS_PL_747 |  | Not Affected | Not Affected | Not Affected | Not Affected | Not Affected | Not Affected | Not Affected | Not Affected | Not Affected | Not Affected | Not Affected | Not Affected | Not Affected | Not Affected | Not Affected | Not Affected | Not Affected | Not Affected | Not Affected | Not Affected | Not Affected | 0 | 0 | 0 | 0 | 21 | Line
Critical Infrastructure | Stormwater Treatment Facilities and Pump Stations | Drainage Assets | C-7 north levee | STFPS_PL_748 |  | Not Affected | Not Affected | Not Affected | Not Affected | Not Affected | Not Affected | Not Affected | Not Affected | Not Affected | Not Affected | Not Affected | Not Affected | Not Affected | Not Affected | Not Affected | Not Affected | Not Affected | Not Affected | Not Affected | Not Affected | Not Affected | 0 | 0 | 0 | 0 | 21 | Line
Critical Infrastructure | Stormwater Treatment Facilities and Pump Stations | Drainage Assets | C-111 levee | STFPS_PL_749 |  | Not Affected | Not Affected | Not Affected | Not Affected | Not Affected | Not Affected | Not Affected | Not Affected | Not Affected | Not Affected | Not Affected | Not Affected | Not Affected | Not Affected | Not Affected | Not Affected | Not Affected | Not Affected | Not Affected | Not Affected | Not Affected | 0 | 0 | 0 | 0 | 21 | Line
Critical Infrastructure | Stormwater Treatment Facilities and Pump Stations | Drainage Assets | C-41A north levee | STFPS_PL_750 |  | Not Affected | Not Affected | Not Affected | Not Affected | Not Affected | Not Affected | Not Affected | Not Affected | Not Affected | Not Affected | Not Affected | Not Affected | Not Affected | Not Affected | Not Affected | Not Affected | Not Affected | Not Affected | Not Affected | Not Affected | Not Affected | 0 | 0 | 0 | 0 | 21 | Line
Critical Infrastructure | Stormwater Treatment Facilities and Pump Stations | Drainage Assets | C-32F east levee | STFPS_PL_751 |  | Not Affected | Not Affected | Not Affected | Not Affected | Not Affected | Not Affected | Not Affected | Not Affected | Not Affected | Not Affected | Not Affected | Not Affected | Not Affected | Not Affected | Not Affected | Not Affected | Not Affected | Not Affected | Not Affected | Not Affected | Not Affected | 0 | 0 | 0 | 0 | 21 | Line
Critical Infrastructure | Stormwater Treatment Facilities and Pump Stations | Drainage Assets | C-103N west levee | STFPS_PL_752 |  | Not Affected | Not Affected | Not Affected | Not Affected | Not Affected | Not Affected | Not Affected | Not Affected | Not Affected | Not Affected | Not Affected | Not Affected | Not Affected | Not Affected | Not Affected | Not Affected | Not Affected | Not Affected | Not Affected | Not Affected | Not Affected | 0 | 0 | 0 | 0 | 21 | Line
Critical Infrastructure | Stormwater Treatment Facilities and Pump Stations | Drainage Assets | FAKA Union east levee | STFPS_PL_753 |  | Not Affected | Not Affected | Not Affected | Not Affected | Not Affected | Not Affected | Not Affected | Not Affected | Not Affected | Not Affected | Not Affected | Not Affected | Not Affected | Not Affected | Not Affected | Not Affected | Not Affected | Not Affected | Not Affected | Not Affected | Not Affected | 0 | 0 | 0 | 0 | 21 | Line
Critical Infrastructure | Stormwater Treatment Facilities and Pump Stations | Drainage Assets | L-12 east levee | STFPS_PL_754 |  | Not Affected | Not Affected | Not Affected | Not Affected | Not Affected | Not Affected | Not Affected | Not Affected | Not Affected | Not Affected | Not Affected | Not Affected | Not Affected | Not Affected | Not Affected | Not Affected | Not Affected | Not Affected | Not Affected | Not Affected | Not Affected | 0 | 0 | 0 | 0 | 21 | Line
Critical Infrastructure | Stormwater Treatment Facilities and Pump Stations | Drainage Assets | C-13 south levee | STFPS_PL_755 |  | Not Affected | Not Affected | Not Affected | Not Affected | Not Affected | Not Affected | Not Affected | Not Affected | Not Affected | Not Affected | Not Affected | Not Affected | Not Affected | Not Affected | Not Affected | Not Affected | Not Affected | Not Affected | Not Affected | Not Affected | Not Affected | 0 | 0 | 0 | 0 | 21 | Line
Critical Infrastructure | Stormwater Treatment Facilities and Pump Stations | Drainage Assets | C-35 west levee | STFPS_PL_756 |  | Not Affected | Not Affected | Not Affected | Not Affected | Not Affected | Not Affected | Not Affected | Not Affected | Not Affected | Not Affected | Not Affected | Not Affected | Not Affected | Not Affected | Not Affected | Not Affected | Not Affected | Not Affected | Not Affected | Not Affected | Not Affected | 0 | 0 | 0 | 0 | 21 | Line
Critical Infrastructure | Stormwater Treatment Facilities and Pump Stations | Drainage Assets | L-7 west levee | STFPS_PL_757 |  | Not Affected | Not Affected | Not Affected | Not Affected | Not Affected | Not Affected | Not Affected | Not Affected | Not Affected | Not Affected | Not Affected | Not Affected | Not Affected | Not Affected | Not Affected | Not Affected | Not Affected | Not Affected | Not Affected | Not Affected | Not Affected | 0 | 0 | 0 | 0 | 21 | Line
Critical Infrastructure | Stormwater Treatment Facilities and Pump Stations | Drainage Assets | L-41 eat levee | STFPS_PL_758 |  | Not Affected | Not Affected | Not Affected | Not Affected | Not Affected | Not Affected | Not Affected | Not Affected | Not Affected | Not Affected | Not Affected | Not Affected | Not Affected | Not Affected | Not Affected | Not Affected | Not Affected | Not Affected | Not Affected | Not Affected | Not Affected | 0 | 0 | 0 | 0 | 21 | Line
Critical Infrastructure | Stormwater Treatment Facilities and Pump Stations | Drainage Assets | C-8 south levee | STFPS_PL_759 |  | Not Affected | Not Affected | Not Affected | Not Affected | Not Affected | Not Affected | Not Affected | Not Affected | Not Affected | Not Affected | Not Affected | Not Affected | Not Affected | Not Affected | Not Affected | Not Affected | Not Affected | Not Affected | Not Affected | Not Affected | Not Affected | 0 | 0 | 0 | 0 | 21 | Line
Critical Infrastructure | Stormwater Treatment Facilities and Pump Stations | Drainage Assets | Lakeside Ranch STA Outlet Canal levee | STFPS_PL_760 |  | Not Affected | Not Affected | Not Affected | Not Affected | Not Affected | Not Affected | Not Affected | Not Affected | Not Affected | Not Affected | Not Affected | Not Affected | Not Affected | Not Affected | Not Affected | Not Affected | Not Affected | Not Affected | Not Affected | Not Affected | Not Affected | 0 | 0 | 0 | 0 | 21 | Line
Critical Infrastructure | Stormwater Treatment Facilities and Pump Stations | Drainage Assets | L-26 south levee | STFPS_PL_761 |  | Not Affected | Not Affected | Not Affected | Not Affected | Not Affected | Not Affected | Not Affected | Not Affected | Not Affected | Not Affected | Not Affected | Not Affected | Not Affected | Not Affected | Not Affected | Not Affected | Not Affected | Not Affected | Not Affected | Not Affected | Not Affected | 0 | 0 | 0 | 0 | 21 | Line
Critical Infrastructure | Stormwater Treatment Facilities and Pump Stations | Drainage Assets | L-39 south and east levee | STFPS_PL_762 |  | Not Affected | Not Affected | Not Affected | Not Affected | Not Affected | Not Affected | Not Affected | Not Affected | Not Affected | Not Affected | Not Affected | Not Affected | Not Affected | Not Affected | Not Affected | Not Affected | Not Affected | Not Affected | Not Affected | Not Affected | Not Affected | 0 | 0 | 0 | 0 | 21 | Line
Critical Infrastructure | Stormwater Treatment Facilities and Pump Stations | Drainage Assets | L-16 north levee | STFPS_PL_763 |  | Not Affected | Not Affected | Not Affected | Not Affected | Not Affected | Not Affected | Not Affected | Not Affected | Not Affected | Not Affected | Not Affected | Not Affected | Not Affected | Not Affected | Not Affected | Not Affected | Not Affected | Not Affected | Not Affected | Not Affected | Not Affected | 0 | 0 | 0 | 0 | 21 | Line
Critical Infrastructure | Stormwater Treatment Facilities and Pump Stations | Drainage Assets | STA-1W Expansion levee | STFPS_PL_764 |  | Not Affected | Not Affected | Not Affected | Not Affected | Not Affected | Not Affected | Not Affected | Not Affected | Not Affected | Not Affected | Not Affected | Not Affected | Not Affected | Not Affected | Not Affected | Not Affected | Not Affected | Not Affected | Not Affected | Not Affected | Not Affected | 0 | 0 | 0 | 0 | 21 | Line
Critical Infrastructure | Stormwater Treatment Facilities and Pump Stations | Drainage Assets | Lakeside Ranch STA SW Seepage levee | STFPS_PL_765 |  | Not Affected | Not Affected | Not Affected | Not Affected | Not Affected | Not Affected | Not Affected | Not Affected | Not Affected | Not Affected | Not Affected | Not Affected | Not Affected | Not Affected | Not Affected | Not Affected | Not Affected | Not Affected | Not Affected | Not Affected | Not Affected | 0 | 0 | 0 | 0 | 21 | Line
Critical Infrastructure | Stormwater Treatment Facilities and Pump Stations | Drainage Assets | L-42 south levee | STFPS_PL_766 |  | Not Affected | Not Affected | Not Affected | Not Affected | Not Affected | Not Affected | Not Affected | Not Affected | Not Affected | Not Affected | Not Affected | Not Affected | Not Affected | Not Affected | Not Affected | Not Affected | Not Affected | Not Affected | Not Affected | Not Affected | Not Affected | 0 | 0 | 0 | 0 | 21 | Line
Critical Infrastructure | Stormwater Treatment Facilities and Pump Stations | Drainage Assets | C-9 north levee | STFPS_PL_767 |  | Not Affected | Not Affected | Not Affected | Not Affected | Not Affected | Not Affected | Not Affected | Not Affected | Not Affected | Not Affected | Not Affected | Not Affected | Not Affected | Not Affected | Not Affected | Not Affected | Not Affected | Not Affected | Not Affected | Not Affected | Not Affected | 0 | 0 | 0 | 0 | 21 | Line
Critical Infrastructure | Stormwater Treatment Facilities and Pump Stations | Drainage Assets | Coco north levee | STFPS_PL_768 |  | Not Affected | Not Affected | Not Affected | Not Affected | Not Affected | Not Affected | Not Affected | Not Affected | Not Affected | Not Affected | Not Affected | Not Affected | Not Affected | Not Affected | Not Affected | Not Affected | Not Affected | Not Affected | Not Affected | Not Affected | Not Affected | 0 | 0 | 0 | 0 | 21 | Line
Critical Infrastructure | Stormwater Treatment Facilities and Pump Stations | Drainage Assets | C-100B north levee | STFPS_PL_769 |  | Not Affected | Not Affected | Not Affected | Not Affected | Not Affected | Not Affected | Not Affected | Not Affected | Not Affected | Not Affected | Not Affected | Not Affected | Not Affected | Not Affected | Not Affected | Not Affected | Not Affected | Not Affected | Not Affected | Not Affected | Not Affected | 0 | 0 | 0 | 0 | 21 | Line
Critical Infrastructure | Stormwater Treatment Facilities and Pump Stations | Drainage Assets | C-41 west levee | STFPS_PL_770 |  | Not Affected | Not Affected | Not Affected | Not Affected | Not Affected | Not Affected | Not Affected | Not Affected | Not Affected | Not Affected | Not Affected | Not Affected | Not Affected | Not Affected | Not Affected | Not Affected | Not Affected | Not Affected | Not Affected | Not Affected | Not Affected | 0 | 0 | 0 | 0 | 21 | Line
Critical Infrastructure | Stormwater Treatment Facilities and Pump Stations | Drainage Assets | Airport Road east levee | STFPS_PL_771 |  | Not Affected | Not Affected | Not Affected | Not Affected | Not Affected | Not Affected | Not Affected | Not Affected | Not Affected | Not Affected | Not Affected | Not Affected | Not Affected | Not Affected | Not Affected | Not Affected | Not Affected | Not Affected | Not Affected | Not Affected | Not Affected | 0 | 0 | 0 | 0 | 21 | Line
Critical Infrastructure | Stormwater Treatment Facilities and Pump Stations | Drainage Assets | L-316 | STFPS_PL_772 |  | Not Affected | Not Affected | Not Affected | Not Affected | Not Affected | Not Affected | Not Affected | Not Affected | Not Affected | Not Affected | Not Affected | Not Affected | Not Affected | Not Affected | Not Affected | Not Affected | Not Affected | Not Affected | Not Affected | Not Affected | Not Affected | 0 | 0 | 0 | 0 | 21 | Line
Critical Infrastructure | Stormwater Treatment Facilities and Pump Stations | Drainage Assets | C-111 levee | STFPS_PL_773 |  | Not Affected | Not Affected | Not Affected | Not Affected | Not Affected | Not Affected | Not Affected | Not Affected | Not Affected | Not Affected | Not Affected | Not Affected | Not Affected | Not Affected | Not Affected | Not Affected | Not Affected | Not Affected | Not Affected | Not Affected | Not Affected | 0 | 0 | 0 | 0 | 21 | Line
Critical Infrastructure | Stormwater Treatment Facilities and Pump Stations | Drainage Assets | I-75 Canal west levee | STFPS_PL_774 |  | Not Affected | Not Affected | Not Affected | Not Affected | Not Affected | Not Affected | Not Affected | Not Affected | Not Affected | Not Affected | Not Affected | Not Affected | Not Affected | Not Affected | Not Affected | Not Affected | Not Affected | Not Affected | Not Affected | Not Affected | Not Affected | 0 | 0 | 0 | 0 | 21 | Line
Critical Infrastructure | Stormwater Treatment Facilities and Pump Stations | Drainage Assets | Golden Gate Main southeast levee | STFPS_PL_775 |  | Not Affected | Not Affected | Not Affected | Not Affected | Not Affected | Not Affected | Not Affected | Not Affected | Not Affected | Not Affected | Not Affected | Not Affected | Not Affected | Not Affected | Not Affected | Not Affected | Not Affected | Not Affected | Not Affected | Not Affected | Not Affected | 0 | 0 | 0 | 0 | 21 | Line
Critical Infrastructure | Stormwater Treatment Facilities and Pump Stations | Drainage Assets | G-16 south levee | STFPS_PL_776 |  | Not Affected | Not Affected | Not Affected | Not Affected | Not Affected | Not Affected | Not Affected | Not Affected | Not Affected | Not Affected | Not Affected | Not Affected | Not Affected | Not Affected | Not Affected | Not Affected | Not Affected | Not Affected | Not Affected | Not Affected | Not Affected | 0 | 0 | 0 | 0 | 21 | Line
Critical Infrastructure | Stormwater Treatment Facilities and Pump Stations | Drainage Assets | C-103 west levee | STFPS_PL_777 |  | Not Affected | Not Affected | Not Affected | Not Affected | Not Affected | Not Affected | Not Affected | Not Affected | Not Affected | Not Affected | Not Affected | Not Affected | Not Affected | Not Affected | Not Affected | Not Affected | Not Affected | Not Affected | Not Affected | Not Affected | Not Affected | 0 | 0 | 0 | 0 | 21 | Line
Critical Infrastructure | Stormwater Treatment Facilities and Pump Stations | Drainage Assets | C-100A north levee | STFPS_PL_778 |  | Not Affected | Not Affected | Not Affected | Not Affected | Not Affected | Not Affected | Not Affected | Not Affected | Not Affected | Not Affected | Not Affected | Not Affected | Not Affected | Not Affected | Not Affected | Not Affected | Not Affected | Not Affected | Not Affected | Not Affected | Not Affected | 0 | 0 | 0 | 0 | 21 | Line
Critical Infrastructure | Stormwater Treatment Facilities and Pump Stations | Drainage Assets | C-2 east levee | STFPS_PL_779 |  | Not Affected | Not Affected | Not Affected | Not Affected | Not Affected | Not Affected | Not Affected | Not Affected | Not Affected | Not Affected | Not Affected | Not Affected | Not Affected | Not Affected | Not Affected | Not Affected | Not Affected | Not Affected | Not Affected | Not Affected | Not Affected | 0 | 0 | 0 | 0 | 21 | Line
Critical Infrastructure | Stormwater Treatment Facilities and Pump Stations | Drainage Assets | C-2 north levee | STFPS_PL_780 |  | Not Affected | Not Affected | Not Affected | Not Affected | Not Affected | Not Affected | Not Affected | Not Affected | Not Affected | Not Affected | Not Affected | Not Affected | Not Affected | Not Affected | Not Affected | Not Affected | Not Affected | Not Affected | Not Affected | Not Affected | Not Affected | 0 | 0 | 0 | 0 | 21 | Line
Critical Infrastructure | Stormwater Treatment Facilities and Pump Stations | Drainage Assets | C-100B north levee | STFPS_PL_781 |  | Not Affected | Not Affected | Not Affected | Not Affected | Not Affected | Not Affected | Not Affected | Not Affected | Not Affected | Not Affected | Not Affected | Not Affected | Not Affected | Not Affected | Not Affected | Not Affected | Not Affected | Not Affected | Not Affected | Not Affected | Not Affected | 0 | 0 | 0 | 0 | 21 | Line
Critical Infrastructure | Stormwater Treatment Facilities and Pump Stations | Drainage Assets | Golden Gate Main east levee | STFPS_PL_782 |  | Not Affected | Not Affected | Not Affected | Not Affected | Not Affected | Not Affected | Not Affected | Not Affected | Not Affected | Not Affected | Not Affected | Not Affected | Not Affected | Not Affected | Not Affected | Not Affected | Not Affected | Not Affected | Not Affected | Not Affected | Not Affected | 0 | 0 | 0 | 0 | 21 | Line
Critical Infrastructure | Stormwater Treatment Facilities and Pump Stations | Drainage Assets | L-8 east levee | STFPS_PL_783 |  | Not Affected | Not Affected | Not Affected | Not Affected | Not Affected | Not Affected | Not Affected | Not Affected | Not Affected | Not Affected | Not Affected | Not Affected | Not Affected | Not Affected | Not Affected | Not Affected | Not Affected | Not Affected | Not Affected | Not Affected | Not Affected | 0 | 0 | 0 | 0 | 21 | Line
Critical Infrastructure | Stormwater Treatment Facilities and Pump Stations | Drainage Assets | C-37 east levee | STFPS_PL_784 |  | Not Affected | Not Affected | Not Affected | Not Affected | Not Affected | Not Affected | Not Affected | Not Affected | Not Affected | Not Affected | Not Affected | Not Affected | Not Affected | Not Affected | Not Affected | Not Affected | Not Affected | Not Affected | Not Affected | Not Affected | Not Affected | 0 | 0 | 0 | 0 | 21 | Line
Critical Infrastructure | Stormwater Treatment Facilities and Pump Stations | Drainage Assets | STA-2 levee | STFPS_PL_785 |  | Not Affected | Not Affected | Not Affected | Not Affected | Not Affected | Not Affected | Not Affected | Not Affected | Not Affected | Not Affected | Not Affected | Not Affected | Not Affected | Not Affected | Not Affected | Not Affected | Not Affected | Not Affected | Not Affected | Not Affected | Not Affected | 0 | 0 | 0 | 0 | 21 | Line
Critical Infrastructure | Stormwater Treatment Facilities and Pump Stations | Drainage Assets | L-21 north levee | STFPS_PL_786 |  | Not Affected | Not Affected | Not Affected | Not Affected | Not Affected | Not Affected | Not Affected | Not Affected | Not Affected | Not Affected | Not Affected | Not Affected | Not Affected | Not Affected | Not Affected | Not Affected | Not Affected | Not Affected | Not Affected | Not Affected | Not Affected | 0 | 0 | 0 | 0 | 21 | Line
Critical Infrastructure | Stormwater Treatment Facilities and Pump Stations | Drainage Assets | Lakeside Ranch STA Outlet Canal levee | STFPS_PL_787 |  | Not Affected | Not Affected | Not Affected | Not Affected | Not Affected | Not Affected | Not Affected | Not Affected | Not Affected | Not Affected | Not Affected | Not Affected | Not Affected | Not Affected | Not Affected | Not Affected | Not Affected | Not Affected | Not Affected | Not Affected | Not Affected | 0 | 0 | 0 | 0 | 21 | Line
Critical Infrastructure | Stormwater Treatment Facilities and Pump Stations | Drainage Assets | STA-1E levee | STFPS_PL_788 |  | Not Affected | Not Affected | Not Affected | Not Affected | Not Affected | Not Affected | Not Affected | Not Affected | Not Affected | Not Affected | Not Affected | Not Affected | Not Affected | Not Affected | Not Affected | Not Affected | Not Affected | Not Affected | Not Affected | Not Affected | Not Affected | 0 | 0 | 0 | 0 | 21 | Line
Critical Infrastructure | Stormwater Treatment Facilities and Pump Stations | Drainage Assets | C-32C east levee | STFPS_PL_789 |  | Not Affected | Not Affected | Not Affected | Not Affected | Not Affected | Not Affected | Not Affected | Not Affected | Not Affected | Not Affected | Not Affected | Not Affected | Not Affected | Not Affected | Not Affected | Not Affected | Not Affected | Not Affected | Not Affected | Not Affected | Not Affected | 0 | 0 | 0 | 0 | 21 | Line
Critical Infrastructure | Stormwater Treatment Facilities and Pump Stations | Drainage Assets | Airport Road east levee | STFPS_PL_790 |  | Not Affected | Not Affected | Not Affected | Not Affected | Not Affected | Not Affected | Not Affected | Not Affected | Not Affected | Not Affected | Not Affected | Not Affected | Not Affected | Not Affected | Not Affected | Not Affected | Not Affected | Not Affected | Not Affected | Not Affected | Not Affected | 0 | 0 | 0 | 0 | 21 | Line
Critical Infrastructure | Stormwater Treatment Facilities and Pump Stations | Drainage Assets | Lakeside Ranch STA Outlet Canal levee | STFPS_PL_791 |  | Not Affected | Not Affected | Not Affected | Not Affected | Not Affected | Not Affected | Not Affected | Not Affected | Not Affected | Not Affected | Not Affected | Not Affected | Not Affected | Not Affected | Not Affected | Not Affected | Not Affected | Not Affected | Not Affected | Not Affected | Not Affected | 0 | 0 | 0 | 0 | 21 | Line
Critical Infrastructure | Stormwater Treatment Facilities and Pump Stations | Drainage Assets | C-100 north levee | STFPS_PL_792 |  | Not Affected | Not Affected | Not Affected | Not Affected | Not Affected | Not Affected | Not Affected | Not Affected | Not Affected | Not Affected | Not Affected | Not Affected | Not Affected | Not Affected | Not Affected | Not Affected | Not Affected | Not Affected | Not Affected | Not Affected | Not Affected | 0 | 0 | 0 | 0 | 21 | Line
Critical Infrastructure | Stormwater Treatment Facilities and Pump Stations | Drainage Assets | Coco north levee | STFPS_PL_793 |  | Not Affected | Not Affected | Not Affected | Not Affected | Not Affected | Not Affected | Not Affected | Not Affected | Not Affected | Not Affected | Not Affected | Not Affected | Not Affected | Not Affected | Not Affected | Not Affected | Not Affected | Not Affected | Not Affected | Not Affected | Not Affected | 0 | 0 | 0 | 0 | 21 | Line
Critical Infrastructure | Stormwater Treatment Facilities and Pump Stations | Drainage Assets | L-200 | STFPS_PL_794 |  | Not Affected | Not Affected | Not Affected | Not Affected | Not Affected | Not Affected | Not Affected | Not Affected | Not Affected | Not Affected | Not Affected | Not Affected | Not Affected | Not Affected | Not Affected | Not Affected | Not Affected | Not Affected | Not Affected | Not Affected | Not Affected | 0 | 0 | 0 | 0 | 21 | Line
Critical Infrastructure | Stormwater Treatment Facilities and Pump Stations | Drainage Assets | L-31E west levee | STFPS_PL_795 |  | Not Affected | Not Affected | Not Affected | Not Affected | Not Affected | Not Affected | Not Affected | Not Affected | Not Affected | Not Affected | Not Affected | Not Affected | Not Affected | Not Affected | Not Affected | Not Affected | Not Affected | Not Affected | Not Affected | Not Affected | Not Affected | 0 | 0 | 0 | 0 | 21 | Line
Critical Infrastructure | Stormwater Treatment Facilities and Pump Stations | Drainage Assets | C-33 east levee | STFPS_PL_796 |  | Not Affected | Not Affected | Not Affected | Not Affected | Not Affected | Not Affected | Not Affected | Not Affected | Not Affected | Not Affected | Not Affected | Not Affected | Not Affected | Not Affected | Not Affected | Not Affected | Not Affected | Not Affected | Not Affected | Not Affected | Not Affected | 0 | 0 | 0 | 0 | 21 | Line
Critical Infrastructure | Stormwater Treatment Facilities and Pump Stations | Drainage Assets | L-38W west levee | STFPS_PL_797 |  | Not Affected | Not Affected | Not Affected | Not Affected | Not Affected | Not Affected | Not Affected | Not Affected | Not Affected | Not Affected | Not Affected | Not Affected | Not Affected | Not Affected | Not Affected | Not Affected | Not Affected | Not Affected | Not Affected | Not Affected | Not Affected | 0 | 0 | 0 | 0 | 21 | Line
Critical Infrastructure | Stormwater Treatment Facilities and Pump Stations | Drainage Assets | C-103 east levee | STFPS_PL_798 |  | Not Affected | Not Affected | Not Affected | Not Affected | Not Affected | Not Affected | Not Affected | Not Affected | Not Affected | Not Affected | Not Affected | Not Affected | Not Affected | Not Affected | Not Affected | Not Affected | Not Affected | Not Affected | Not Affected | Not Affected | Not Affected | 0 | 0 | 0 | 0 | 21 | Line
Critical Infrastructure | Stormwater Treatment Facilities and Pump Stations | Drainage Assets | C-111E east levee | STFPS_PL_799 |  | Not Affected | Not Affected | Not Affected | Not Affected | Not Affected | Not Affected | Not Affected | Not Affected | Not Affected | Not Affected | Not Affected | Not Affected | Not Affected | Not Affected | Not Affected | Not Affected | Not Affected | Not Affected | Not Affected | Not Affected | Not Affected | 0 | 0 | 0 | 0 | 21 | Line
Critical Infrastructure | Stormwater Treatment Facilities and Pump Stations | Drainage Assets | STA-3/4 | STFPS_PL_800 |  | Not Affected | Not Affected | Not Affected | Not Affected | Not Affected | Not Affected | Not Affected | Not Affected | Not Affected | Not Affected | Not Affected | Not Affected | Not Affected | Not Affected | Not Affected | Not Affected | Not Affected | Not Affected | Not Affected | Not Affected | Not Affected | 0 | 0 | 0 | 0 | 21 | Line
Critical Infrastructure | Stormwater Treatment Facilities and Pump Stations | Drainage Assets | L-2 east levee | STFPS_PL_801 |  | Not Affected | Not Affected | Not Affected | Not Affected | Not Affected | Not Affected | Not Affected | Not Affected | Not Affected | Not Affected | Not Affected | Not Affected | Not Affected | Not Affected | Not Affected | Not Affected | Not Affected | Not Affected | Not Affected | Not Affected | Not Affected | 0 | 0 | 0 | 0 | 21 | Line
Critical Infrastructure | Stormwater Treatment Facilities and Pump Stations | Drainage Assets | C-9 south levee | STFPS_PL_802 |  | Not Affected | Not Affected | Not Affected | Not Affected | Not Affected | Not Affected | Not Affected | Not Affected | Not Affected | Not Affected | Not Affected | Not Affected | Not Affected | Not Affected | Not Affected | Not Affected | Not Affected | Not Affected | Not Affected | Not Affected | Not Affected | 0 | 0 | 0 | 0 | 21 | Line
Critical Infrastructure | Stormwater Treatment Facilities and Pump Stations | Drainage Assets | L-15 west levee | STFPS_PL_803 |  | Not Affected | Not Affected | Not Affected | Not Affected | Not Affected | Not Affected | Not Affected | Not Affected | Not Affected | Not Affected | Not Affected | Not Affected | Not Affected | Not Affected | Not Affected | Not Affected | Not Affected | Not Affected | Not Affected | Not Affected | Not Affected | 0 | 0 | 0 | 0 | 21 | Line
Critical Infrastructure | Stormwater Treatment Facilities and Pump Stations | Drainage Assets | L-14 south levee | STFPS_PL_804 |  | Not Affected | Not Affected | Not Affected | Not Affected | Not Affected | Not Affected | Not Affected | Not Affected | Not Affected | Not Affected | Not Affected | Not Affected | Not Affected | Not Affected | Not Affected | Not Affected | Not Affected | Not Affected | Not Affected | Not Affected | Not Affected | 0 | 0 | 0 | 0 | 21 | Line
Critical Infrastructure | Stormwater Treatment Facilities and Pump Stations | Drainage Assets | Coco north levee | STFPS_PL_805 |  | Not Affected | Not Affected | Not Affected | Not Affected | Not Affected | Not Affected | Not Affected | Not Affected | Not Affected | Not Affected | Not Affected | Not Affected | Not Affected | Not Affected | Not Affected | Not Affected | Not Affected | Not Affected | Not Affected | Not Affected | Not Affected | 0 | 0 | 0 | 0 | 21 | Line
Critical Infrastructure | Stormwater Treatment Facilities and Pump Stations | Drainage Assets | C-103 north levee | STFPS_PL_806 |  | Not Affected | Not Affected | Not Affected | Not Affected | Not Affected | Not Affected | Not Affected | Not Affected | Not Affected | Not Affected | Not Affected | Not Affected | Not Affected | Not Affected | Not Affected | Not Affected | Not Affected | Not Affected | Not Affected | Not Affected | Not Affected | 0 | 0 | 0 | 0 | 21 | Line
Critical Infrastructure | Stormwater Treatment Facilities and Pump Stations | Drainage Assets | C-1W east levee | STFPS_PL_807 |  | Not Affected | Not Affected | Not Affected | Not Affected | Not Affected | Not Affected | Not Affected | Not Affected | Not Affected | Not Affected | Not Affected | Not Affected | Not Affected | Not Affected | Not Affected | Not Affected | Not Affected | Not Affected | Not Affected | Not Affected | Not Affected | 0 | 0 | 0 | 0 | 21 | Line
Critical Infrastructure | Stormwater Treatment Facilities and Pump Stations | Drainage Assets | C-102 north levee | STFPS_PL_808 |  | Not Affected | Not Affected | Not Affected | Not Affected | Not Affected | Not Affected | Not Affected | Not Affected | Not Affected | Not Affected | Not Affected | Not Affected | Not Affected | Not Affected | Not Affected | Not Affected | Not Affected | Not Affected | Not Affected | Not Affected | Not Affected | 0 | 0 | 0 | 0 | 21 | Line
Critical Infrastructure | Stormwater Treatment Facilities and Pump Stations | Drainage Assets | Henderson Creek east levee | STFPS_PL_809 |  | Not Affected | Not Affected | Not Affected | Not Affected | Not Affected | Not Affected | Not Affected | Not Affected | Not Affected | Not Affected | Not Affected | Not Affected | Not Affected | Not Affected | Not Affected | Not Affected | Not Affected | Not Affected | Not Affected | Not Affected | Not Affected | 0 | 0 | 0 | 0 | 21 | Line
Critical Infrastructure | Stormwater Treatment Facilities and Pump Stations | Drainage Assets | C-11 south levee | STFPS_PL_810 |  | Not Affected | Not Affected | Not Affected | Not Affected | Not Affected | Not Affected | Not Affected | Not Affected | Not Affected | Not Affected | Not Affected | Not Affected | Not Affected | Not Affected | Not Affected | Not Affected | Not Affected | Not Affected | Not Affected | Not Affected | Not Affected | 0 | 0 | 0 | 0 | 21 | Line
Critical Infrastructure | Stormwater Treatment Facilities and Pump Stations | Drainage Assets | C-100 north levee | STFPS_PL_811 |  | Not Affected | Not Affected | Not Affected | Not Affected | Not Affected | Not Affected | Not Affected | Not Affected | Not Affected | Not Affected | Not Affected | Not Affected | Not Affected | Not Affected | Not Affected | Not Affected | Not Affected | Not Affected | Not Affected | Not Affected | Not Affected | 0 | 0 | 0 | 0 | 21 | Line
Critical Infrastructure | Stormwater Treatment Facilities and Pump Stations | Drainage Assets | C-8 north levee | STFPS_PL_812 |  | Not Affected | Not Affected | Not Affected | Not Affected | Not Affected | Not Affected | Not Affected | Not Affected | Not Affected | Not Affected | Not Affected | Not Affected | Not Affected | Not Affected | Not Affected | Not Affected | Not Affected | Not Affected | Not Affected | Not Affected | Not Affected | 0 | 0 | 0 | 0 | 21 | Line
Critical Infrastructure | Stormwater Treatment Facilities and Pump Stations | Drainage Assets | C-41A south levee | STFPS_PL_813 |  | Not Affected | Not Affected | Not Affected | Not Affected | Not Affected | Not Affected | Not Affected | Not Affected | Not Affected | Not Affected | Not Affected | Not Affected | Not Affected | Not Affected | Not Affected | Not Affected | Not Affected | Not Affected | Not Affected | Not Affected | Not Affected | 0 | 0 | 0 | 0 | 21 | Line
Critical Infrastructure | Stormwater Treatment Facilities and Pump Stations | Drainage Assets | C-6 north levee | STFPS_PL_814 |  | Not Affected | Not Affected | Not Affected | Not Affected | Not Affected | Not Affected | Not Affected | Not Affected | Not Affected | Not Affected | Not Affected | Not Affected | Not Affected | Not Affected | Not Affected | Not Affected | Not Affected | Not Affected | Not Affected | Not Affected | Not Affected | 0 | 0 | 0 | 0 | 21 | Line
Critical Infrastructure | Stormwater Treatment Facilities and Pump Stations | Drainage Assets | C-7 south levee | STFPS_PL_815 |  | Not Affected | Not Affected | Not Affected | Not Affected | Not Affected | Not Affected | Not Affected | Not Affected | Not Affected | Not Affected | Not Affected | Not Affected | Not Affected | Not Affected | Not Affected | Not Affected | Not Affected | Not Affected | Not Affected | Not Affected | Not Affected | 0 | 0 | 0 | 0 | 21 | Line
Critical Infrastructure | Stormwater Treatment Facilities and Pump Stations | Drainage Assets | C-100A south levee | STFPS_PL_816 |  | Not Affected | Not Affected | Not Affected | Not Affected | Not Affected | Not Affected | Not Affected | Not Affected | Not Affected | Not Affected | Not Affected | Not Affected | Not Affected | Not Affected | Not Affected | Not Affected | Not Affected | Not Affected | Not Affected | Not Affected | Not Affected | 0 | 0 | 0 | 0 | 21 | Line
Critical Infrastructure | Stormwater Treatment Facilities and Pump Stations | Drainage Assets | STA-1E levee | STFPS_PL_817 |  | Not Affected | Not Affected | Not Affected | Not Affected | Not Affected | Not Affected | Not Affected | Not Affected | Not Affected | Not Affected | Not Affected | Not Affected | Not Affected | Not Affected | Not Affected | Not Affected | Not Affected | Not Affected | Not Affected | Not Affected | Not Affected | 0 | 0 | 0 | 0 | 21 | Line
Critical Infrastructure | Stormwater Treatment Facilities and Pump Stations | Drainage Assets | Golden Gate Side Branch north levee | STFPS_PL_818 |  | Not Affected | Not Affected | Not Affected | Not Affected | Not Affected | Not Affected | Not Affected | Not Affected | Not Affected | Not Affected | Not Affected | Not Affected | Not Affected | Not Affected | Not Affected | Not Affected | Not Affected | Not Affected | Not Affected | Not Affected | Not Affected | 0 | 0 | 0 | 0 | 21 | Line
Critical Infrastructure | Stormwater Treatment Facilities and Pump Stations | Drainage Assets | C-103N south levee | STFPS_PL_819 |  | Not Affected | Not Affected | Not Affected | Not Affected | Not Affected | Not Affected | Not Affected | Not Affected | Not Affected | Not Affected | Not Affected | Not Affected | Not Affected | Not Affected | Not Affected | Not Affected | Not Affected | Not Affected | Not Affected | Not Affected | Not Affected | 0 | 0 | 0 | 0 | 21 | Line
Critical Infrastructure | Stormwater Treatment Facilities and Pump Stations | Drainage Assets | Curry west levee | STFPS_PL_820 |  | Not Affected | Not Affected | Not Affected | Not Affected | Not Affected | Not Affected | Not Affected | Not Affected | Not Affected | Not Affected | Not Affected | Not Affected | Not Affected | Not Affected | Not Affected | Not Affected | Not Affected | Not Affected | Not Affected | Not Affected | Not Affected | 0 | 0 | 0 | 0 | 21 | Line
Critical Infrastructure | Stormwater Treatment Facilities and Pump Stations | Drainage Assets | C-32D west levee | STFPS_PL_821 |  | Not Affected | Not Affected | Not Affected | Not Affected | Not Affected | Not Affected | Not Affected | Not Affected | Not Affected | Not Affected | Not Affected | Not Affected | Not Affected | Not Affected | Not Affected | Not Affected | Not Affected | Not Affected | Not Affected | Not Affected | Not Affected | 0 | 0 | 0 | 0 | 21 | Line
Critical Infrastructure | Stormwater Treatment Facilities and Pump Stations | Drainage Assets | Golden Gate Main northwest levee | STFPS_PL_822 |  | Not Affected | Not Affected | Not Affected | Not Affected | Not Affected | Not Affected | Not Affected | Not Affected | Not Affected | Not Affected | Not Affected | Not Affected | Not Affected | Not Affected | Not Affected | Not Affected | Not Affected | Not Affected | Not Affected | Not Affected | Not Affected | 0 | 0 | 0 | 0 | 21 | Line
Critical Infrastructure | Stormwater Treatment Facilities and Pump Stations | Drainage Assets | L-D1 south levee | STFPS_PL_823 |  | Not Affected | Not Affected | Not Affected | Not Affected | Not Affected | Not Affected | Not Affected | Not Affected | Not Affected | Not Affected | Not Affected | Not Affected | Not Affected | Not Affected | Not Affected | Not Affected | Not Affected | Not Affected | Not Affected | Not Affected | Not Affected | 0 | 0 | 0 | 0 | 21 | Line
Critical Infrastructure | Stormwater Treatment Facilities and Pump Stations | Drainage Assets | L-20 east levee | STFPS_PL_824 |  | Not Affected | Not Affected | Not Affected | Not Affected | Not Affected | Not Affected | Not Affected | Not Affected | Not Affected | Not Affected | Not Affected | Not Affected | Not Affected | Not Affected | Not Affected | Not Affected | Not Affected | Not Affected | Not Affected | Not Affected | Not Affected | 0 | 0 | 0 | 0 | 21 | Line
Critical Infrastructure | Stormwater Treatment Facilities and Pump Stations | Drainage Assets | C-17 west levee | STFPS_PL_825 |  | Not Affected | Not Affected | Not Affected | Not Affected | Not Affected | Not Affected | Not Affected | Not Affected | Not Affected | Not Affected | Not Affected | Not Affected | Not Affected | Not Affected | Not Affected | Not Affected | Not Affected | Not Affected | Not Affected | Not Affected | Not Affected | 0 | 0 | 0 | 0 | 21 | Line
Critical Infrastructure | Stormwater Treatment Facilities and Pump Stations | Drainage Assets | L-357W Richmond Drive Crossing (BERM) | STFPS_PL_826 |  | Not Affected | Not Affected | Not Affected | Not Affected | Not Affected | Not Affected | Not Affected | Not Affected | Not Affected | Not Affected | Not Affected | Not Affected | Not Affected | Not Affected | Not Affected | Not Affected | Not Affected | Not Affected | Not Affected | Not Affected | Not Affected | 0 | 0 | 0 | 0 | 21 | Line
Critical Infrastructure | Stormwater Treatment Facilities and Pump Stations | Drainage Assets | STA-1W levee | STFPS_PL_827 |  | Not Affected | Not Affected | Not Affected | Not Affected | Not Affected | Not Affected | Not Affected | Not Affected | Not Affected | Not Affected | Not Affected | Not Affected | Not Affected | Not Affected | Not Affected | Not Affected | Not Affected | Not Affected | Not Affected | Not Affected | Not Affected | 0 | 0 | 0 | 0 | 21 | Line
Critical Infrastructure | Stormwater Treatment Facilities and Pump Stations | Drainage Assets | Golden Gate Main south levee | STFPS_PL_828 |  | Not Affected | Not Affected | Not Affected | Not Affected | Not Affected | Not Affected | Not Affected | Not Affected | Not Affected | Not Affected | Not Affected | Not Affected | Not Affected | Not Affected | Not Affected | Not Affected | Not Affected | Not Affected | Not Affected | Not Affected | Not Affected | 0 | 0 | 0 | 0 | 21 | Line
Critical Infrastructure | Stormwater Treatment Facilities and Pump Stations | Drainage Assets | L-28 Interceptor WFC | STFPS_PL_829 |  | Not Affected | Not Affected | Not Affected | Not Affected | Not Affected | Not Affected | Not Affected | Not Affected | Not Affected | Not Affected | Not Affected | Not Affected | Not Affected | Not Affected | Not Affected | Not Affected | Not Affected | Not Affected | Not Affected | Not Affected | Not Affected | 0 | 0 | 0 | 0 | 21 | Line
Critical Infrastructure | Stormwater Treatment Facilities and Pump Stations | Drainage Assets | L-28 Interceptor WFC | STFPS_PL_830 |  | Not Affected | Not Affected | Not Affected | Not Affected | Not Affected | Not Affected | Not Affected | Not Affected | Not Affected | Not Affected | Not Affected | Not Affected | Not Affected | Not Affected | Not Affected | Not Affected | Not Affected | Not Affected | Not Affected | Not Affected | Not Affected | 0 | 0 | 0 | 0 | 21 | Line
Critical Infrastructure | Stormwater Treatment Facilities and Pump Stations | Drainage Assets | C-11S west levee | STFPS_PL_831 |  | Not Affected | Not Affected | Not Affected | Not Affected | Not Affected | Not Affected | Not Affected | Not Affected | Not Affected | Not Affected | Not Affected | Not Affected | Not Affected | Not Affected | Not Affected | Not Affected | Not Affected | Not Affected | Not Affected | Not Affected | Not Affected | 0 | 0 | 0 | 0 | 21 | Line
Critical Infrastructure | Stormwater Treatment Facilities and Pump Stations | Drainage Assets | C-41 east levee | STFPS_PL_832 |  | Not Affected | Not Affected | Not Affected | Not Affected | Not Affected | Not Affected | Not Affected | Not Affected | Not Affected | Not Affected | Not Affected | Not Affected | Not Affected | Not Affected | Not Affected | Not Affected | Not Affected | Not Affected | Not Affected | Not Affected | Not Affected | 0 | 0 | 0 | 0 | 21 | Line
Critical Infrastructure | Stormwater Treatment Facilities and Pump Stations | Drainage Assets | A1 FEB levee | STFPS_PL_833 |  | Not Affected | Not Affected | Not Affected | Not Affected | Not Affected | Not Affected | Not Affected | Not Affected | Not Affected | Not Affected | Not Affected | Not Affected | Not Affected | Not Affected | Not Affected | Not Affected | Not Affected | Not Affected | Not Affected | Not Affected | Not Affected | 0 | 0 | 0 | 0 | 21 | Line
Critical Infrastructure | Stormwater Treatment Facilities and Pump Stations | Drainage Assets | C-51 south levee | STFPS_PL_834 |  | Not Affected | Not Affected | Not Affected | Not Affected | Not Affected | Not Affected | Not Affected | Not Affected | Not Affected | Not Affected | Not Affected | Not Affected | Not Affected | Not Affected | Not Affected | Not Affected | Not Affected | Not Affected | Not Affected | Not Affected | Not Affected | 0 | 0 | 0 | 0 | 21 | Line
Critical Infrastructure | Stormwater Treatment Facilities and Pump Stations | Drainage Assets | C-102 east levee | STFPS_PL_835 |  | Not Affected | Not Affected | Not Affected | Not Affected | Not Affected | Not Affected | Not Affected | Not Affected | Not Affected | Not Affected | Not Affected | Not Affected | Not Affected | Not Affected | Not Affected | Not Affected | Not Affected | Not Affected | Not Affected | Not Affected | Not Affected | 0 | 0 | 0 | 0 | 21 | Line
Critical Infrastructure | Stormwater Treatment Facilities and Pump Stations | Drainage Assets | C-4 south levee | STFPS_PL_836 |  | Not Affected | Not Affected | Not Affected | Not Affected | Not Affected | Not Affected | Not Affected | Not Affected | Not Affected | Not Affected | Not Affected | Not Affected | Not Affected | Not Affected | Not Affected | Not Affected | Not Affected | Not Affected | Not Affected | Not Affected | Not Affected | 0 | 0 | 0 | 0 | 21 | Line
Critical Infrastructure | Stormwater Treatment Facilities and Pump Stations | Drainage Assets | C-1 north levee | STFPS_PL_837 |  | Not Affected | Not Affected | Not Affected | Not Affected | Not Affected | Not Affected | Not Affected | Not Affected | Not Affected | Not Affected | Not Affected | Not Affected | Not Affected | Not Affected | Not Affected | Not Affected | Not Affected | Not Affected | Not Affected | Not Affected | Not Affected | 0 | 0 | 0 | 0 | 21 | Line
Critical Infrastructure | Stormwater Treatment Facilities and Pump Stations | Drainage Assets | C-34 east levee | STFPS_PL_838 |  | Not Affected | Not Affected | Not Affected | Not Affected | Not Affected | Not Affected | Not Affected | Not Affected | Not Affected | Not Affected | Not Affected | Not Affected | Not Affected | Not Affected | Not Affected | Not Affected | Not Affected | Not Affected | Not Affected | Not Affected | Not Affected | 0 | 0 | 0 | 0 | 21 | Line
Critical Infrastructure | Stormwater Treatment Facilities and Pump Stations | Drainage Assets | C-2 east levee | STFPS_PL_839 |  | Not Affected | Not Affected | Not Affected | Not Affected | Not Affected | Not Affected | Not Affected | Not Affected | Not Affected | Not Affected | Not Affected | Not Affected | Not Affected | Not Affected | Not Affected | Not Affected | Not Affected | Not Affected | Not Affected | Not Affected | Not Affected | 0 | 0 | 0 | 0 | 21 | Line
Critical Infrastructure | Stormwater Treatment Facilities and Pump Stations | Drainage Assets | L-7 west levee | STFPS_PL_840 |  | Not Affected | Not Affected | Not Affected | Not Affected | Not Affected | Not Affected | Not Affected | Not Affected | Not Affected | Not Affected | Not Affected | Not Affected | Not Affected | Not Affected | Not Affected | Not Affected | Not Affected | Not Affected | Not Affected | Not Affected | Not Affected | 0 | 0 | 0 | 0 | 21 | Line
Critical Infrastructure | Stormwater Treatment Facilities and Pump Stations | Drainage Assets | Golden Gate Main east levee | STFPS_PL_841 |  | Not Affected | Not Affected | Not Affected | Not Affected | Not Affected | Not Affected | Not Affected | Not Affected | Not Affected | Not Affected | Not Affected | Not Affected | Not Affected | Not Affected | Not Affected | Not Affected | Not Affected | Not Affected | Not Affected | Not Affected | Not Affected | 0 | 0 | 0 | 0 | 21 | Line
Critical Infrastructure | Stormwater Treatment Facilities and Pump Stations | Drainage Assets | FAKA Union west levee | STFPS_PL_842 |  | Not Affected | Not Affected | Not Affected | Not Affected | Not Affected | Not Affected | Not Affected | Not Affected | Not Affected | Not Affected | Not Affected | Not Affected | Not Affected | Not Affected | Not Affected | Not Affected | Not Affected | Not Affected | Not Affected | Not Affected | Not Affected | 0 | 0 | 0 | 0 | 21 | Line
Critical Infrastructure | Stormwater Treatment Facilities and Pump Stations | Drainage Assets | C-100 south levee | STFPS_PL_843 |  | Not Affected | Not Affected | Not Affected | Not Affected | Not Affected | Not Affected | Not Affected | Not Affected | Not Affected | Not Affected | Not Affected | Not Affected | Not Affected | Not Affected | Not Affected | Not Affected | Not Affected | Not Affected | Not Affected | Not Affected | Not Affected | 0 | 0 | 0 | 0 | 21 | Line
Critical Infrastructure | Stormwater Treatment Facilities and Pump Stations | Drainage Assets | C-100C west levee | STFPS_PL_844 |  | Not Affected | Not Affected | Not Affected | Not Affected | Not Affected | Not Affected | Not Affected | Not Affected | Not Affected | Not Affected | Not Affected | Not Affected | Not Affected | Not Affected | Not Affected | Not Affected | Not Affected | Not Affected | Not Affected | Not Affected | Not Affected | 0 | 0 | 0 | 0 | 21 | Line
Critical Infrastructure | Stormwater Treatment Facilities and Pump Stations | Drainage Assets | L-31E west levee | STFPS_PL_845 |  | Not Affected | Not Affected | Not Affected | Not Affected | Not Affected | Not Affected | Not Affected | Not Affected | Not Affected | Not Affected | Not Affected | Not Affected | Not Affected | Not Affected | Not Affected | Not Affected | Not Affected | Not Affected | Not Affected | Not Affected | Not Affected | 0 | 0 | 0 | 0 | 21 | Line
Critical Infrastructure | Stormwater Treatment Facilities and Pump Stations | Drainage Assets | C-13 south levee | STFPS_PL_846 |  | Not Affected | Not Affected | Not Affected | Not Affected | Not Affected | Not Affected | Not Affected | Not Affected | Not Affected | Not Affected | Not Affected | Not Affected | Not Affected | Not Affected | Not Affected | Not Affected | Not Affected | Not Affected | Not Affected | Not Affected | Not Affected | 0 | 0 | 0 | 0 | 21 | Line
Critical Infrastructure | Stormwater Treatment Facilities and Pump Stations | Drainage Assets | C-1W west levee | STFPS_PL_847 |  | Not Affected | Not Affected | Not Affected | Not Affected | Not Affected | Not Affected | Not Affected | Not Affected | Not Affected | Not Affected | Not Affected | Not Affected | Not Affected | Not Affected | Not Affected | Not Affected | Not Affected | Not Affected | Not Affected | Not Affected | Not Affected | 0 | 0 | 0 | 0 | 21 | Line
Critical Infrastructure | Stormwater Treatment Facilities and Pump Stations | Drainage Assets | C-103 west levee | STFPS_PL_848 |  | Not Affected | Not Affected | Not Affected | Not Affected | Not Affected | Not Affected | Not Affected | Not Affected | Not Affected | Not Affected | Not Affected | Not Affected | Not Affected | Not Affected | Not Affected | Not Affected | Not Affected | Not Affected | Not Affected | Not Affected | Not Affected | 0 | 0 | 0 | 0 | 21 | Line
Critical Infrastructure | Stormwater Treatment Facilities and Pump Stations | Drainage Assets | C-38 east levee | STFPS_PL_849 |  | Not Affected | Not Affected | Not Affected | Not Affected | Not Affected | Not Affected | Not Affected | Not Affected | Not Affected | Not Affected | Not Affected | Not Affected | Not Affected | Not Affected | Not Affected | Not Affected | Not Affected | Not Affected | Not Affected | Not Affected | Not Affected | 0 | 0 | 0 | 0 | 21 | Line
Critical Infrastructure | Stormwater Treatment Facilities and Pump Stations | Drainage Assets | G-95 north levee | STFPS_PL_850 |  | Not Affected | Not Affected | Not Affected | Not Affected | Not Affected | Not Affected | Not Affected | Not Affected | Not Affected | Not Affected | Not Affected | Not Affected | Not Affected | Not Affected | Not Affected | Not Affected | Not Affected | Not Affected | Not Affected | Not Affected | Not Affected | 0 | 0 | 0 | 0 | 21 | Line
Critical Infrastructure | Stormwater Treatment Facilities and Pump Stations | Drainage Assets | STA-2 levee | STFPS_PL_851 |  | Not Affected | Not Affected | Not Affected | Not Affected | Not Affected | Not Affected | Not Affected | Not Affected | Not Affected | Not Affected | Not Affected | Not Affected | Not Affected | Not Affected | Not Affected | Not Affected | Not Affected | Not Affected | Not Affected | Not Affected | Not Affected | 0 | 0 | 0 | 0 | 21 | Line
Critical Infrastructure | Stormwater Treatment Facilities and Pump Stations | Drainage Assets | Miller east levee | STFPS_PL_852 |  | Not Affected | Not Affected | Not Affected | Not Affected | Not Affected | Not Affected | Not Affected | Not Affected | Not Affected | Not Affected | Not Affected | Not Affected | Not Affected | Not Affected | Not Affected | Not Affected | Not Affected | Not Affected | Not Affected | Not Affected | Not Affected | 0 | 0 | 0 | 0 | 21 | Line
Critical Infrastructure | Stormwater Treatment Facilities and Pump Stations | Drainage Assets | Green Canal south levee | STFPS_PL_853 |  | Not Affected | Not Affected | Not Affected | Not Affected | Not Affected | Not Affected | Not Affected | Not Affected | Not Affected | Not Affected | Not Affected | Not Affected | Not Affected | Not Affected | Not Affected | Not Affected | Not Affected | Not Affected | Not Affected | Not Affected | Not Affected | 0 | 0 | 0 | 0 | 21 | Line
Critical Infrastructure | Stormwater Treatment Facilities and Pump Stations | Drainage Assets | Golden Gate Main south levee | STFPS_PL_854 |  | Not Affected | Not Affected | Not Affected | Not Affected | Not Affected | Not Affected | Not Affected | Not Affected | Not Affected | Not Affected | Not Affected | Not Affected | Not Affected | Not Affected | Not Affected | Not Affected | Not Affected | Not Affected | Not Affected | Not Affected | Not Affected | 0 | 0 | 0 | 0 | 21 | Line
Critical Infrastructure | Stormwater Treatment Facilities and Pump Stations | Drainage Assets | L-31N west levee | STFPS_PL_855 |  | Not Affected | Not Affected | Not Affected | Not Affected | Not Affected | Not Affected | Not Affected | Not Affected | Not Affected | Not Affected | Not Affected | Not Affected | Not Affected | Not Affected | Not Affected | Not Affected | Not Affected | Not Affected | Not Affected | Not Affected | Not Affected | 0 | 0 | 0 | 0 | 21 | Line
Critical Infrastructure | Stormwater Treatment Facilities and Pump Stations | Drainage Assets | G-08 north levee | STFPS_PL_856 |  | Not Affected | Not Affected | Not Affected | Not Affected | Not Affected | Not Affected | Not Affected | Not Affected | Not Affected | Not Affected | Not Affected | Not Affected | Not Affected | Not Affected | Not Affected | Not Affected | Not Affected | Not Affected | Not Affected | Not Affected | Not Affected | 0 | 0 | 0 | 0 | 21 | Line
Critical Infrastructure | Stormwater Treatment Facilities and Pump Stations | Drainage Assets | Henderson Creek northwest levee | STFPS_PL_857 |  | Not Affected | Not Affected | Not Affected | Not Affected | Not Affected | Not Affected | Not Affected | Not Affected | Not Affected | Not Affected | Not Affected | Not Affected | Not Affected | Not Affected | Not Affected | Not Affected | Not Affected | Not Affected | Not Affected | Not Affected | Not Affected | 0 | 0 | 0 | 0 | 21 | Line
Critical Infrastructure | Stormwater Treatment Facilities and Pump Stations | Drainage Assets | C-102N east levee | STFPS_PL_858 |  | Not Affected | Not Affected | Not Affected | Not Affected | Not Affected | Not Affected | Not Affected | Not Affected | Not Affected | Not Affected | Not Affected | Not Affected | Not Affected | Not Affected | Not Affected | Not Affected | Not Affected | Not Affected | Not Affected | Not Affected | Not Affected | 0 | 0 | 0 | 0 | 21 | Line
Critical Infrastructure | Stormwater Treatment Facilities and Pump Stations | Drainage Assets | L-16 north levee | STFPS_PL_859 |  | Not Affected | Not Affected | Not Affected | Not Affected | Not Affected | Not Affected | Not Affected | Not Affected | Not Affected | Not Affected | Not Affected | Not Affected | Not Affected | Not Affected | Not Affected | Not Affected | Not Affected | Not Affected | Not Affected | Not Affected | Not Affected | 0 | 0 | 0 | 0 | 21 | Line
Critical Infrastructure | Stormwater Treatment Facilities and Pump Stations | Drainage Assets | L-14 south levee | STFPS_PL_860 |  | Not Affected | Not Affected | Not Affected | Not Affected | Not Affected | Not Affected | Not Affected | Not Affected | Not Affected | Not Affected | Not Affected | Not Affected | Not Affected | Not Affected | Not Affected | Not Affected | Not Affected | Not Affected | Not Affected | Not Affected | Not Affected | 0 | 0 | 0 | 0 | 21 | Line
Critical Infrastructure | Stormwater Treatment Facilities and Pump Stations | Drainage Assets | L-2W south levee | STFPS_PL_861 |  | Not Affected | Not Affected | Not Affected | Not Affected | Not Affected | Not Affected | Not Affected | Not Affected | Not Affected | Not Affected | Not Affected | Not Affected | Not Affected | Not Affected | Not Affected | Not Affected | Not Affected | Not Affected | Not Affected | Not Affected | Not Affected | 0 | 0 | 0 | 0 | 21 | Line
Critical Infrastructure | Stormwater Treatment Facilities and Pump Stations | Drainage Assets | Cypress west levee | STFPS_PL_862 |  | Not Affected | Not Affected | Not Affected | Not Affected | Not Affected | Not Affected | Not Affected | Not Affected | Not Affected | Not Affected | Not Affected | Not Affected | Not Affected | Not Affected | Not Affected | Not Affected | Not Affected | Not Affected | Not Affected | Not Affected | Not Affected | 0 | 0 | 0 | 0 | 21 | Line
Critical Infrastructure | Stormwater Treatment Facilities and Pump Stations | Drainage Assets | C-20 north levee | STFPS_PL_863 |  | Not Affected | Not Affected | Not Affected | Not Affected | Not Affected | Not Affected | Not Affected | Not Affected | Not Affected | Not Affected | Not Affected | Not Affected | Not Affected | Not Affected | Not Affected | Not Affected | Not Affected | Not Affected | Not Affected | Not Affected | Not Affected | 0 | 0 | 0 | 0 | 21 | Line
Critical Infrastructure | Stormwater Treatment Facilities and Pump Stations | Drainage Assets | C-100C east levee | STFPS_PL_864 |  | Not Affected | Not Affected | Not Affected | Not Affected | Not Affected | Not Affected | Not Affected | Not Affected | Not Affected | Not Affected | Not Affected | Not Affected | Not Affected | Not Affected | Not Affected | Not Affected | Not Affected | Not Affected | Not Affected | Not Affected | Not Affected | 0 | 0 | 0 | 0 | 21 | Line
Critical Infrastructure | Stormwater Treatment Facilities and Pump Stations | Drainage Assets | C-41 west levee | STFPS_PL_865 |  | Not Affected | Not Affected | Not Affected | Not Affected | Not Affected | Not Affected | Not Affected | Not Affected | Not Affected | Not Affected | Not Affected | Not Affected | Not Affected | Not Affected | Not Affected | Not Affected | Not Affected | Not Affected | Not Affected | Not Affected | Not Affected | 0 | 0 | 0 | 0 | 21 | Line
Critical Infrastructure | Stormwater Treatment Facilities and Pump Stations | Drainage Assets | Coco north levee | STFPS_PL_866 |  | Not Affected | Not Affected | Not Affected | Not Affected | Not Affected | Not Affected | Not Affected | Not Affected | Not Affected | Not Affected | Not Affected | Not Affected | Not Affected | Not Affected | Not Affected | Not Affected | Not Affected | Not Affected | Not Affected | Not Affected | Not Affected | 0 | 0 | 0 | 0 | 21 | Line
Critical Infrastructure | Stormwater Treatment Facilities and Pump Stations | Drainage Assets | L-37 west levee | STFPS_PL_867 |  | Not Affected | Not Affected | Not Affected | Not Affected | Not Affected | Not Affected | Not Affected | Not Affected | Not Affected | Not Affected | Not Affected | Not Affected | Not Affected | Not Affected | Not Affected | Not Affected | Not Affected | Not Affected | Not Affected | Not Affected | Not Affected | 0 | 0 | 0 | 0 | 21 | Line
Critical Infrastructure | Stormwater Treatment Facilities and Pump Stations | Drainage Assets | L-35A west levee | STFPS_PL_868 |  | Not Affected | Not Affected | Not Affected | Not Affected | Not Affected | Not Affected | Not Affected | Not Affected | Not Affected | Not Affected | Not Affected | Not Affected | Not Affected | Not Affected | Not Affected | Not Affected | Not Affected | Not Affected | Not Affected | Not Affected | Not Affected | 0 | 0 | 0 | 0 | 21 | Line
Critical Infrastructure | Stormwater Treatment Facilities and Pump Stations | Drainage Assets | STA-1W Expansion levee | STFPS_PL_869 |  | Not Affected | Not Affected | Not Affected | Not Affected | Not Affected | Not Affected | Not Affected | Not Affected | Not Affected | Not Affected | Not Affected | Not Affected | Not Affected | Not Affected | Not Affected | Not Affected | Not Affected | Not Affected | Not Affected | Not Affected | Not Affected | 0 | 0 | 0 | 0 | 21 | Line
Critical Infrastructure | Stormwater Treatment Facilities and Pump Stations | Drainage Assets | L-59 southeast levee | STFPS_PL_870 |  | Not Affected | Not Affected | Not Affected | Not Affected | Not Affected | Not Affected | Not Affected | Not Affected | Not Affected | Not Affected | Not Affected | Not Affected | Not Affected | Not Affected | Not Affected | Not Affected | Not Affected | Not Affected | Not Affected | Not Affected | Not Affected | 0 | 0 | 0 | 0 | 21 | Line
Critical Infrastructure | Stormwater Treatment Facilities and Pump Stations | Drainage Assets | C-100 west levee | STFPS_PL_871 |  | Not Affected | Not Affected | Not Affected | Not Affected | Not Affected | Not Affected | Not Affected | Not Affected | Not Affected | Not Affected | Not Affected | Not Affected | Not Affected | Not Affected | Not Affected | Not Affected | Not Affected | Not Affected | Not Affected | Not Affected | Not Affected | 0 | 0 | 0 | 0 | 21 | Line
Critical Infrastructure | Stormwater Treatment Facilities and Pump Stations | Drainage Assets | I-75 Canal east levee | STFPS_PL_872 |  | Not Affected | Not Affected | Not Affected | Not Affected | Not Affected | Not Affected | Not Affected | Not Affected | Not Affected | Not Affected | Not Affected | Not Affected | Not Affected | Not Affected | Not Affected | Not Affected | Not Affected | Not Affected | Not Affected | Not Affected | Not Affected | 0 | 0 | 0 | 0 | 21 | Line
Critical Infrastructure | Stormwater Treatment Facilities and Pump Stations | Drainage Assets | Coco north levee | STFPS_PL_873 |  | Not Affected | Not Affected | Not Affected | Not Affected | Not Affected | Not Affected | Not Affected | Not Affected | Not Affected | Not Affected | Not Affected | Not Affected | Not Affected | Not Affected | Not Affected | Not Affected | Not Affected | Not Affected | Not Affected | Not Affected | Not Affected | 0 | 0 | 0 | 0 | 21 | Line
Critical Infrastructure | Stormwater Treatment Facilities and Pump Stations | Drainage Assets | Lakeside Ranch STA Outlet Canal levee | STFPS_PL_874 |  | Not Affected | Not Affected | Not Affected | Not Affected | Not Affected | Not Affected | Not Affected | Not Affected | Not Affected | Not Affected | Not Affected | Not Affected | Not Affected | Not Affected | Not Affected | Not Affected | Not Affected | Not Affected | Not Affected | Not Affected | Not Affected | 0 | 0 | 0 | 0 | 21 | Line
Critical Infrastructure | Stormwater Treatment Facilities and Pump Stations | Drainage Assets | C-11 south levee | STFPS_PL_875 |  | Not Affected | Not Affected | Not Affected | Not Affected | Not Affected | Not Affected | Not Affected | Not Affected | Not Affected | Not Affected | Not Affected | Not Affected | Not Affected | Not Affected | Not Affected | Not Affected | Not Affected | Not Affected | Not Affected | Not Affected | Not Affected | 0 | 0 | 0 | 0 | 21 | Line
Critical Infrastructure | Stormwater Treatment Facilities and Pump Stations | Drainage Assets | C-14 south levee | STFPS_PL_876 |  | Not Affected | Not Affected | Not Affected | Not Affected | Not Affected | Not Affected | Not Affected | Not Affected | Not Affected | Not Affected | Not Affected | Not Affected | Not Affected | Not Affected | Not Affected | Not Affected | Not Affected | Not Affected | Not Affected | Not Affected | Not Affected | 0 | 0 | 0 | 0 | 21 | Line
Critical Infrastructure | Stormwater Treatment Facilities and Pump Stations | Drainage Assets | C-6 south levee | STFPS_PL_877 |  | Not Affected | Not Affected | Not Affected | Not Affected | Not Affected | Not Affected | Not Affected | Not Affected | Not Affected | Not Affected | Not Affected | Not Affected | Not Affected | Not Affected | Not Affected | Not Affected | Not Affected | Not Affected | Not Affected | Not Affected | Not Affected | 0 | 0 | 0 | 0 | 21 | Line
Critical Infrastructure | Stormwater Treatment Facilities and Pump Stations | Drainage Assets | L-64 west levee | STFPS_PL_878 |  | Not Affected | Not Affected | Not Affected | Not Affected | Not Affected | Not Affected | Not Affected | Not Affected | Not Affected | Not Affected | Not Affected | Not Affected | Not Affected | Not Affected | Not Affected | Not Affected | Not Affected | Not Affected | Not Affected | Not Affected | Not Affected | 0 | 0 | 0 | 0 | 21 | Line
Critical Infrastructure | Stormwater Treatment Facilities and Pump Stations | Drainage Assets | C-29B east levee | STFPS_PL_879 |  | Not Affected | Not Affected | Not Affected | Not Affected | Not Affected | Not Affected | Not Affected | Not Affected | Not Affected | Not Affected | Not Affected | Not Affected | Not Affected | Not Affected | Not Affected | Not Affected | Not Affected | Not Affected | Not Affected | Not Affected | Not Affected | 0 | 0 | 0 | 0 | 21 | Line
Critical Infrastructure | Stormwater Treatment Facilities and Pump Stations | Drainage Assets | C-5 Access | STFPS_PL_880 |  | Not Affected | Not Affected | Not Affected | Not Affected | Not Affected | Not Affected | Not Affected | Not Affected | Not Affected | Not Affected | Not Affected | Not Affected | Not Affected | Not Affected | Not Affected | Not Affected | Not Affected | Not Affected | Not Affected | Not Affected | Not Affected | 0 | 0 | 0 | 0 | 21 | Line
Critical Infrastructure | Stormwater Treatment Facilities and Pump Stations | Drainage Assets | C-9 south levee | STFPS_PL_881 |  | Not Affected | Not Affected | Not Affected | Not Affected | Not Affected | Not Affected | Not Affected | Not Affected | Not Affected | Not Affected | Not Affected | Not Affected | Not Affected | Not Affected | Not Affected | Not Affected | Not Affected | Not Affected | Not Affected | Not Affected | Not Affected | 0 | 0 | 0 | 0 | 21 | Line
Critical Infrastructure | Stormwater Treatment Facilities and Pump Stations | Drainage Assets | G-15 south levee | STFPS_PL_882 |  | Not Affected | Not Affected | Not Affected | Not Affected | Not Affected | Not Affected | Not Affected | Not Affected | Not Affected | Not Affected | Not Affected | Not Affected | Not Affected | Not Affected | Not Affected | Not Affected | Not Affected | Not Affected | Not Affected | Not Affected | Not Affected | 0 | 0 | 0 | 0 | 21 | Line
Critical Infrastructure | Stormwater Treatment Facilities and Pump Stations | Drainage Assets | G-08 north levee | STFPS_PL_883 |  | Not Affected | Not Affected | Not Affected | Not Affected | Not Affected | Not Affected | Not Affected | Not Affected | Not Affected | Not Affected | Not Affected | Not Affected | Not Affected | Not Affected | Not Affected | Not Affected | Not Affected | Not Affected | Not Affected | Not Affected | Not Affected | 0 | 0 | 0 | 0 | 21 | Line
Critical Infrastructure | Stormwater Treatment Facilities and Pump Stations | Drainage Assets | L-31W Right of Way | STFPS_PL_884 |  | Not Affected | Not Affected | Not Affected | Not Affected | Not Affected | Not Affected | Not Affected | Not Affected | Not Affected | Not Affected | Not Affected | Not Affected | Not Affected | Not Affected | Not Affected | Not Affected | Not Affected | Not Affected | Not Affected | Not Affected | Not Affected | 0 | 0 | 0 | 0 | 21 | Line
Critical Infrastructure | Stormwater Treatment Facilities and Pump Stations | Drainage Assets | C-110 west levee | STFPS_PL_885 |  | Not Affected | Not Affected | Not Affected | Not Affected | Not Affected | Not Affected | Not Affected | Not Affected | Not Affected | Not Affected | Not Affected | Not Affected | Not Affected | Not Affected | Not Affected | Not Affected | Not Affected | Not Affected | Not Affected | Not Affected | Not Affected | 0 | 0 | 0 | 0 | 21 | Line
Critical Infrastructure | Stormwater Treatment Facilities and Pump Stations | Drainage Assets | L-2 west levee | STFPS_PL_886 |  | Not Affected | Not Affected | Not Affected | Not Affected | Not Affected | Not Affected | Not Affected | Not Affected | Not Affected | Not Affected | Not Affected | Not Affected | Not Affected | Not Affected | Not Affected | Not Affected | Not Affected | Not Affected | Not Affected | Not Affected | Not Affected | 0 | 0 | 0 | 0 | 21 | Line
Critical Infrastructure | Stormwater Treatment Facilities and Pump Stations | Drainage Assets | Miller southwest levee | STFPS_PL_887 |  | Not Affected | Not Affected | Not Affected | Not Affected | Not Affected | Not Affected | Not Affected | Not Affected | Not Affected | Not Affected | Not Affected | Not Affected | Not Affected | Not Affected | Not Affected | Not Affected | Not Affected | Not Affected | Not Affected | Not Affected | Not Affected | 0 | 0 | 0 | 0 | 21 | Line
Critical Infrastructure | Stormwater Treatment Facilities and Pump Stations | Drainage Assets | G-16 south levee | STFPS_PL_888 |  | Not Affected | Not Affected | Not Affected | Not Affected | Not Affected | Not Affected | Not Affected | Not Affected | Not Affected | Not Affected | Not Affected | Not Affected | Not Affected | Not Affected | Not Affected | Not Affected | Not Affected | Not Affected | Not Affected | Not Affected | Not Affected | 0 | 0 | 0 | 0 | 21 | Line
Critical Infrastructure | Stormwater Treatment Facilities and Pump Stations | Drainage Assets | C-100 south levee | STFPS_PL_889 |  | Not Affected | Not Affected | Not Affected | Not Affected | Not Affected | Not Affected | Not Affected | Not Affected | Not Affected | Not Affected | Not Affected | Not Affected | Not Affected | Not Affected | Not Affected | Not Affected | Not Affected | Not Affected | Not Affected | Not Affected | Not Affected | 0 | 0 | 0 | 0 | 21 | Line
Critical Infrastructure | Stormwater Treatment Facilities and Pump Stations | Drainage Assets | C-51 south levee | STFPS_PL_890 |  | Not Affected | Not Affected | Not Affected | Not Affected | Not Affected | Not Affected | Not Affected | Not Affected | Not Affected | Not Affected | Not Affected | Not Affected | Not Affected | Not Affected | Not Affected | Not Affected | Not Affected | Not Affected | Not Affected | Not Affected | Not Affected | 0 | 0 | 0 | 0 | 21 | Line
Critical Infrastructure | Stormwater Treatment Facilities and Pump Stations | Drainage Assets | G-08 north levee | STFPS_PL_891 |  | Not Affected | Not Affected | Not Affected | Not Affected | Not Affected | Not Affected | Not Affected | Not Affected | Not Affected | Not Affected | Not Affected | Not Affected | Not Affected | Not Affected | Not Affected | Not Affected | Not Affected | Not Affected | Not Affected | Not Affected | Not Affected | 0 | 0 | 0 | 0 | 21 | Line
Critical Infrastructure | Stormwater Treatment Facilities and Pump Stations | Drainage Assets | C-7 south levee | STFPS_PL_892 |  | Not Affected | Not Affected | Not Affected | Not Affected | Not Affected | Not Affected | Not Affected | Not Affected | Not Affected | Not Affected | Not Affected | Not Affected | Not Affected | Not Affected | Not Affected | Not Affected | Not Affected | Not Affected | Not Affected | Not Affected | Not Affected | 0 | 0 | 0 | 0 | 21 | Line
Critical Infrastructure | Stormwater Treatment Facilities and Pump Stations | Drainage Assets | C-100 west levee | STFPS_PL_893 |  | Not Affected | Not Affected | Not Affected | Not Affected | Not Affected | Not Affected | Not Affected | Not Affected | Not Affected | Not Affected | Not Affected | Not Affected | Not Affected | Not Affected | Not Affected | Not Affected | Not Affected | Not Affected | Not Affected | Not Affected | Not Affected | 0 | 0 | 0 | 0 | 21 | Line
Critical Infrastructure | Stormwater Treatment Facilities and Pump Stations | Drainage Assets | C-103N west levee | STFPS_PL_894 |  | Not Affected | Not Affected | Not Affected | Not Affected | Not Affected | Not Affected | Not Affected | Not Affected | Not Affected | Not Affected | Not Affected | Not Affected | Not Affected | Not Affected | Not Affected | Not Affected | Not Affected | Not Affected | Not Affected | Not Affected | Not Affected | 0 | 0 | 0 | 0 | 21 | Line
Critical Infrastructure | Stormwater Treatment Facilities and Pump Stations | Drainage Assets | C-100 north levee | STFPS_PL_895 |  | Not Affected | Not Affected | Not Affected | Not Affected | Not Affected | Not Affected | Not Affected | Not Affected | Not Affected | Not Affected | Not Affected | Not Affected | Not Affected | Not Affected | Not Affected | Not Affected | Not Affected | Not Affected | Not Affected | Not Affected | Not Affected | 0 | 0 | 0 | 0 | 21 | Line
Critical Infrastructure | Stormwater Treatment Facilities and Pump Stations | Drainage Assets | C-37 west levee | STFPS_PL_896 |  | Not Affected | Not Affected | Not Affected | Not Affected | Not Affected | Not Affected | Not Affected | Not Affected | Not Affected | Not Affected | Not Affected | Not Affected | Not Affected | Not Affected | Not Affected | Not Affected | Not Affected | Not Affected | Not Affected | Not Affected | Not Affected | 0 | 0 | 0 | 0 | 21 | Line
Critical Infrastructure | Stormwater Treatment Facilities and Pump Stations | Drainage Assets | C-7 north levee | STFPS_PL_897 |  | Not Affected | Not Affected | Not Affected | Not Affected | Not Affected | Not Affected | Not Affected | Not Affected | Not Affected | Not Affected | Not Affected | Not Affected | Not Affected | Not Affected | Not Affected | Not Affected | Not Affected | Not Affected | Not Affected | Not Affected | Not Affected | 0 | 0 | 0 | 0 | 21 | Line
Critical Infrastructure | Stormwater Treatment Facilities and Pump Stations | Drainage Assets | C-38 west levee | STFPS_PL_898 |  | Not Affected | Not Affected | Not Affected | Not Affected | Not Affected | Not Affected | Not Affected | Not Affected | Not Affected | Not Affected | Not Affected | Not Affected | Not Affected | Not Affected | Not Affected | Not Affected | Not Affected | Not Affected | Not Affected | Not Affected | Not Affected | 0 | 0 | 0 | 0 | 21 | Line
Critical Infrastructure | Stormwater Treatment Facilities and Pump Stations | Drainage Assets | L-26 north levee | STFPS_PL_899 |  | Not Affected | Not Affected | Not Affected | Not Affected | Not Affected | Not Affected | Not Affected | Not Affected | Not Affected | Not Affected | Not Affected | Not Affected | Not Affected | Not Affected | Not Affected | Not Affected | Not Affected | Not Affected | Not Affected | Not Affected | Not Affected | 0 | 0 | 0 | 0 | 21 | Line
Critical Infrastructure | Stormwater Treatment Facilities and Pump Stations | Drainage Assets | Lakeside Ranch STA levee | STFPS_PL_900 |  | Not Affected | Not Affected | Not Affected | Not Affected | Not Affected | Not Affected | Not Affected | Not Affected | Not Affected | Not Affected | Not Affected | Not Affected | Not Affected | Not Affected | Not Affected | Not Affected | Not Affected | Not Affected | Not Affected | Not Affected | Not Affected | 0 | 0 | 0 | 0 | 21 | Line
Critical Infrastructure | Stormwater Treatment Facilities and Pump Stations | Drainage Assets | C-19 east levee | STFPS_PL_901 |  | Not Affected | Not Affected | Not Affected | Not Affected | Not Affected | Not Affected | Not Affected | Not Affected | Not Affected | Not Affected | Not Affected | Not Affected | Not Affected | Not Affected | Not Affected | Not Affected | Not Affected | Not Affected | Not Affected | Not Affected | Not Affected | 0 | 0 | 0 | 0 | 21 | Line
Critical Infrastructure | Stormwater Treatment Facilities and Pump Stations | Drainage Assets | Golden Gate Main east levee | STFPS_PL_902 |  | Not Affected | Not Affected | Not Affected | Not Affected | Not Affected | Not Affected | Not Affected | Not Affected | Not Affected | Not Affected | Not Affected | Not Affected | Not Affected | Not Affected | Not Affected | Not Affected | Not Affected | Not Affected | Not Affected | Not Affected | Not Affected | 0 | 0 | 0 | 0 | 21 | Line
Critical Infrastructure | Stormwater Treatment Facilities and Pump Stations | Drainage Assets | C-100A west levee | STFPS_PL_903 |  | Not Affected | Not Affected | Not Affected | Not Affected | Not Affected | Not Affected | Not Affected | Not Affected | Not Affected | Not Affected | Not Affected | Not Affected | Not Affected | Not Affected | Not Affected | Not Affected | Not Affected | Not Affected | Not Affected | Not Affected | Not Affected | 0 | 0 | 0 | 0 | 21 | Line
Critical Infrastructure | Stormwater Treatment Facilities and Pump Stations | Drainage Assets | Cork west levee | STFPS_PL_904 |  | Not Affected | Not Affected | Not Affected | Not Affected | Not Affected | Not Affected | Not Affected | Not Affected | Not Affected | Not Affected | Not Affected | Not Affected | Not Affected | Not Affected | Not Affected | Not Affected | Not Affected | Not Affected | Not Affected | Not Affected | Not Affected | 0 | 0 | 0 | 0 | 21 | Line
Critical Infrastructure | Stormwater Treatment Facilities and Pump Stations | Drainage Assets | Golden Gate Main east levee | STFPS_PL_905 |  | Not Affected | Not Affected | Not Affected | Not Affected | Not Affected | Not Affected | Not Affected | Not Affected | Not Affected | Not Affected | Not Affected | Not Affected | Not Affected | Not Affected | Not Affected | Not Affected | Not Affected | Not Affected | Not Affected | Not Affected | Not Affected | 0 | 0 | 0 | 0 | 21 | Line
Critical Infrastructure | Stormwater Treatment Facilities and Pump Stations | Drainage Assets | G-16 south levee | STFPS_PL_906 |  | Not Affected | Not Affected | Not Affected | Not Affected | Not Affected | Not Affected | Not Affected | Not Affected | Not Affected | Not Affected | Not Affected | Not Affected | Not Affected | Not Affected | Not Affected | Not Affected | Not Affected | Not Affected | Not Affected | Not Affected | Not Affected | 0 | 0 | 0 | 0 | 21 | Line
Critical Infrastructure | Stormwater Treatment Facilities and Pump Stations | Drainage Assets | L-61 south levee | STFPS_PL_907 |  | Not Affected | Not Affected | Not Affected | Not Affected | Not Affected | Not Affected | Not Affected | Not Affected | Not Affected | Not Affected | Not Affected | Not Affected | Not Affected | Not Affected | Not Affected | Not Affected | Not Affected | Not Affected | Not Affected | Not Affected | Not Affected | 0 | 0 | 0 | 0 | 21 | Line
Critical Infrastructure | Stormwater Treatment Facilities and Pump Stations | Drainage Assets | C-14 north levee | STFPS_PL_908 |  | Not Affected | Not Affected | Not Affected | Not Affected | Not Affected | Not Affected | Not Affected | Not Affected | Not Affected | Not Affected | Not Affected | Not Affected | Not Affected | Not Affected | Not Affected | Not Affected | Not Affected | Not Affected | Not Affected | Not Affected | Not Affected | 0 | 0 | 0 | 0 | 21 | Line
Critical Infrastructure | Stormwater Treatment Facilities and Pump Stations | Drainage Assets | L-64 south levee | STFPS_PL_909 |  | Not Affected | Not Affected | Not Affected | Not Affected | Not Affected | Not Affected | Not Affected | Not Affected | Not Affected | Not Affected | Not Affected | Not Affected | Not Affected | Not Affected | Not Affected | Not Affected | Not Affected | Not Affected | Not Affected | Not Affected | Not Affected | 0 | 0 | 0 | 0 | 21 | Line
Critical Infrastructure | Stormwater Treatment Facilities and Pump Stations | Drainage Assets | C-2 north levee | STFPS_PL_910 |  | Not Affected | Not Affected | Not Affected | Not Affected | Not Affected | Not Affected | Not Affected | Not Affected | Not Affected | Not Affected | Not Affected | Not Affected | Not Affected | Not Affected | Not Affected | Not Affected | Not Affected | Not Affected | Not Affected | Not Affected | Not Affected | 0 | 0 | 0 | 0 | 21 | Line
Critical Infrastructure | Stormwater Treatment Facilities and Pump Stations | Drainage Assets | C-18 north levee | STFPS_PL_911 |  | Not Affected | Not Affected | Not Affected | Not Affected | Not Affected | Not Affected | Not Affected | Not Affected | Not Affected | Not Affected | Not Affected | Not Affected | Not Affected | Not Affected | Not Affected | Not Affected | Not Affected | Not Affected | Not Affected | Not Affected | Not Affected | 0 | 0 | 0 | 0 | 21 | Line
Critical Infrastructure | Stormwater Treatment Facilities and Pump Stations | Drainage Assets | G-36 west levee | STFPS_PL_912 |  | Not Affected | Not Affected | Not Affected | Not Affected | Not Affected | Not Affected | Not Affected | Not Affected | Not Affected | Not Affected | Not Affected | Not Affected | Not Affected | Not Affected | Not Affected | Not Affected | Not Affected | Not Affected | Not Affected | Not Affected | Not Affected | 0 | 0 | 0 | 0 | 21 | Line
Critical Infrastructure | Stormwater Treatment Facilities and Pump Stations | Drainage Assets | C-100 north levee | STFPS_PL_913 |  | Not Affected | Not Affected | Not Affected | Not Affected | Not Affected | Not Affected | Not Affected | Not Affected | Not Affected | Not Affected | Not Affected | Not Affected | Not Affected | Not Affected | Not Affected | Not Affected | Not Affected | Not Affected | Not Affected | Not Affected | Not Affected | 0 | 0 | 0 | 0 | 21 | Line
Critical Infrastructure | Stormwater Treatment Facilities and Pump Stations | Drainage Assets | L-35B east levee | STFPS_PL_914 |  | Not Affected | Not Affected | Not Affected | Not Affected | Not Affected | Not Affected | Not Affected | Not Affected | Not Affected | Not Affected | Not Affected | Not Affected | Not Affected | Not Affected | Not Affected | Not Affected | Not Affected | Not Affected | Not Affected | Not Affected | Not Affected | 0 | 0 | 0 | 0 | 21 | Line
Critical Infrastructure | Stormwater Treatment Facilities and Pump Stations | Drainage Assets | C-41A north levee | STFPS_PL_915 |  | Not Affected | Not Affected | Not Affected | Not Affected | Not Affected | Not Affected | Not Affected | Not Affected | Not Affected | Not Affected | Not Affected | Not Affected | Not Affected | Not Affected | Not Affected | Not Affected | Not Affected | Not Affected | Not Affected | Not Affected | Not Affected | 0 | 0 | 0 | 0 | 21 | Line
Critical Infrastructure | Stormwater Treatment Facilities and Pump Stations | Drainage Assets | C-4 north levee | STFPS_PL_916 |  | Not Affected | Not Affected | Not Affected | Not Affected | Not Affected | Not Affected | Not Affected | Not Affected | Not Affected | Not Affected | Not Affected | Not Affected | Not Affected | Not Affected | Not Affected | Not Affected | Not Affected | Not Affected | Not Affected | Not Affected | Not Affected | 0 | 0 | 0 | 0 | 21 | Line
Critical Infrastructure | Stormwater Treatment Facilities and Pump Stations | Drainage Assets | C-103 north levee | STFPS_PL_917 |  | Not Affected | Not Affected | Not Affected | Not Affected | Not Affected | Not Affected | Not Affected | Not Affected | Not Affected | Not Affected | Not Affected | Not Affected | Not Affected | Not Affected | Not Affected | Not Affected | Not Affected | Not Affected | Not Affected | Not Affected | Not Affected | 0 | 0 | 0 | 0 | 21 | Line
Critical Infrastructure | Stormwater Treatment Facilities and Pump Stations | Drainage Assets | L-38W west levee | STFPS_PL_918 |  | Not Affected | Not Affected | Not Affected | Not Affected | Not Affected | Not Affected | Not Affected | Not Affected | Not Affected | Not Affected | Not Affected | Not Affected | Not Affected | Not Affected | Not Affected | Not Affected | Not Affected | Not Affected | Not Affected | Not Affected | Not Affected | 0 | 0 | 0 | 0 | 21 | Line
Critical Infrastructure | Stormwater Treatment Facilities and Pump Stations | Drainage Assets | C-8 north levee | STFPS_PL_919 |  | Not Affected | Not Affected | Not Affected | Not Affected | Not Affected | Not Affected | Not Affected | Not Affected | Not Affected | Not Affected | Not Affected | Not Affected | Not Affected | Not Affected | Not Affected | Not Affected | Not Affected | Not Affected | Not Affected | Not Affected | Not Affected | 0 | 0 | 0 | 0 | 21 | Line
Critical Infrastructure | Stormwater Treatment Facilities and Pump Stations | Drainage Assets | L-38W west levee | STFPS_PL_920 |  | Not Affected | Not Affected | Not Affected | Not Affected | Not Affected | Not Affected | Not Affected | Not Affected | Not Affected | Not Affected | Not Affected | Not Affected | Not Affected | Not Affected | Not Affected | Not Affected | Not Affected | Not Affected | Not Affected | Not Affected | Not Affected | 0 | 0 | 0 | 0 | 21 | Line
Critical Infrastructure | Stormwater Treatment Facilities and Pump Stations | Drainage Assets | C-100C west levee | STFPS_PL_921 |  | Not Affected | Not Affected | Not Affected | Not Affected | Not Affected | Not Affected | Not Affected | Not Affected | Not Affected | Not Affected | Not Affected | Not Affected | Not Affected | Not Affected | Not Affected | Not Affected | Not Affected | Not Affected | Not Affected | Not Affected | Not Affected | 0 | 0 | 0 | 0 | 21 | Line
Critical Infrastructure | Stormwater Treatment Facilities and Pump Stations | Drainage Assets | C-14 east levee | STFPS_PL_922 |  | Not Affected | Not Affected | Not Affected | Not Affected | Not Affected | Not Affected | Not Affected | Not Affected | Not Affected | Not Affected | Not Affected | Not Affected | Not Affected | Not Affected | Not Affected | Not Affected | Not Affected | Not Affected | Not Affected | Not Affected | Not Affected | 0 | 0 | 0 | 0 | 21 | Line
Critical Infrastructure | Stormwater Treatment Facilities and Pump Stations | Drainage Assets | C-36 east levee | STFPS_PL_923 |  | Not Affected | Not Affected | Not Affected | Not Affected | Not Affected | Not Affected | Not Affected | Not Affected | Not Affected | Not Affected | Not Affected | Not Affected | Not Affected | Not Affected | Not Affected | Not Affected | Not Affected | Not Affected | Not Affected | Not Affected | Not Affected | 0 | 0 | 0 | 0 | 21 | Line
Critical Infrastructure | Stormwater Treatment Facilities and Pump Stations | Drainage Assets | C-9 south levee | STFPS_PL_924 |  | Not Affected | Not Affected | Not Affected | Not Affected | Not Affected | Not Affected | Not Affected | Not Affected | Not Affected | Not Affected | Not Affected | Not Affected | Not Affected | Not Affected | Not Affected | Not Affected | Not Affected | Not Affected | Not Affected | Not Affected | Not Affected | 0 | 0 | 0 | 0 | 21 | Line
Critical Infrastructure | Stormwater Treatment Facilities and Pump Stations | Drainage Assets | C-102 west levee | STFPS_PL_925 |  | Not Affected | Not Affected | Not Affected | Not Affected | Not Affected | Not Affected | Not Affected | Not Affected | Not Affected | Not Affected | Not Affected | Not Affected | Not Affected | Not Affected | Not Affected | Not Affected | Not Affected | Not Affected | Not Affected | Not Affected | Not Affected | 0 | 0 | 0 | 0 | 21 | Line
Critical Infrastructure | Stormwater Treatment Facilities and Pump Stations | Drainage Assets | C-2 north levee | STFPS_PL_926 |  | Not Affected | Not Affected | Not Affected | Not Affected | Not Affected | Not Affected | Not Affected | Not Affected | Not Affected | Not Affected | Not Affected | Not Affected | Not Affected | Not Affected | Not Affected | Not Affected | Not Affected | Not Affected | Not Affected | Not Affected | Not Affected | 0 | 0 | 0 | 0 | 21 | Line
Critical Infrastructure | Stormwater Treatment Facilities and Pump Stations | Drainage Assets | C-12 north levee | STFPS_PL_927 |  | Not Affected | Not Affected | Not Affected | Not Affected | Not Affected | Not Affected | Not Affected | Not Affected | Not Affected | Not Affected | Not Affected | Not Affected | Not Affected | Not Affected | Not Affected | Not Affected | Not Affected | Not Affected | Not Affected | Not Affected | Not Affected | 0 | 0 | 0 | 0 | 21 | Line
Critical Infrastructure | Stormwater Treatment Facilities and Pump Stations | Drainage Assets | C-14 south levee | STFPS_PL_928 |  | Not Affected | Not Affected | Not Affected | Not Affected | Not Affected | Not Affected | Not Affected | Not Affected | Not Affected | Not Affected | Not Affected | Not Affected | Not Affected | Not Affected | Not Affected | Not Affected | Not Affected | Not Affected | Not Affected | Not Affected | Not Affected | 0 | 0 | 0 | 0 | 21 | Line
Critical Infrastructure | Stormwater Treatment Facilities and Pump Stations | Drainage Assets | L-31N west levee | STFPS_PL_929 |  | Not Affected | Not Affected | Not Affected | Not Affected | Not Affected | Not Affected | Not Affected | Not Affected | Not Affected | Not Affected | Not Affected | Not Affected | Not Affected | Not Affected | Not Affected | Not Affected | Not Affected | Not Affected | Not Affected | Not Affected | Not Affected | 0 | 0 | 0 | 0 | 21 | Line
Critical Infrastructure | Stormwater Treatment Facilities and Pump Stations | Drainage Assets | Coco north levee | STFPS_PL_930 |  | Not Affected | Not Affected | Not Affected | Not Affected | Not Affected | Not Affected | Not Affected | Not Affected | Not Affected | Not Affected | Not Affected | Not Affected | Not Affected | Not Affected | Not Affected | Not Affected | Not Affected | Not Affected | Not Affected | Not Affected | Not Affected | 0 | 0 | 0 | 0 | 21 | Line
Critical Infrastructure | Stormwater Treatment Facilities and Pump Stations | Drainage Assets | C1-Connector northeast levee | STFPS_PL_931 |  | Not Affected | Not Affected | Not Affected | Not Affected | Not Affected | Not Affected | Not Affected | Not Affected | Not Affected | Not Affected | Not Affected | Not Affected | Not Affected | Not Affected | Not Affected | Not Affected | Not Affected | Not Affected | Not Affected | Not Affected | Not Affected | 0 | 0 | 0 | 0 | 21 | Line
Critical Infrastructure | Stormwater Treatment Facilities and Pump Stations | Drainage Assets | C-51 south levee | STFPS_PL_932 |  | Not Affected | Not Affected | Not Affected | Not Affected | Not Affected | Not Affected | Not Affected | Not Affected | Not Affected | Not Affected | Not Affected | Not Affected | Not Affected | Not Affected | Not Affected | Not Affected | Not Affected | Not Affected | Not Affected | Not Affected | Not Affected | 0 | 0 | 0 | 0 | 21 | Line
Critical Infrastructure | Stormwater Treatment Facilities and Pump Stations | Drainage Assets | C-23 north levee | STFPS_PL_933 |  | Not Affected | Not Affected | Not Affected | Not Affected | Not Affected | Not Affected | Not Affected | Not Affected | Not Affected | Not Affected | Not Affected | Not Affected | Not Affected | Not Affected | Not Affected | Not Affected | Not Affected | Not Affected | Not Affected | Not Affected | Not Affected | 0 | 0 | 0 | 0 | 21 | Line
Critical Infrastructure | Stormwater Treatment Facilities and Pump Stations | Drainage Assets | L-23 west levee | STFPS_PL_934 |  | Not Affected | Not Affected | Not Affected | Not Affected | Not Affected | Not Affected | Not Affected | Not Affected | Not Affected | Not Affected | Not Affected | Not Affected | Not Affected | Not Affected | Not Affected | Not Affected | Not Affected | Not Affected | Not Affected | Not Affected | Not Affected | 0 | 0 | 0 | 0 | 21 | Line
Critical Infrastructure | Stormwater Treatment Facilities and Pump Stations | Drainage Assets | C1-Connector west levee | STFPS_PL_935 |  | Not Affected | Not Affected | Not Affected | Not Affected | Not Affected | Not Affected | Not Affected | Not Affected | Not Affected | Not Affected | Not Affected | Not Affected | Not Affected | Not Affected | Not Affected | Not Affected | Not Affected | Not Affected | Not Affected | Not Affected | Not Affected | 0 | 0 | 0 | 0 | 21 | Line
Critical Infrastructure | Stormwater Treatment Facilities and Pump Stations | Drainage Assets | Coco north levee | STFPS_PL_936 |  | Not Affected | Not Affected | Not Affected | Not Affected | Not Affected | Not Affected | Not Affected | Not Affected | Not Affected | Not Affected | Not Affected | Not Affected | Not Affected | Not Affected | Not Affected | Not Affected | Not Affected | Not Affected | Not Affected | Not Affected | Not Affected | 0 | 0 | 0 | 0 | 21 | Line
Critical Infrastructure | Stormwater Treatment Facilities and Pump Stations | Drainage Assets | C-4 north levee | STFPS_PL_937 |  | Not Affected | Not Affected | Not Affected | Not Affected | Not Affected | Not Affected | Not Affected | Not Affected | Not Affected | Not Affected | Not Affected | Not Affected | Not Affected | Not Affected | Not Affected | Not Affected | Not Affected | Not Affected | Not Affected | Not Affected | Not Affected | 0 | 0 | 0 | 0 | 21 | Line
Critical Infrastructure | Stormwater Treatment Facilities and Pump Stations | Drainage Assets | L-64 south levee | STFPS_PL_938 |  | Not Affected | Not Affected | Not Affected | Not Affected | Not Affected | Not Affected | Not Affected | Not Affected | Not Affected | Not Affected | Not Affected | Not Affected | Not Affected | Not Affected | Not Affected | Not Affected | Not Affected | Not Affected | Not Affected | Not Affected | Not Affected | 0 | 0 | 0 | 0 | 21 | Line
Critical Infrastructure | Stormwater Treatment Facilities and Pump Stations | Drainage Assets | A1 FEB levee | STFPS_PL_939 |  | Not Affected | Not Affected | Not Affected | Not Affected | Not Affected | Not Affected | Not Affected | Not Affected | Not Affected | Not Affected | Not Affected | Not Affected | Not Affected | Not Affected | Not Affected | Not Affected | Not Affected | Not Affected | Not Affected | Not Affected | Not Affected | 0 | 0 | 0 | 0 | 21 | Line
Critical Infrastructure | Stormwater Treatment Facilities and Pump Stations | Drainage Assets | L-31W west levee | STFPS_PL_940 |  | Not Affected | Not Affected | Not Affected | Not Affected | Not Affected | Not Affected | Not Affected | Not Affected | Not Affected | Not Affected | Not Affected | Not Affected | Not Affected | Not Affected | Not Affected | Not Affected | Not Affected | Not Affected | Not Affected | Not Affected | Not Affected | 0 | 0 | 0 | 0 | 21 | Line
Critical Infrastructure | Stormwater Treatment Facilities and Pump Stations | Drainage Assets | L-12 west levee | STFPS_PL_941 |  | Not Affected | Not Affected | Not Affected | Not Affected | Not Affected | Not Affected | Not Affected | Not Affected | Not Affected | Not Affected | Not Affected | Not Affected | Not Affected | Not Affected | Not Affected | Not Affected | Not Affected | Not Affected | Not Affected | Not Affected | Not Affected | 0 | 0 | 0 | 0 | 21 | Line
Critical Infrastructure | Stormwater Treatment Facilities and Pump Stations | Drainage Assets | C-103 west levee | STFPS_PL_942 |  | Not Affected | Not Affected | Not Affected | Not Affected | Not Affected | Not Affected | Not Affected | Not Affected | Not Affected | Not Affected | Not Affected | Not Affected | Not Affected | Not Affected | Not Affected | Not Affected | Not Affected | Not Affected | Not Affected | Not Affected | Not Affected | 0 | 0 | 0 | 0 | 21 | Line
Critical Infrastructure | Stormwater Treatment Facilities and Pump Stations | Drainage Assets | L-327 | STFPS_PL_943 |  | Not Affected | Not Affected | Not Affected | Not Affected | Not Affected | Not Affected | Not Affected | Not Affected | Not Affected | Not Affected | Not Affected | Not Affected | Not Affected | Not Affected | Not Affected | Not Affected | Not Affected | Not Affected | Not Affected | Not Affected | Not Affected | 0 | 0 | 0 | 0 | 21 | Line
Critical Infrastructure | Stormwater Treatment Facilities and Pump Stations | Drainage Assets | C-30 east levee | STFPS_PL_944 |  | Not Affected | Not Affected | Not Affected | Not Affected | Not Affected | Not Affected | Not Affected | Not Affected | Not Affected | Not Affected | Not Affected | Not Affected | Not Affected | Not Affected | Not Affected | Not Affected | Not Affected | Not Affected | Not Affected | Not Affected | Not Affected | 0 | 0 | 0 | 0 | 21 | Line
Critical Infrastructure | Stormwater Treatment Facilities and Pump Stations | Drainage Assets | C-1W south levee | STFPS_PL_945 |  | Not Affected | Not Affected | Not Affected | Not Affected | Not Affected | Not Affected | Not Affected | Not Affected | Not Affected | Not Affected | Not Affected | Not Affected | Not Affected | Not Affected | Not Affected | Not Affected | Not Affected | Not Affected | Not Affected | Not Affected | Not Affected | 0 | 0 | 0 | 0 | 21 | Line
Critical Infrastructure | Stormwater Treatment Facilities and Pump Stations | Drainage Assets | C-1N west levee | STFPS_PL_946 |  | Not Affected | Not Affected | Not Affected | Not Affected | Not Affected | Not Affected | Not Affected | Not Affected | Not Affected | Not Affected | Not Affected | Not Affected | Not Affected | Not Affected | Not Affected | Not Affected | Not Affected | Not Affected | Not Affected | Not Affected | Not Affected | 0 | 0 | 0 | 0 | 21 | Line
Critical Infrastructure | Stormwater Treatment Facilities and Pump Stations | Drainage Assets | Merritt west levee | STFPS_PL_947 |  | Not Affected | Not Affected | Not Affected | Not Affected | Not Affected | Not Affected | Not Affected | Not Affected | Not Affected | Not Affected | Not Affected | Not Affected | Not Affected | Not Affected | Not Affected | Not Affected | Not Affected | Not Affected | Not Affected | Not Affected | Not Affected | 0 | 0 | 0 | 0 | 21 | Line
Critical Infrastructure | Stormwater Treatment Facilities and Pump Stations | Drainage Assets | C-30 west levee | STFPS_PL_948 |  | Not Affected | Not Affected | Not Affected | Not Affected | Not Affected | Not Affected | Not Affected | Not Affected | Not Affected | Not Affected | Not Affected | Not Affected | Not Affected | Not Affected | Not Affected | Not Affected | Not Affected | Not Affected | Not Affected | Not Affected | Not Affected | 0 | 0 | 0 | 0 | 21 | Line
Critical Infrastructure | Stormwater Treatment Facilities and Pump Stations | Drainage Assets | C-2 east levee | STFPS_PL_949 |  | Not Affected | Not Affected | Not Affected | Not Affected | Not Affected | Not Affected | Not Affected | Not Affected | Not Affected | Not Affected | Not Affected | Not Affected | Not Affected | Not Affected | Not Affected | Not Affected | Not Affected | Not Affected | Not Affected | Not Affected | Not Affected | 0 | 0 | 0 | 0 | 21 | Line
Critical Infrastructure | Stormwater Treatment Facilities and Pump Stations | Drainage Assets | L-63S north levee | STFPS_PL_950 |  | Not Affected | Not Affected | Not Affected | Not Affected | Not Affected | Not Affected | Not Affected | Not Affected | Not Affected | Not Affected | Not Affected | Not Affected | Not Affected | Not Affected | Not Affected | Not Affected | Not Affected | Not Affected | Not Affected | Not Affected | Not Affected | 0 | 0 | 0 | 0 | 21 | Line
Critical Infrastructure | Stormwater Treatment Facilities and Pump Stations | Drainage Assets | Cypress north levee | STFPS_PL_951 |  | Not Affected | Not Affected | Not Affected | Not Affected | Not Affected | Not Affected | Not Affected | Not Affected | Not Affected | Not Affected | Not Affected | Not Affected | Not Affected | Not Affected | Not Affected | Not Affected | Not Affected | Not Affected | Not Affected | Not Affected | Not Affected | 0 | 0 | 0 | 0 | 21 | Line
Critical Infrastructure | Stormwater Treatment Facilities and Pump Stations | Drainage Assets | C-4 north levee | STFPS_PL_952 |  | Not Affected | Not Affected | Not Affected | Not Affected | Not Affected | Not Affected | Not Affected | Not Affected | Not Affected | Not Affected | Not Affected | Not Affected | Not Affected | Not Affected | Not Affected | Not Affected | Not Affected | Not Affected | Not Affected | Not Affected | Not Affected | 0 | 0 | 0 | 0 | 21 | Line
Critical Infrastructure | Stormwater Treatment Facilities and Pump Stations | Drainage Assets | C-2 east levee | STFPS_PL_953 |  | Not Affected | Not Affected | Not Affected | Not Affected | Not Affected | Not Affected | Not Affected | Not Affected | Not Affected | Not Affected | Not Affected | Not Affected | Not Affected | Not Affected | Not Affected | Not Affected | Not Affected | Not Affected | Not Affected | Not Affected | Not Affected | 0 | 0 | 0 | 0 | 21 | Line
Critical Infrastructure | Stormwater Treatment Facilities and Pump Stations | Drainage Assets | C-1W west levee | STFPS_PL_954 |  | Not Affected | Not Affected | Not Affected | Not Affected | Not Affected | Not Affected | Not Affected | Not Affected | Not Affected | Not Affected | Not Affected | Not Affected | Not Affected | Not Affected | Not Affected | Not Affected | Not Affected | Not Affected | Not Affected | Not Affected | Not Affected | 0 | 0 | 0 | 0 | 21 | Line
Critical Infrastructure | Stormwater Treatment Facilities and Pump Stations | Drainage Assets | C-39A north levee | STFPS_PL_955 |  | Not Affected | Not Affected | Not Affected | Not Affected | Not Affected | Not Affected | Not Affected | Not Affected | Not Affected | Not Affected | Not Affected | Not Affected | Not Affected | Not Affected | Not Affected | Not Affected | Not Affected | Not Affected | Not Affected | Not Affected | Not Affected | 0 | 0 | 0 | 0 | 21 | Line
Critical Infrastructure | Stormwater Treatment Facilities and Pump Stations | Drainage Assets | C-8 south levee | STFPS_PL_956 |  | Not Affected | Not Affected | Not Affected | Not Affected | Not Affected | Not Affected | Not Affected | Not Affected | Not Affected | Not Affected | Not Affected | Not Affected | Not Affected | Not Affected | Not Affected | Not Affected | Not Affected | Not Affected | Not Affected | Not Affected | Not Affected | 0 | 0 | 0 | 0 | 21 | Line
Critical Infrastructure | Stormwater Treatment Facilities and Pump Stations | Drainage Assets | L-5 north levee | STFPS_PL_957 |  | Not Affected | Not Affected | Not Affected | Not Affected | Not Affected | Not Affected | Not Affected | Not Affected | Not Affected | Not Affected | Not Affected | Not Affected | Not Affected | Not Affected | Not Affected | Not Affected | Not Affected | Not Affected | Not Affected | Not Affected | Not Affected | 0 | 0 | 0 | 0 | 21 | Line
Critical Infrastructure | Stormwater Treatment Facilities and Pump Stations | Drainage Assets | C-38 east levee | STFPS_PL_958 |  | Not Affected | Not Affected | Not Affected | Not Affected | Not Affected | Not Affected | Not Affected | Not Affected | Not Affected | Not Affected | Not Affected | Not Affected | Not Affected | Not Affected | Not Affected | Not Affected | Not Affected | Not Affected | Not Affected | Not Affected | Not Affected | 0 | 0 | 0 | 0 | 21 | Line
Critical Infrastructure | Stormwater Treatment Facilities and Pump Stations | Drainage Assets | Lakeside Ranch STA east seepage levee | STFPS_PL_959 |  | Not Affected | Not Affected | Not Affected | Not Affected | Not Affected | Not Affected | Not Affected | Not Affected | Not Affected | Not Affected | Not Affected | Not Affected | Not Affected | Not Affected | Not Affected | Not Affected | Not Affected | Not Affected | Not Affected | Not Affected | Not Affected | 0 | 0 | 0 | 0 | 21 | Line
Critical Infrastructure | Stormwater Treatment Facilities and Pump Stations | Drainage Assets | Coco north levee | STFPS_PL_960 |  | Not Affected | Not Affected | Not Affected | Not Affected | Not Affected | Not Affected | Not Affected | Not Affected | Not Affected | Not Affected | Not Affected | Not Affected | Not Affected | Not Affected | Not Affected | Not Affected | Not Affected | Not Affected | Not Affected | Not Affected | Not Affected | 0 | 0 | 0 | 0 | 21 | Line
Critical Infrastructure | Stormwater Treatment Facilities and Pump Stations | Drainage Assets | Archcreek east levee | STFPS_PL_961 |  | Not Affected | Not Affected | Not Affected | Not Affected | Not Affected | Not Affected | Not Affected | Not Affected | Not Affected | Not Affected | Not Affected | Not Affected | Not Affected | Not Affected | Not Affected | Not Affected | Not Affected | Not Affected | Not Affected | Not Affected | Not Affected | 0 | 0 | 0 | 0 | 21 | Line
Critical Infrastructure | Stormwater Treatment Facilities and Pump Stations | Drainage Assets | C-23 south levee | STFPS_PL_962 |  | Not Affected | Not Affected | Not Affected | Not Affected | Not Affected | Not Affected | Not Affected | Not Affected | Not Affected | Not Affected | Not Affected | Not Affected | Not Affected | Not Affected | Not Affected | Not Affected | Not Affected | Not Affected | Not Affected | Not Affected | Not Affected | 0 | 0 | 0 | 0 | 21 | Line
Critical Infrastructure | Stormwater Treatment Facilities and Pump Stations | Drainage Assets | STA-2 levee | STFPS_PL_963 |  | Not Affected | Not Affected | Not Affected | Not Affected | Not Affected | Not Affected | Not Affected | Not Affected | Not Affected | Not Affected | Not Affected | Not Affected | Not Affected | Not Affected | Not Affected | Not Affected | Not Affected | Not Affected | Not Affected | Not Affected | Not Affected | 0 | 0 | 0 | 0 | 21 | Line
Critical Infrastructure | Stormwater Treatment Facilities and Pump Stations | Drainage Assets | C-8 south levee | STFPS_PL_964 |  | Not Affected | Not Affected | Not Affected | Not Affected | Not Affected | Not Affected | Not Affected | Not Affected | Not Affected | Not Affected | Not Affected | Not Affected | Not Affected | Not Affected | Not Affected | Not Affected | Not Affected | Not Affected | Not Affected | Not Affected | Not Affected | 0 | 0 | 0 | 0 | 21 | Line
Critical Infrastructure | Stormwater Treatment Facilities and Pump Stations | Drainage Assets | G-3W north levee | STFPS_PL_965 |  | Not Affected | Not Affected | Not Affected | Not Affected | Not Affected | Not Affected | Not Affected | Not Affected | Not Affected | Not Affected | Not Affected | Not Affected | Not Affected | Not Affected | Not Affected | Not Affected | Not Affected | Not Affected | Not Affected | Not Affected | Not Affected | 0 | 0 | 0 | 0 | 21 | Line
Critical Infrastructure | Stormwater Treatment Facilities and Pump Stations | Drainage Assets | C-4 north levee | STFPS_PL_966 |  | Not Affected | Not Affected | Not Affected | Not Affected | Not Affected | Not Affected | Not Affected | Not Affected | Not Affected | Not Affected | Not Affected | Not Affected | Not Affected | Not Affected | Not Affected | Not Affected | Not Affected | Not Affected | Not Affected | Not Affected | Not Affected | 0 | 0 | 0 | 0 | 21 | Line
Critical Infrastructure | Stormwater Treatment Facilities and Pump Stations | Drainage Assets | C-59 west levee | STFPS_PL_967 |  | Not Affected | Not Affected | Not Affected | Not Affected | Not Affected | Not Affected | Not Affected | Not Affected | Not Affected | Not Affected | Not Affected | Not Affected | Not Affected | Not Affected | Not Affected | Not Affected | Not Affected | Not Affected | Not Affected | Not Affected | Not Affected | 0 | 0 | 0 | 0 | 21 | Line
Critical Infrastructure | Stormwater Treatment Facilities and Pump Stations | Drainage Assets | L-28 Interceptor WFC | STFPS_PL_968 |  | Not Affected | Not Affected | Not Affected | Not Affected | Not Affected | Not Affected | Not Affected | Not Affected | Not Affected | Not Affected | Not Affected | Not Affected | Not Affected | Not Affected | Not Affected | Not Affected | Not Affected | Not Affected | Not Affected | Not Affected | Not Affected | 0 | 0 | 0 | 0 | 21 | Line
Critical Infrastructure | Stormwater Treatment Facilities and Pump Stations | Drainage Assets | C-6 north levee | STFPS_PL_969 |  | Not Affected | Not Affected | Not Affected | Not Affected | Not Affected | Not Affected | Not Affected | Not Affected | Not Affected | Not Affected | Not Affected | Not Affected | Not Affected | Not Affected | Not Affected | Not Affected | Not Affected | Not Affected | Not Affected | Not Affected | Not Affected | 0 | 0 | 0 | 0 | 21 | Line
Critical Infrastructure | Stormwater Treatment Facilities and Pump Stations | Drainage Assets | Lakeside Ranch STA Outlet Canal levee | STFPS_PL_970 |  | Not Affected | Not Affected | Not Affected | Not Affected | Not Affected | Not Affected | Not Affected | Not Affected | Not Affected | Not Affected | Not Affected | Not Affected | Not Affected | Not Affected | Not Affected | Not Affected | Not Affected | Not Affected | Not Affected | Not Affected | Not Affected | 0 | 0 | 0 | 0 | 21 | Line
Critical Infrastructure | Stormwater Treatment Facilities and Pump Stations | Drainage Assets | C-1N west levee | STFPS_PL_971 |  | Not Affected | Not Affected | Not Affected | Not Affected | Not Affected | Not Affected | Not Affected | Not Affected | Not Affected | Not Affected | Not Affected | Not Affected | Not Affected | Not Affected | Not Affected | Not Affected | Not Affected | Not Affected | Not Affected | Not Affected | Not Affected | 0 | 0 | 0 | 0 | 21 | Line
Critical Infrastructure | Stormwater Treatment Facilities and Pump Stations | Drainage Assets | C-13 south levee | STFPS_PL_972 |  | Not Affected | Not Affected | Not Affected | Not Affected | Not Affected | Not Affected | Not Affected | Not Affected | Not Affected | Not Affected | Not Affected | Not Affected | Not Affected | Not Affected | Not Affected | Not Affected | Not Affected | Not Affected | Not Affected | Not Affected | Not Affected | 0 | 0 | 0 | 0 | 21 | Line
Critical Infrastructure | Stormwater Treatment Facilities and Pump Stations | Drainage Assets | C-100 north levee | STFPS_PL_973 |  | Not Affected | Not Affected | Not Affected | Not Affected | Not Affected | Not Affected | Not Affected | Not Affected | Not Affected | Not Affected | Not Affected | Not Affected | Not Affected | Not Affected | Not Affected | Not Affected | Not Affected | Not Affected | Not Affected | Not Affected | Not Affected | 0 | 0 | 0 | 0 | 21 | Line
Critical Infrastructure | Stormwater Treatment Facilities and Pump Stations | Drainage Assets | L-4 south levee | STFPS_PL_974 |  | Not Affected | Not Affected | Not Affected | Not Affected | Not Affected | Not Affected | Not Affected | Not Affected | Not Affected | Not Affected | Not Affected | Not Affected | Not Affected | Not Affected | Not Affected | Not Affected | Not Affected | Not Affected | Not Affected | Not Affected | Not Affected | 0 | 0 | 0 | 0 | 21 | Line
Critical Infrastructure | Stormwater Treatment Facilities and Pump Stations | Drainage Assets | C-33 east levee | STFPS_PL_975 |  | Not Affected | Not Affected | Not Affected | Not Affected | Not Affected | Not Affected | Not Affected | Not Affected | Not Affected | Not Affected | Not Affected | Not Affected | Not Affected | Not Affected | Not Affected | Not Affected | Not Affected | Not Affected | Not Affected | Not Affected | Not Affected | 0 | 0 | 0 | 0 | 21 | Line
Critical Infrastructure | Stormwater Treatment Facilities and Pump Stations | Drainage Assets | C-29A west levee | STFPS_PL_976 |  | Not Affected | Not Affected | Not Affected | Not Affected | Not Affected | Not Affected | Not Affected | Not Affected | Not Affected | Not Affected | Not Affected | Not Affected | Not Affected | Not Affected | Not Affected | Not Affected | Not Affected | Not Affected | Not Affected | Not Affected | Not Affected | 0 | 0 | 0 | 0 | 21 | Line
Critical Infrastructure | Stormwater Treatment Facilities and Pump Stations | Drainage Assets | C-2 south levee | STFPS_PL_977 |  | Not Affected | Not Affected | Not Affected | Not Affected | Not Affected | Not Affected | Not Affected | Not Affected | Not Affected | Not Affected | Not Affected | Not Affected | Not Affected | Not Affected | Not Affected | Not Affected | Not Affected | Not Affected | Not Affected | Not Affected | Not Affected | 0 | 0 | 0 | 0 | 21 | Line
Critical Infrastructure | Stormwater Treatment Facilities and Pump Stations | Drainage Assets | C-24 northeast levee | STFPS_PL_978 |  | Not Affected | Not Affected | Not Affected | Not Affected | Not Affected | Not Affected | Not Affected | Not Affected | Not Affected | Not Affected | Not Affected | Not Affected | Not Affected | Not Affected | Not Affected | Not Affected | Not Affected | Not Affected | Not Affected | Not Affected | Not Affected | 0 | 0 | 0 | 0 | 21 | Line
Critical Infrastructure | Stormwater Treatment Facilities and Pump Stations | Drainage Assets | L-25 west levee | STFPS_PL_979 |  | Not Affected | Not Affected | Not Affected | Not Affected | Not Affected | Not Affected | Not Affected | Not Affected | Not Affected | Not Affected | Not Affected | Not Affected | Not Affected | Not Affected | Not Affected | Not Affected | Not Affected | Not Affected | Not Affected | Not Affected | Not Affected | 0 | 0 | 0 | 0 | 21 | Line
Critical Infrastructure | Stormwater Treatment Facilities and Pump Stations | Drainage Assets | STA-5 north levee | STFPS_PL_980 |  | Not Affected | Not Affected | Not Affected | Not Affected | Not Affected | Not Affected | Not Affected | Not Affected | Not Affected | Not Affected | Not Affected | Not Affected | Not Affected | Not Affected | Not Affected | Not Affected | Not Affected | Not Affected | Not Affected | Not Affected | Not Affected | 0 | 0 | 0 | 0 | 21 | Line
Critical Infrastructure | Stormwater Treatment Facilities and Pump Stations | Drainage Assets | Coco north levee | STFPS_PL_981 |  | Not Affected | Not Affected | Not Affected | Not Affected | Not Affected | Not Affected | Not Affected | Not Affected | Not Affected | Not Affected | Not Affected | Not Affected | Not Affected | Not Affected | Not Affected | Not Affected | Not Affected | Not Affected | Not Affected | Not Affected | Not Affected | 0 | 0 | 0 | 0 | 21 | Line
Critical Infrastructure | Stormwater Treatment Facilities and Pump Stations | Drainage Assets | C-11 south levee | STFPS_PL_982 |  | Not Affected | Not Affected | Not Affected | Not Affected | Not Affected | Not Affected | Not Affected | Not Affected | Not Affected | Not Affected | Not Affected | Not Affected | Not Affected | Not Affected | Not Affected | Not Affected | Not Affected | Not Affected | Not Affected | Not Affected | Not Affected | 0 | 0 | 0 | 0 | 21 | Line
Critical Infrastructure | Stormwater Treatment Facilities and Pump Stations | Drainage Assets | G-15 north levee | STFPS_PL_983 |  | Not Affected | Not Affected | Not Affected | Not Affected | Not Affected | Not Affected | Not Affected | Not Affected | Not Affected | Not Affected | Not Affected | Not Affected | Not Affected | Not Affected | Not Affected | Not Affected | Not Affected | Not Affected | Not Affected | Not Affected | Not Affected | 0 | 0 | 0 | 0 | 21 | Line
Critical Infrastructure | Stormwater Treatment Facilities and Pump Stations | Drainage Assets | Lakeside Ranch STA levee | STFPS_PL_984 |  | Not Affected | Not Affected | Not Affected | Not Affected | Not Affected | Not Affected | Not Affected | Not Affected | Not Affected | Not Affected | Not Affected | Not Affected | Not Affected | Not Affected | Not Affected | Not Affected | Not Affected | Not Affected | Not Affected | Not Affected | Not Affected | 0 | 0 | 0 | 0 | 21 | Line
Critical Infrastructure | Stormwater Treatment Facilities and Pump Stations | Drainage Assets | C-2 north levee | STFPS_PL_985 |  | Not Affected | Not Affected | Not Affected | Not Affected | Not Affected | Not Affected | Not Affected | Not Affected | Not Affected | Not Affected | Not Affected | Not Affected | Not Affected | Not Affected | Not Affected | Not Affected | Not Affected | Not Affected | Not Affected | Not Affected | Not Affected | 0 | 0 | 0 | 0 | 21 | Line
Critical Infrastructure | Stormwater Treatment Facilities and Pump Stations | Drainage Assets | C-304 south levee | STFPS_PL_986 |  | Not Affected | Not Affected | Not Affected | Not Affected | Not Affected | Not Affected | Not Affected | Not Affected | Not Affected | Not Affected | Not Affected | Not Affected | Not Affected | Not Affected | Not Affected | Not Affected | Not Affected | Not Affected | Not Affected | Not Affected | Not Affected | 0 | 0 | 0 | 0 | 21 | Line
Critical Infrastructure | Stormwater Treatment Facilities and Pump Stations | Drainage Assets | A1 FEB levee | STFPS_PL_987 |  | Not Affected | Not Affected | Not Affected | Not Affected | Not Affected | Not Affected | Not Affected | Not Affected | Not Affected | Not Affected | Not Affected | Not Affected | Not Affected | Not Affected | Not Affected | Not Affected | Not Affected | Not Affected | Not Affected | Not Affected | Not Affected | 0 | 0 | 0 | 0 | 21 | Line
Critical Infrastructure | Stormwater Treatment Facilities and Pump Stations | Drainage Assets | Golden Gate Main north levee | STFPS_PL_988 |  | Not Affected | Not Affected | Not Affected | Not Affected | Not Affected | Not Affected | Not Affected | Not Affected | Not Affected | Not Affected | Not Affected | Not Affected | Not Affected | Not Affected | Not Affected | Not Affected | Not Affected | Not Affected | Not Affected | Not Affected | Not Affected | 0 | 0 | 0 | 0 | 21 | Line
Critical Infrastructure | Stormwater Treatment Facilities and Pump Stations | Drainage Assets | C-4 north levee | STFPS_PL_989 |  | Not Affected | Not Affected | Not Affected | Not Affected | Not Affected | Not Affected | Not Affected | Not Affected | Not Affected | Not Affected | Not Affected | Not Affected | Not Affected | Not Affected | Not Affected | Not Affected | Not Affected | Not Affected | Not Affected | Not Affected | Not Affected | 0 | 0 | 0 | 0 | 21 | Line
Critical Infrastructure | Stormwater Treatment Facilities and Pump Stations | Drainage Assets | C-31 west levee | STFPS_PL_990 |  | Not Affected | Not Affected | Not Affected | Not Affected | Not Affected | Not Affected | Not Affected | Not Affected | Not Affected | Not Affected | Not Affected | Not Affected | Not Affected | Not Affected | Not Affected | Not Affected | Not Affected | Not Affected | Not Affected | Not Affected | Not Affected | 0 | 0 | 0 | 0 | 21 | Line
Critical Infrastructure | Stormwater Treatment Facilities and Pump Stations | Drainage Assets | C-304 east levee | STFPS_PL_991 |  | Not Affected | Not Affected | Not Affected | Not Affected | Not Affected | Not Affected | Not Affected | Not Affected | Not Affected | Not Affected | Not Affected | Not Affected | Not Affected | Not Affected | Not Affected | Not Affected | Not Affected | Not Affected | Not Affected | Not Affected | Not Affected | 0 | 0 | 0 | 0 | 21 | Line
Critical Infrastructure | Stormwater Treatment Facilities and Pump Stations | Drainage Assets | C-4 north levee | STFPS_PL_992 |  | Not Affected | Not Affected | Not Affected | Not Affected | Not Affected | Not Affected | Not Affected | Not Affected | Not Affected | Not Affected | Not Affected | Not Affected | Not Affected | Not Affected | Not Affected | Not Affected | Not Affected | Not Affected | Not Affected | Not Affected | Not Affected | 0 | 0 | 0 | 0 | 21 | Line
Critical Infrastructure | Stormwater Treatment Facilities and Pump Stations | Drainage Assets | L-318 | STFPS_PL_993 |  | Not Affected | Not Affected | Not Affected | Not Affected | Not Affected | Not Affected | Not Affected | Not Affected | Not Affected | Not Affected | Not Affected | Not Affected | Not Affected | Not Affected | Not Affected | Not Affected | Not Affected | Not Affected | Not Affected | Not Affected | Not Affected | 0 | 0 | 0 | 0 | 21 | Line
Critical Infrastructure | Stormwater Treatment Facilities and Pump Stations | Drainage Assets | C-1N north levee | STFPS_PL_994 |  | Not Affected | Not Affected | Not Affected | Not Affected | Not Affected | Not Affected | Not Affected | Not Affected | Not Affected | Not Affected | Not Affected | Not Affected | Not Affected | Not Affected | Not Affected | Not Affected | Not Affected | Not Affected | Not Affected | Not Affected | Not Affected | 0 | 0 | 0 | 0 | 21 | Line
Critical Infrastructure | Stormwater Treatment Facilities and Pump Stations | Drainage Assets | C-24 southwest levee | STFPS_PL_995 |  | Not Affected | Not Affected | Not Affected | Not Affected | Not Affected | Not Affected | Not Affected | Not Affected | Not Affected | Not Affected | Not Affected | Not Affected | Not Affected | Not Affected | Not Affected | Not Affected | Not Affected | Not Affected | Not Affected | Not Affected | Not Affected | 0 | 0 | 0 | 0 | 21 | Line
Critical Infrastructure | Stormwater Treatment Facilities and Pump Stations | Drainage Assets | C-24 east levee | STFPS_PL_996 |  | Not Affected | Not Affected | Not Affected | Not Affected | Not Affected | Not Affected | Not Affected | Not Affected | Not Affected | Not Affected | Not Affected | Not Affected | Not Affected | Not Affected | Not Affected | Not Affected | Not Affected | Not Affected | Not Affected | Not Affected | Not Affected | 0 | 0 | 0 | 0 | 21 | Line
Critical Infrastructure | Stormwater Treatment Facilities and Pump Stations | Drainage Assets | C-11 north levee | STFPS_PL_997 |  | Not Affected | Not Affected | Not Affected | Not Affected | Not Affected | Not Affected | Not Affected | Not Affected | Not Affected | Not Affected | Not Affected | Not Affected | Not Affected | Not Affected | Not Affected | Not Affected | Not Affected | Not Affected | Not Affected | Not Affected | Not Affected | 0 | 0 | 0 | 0 | 21 | Line
Critical Infrastructure | Stormwater Treatment Facilities and Pump Stations | Drainage Assets | C-4 north levee | STFPS_PL_998 |  | Not Affected | Not Affected | Not Affected | Not Affected | Not Affected | Not Affected | Not Affected | Not Affected | Not Affected | Not Affected | Not Affected | Not Affected | Not Affected | Not Affected | Not Affected | Not Affected | Not Affected | Not Affected | Not Affected | Not Affected | Not Affected | 0 | 0 | 0 | 0 | 21 | Line
Critical Infrastructure | Stormwater Treatment Facilities and Pump Stations | Drainage Assets | C-8 north levee | STFPS_PL_999 |  | Not Affected | Not Affected | Not Affected | Not Affected | Not Affected | Not Affected | Not Affected | Not Affected | Not Affected | Not Affected | Not Affected | Not Affected | Not Affected | Not Affected | Not Affected | Not Affected | Not Affected | Not Affected | Not Affected | Not Affected | Not Affected | 0 | 0 | 0 | 0 | 21 | Line
Critical Infrastructure | Stormwater Treatment Facilities and Pump Stations | Drainage Assets | C-102 west levee | STFPS_PL_1000 |  | Not Affected | Not Affected | Not Affected | Not Affected | Not Affected | Not Affected | Not Affected | Not Affected | Not Affected | Not Affected | Not Affected | Not Affected | Not Affected | Not Affected | Not Affected | Not Affected | Not Affected | Not Affected | Not Affected | Not Affected | Not Affected | 0 | 0 | 0 | 0 | 21 | Line
Critical Infrastructure | Stormwater Treatment Facilities and Pump Stations | Drainage Assets | L-23 west levee | STFPS_PL_1001 |  | Not Affected | Not Affected | Not Affected | Not Affected | Not Affected | Not Affected | Not Affected | Not Affected | Not Affected | Not Affected | Not Affected | Not Affected | Not Affected | Not Affected | Not Affected | Not Affected | Not Affected | Not Affected | Not Affected | Not Affected | Not Affected | 0 | 0 | 0 | 0 | 21 | Line
Critical Infrastructure | Stormwater Treatment Facilities and Pump Stations | Drainage Assets | C-40 east levee | STFPS_PL_1002 |  | Not Affected | Not Affected | Not Affected | Not Affected | Not Affected | Not Affected | Not Affected | Not Affected | Not Affected | Not Affected | Not Affected | Not Affected | Not Affected | Not Affected | Not Affected | Not Affected | Not Affected | Not Affected | Not Affected | Not Affected | Not Affected | 0 | 0 | 0 | 0 | 21 | Line
Critical Infrastructure | Stormwater Treatment Facilities and Pump Stations | Drainage Assets | C-6 south levee | STFPS_PL_1003 |  | Not Affected | Not Affected | Not Affected | Not Affected | Not Affected | Not Affected | Not Affected | Not Affected | Not Affected | Not Affected | Not Affected | Not Affected | Not Affected | Not Affected | Not Affected | Not Affected | Not Affected | Not Affected | Not Affected | Not Affected | Not Affected | 0 | 0 | 0 | 0 | 21 | Line
Critical Infrastructure | Stormwater Treatment Facilities and Pump Stations | Drainage Assets | C-1N south levee | STFPS_PL_1004 |  | Not Affected | Not Affected | Not Affected | Not Affected | Not Affected | Not Affected | Not Affected | Not Affected | Not Affected | Not Affected | Not Affected | Not Affected | Not Affected | Not Affected | Not Affected | Not Affected | Not Affected | Not Affected | Not Affected | Not Affected | Not Affected | 0 | 0 | 0 | 0 | 21 | Line
Critical Infrastructure | Stormwater Treatment Facilities and Pump Stations | Drainage Assets | G-15 south levee | STFPS_PL_1005 |  | Not Affected | Not Affected | Not Affected | Not Affected | Not Affected | Not Affected | Not Affected | Not Affected | Not Affected | Not Affected | Not Affected | Not Affected | Not Affected | Not Affected | Not Affected | Not Affected | Not Affected | Not Affected | Not Affected | Not Affected | Not Affected | 0 | 0 | 0 | 0 | 21 | Line
Critical Infrastructure | Stormwater Treatment Facilities and Pump Stations | Drainage Assets | C-51 levee | STFPS_PL_1006 |  | Not Affected | Not Affected | Not Affected | Not Affected | Not Affected | Not Affected | Not Affected | Not Affected | Not Affected | Not Affected | Not Affected | Not Affected | Not Affected | Not Affected | Not Affected | Not Affected | Not Affected | Not Affected | Not Affected | Not Affected | Not Affected | 0 | 0 | 0 | 0 | 21 | Line
Critical Infrastructure | Stormwater Treatment Facilities and Pump Stations | Drainage Assets | C-100A west levee | STFPS_PL_1007 |  | Not Affected | Not Affected | Not Affected | Not Affected | Not Affected | Not Affected | Not Affected | Not Affected | Not Affected | Not Affected | Not Affected | Not Affected | Not Affected | Not Affected | Not Affected | Not Affected | Not Affected | Not Affected | Not Affected | Not Affected | Not Affected | 0 | 0 | 0 | 0 | 21 | Line
Critical Infrastructure | Stormwater Treatment Facilities and Pump Stations | Drainage Assets | CR 951 east levee | STFPS_PL_1008 |  | Not Affected | Not Affected | Not Affected | Not Affected | Not Affected | Not Affected | Not Affected | Not Affected | Not Affected | Not Affected | Not Affected | Not Affected | Not Affected | Not Affected | Not Affected | Not Affected | Not Affected | Not Affected | Not Affected | Not Affected | Not Affected | 0 | 0 | 0 | 0 | 21 | Line
Critical Infrastructure | Stormwater Treatment Facilities and Pump Stations | Drainage Assets | C-9 north levee | STFPS_PL_1009 |  | Not Affected | Not Affected | Not Affected | Not Affected | Not Affected | Not Affected | Not Affected | Not Affected | Not Affected | Not Affected | Not Affected | Not Affected | Not Affected | Not Affected | Not Affected | Not Affected | Not Affected | Not Affected | Not Affected | Not Affected | Not Affected | 0 | 0 | 0 | 0 | 21 | Line
Critical Infrastructure | Stormwater Treatment Facilities and Pump Stations | Drainage Assets | STA-2 levee / L-6 levee | STFPS_PL_1010 |  | Not Affected | Not Affected | Not Affected | Not Affected | Not Affected | Not Affected | Not Affected | Not Affected | Not Affected | Not Affected | Not Affected | Not Affected | Not Affected | Not Affected | Not Affected | Not Affected | Not Affected | Not Affected | Not Affected | Not Affected | Not Affected | 0 | 0 | 0 | 0 | 21 | Line
Critical Infrastructure | Stormwater Treatment Facilities and Pump Stations | Drainage Assets | L-64 north levee | STFPS_PL_1011 |  | Not Affected | Not Affected | Not Affected | Not Affected | Not Affected | Not Affected | Not Affected | Not Affected | Not Affected | Not Affected | Not Affected | Not Affected | Not Affected | Not Affected | Not Affected | Not Affected | Not Affected | Not Affected | Not Affected | Not Affected | Not Affected | 0 | 0 | 0 | 0 | 21 | Line
Critical Infrastructure | Stormwater Treatment Facilities and Pump Stations | Drainage Assets | Lakeside Ranch STA levee | STFPS_PL_1012 |  | Not Affected | Not Affected | Not Affected | Not Affected | Not Affected | Not Affected | Not Affected | Not Affected | Not Affected | Not Affected | Not Affected | Not Affected | Not Affected | Not Affected | Not Affected | Not Affected | Not Affected | Not Affected | Not Affected | Not Affected | Not Affected | 0 | 0 | 0 | 0 | 21 | Line
Critical Infrastructure | Stormwater Treatment Facilities and Pump Stations | Drainage Assets | C-40 west levee | STFPS_PL_1013 |  | Not Affected | Not Affected | Not Affected | Not Affected | Not Affected | Not Affected | Not Affected | Not Affected | Not Affected | Not Affected | Not Affected | Not Affected | Not Affected | Not Affected | Not Affected | Not Affected | Not Affected | Not Affected | Not Affected | Not Affected | Not Affected | 0 | 0 | 0 | 0 | 21 | Line
Critical Infrastructure | Stormwater Treatment Facilities and Pump Stations | Drainage Assets | Henderson Creek west levee | STFPS_PL_1014 |  | Not Affected | Not Affected | Not Affected | Not Affected | Not Affected | Not Affected | Not Affected | Not Affected | Not Affected | Not Affected | Not Affected | Not Affected | Not Affected | Not Affected | Not Affected | Not Affected | Not Affected | Not Affected | Not Affected | Not Affected | Not Affected | 0 | 0 | 0 | 0 | 21 | Line
Critical Infrastructure | Stormwater Treatment Facilities and Pump Stations | Drainage Assets | Coco north levee | STFPS_PL_1015 |  | Not Affected | Not Affected | Not Affected | Not Affected | Not Affected | Not Affected | Not Affected | Not Affected | Not Affected | Not Affected | Not Affected | Not Affected | Not Affected | Not Affected | Not Affected | Not Affected | Not Affected | Not Affected | Not Affected | Not Affected | Not Affected | 0 | 0 | 0 | 0 | 21 | Line
Critical Infrastructure | Stormwater Treatment Facilities and Pump Stations | Drainage Assets | L-3 west levee, also C-139 levee | STFPS_PL_1016 |  | Not Affected | Not Affected | Not Affected | Not Affected | Not Affected | Not Affected | Not Affected | Not Affected | Not Affected | Not Affected | Not Affected | Not Affected | Not Affected | Not Affected | Not Affected | Not Affected | Not Affected | Not Affected | Not Affected | Not Affected | Not Affected | 0 | 0 | 0 | 0 | 21 | Line
Critical Infrastructure | Stormwater Treatment Facilities and Pump Stations | Drainage Assets | L-1E west levee | STFPS_PL_1017 |  | Not Affected | Not Affected | Not Affected | Not Affected | Not Affected | Not Affected | Not Affected | Not Affected | Not Affected | Not Affected | Not Affected | Not Affected | Not Affected | Not Affected | Not Affected | Not Affected | Not Affected | Not Affected | Not Affected | Not Affected | Not Affected | 0 | 0 | 0 | 0 | 21 | Line
Critical Infrastructure | Stormwater Treatment Facilities and Pump Stations | Drainage Assets | C-31 east levee | STFPS_PL_1018 |  | Not Affected | Not Affected | Not Affected | Not Affected | Not Affected | Not Affected | Not Affected | Not Affected | Not Affected | Not Affected | Not Affected | Not Affected | Not Affected | Not Affected | Not Affected | Not Affected | Not Affected | Not Affected | Not Affected | Not Affected | Not Affected | 0 | 0 | 0 | 0 | 21 | Line
Critical Infrastructure | Stormwater Treatment Facilities and Pump Stations | Drainage Assets | STA-3/4 levee | STFPS_PL_1019 |  | Not Affected | Not Affected | Not Affected | Not Affected | Not Affected | Not Affected | Not Affected | Not Affected | Not Affected | Not Affected | Not Affected | Not Affected | Not Affected | Not Affected | Not Affected | Not Affected | Not Affected | Not Affected | Not Affected | Not Affected | Not Affected | 0 | 0 | 0 | 0 | 21 | Line
Critical Infrastructure | Stormwater Treatment Facilities and Pump Stations | Drainage Assets | STA-1E levee | STFPS_PL_1020 |  | Not Affected | Not Affected | Not Affected | Not Affected | Not Affected | Not Affected | Not Affected | Not Affected | Not Affected | Not Affected | Not Affected | Not Affected | Not Affected | Not Affected | Not Affected | Not Affected | Not Affected | Not Affected | Not Affected | Not Affected | Not Affected | 0 | 0 | 0 | 0 | 21 | Line
Critical Infrastructure | Stormwater Treatment Facilities and Pump Stations | Drainage Assets | L-20 east levee | STFPS_PL_1021 |  | Not Affected | Not Affected | Not Affected | Not Affected | Not Affected | Not Affected | Not Affected | Not Affected | Not Affected | Not Affected | Not Affected | Not Affected | Not Affected | Not Affected | Not Affected | Not Affected | Not Affected | Not Affected | Not Affected | Not Affected | Not Affected | 0 | 0 | 0 | 0 | 21 | Line
Critical Infrastructure | Stormwater Treatment Facilities and Pump Stations | Drainage Assets | C-100 south levee | STFPS_PL_1022 |  | Not Affected | Not Affected | Not Affected | Not Affected | Not Affected | Not Affected | Not Affected | Not Affected | Not Affected | Not Affected | Not Affected | Not Affected | Not Affected | Not Affected | Not Affected | Not Affected | Not Affected | Not Affected | Not Affected | Not Affected | Not Affected | 0 | 0 | 0 | 0 | 21 | Line
Critical Infrastructure | Stormwater Treatment Facilities and Pump Stations | Drainage Assets | STA-6 interior and exterior levees | STFPS_PL_1023 |  | Not Affected | Not Affected | Not Affected | Not Affected | Not Affected | Not Affected | Not Affected | Not Affected | Not Affected | Not Affected | Not Affected | Not Affected | Not Affected | Not Affected | Not Affected | Not Affected | Not Affected | Not Affected | Not Affected | Not Affected | Not Affected | 0 | 0 | 0 | 0 | 21 | Line
Critical Infrastructure | Stormwater Treatment Facilities and Pump Stations | Drainage Assets | G-08 south levee | STFPS_PL_1024 |  | Not Affected | Not Affected | Not Affected | Not Affected | Not Affected | Not Affected | Not Affected | Not Affected | Not Affected | Not Affected | Not Affected | Not Affected | Not Affected | Not Affected | Not Affected | Not Affected | Not Affected | Not Affected | Not Affected | Not Affected | Not Affected | 0 | 0 | 0 | 0 | 21 | Line
Critical Infrastructure | Stormwater Treatment Facilities and Pump Stations | Drainage Assets | L-31W west levee | STFPS_PL_1025 |  | Not Affected | Not Affected | Not Affected | Not Affected | Not Affected | Not Affected | Not Affected | Not Affected | Not Affected | Not Affected | Not Affected | Not Affected | Not Affected | Not Affected | Not Affected | Not Affected | Not Affected | Not Affected | Not Affected | Not Affected | Not Affected | 0 | 0 | 0 | 0 | 21 | Line
Critical Infrastructure | Stormwater Treatment Facilities and Pump Stations | Drainage Assets | C-7 south levee | STFPS_PL_1026 |  | Not Affected | Not Affected | Not Affected | Not Affected | Not Affected | Not Affected | Not Affected | Not Affected | Not Affected | Not Affected | Not Affected | Not Affected | Not Affected | Not Affected | Not Affected | Not Affected | Not Affected | Not Affected | Not Affected | Not Affected | Not Affected | 0 | 0 | 0 | 0 | 21 | Line
Critical Infrastructure | Stormwater Treatment Facilities and Pump Stations | Drainage Assets | Golden Gate Main south levee | STFPS_PL_1027 |  | Not Affected | Not Affected | Not Affected | Not Affected | Not Affected | Not Affected | Not Affected | Not Affected | Not Affected | Not Affected | Not Affected | Not Affected | Not Affected | Not Affected | Not Affected | Not Affected | Not Affected | Not Affected | Not Affected | Not Affected | Not Affected | 0 | 0 | 0 | 0 | 21 | Line
Critical Infrastructure | Stormwater Treatment Facilities and Pump Stations | Drainage Assets | C-8 south levee | STFPS_PL_1028 |  | Not Affected | Not Affected | Not Affected | Not Affected | Not Affected | Not Affected | Not Affected | Not Affected | Not Affected | Not Affected | Not Affected | Not Affected | Not Affected | Not Affected | Not Affected | Not Affected | Not Affected | Not Affected | Not Affected | Not Affected | Not Affected | 0 | 0 | 0 | 0 | 21 | Line
Critical Infrastructure | Stormwater Treatment Facilities and Pump Stations | Drainage Assets | C-100C north levee | STFPS_PL_1029 |  | Not Affected | Not Affected | Not Affected | Not Affected | Not Affected | Not Affected | Not Affected | Not Affected | Not Affected | Not Affected | Not Affected | Not Affected | Not Affected | Not Affected | Not Affected | Not Affected | Not Affected | Not Affected | Not Affected | Not Affected | Not Affected | 0 | 0 | 0 | 0 | 21 | Line
Critical Infrastructure | Stormwater Treatment Facilities and Pump Stations | Drainage Assets | Golden Gate Main west levee | STFPS_PL_1030 |  | Not Affected | Not Affected | Not Affected | Not Affected | Not Affected | Not Affected | Not Affected | Not Affected | Not Affected | Not Affected | Not Affected | Not Affected | Not Affected | Not Affected | Not Affected | Not Affected | Not Affected | Not Affected | Not Affected | Not Affected | Not Affected | 0 | 0 | 0 | 0 | 21 | Line
Critical Infrastructure | Stormwater Treatment Facilities and Pump Stations | Drainage Assets | STA-5 interior and exterior levees | STFPS_PL_1031 |  | Not Affected | Not Affected | Not Affected | Not Affected | Not Affected | Not Affected | Not Affected | Not Affected | Not Affected | Not Affected | Not Affected | Not Affected | Not Affected | Not Affected | Not Affected | Not Affected | Not Affected | Not Affected | Not Affected | Not Affected | Not Affected | 0 | 0 | 0 | 0 | 21 | Line
Critical Infrastructure | Stormwater Treatment Facilities and Pump Stations | Drainage Assets | L-65 east levee | STFPS_PL_1032 |  | Not Affected | Not Affected | Not Affected | Not Affected | Not Affected | Not Affected | Not Affected | Not Affected | Not Affected | Not Affected | Not Affected | Not Affected | Not Affected | Not Affected | Not Affected | Not Affected | Not Affected | Not Affected | Not Affected | Not Affected | Not Affected | 0 | 0 | 0 | 0 | 21 | Line
Critical Infrastructure | Stormwater Treatment Facilities and Pump Stations | Drainage Assets | C-41A north levee | STFPS_PL_1033 |  | Not Affected | Not Affected | Not Affected | Not Affected | Not Affected | Not Affected | Not Affected | Not Affected | Not Affected | Not Affected | Not Affected | Not Affected | Not Affected | Not Affected | Not Affected | Not Affected | Not Affected | Not Affected | Not Affected | Not Affected | Not Affected | 0 | 0 | 0 | 0 | 21 | Line
Critical Infrastructure | Stormwater Treatment Facilities and Pump Stations | Drainage Assets | C-103 east levee | STFPS_PL_1034 |  | Not Affected | Not Affected | Not Affected | Not Affected | Not Affected | Not Affected | Not Affected | Not Affected | Not Affected | Not Affected | Not Affected | Not Affected | Not Affected | Not Affected | Not Affected | Not Affected | Not Affected | Not Affected | Not Affected | Not Affected | Not Affected | 0 | 0 | 0 | 0 | 21 | Line
Critical Infrastructure | Stormwater Treatment Facilities and Pump Stations | Drainage Assets | C-103N west levee | STFPS_PL_1035 |  | Not Affected | Not Affected | Not Affected | Not Affected | Not Affected | Not Affected | Not Affected | Not Affected | Not Affected | Not Affected | Not Affected | Not Affected | Not Affected | Not Affected | Not Affected | Not Affected | Not Affected | Not Affected | Not Affected | Not Affected | Not Affected | 0 | 0 | 0 | 0 | 21 | Line
Critical Infrastructure | Stormwater Treatment Facilities and Pump Stations | Drainage Assets | C-19 east levee | STFPS_PL_1036 |  | Not Affected | Not Affected | Not Affected | Not Affected | Not Affected | Not Affected | Not Affected | Not Affected | Not Affected | Not Affected | Not Affected | Not Affected | Not Affected | Not Affected | Not Affected | Not Affected | Not Affected | Not Affected | Not Affected | Not Affected | Not Affected | 0 | 0 | 0 | 0 | 21 | Line
Critical Infrastructure | Stormwater Treatment Facilities and Pump Stations | Drainage Assets | Golden Gate Main east levee | STFPS_PL_1037 |  | Not Affected | Not Affected | Not Affected | Not Affected | Not Affected | Not Affected | Not Affected | Not Affected | Not Affected | Not Affected | Not Affected | Not Affected | Not Affected | Not Affected | Not Affected | Not Affected | Not Affected | Not Affected | Not Affected | Not Affected | Not Affected | 0 | 0 | 0 | 0 | 21 | Line
Critical Infrastructure | Stormwater Treatment Facilities and Pump Stations | Drainage Assets | I-75 Canal east levee | STFPS_PL_1038 |  | Not Affected | Not Affected | Not Affected | Not Affected | Not Affected | Not Affected | Not Affected | Not Affected | Not Affected | Not Affected | Not Affected | Not Affected | Not Affected | Not Affected | Not Affected | Not Affected | Not Affected | Not Affected | Not Affected | Not Affected | Not Affected | 0 | 0 | 0 | 0 | 21 | Line
Critical Infrastructure | Stormwater Treatment Facilities and Pump Stations | Drainage Assets | L-16 south levee | STFPS_PL_1039 |  | Not Affected | Not Affected | Not Affected | Not Affected | Not Affected | Not Affected | Not Affected | Not Affected | Not Affected | Not Affected | Not Affected | Not Affected | Not Affected | Not Affected | Not Affected | Not Affected | Not Affected | Not Affected | Not Affected | Not Affected | Not Affected | 0 | 0 | 0 | 0 | 21 | Line
Critical Infrastructure | Stormwater Treatment Facilities and Pump Stations | Drainage Assets | C-51 south levee | STFPS_PL_1040 |  | Not Affected | Not Affected | Not Affected | Not Affected | Not Affected | Not Affected | Not Affected | Not Affected | Not Affected | Not Affected | Not Affected | Not Affected | Not Affected | Not Affected | Not Affected | Not Affected | Not Affected | Not Affected | Not Affected | Not Affected | Not Affected | 0 | 0 | 0 | 0 | 21 | Line
Critical Infrastructure | Stormwater Treatment Facilities and Pump Stations | Drainage Assets | Lakeside Ranch STA levee | STFPS_PL_1041 |  | Not Affected | Not Affected | Not Affected | Not Affected | Not Affected | Not Affected | Not Affected | Not Affected | Not Affected | Not Affected | Not Affected | Not Affected | Not Affected | Not Affected | Not Affected | Not Affected | Not Affected | Not Affected | Not Affected | Not Affected | Not Affected | 0 | 0 | 0 | 0 | 21 | Line
Critical Infrastructure | Stormwater Treatment Facilities and Pump Stations | Drainage Assets | L-36 west levee | STFPS_PL_1042 |  | Not Affected | Not Affected | Not Affected | Not Affected | Not Affected | Not Affected | Not Affected | Not Affected | Not Affected | Not Affected | Not Affected | Not Affected | Not Affected | Not Affected | Not Affected | Not Affected | Not Affected | Not Affected | Not Affected | Not Affected | Not Affected | 0 | 0 | 0 | 0 | 21 | Line
Critical Infrastructure | Stormwater Treatment Facilities and Pump Stations | Drainage Assets | C-17 south levee | STFPS_PL_1043 |  | Not Affected | Not Affected | Not Affected | Not Affected | Not Affected | Not Affected | Not Affected | Not Affected | Not Affected | Not Affected | Not Affected | Not Affected | Not Affected | Not Affected | Not Affected | Not Affected | Not Affected | Not Affected | Not Affected | Not Affected | Not Affected | 0 | 0 | 0 | 0 | 21 | Line
Critical Infrastructure | Stormwater Treatment Facilities and Pump Stations | Drainage Assets | Coco north levee | STFPS_PL_1044 |  | Not Affected | Not Affected | Not Affected | Not Affected | Not Affected | Not Affected | Not Affected | Not Affected | Not Affected | Not Affected | Not Affected | Not Affected | Not Affected | Not Affected | Not Affected | Not Affected | Not Affected | Not Affected | Not Affected | Not Affected | Not Affected | 0 | 0 | 0 | 0 | 21 | Line
Critical Infrastructure | Stormwater Treatment Facilities and Pump Stations | Drainage Assets | C-9 north levee | STFPS_PL_1045 |  | Not Affected | Not Affected | Not Affected | Not Affected | Not Affected | Not Affected | Not Affected | Not Affected | Not Affected | Not Affected | Not Affected | Not Affected | Not Affected | Not Affected | Not Affected | Not Affected | Not Affected | Not Affected | Not Affected | Not Affected | Not Affected | 0 | 0 | 0 | 0 | 21 | Line
Critical Infrastructure | Stormwater Treatment Facilities and Pump Stations | Drainage Assets | STA-1E levee | STFPS_PL_1046 |  | Not Affected | Not Affected | Not Affected | Not Affected | Not Affected | Not Affected | Not Affected | Not Affected | Not Affected | Not Affected | Not Affected | Not Affected | Not Affected | Not Affected | Not Affected | Not Affected | Not Affected | Not Affected | Not Affected | Not Affected | Not Affected | 0 | 0 | 0 | 0 | 21 | Line
Critical Infrastructure | Stormwater Treatment Facilities and Pump Stations | Drainage Assets | Lakeside Ranch STA east seepage levee | STFPS_PL_1047 |  | Not Affected | Not Affected | Not Affected | Not Affected | Not Affected | Not Affected | Not Affected | Not Affected | Not Affected | Not Affected | Not Affected | Not Affected | Not Affected | Not Affected | Not Affected | Not Affected | Not Affected | Not Affected | Not Affected | Not Affected | Not Affected | 0 | 0 | 0 | 0 | 21 | Line
Critical Infrastructure | Stormwater Treatment Facilities and Pump Stations | Drainage Assets | Lakeside Ranch STA levee | STFPS_PL_1048 |  | Not Affected | Not Affected | Not Affected | Not Affected | Not Affected | Not Affected | Not Affected | Not Affected | Not Affected | Not Affected | Not Affected | Not Affected | Not Affected | Not Affected | Not Affected | Not Affected | Not Affected | Not Affected | Not Affected | Not Affected | Not Affected | 0 | 0 | 0 | 0 | 21 | Line
Critical Infrastructure | Stormwater Treatment Facilities and Pump Stations | Drainage Assets | STA-6 interior and exterior levees | STFPS_PL_1049 |  | Not Affected | Not Affected | Not Affected | Not Affected | Not Affected | Not Affected | Not Affected | Not Affected | Not Affected | Not Affected | Not Affected | Not Affected | Not Affected | Not Affected | Not Affected | Not Affected | Not Affected | Not Affected | Not Affected | Not Affected | Not Affected | 0 | 0 | 0 | 0 | 21 | Line
Critical Infrastructure | Stormwater Treatment Facilities and Pump Stations | Drainage Assets | Lakeside Ranch STA levee | STFPS_PL_1050 |  | Not Affected | Not Affected | Not Affected | Not Affected | Not Affected | Not Affected | Not Affected | Not Affected | Not Affected | Not Affected | Not Affected | Not Affected | Not Affected | Not Affected | Not Affected | Not Affected | Not Affected | Not Affected | Not Affected | Not Affected | Not Affected | 0 | 0 | 0 | 0 | 21 | Line
Critical Infrastructure | Stormwater Treatment Facilities and Pump Stations | Drainage Assets | G-15 south levee | STFPS_PL_1051 |  | Not Affected | Not Affected | Not Affected | Not Affected | Not Affected | Not Affected | Not Affected | Not Affected | Not Affected | Not Affected | Not Affected | Not Affected | Not Affected | Not Affected | Not Affected | Not Affected | Not Affected | Not Affected | Not Affected | Not Affected | Not Affected | 0 | 0 | 0 | 0 | 21 | Line
Critical Infrastructure | Stormwater Treatment Facilities and Pump Stations | Drainage Assets | L-31W east levee | STFPS_PL_1052 |  | Not Affected | Not Affected | Not Affected | Not Affected | Not Affected | Not Affected | Not Affected | Not Affected | Not Affected | Not Affected | Not Affected | Not Affected | Not Affected | Not Affected | Not Affected | Not Affected | Not Affected | Not Affected | Not Affected | Not Affected | Not Affected | 0 | 0 | 0 | 0 | 21 | Line
Critical Infrastructure | Stormwater Treatment Facilities and Pump Stations | Drainage Assets | Cork west levee | STFPS_PL_1053 |  | Not Affected | Not Affected | Not Affected | Not Affected | Not Affected | Not Affected | Not Affected | Not Affected | Not Affected | Not Affected | Not Affected | Not Affected | Not Affected | Not Affected | Not Affected | Not Affected | Not Affected | Not Affected | Not Affected | Not Affected | Not Affected | 0 | 0 | 0 | 0 | 21 | Line
Critical Infrastructure | Stormwater Treatment Facilities and Pump Stations | Drainage Assets | G-15 south levee | STFPS_PL_1054 |  | Not Affected | Not Affected | Not Affected | Not Affected | Not Affected | Not Affected | Not Affected | Not Affected | Not Affected | Not Affected | Not Affected | Not Affected | Not Affected | Not Affected | Not Affected | Not Affected | Not Affected | Not Affected | Not Affected | Not Affected | Not Affected | 0 | 0 | 0 | 0 | 21 | Line
Critical Infrastructure | Stormwater Treatment Facilities and Pump Stations | Drainage Assets | Henderson Creek east levee | STFPS_PL_1055 |  | Not Affected | Not Affected | Not Affected | Not Affected | Not Affected | Not Affected | Not Affected | Not Affected | Not Affected | Not Affected | Not Affected | Not Affected | Not Affected | Not Affected | Not Affected | Not Affected | Not Affected | Not Affected | Not Affected | Not Affected | Not Affected | 0 | 0 | 0 | 0 | 21 | Line
Critical Infrastructure | Stormwater Treatment Facilities and Pump Stations | Drainage Assets | C-103 north levee | STFPS_PL_1056 |  | Not Affected | Not Affected | Not Affected | Not Affected | Not Affected | Not Affected | Not Affected | Not Affected | Not Affected | Not Affected | Not Affected | Not Affected | Not Affected | Not Affected | Not Affected | Not Affected | Not Affected | Not Affected | Not Affected | Not Affected | Not Affected | 0 | 0 | 0 | 0 | 21 | Line
Critical Infrastructure | Stormwater Treatment Facilities and Pump Stations | Drainage Assets | C-2 south levee | STFPS_PL_1057 |  | Not Affected | Not Affected | Not Affected | Not Affected | Not Affected | Not Affected | Not Affected | Not Affected | Not Affected | Not Affected | Not Affected | Not Affected | Not Affected | Not Affected | Not Affected | Not Affected | Not Affected | Not Affected | Not Affected | Not Affected | Not Affected | 0 | 0 | 0 | 0 | 21 | Line
Critical Infrastructure | Stormwater Treatment Facilities and Pump Stations | Drainage Assets | C-23 north levee | STFPS_PL_1058 |  | Not Affected | Not Affected | Not Affected | Not Affected | Not Affected | Not Affected | Not Affected | Not Affected | Not Affected | Not Affected | Not Affected | Not Affected | Not Affected | Not Affected | Not Affected | Not Affected | Not Affected | Not Affected | Not Affected | Not Affected | Not Affected | 0 | 0 | 0 | 0 | 21 | Line
Critical Infrastructure | Stormwater Treatment Facilities and Pump Stations | Drainage Assets | STA-1W levee | STFPS_PL_1059 |  | Not Affected | Not Affected | Not Affected | Not Affected | Not Affected | Not Affected | Not Affected | Not Affected | Not Affected | Not Affected | Not Affected | Not Affected | Not Affected | Not Affected | Not Affected | Not Affected | Not Affected | Not Affected | Not Affected | Not Affected | Not Affected | 0 | 0 | 0 | 0 | 21 | Line
Critical Infrastructure | Stormwater Treatment Facilities and Pump Stations | Drainage Assets | C-304 east levee | STFPS_PL_1060 |  | Not Affected | Not Affected | Not Affected | Not Affected | Not Affected | Not Affected | Not Affected | Not Affected | Not Affected | Not Affected | Not Affected | Not Affected | Not Affected | Not Affected | Not Affected | Not Affected | Not Affected | Not Affected | Not Affected | Not Affected | Not Affected | 0 | 0 | 0 | 0 | 21 | Line
Critical Infrastructure | Stormwater Treatment Facilities and Pump Stations | Drainage Assets | Curry east levee | STFPS_PL_1061 |  | Not Affected | Not Affected | Not Affected | Not Affected | Not Affected | Not Affected | Not Affected | Not Affected | Not Affected | Not Affected | Not Affected | Not Affected | Not Affected | Not Affected | Not Affected | Not Affected | Not Affected | Not Affected | Not Affected | Not Affected | Not Affected | 0 | 0 | 0 | 0 | 21 | Line
Critical Infrastructure | Stormwater Treatment Facilities and Pump Stations | Drainage Assets | Golden Gate Main north levee | STFPS_PL_1062 |  | Not Affected | Not Affected | Not Affected | Not Affected | Not Affected | Not Affected | Not Affected | Not Affected | Not Affected | Not Affected | Not Affected | Not Affected | Not Affected | Not Affected | Not Affected | Not Affected | Not Affected | Not Affected | Not Affected | Not Affected | Not Affected | 0 | 0 | 0 | 0 | 21 | Line
Critical Infrastructure | Stormwater Treatment Facilities and Pump Stations | Drainage Assets | STA-3/4 | STFPS_PL_1063 |  | Not Affected | Not Affected | Not Affected | Not Affected | Not Affected | Not Affected | Not Affected | Not Affected | Not Affected | Not Affected | Not Affected | Not Affected | Not Affected | Not Affected | Not Affected | Not Affected | Not Affected | Not Affected | Not Affected | Not Affected | Not Affected | 0 | 0 | 0 | 0 | 21 | Line
Critical Infrastructure | Stormwater Treatment Facilities and Pump Stations | Drainage Assets | STA-1E levee | STFPS_PL_1064 |  | Not Affected | Not Affected | Not Affected | Not Affected | Not Affected | Not Affected | Not Affected | Not Affected | Not Affected | Not Affected | Not Affected | Not Affected | Not Affected | Not Affected | Not Affected | Not Affected | Not Affected | Not Affected | Not Affected | Not Affected | Not Affected | 0 | 0 | 0 | 0 | 21 | Line
Critical Infrastructure | Stormwater Treatment Facilities and Pump Stations | Drainage Assets | STA-3/4 west levee/Holey Land | STFPS_PL_1065 |  | Not Affected | Not Affected | Not Affected | Not Affected | Not Affected | Not Affected | Not Affected | Not Affected | Not Affected | Not Affected | Not Affected | Not Affected | Not Affected | Not Affected | Not Affected | Not Affected | Not Affected | Not Affected | Not Affected | Not Affected | Not Affected | 0 | 0 | 0 | 0 | 21 | Line
Critical Infrastructure | Stormwater Treatment Facilities and Pump Stations | Drainage Assets | STA-5 interior and exterior levees | STFPS_PL_1066 |  | Not Affected | Not Affected | Not Affected | Not Affected | Not Affected | Not Affected | Not Affected | Not Affected | Not Affected | Not Affected | Not Affected | Not Affected | Not Affected | Not Affected | Not Affected | Not Affected | Not Affected | Not Affected | Not Affected | Not Affected | Not Affected | 0 | 0 | 0 | 0 | 21 | Line
Critical Infrastructure | Stormwater Treatment Facilities and Pump Stations | Drainage Assets | C-34 west levee | STFPS_PL_1067 |  | Not Affected | Not Affected | Not Affected | Not Affected | Not Affected | Not Affected | Not Affected | Not Affected | Not Affected | Not Affected | Not Affected | Not Affected | Not Affected | Not Affected | Not Affected | Not Affected | Not Affected | Not Affected | Not Affected | Not Affected | Not Affected | 0 | 0 | 0 | 0 | 21 | Line
Critical Infrastructure | Stormwater Treatment Facilities and Pump Stations | Drainage Assets | STA-1E levee | STFPS_PL_1068 |  | Not Affected | Not Affected | Not Affected | Not Affected | Not Affected | Not Affected | Not Affected | Not Affected | Not Affected | Not Affected | Not Affected | Not Affected | Not Affected | Not Affected | Not Affected | Not Affected | Not Affected | Not Affected | Not Affected | Not Affected | Not Affected | 0 | 0 | 0 | 0 | 21 | Line
Critical Infrastructure | Stormwater Treatment Facilities and Pump Stations | Drainage Assets | C-113 north levee | STFPS_PL_1069 |  | Not Affected | Not Affected | Not Affected | Not Affected | Not Affected | Not Affected | Not Affected | Not Affected | Not Affected | Not Affected | Not Affected | Not Affected | Not Affected | Not Affected | Not Affected | Not Affected | Not Affected | Not Affected | Not Affected | Not Affected | Not Affected | 0 | 0 | 0 | 0 | 21 | Line
Critical Infrastructure | Stormwater Treatment Facilities and Pump Stations | Drainage Assets | C-1N east levee | STFPS_PL_1070 |  | Not Affected | Not Affected | Not Affected | Not Affected | Not Affected | Not Affected | Not Affected | Not Affected | Not Affected | Not Affected | Not Affected | Not Affected | Not Affected | Not Affected | Not Affected | Not Affected | Not Affected | Not Affected | Not Affected | Not Affected | Not Affected | 0 | 0 | 0 | 0 | 21 | Line
Critical Infrastructure | Stormwater Treatment Facilities and Pump Stations | Drainage Assets | STA-2 levee | STFPS_PL_1071 |  | Not Affected | Not Affected | Not Affected | Not Affected | Not Affected | Not Affected | Not Affected | Not Affected | Not Affected | Not Affected | Not Affected | Not Affected | Not Affected | Not Affected | Not Affected | Not Affected | Not Affected | Not Affected | Not Affected | Not Affected | Not Affected | 0 | 0 | 0 | 0 | 21 | Line
Critical Infrastructure | Stormwater Treatment Facilities and Pump Stations | Drainage Assets | Miller east levee | STFPS_PL_1072 |  | Not Affected | Not Affected | Not Affected | Not Affected | Not Affected | Not Affected | Not Affected | Not Affected | Not Affected | Not Affected | Not Affected | Not Affected | Not Affected | Not Affected | Not Affected | Not Affected | Not Affected | Not Affected | Not Affected | Not Affected | Not Affected | 0 | 0 | 0 | 0 | 21 | Line
Critical Infrastructure | Stormwater Treatment Facilities and Pump Stations | Drainage Assets | C-4 north levee | STFPS_PL_1073 |  | Not Affected | Not Affected | Not Affected | Not Affected | Not Affected | Not Affected | Not Affected | Not Affected | Not Affected | Not Affected | Not Affected | Not Affected | Not Affected | Not Affected | Not Affected | Not Affected | Not Affected | Not Affected | Not Affected | Not Affected | Not Affected | 0 | 0 | 0 | 0 | 21 | Line
Critical Infrastructure | Stormwater Treatment Facilities and Pump Stations | Drainage Assets | C-2 west levee | STFPS_PL_1074 |  | Not Affected | Not Affected | Not Affected | Not Affected | Not Affected | Not Affected | Not Affected | Not Affected | Not Affected | Not Affected | Not Affected | Not Affected | Not Affected | Not Affected | Not Affected | Not Affected | Not Affected | Not Affected | Not Affected | Not Affected | Not Affected | 0 | 0 | 0 | 0 | 21 | Line
Critical Infrastructure | Stormwater Treatment Facilities and Pump Stations | Drainage Assets | C-14 south levee | STFPS_PL_1075 |  | Not Affected | Not Affected | Not Affected | Not Affected | Not Affected | Not Affected | Not Affected | Not Affected | Not Affected | Not Affected | Not Affected | Not Affected | Not Affected | Not Affected | Not Affected | Not Affected | Not Affected | Not Affected | Not Affected | Not Affected | Not Affected | 0 | 0 | 0 | 0 | 21 | Line
Critical Infrastructure | Stormwater Treatment Facilities and Pump Stations | Drainage Assets | C-2 east levee | STFPS_PL_1076 |  | Not Affected | Not Affected | Not Affected | Not Affected | Not Affected | Not Affected | Not Affected | Not Affected | Not Affected | Not Affected | Not Affected | Not Affected | Not Affected | Not Affected | Not Affected | Not Affected | Not Affected | Not Affected | Not Affected | Not Affected | Not Affected | 0 | 0 | 0 | 0 | 21 | Line
Critical Infrastructure | Stormwater Treatment Facilities and Pump Stations | Drainage Assets | C-1N east levee | STFPS_PL_1077 |  | Not Affected | Not Affected | Not Affected | Not Affected | Not Affected | Not Affected | Not Affected | Not Affected | Not Affected | Not Affected | Not Affected | Not Affected | Not Affected | Not Affected | Not Affected | Not Affected | Not Affected | Not Affected | Not Affected | Not Affected | Not Affected | 0 | 0 | 0 | 0 | 21 | Line
Critical Infrastructure | Stormwater Treatment Facilities and Pump Stations | Drainage Assets | A1 FEB levee | STFPS_PL_1078 |  | Not Affected | Not Affected | Not Affected | Not Affected | Not Affected | Not Affected | Not Affected | Not Affected | Not Affected | Not Affected | Not Affected | Not Affected | Not Affected | Not Affected | Not Affected | Not Affected | Not Affected | Not Affected | Not Affected | Not Affected | Not Affected | 0 | 0 | 0 | 0 | 21 | Line
Critical Infrastructure | Stormwater Treatment Facilities and Pump Stations | Drainage Assets | L-2W south levee | STFPS_PL_1079 |  | Not Affected | Not Affected | Not Affected | Not Affected | Not Affected | Not Affected | Not Affected | Not Affected | Not Affected | Not Affected | Not Affected | Not Affected | Not Affected | Not Affected | Not Affected | Not Affected | Not Affected | Not Affected | Not Affected | Not Affected | Not Affected | 0 | 0 | 0 | 0 | 21 | Line
Critical Infrastructure | Stormwater Treatment Facilities and Pump Stations | Drainage Assets | L-64 south levee | STFPS_PL_1080 |  | Not Affected | Not Affected | Not Affected | Not Affected | Not Affected | Not Affected | Not Affected | Not Affected | Not Affected | Not Affected | Not Affected | Not Affected | Not Affected | Not Affected | Not Affected | Not Affected | Not Affected | Not Affected | Not Affected | Not Affected | Not Affected | 0 | 0 | 0 | 0 | 21 | Line
Critical Infrastructure | Stormwater Treatment Facilities and Pump Stations | Drainage Assets | Lakeside Ranch STA levee | STFPS_PL_1081 |  | Not Affected | Not Affected | Not Affected | Not Affected | Not Affected | Not Affected | Not Affected | Not Affected | Not Affected | Not Affected | Not Affected | Not Affected | Not Affected | Not Affected | Not Affected | Not Affected | Not Affected | Not Affected | Not Affected | Not Affected | Not Affected | 0 | 0 | 0 | 0 | 21 | Line
Critical Infrastructure | Stormwater Treatment Facilities and Pump Stations | Drainage Assets | C-9 south levee | STFPS_PL_1082 |  | Not Affected | Not Affected | Not Affected | Not Affected | Not Affected | Not Affected | Not Affected | Not Affected | Not Affected | Not Affected | Not Affected | Not Affected | Not Affected | Not Affected | Not Affected | Not Affected | Not Affected | Not Affected | Not Affected | Not Affected | Not Affected | 0 | 0 | 0 | 0 | 21 | Line
Critical Infrastructure | Stormwater Treatment Facilities and Pump Stations | Drainage Assets | L-1E south levee | STFPS_PL_1083 |  | Not Affected | Not Affected | Not Affected | Not Affected | Not Affected | Not Affected | Not Affected | Not Affected | Not Affected | Not Affected | Not Affected | Not Affected | Not Affected | Not Affected | Not Affected | Not Affected | Not Affected | Not Affected | Not Affected | Not Affected | Not Affected | 0 | 0 | 0 | 0 | 21 | Line
Critical Infrastructure | Stormwater Treatment Facilities and Pump Stations | Drainage Assets | Henderson Creek east levee | STFPS_PL_1084 |  | Not Affected | Not Affected | Not Affected | Not Affected | Not Affected | Not Affected | Not Affected | Not Affected | Not Affected | Not Affected | Not Affected | Not Affected | Not Affected | Not Affected | Not Affected | Not Affected | Not Affected | Not Affected | Not Affected | Not Affected | Not Affected | 0 | 0 | 0 | 0 | 21 | Line
Critical Infrastructure | Stormwater Treatment Facilities and Pump Stations | Drainage Assets | C-1N east levee | STFPS_PL_1085 |  | Not Affected | Not Affected | Not Affected | Not Affected | Not Affected | Not Affected | Not Affected | Not Affected | Not Affected | Not Affected | Not Affected | Not Affected | Not Affected | Not Affected | Not Affected | Not Affected | Not Affected | Not Affected | Not Affected | Not Affected | Not Affected | 0 | 0 | 0 | 0 | 21 | Line
Critical Infrastructure | Stormwater Treatment Facilities and Pump Stations | Drainage Assets | L-63S south levee | STFPS_PL_1086 |  | Not Affected | Not Affected | Not Affected | Not Affected | Not Affected | Not Affected | Not Affected | Not Affected | Not Affected | Not Affected | Not Affected | Not Affected | Not Affected | Not Affected | Not Affected | Not Affected | Not Affected | Not Affected | Not Affected | Not Affected | Not Affected | 0 | 0 | 0 | 0 | 21 | Line
Critical Infrastructure | Stormwater Treatment Facilities and Pump Stations | Drainage Assets | L-3 west levee | STFPS_PL_1087 |  | Not Affected | Not Affected | Not Affected | Not Affected | Not Affected | Not Affected | Not Affected | Not Affected | Not Affected | Not Affected | Not Affected | Not Affected | Not Affected | Not Affected | Not Affected | Not Affected | Not Affected | Not Affected | Not Affected | Not Affected | Not Affected | 0 | 0 | 0 | 0 | 21 | Line
Critical Infrastructure | Stormwater Treatment Facilities and Pump Stations | Drainage Assets | C-33 west levee | STFPS_PL_1088 |  | Not Affected | Not Affected | Not Affected | Not Affected | Not Affected | Not Affected | Not Affected | Not Affected | Not Affected | Not Affected | Not Affected | Not Affected | Not Affected | Not Affected | Not Affected | Not Affected | Not Affected | Not Affected | Not Affected | Not Affected | Not Affected | 0 | 0 | 0 | 0 | 21 | Line
Critical Infrastructure | Stormwater Treatment Facilities and Pump Stations | Drainage Assets | Lakeside Ranch STA levee | STFPS_PL_1089 |  | Not Affected | Not Affected | Not Affected | Not Affected | Not Affected | Not Affected | Not Affected | Not Affected | Not Affected | Not Affected | Not Affected | Not Affected | Not Affected | Not Affected | Not Affected | Not Affected | Not Affected | Not Affected | Not Affected | Not Affected | Not Affected | 0 | 0 | 0 | 0 | 21 | Line
Critical Infrastructure | Stormwater Treatment Facilities and Pump Stations | Drainage Assets | C-102 north levee | STFPS_PL_1090 |  | Not Affected | Not Affected | Not Affected | Not Affected | Not Affected | Not Affected | Not Affected | Not Affected | Not Affected | Not Affected | Not Affected | Not Affected | Not Affected | Not Affected | Not Affected | Not Affected | Not Affected | Not Affected | Not Affected | Not Affected | Not Affected | 0 | 0 | 0 | 0 | 21 | Line
Critical Infrastructure | Stormwater Treatment Facilities and Pump Stations | Drainage Assets | Archcreek west levee | STFPS_PL_1091 |  | Not Affected | Not Affected | Not Affected | Not Affected | Not Affected | Not Affected | Not Affected | Not Affected | Not Affected | Not Affected | Not Affected | Not Affected | Not Affected | Not Affected | Not Affected | Not Affected | Not Affected | Not Affected | Not Affected | Not Affected | Not Affected | 0 | 0 | 0 | 0 | 21 | Line
Critical Infrastructure | Stormwater Treatment Facilities and Pump Stations | Drainage Assets | STA-2 levee / L-6 levee | STFPS_PL_1092 |  | Not Affected | Not Affected | Not Affected | Not Affected | Not Affected | Not Affected | Not Affected | Not Affected | Not Affected | Not Affected | Not Affected | Not Affected | Not Affected | Not Affected | Not Affected | Not Affected | Not Affected | Not Affected | Not Affected | Not Affected | Not Affected | 0 | 0 | 0 | 0 | 21 | Line
Critical Infrastructure | Stormwater Treatment Facilities and Pump Stations | Drainage Assets | L-1 north and east levees | STFPS_PL_1093 |  | Not Affected | Not Affected | Not Affected | Not Affected | Not Affected | Not Affected | Not Affected | Not Affected | Not Affected | Not Affected | Not Affected | Not Affected | Not Affected | Not Affected | Not Affected | Not Affected | Not Affected | Not Affected | Not Affected | Not Affected | Not Affected | 0 | 0 | 0 | 0 | 21 | Line
Critical Infrastructure | Stormwater Treatment Facilities and Pump Stations | Drainage Assets | C-7 north levee | STFPS_PL_1094 |  | Not Affected | Not Affected | Not Affected | Not Affected | Not Affected | Not Affected | Not Affected | Not Affected | Not Affected | Not Affected | Not Affected | Not Affected | Not Affected | Not Affected | Not Affected | Not Affected | Not Affected | Not Affected | Not Affected | Not Affected | Not Affected | 0 | 0 | 0 | 0 | 21 | Line
Critical Infrastructure | Stormwater Treatment Facilities and Pump Stations | Drainage Assets | L-202 | STFPS_PL_1095 |  | Not Affected | Not Affected | Not Affected | Not Affected | Not Affected | Not Affected | Not Affected | Not Affected | Not Affected | Not Affected | Not Affected | Not Affected | Not Affected | Not Affected | Not Affected | Not Affected | Not Affected | Not Affected | Not Affected | Not Affected | Not Affected | 0 | 0 | 0 | 0 | 21 | Line
Critical Infrastructure | Stormwater Treatment Facilities and Pump Stations | Drainage Assets | C-103 west levee | STFPS_PL_1096 |  | Not Affected | Not Affected | Not Affected | Not Affected | Not Affected | Not Affected | Not Affected | Not Affected | Not Affected | Not Affected | Not Affected | Not Affected | Not Affected | Not Affected | Not Affected | Not Affected | Not Affected | Not Affected | Not Affected | Not Affected | Not Affected | 0 | 0 | 0 | 0 | 21 | Line
Critical Infrastructure | Stormwater Treatment Facilities and Pump Stations | Drainage Assets | L-1E north levee | STFPS_PL_1097 |  | Not Affected | Not Affected | Not Affected | Not Affected | Not Affected | Not Affected | Not Affected | Not Affected | Not Affected | Not Affected | Not Affected | Not Affected | Not Affected | Not Affected | Not Affected | Not Affected | Not Affected | Not Affected | Not Affected | Not Affected | Not Affected | 0 | 0 | 0 | 0 | 21 | Line
Critical Infrastructure | Stormwater Treatment Facilities and Pump Stations | Drainage Assets | C-41 east levee | STFPS_PL_1098 |  | Not Affected | Not Affected | Not Affected | Not Affected | Not Affected | Not Affected | Not Affected | Not Affected | Not Affected | Not Affected | Not Affected | Not Affected | Not Affected | Not Affected | Not Affected | Not Affected | Not Affected | Not Affected | Not Affected | Not Affected | Not Affected | 0 | 0 | 0 | 0 | 21 | Line
Critical Infrastructure | Stormwater Treatment Facilities and Pump Stations | Drainage Assets | C-100 east levee | STFPS_PL_1099 |  | Not Affected | Not Affected | Not Affected | Not Affected | Not Affected | Not Affected | Not Affected | Not Affected | Not Affected | Not Affected | Not Affected | Not Affected | Not Affected | Not Affected | Not Affected | Not Affected | Not Affected | Not Affected | Not Affected | Not Affected | Not Affected | 0 | 0 | 0 | 0 | 21 | Line
Critical Infrastructure | Stormwater Treatment Facilities and Pump Stations | Drainage Assets | Tayler Creek STA east levee | STFPS_PL_1100 |  | Not Affected | Not Affected | Not Affected | Not Affected | Not Affected | Not Affected | Not Affected | Not Affected | Not Affected | Not Affected | Not Affected | Not Affected | Not Affected | Not Affected | Not Affected | Not Affected | Not Affected | Not Affected | Not Affected | Not Affected | Not Affected | 0 | 0 | 0 | 0 | 21 | Line
Critical Infrastructure | Stormwater Treatment Facilities and Pump Stations | Drainage Assets | STA-2 levee / L-6 levee | STFPS_PL_1101 |  | Not Affected | Not Affected | Not Affected | Not Affected | Not Affected | Not Affected | Not Affected | Not Affected | Not Affected | Not Affected | Not Affected | Not Affected | Not Affected | Not Affected | Not Affected | Not Affected | Not Affected | Not Affected | Not Affected | Not Affected | Not Affected | 0 | 0 | 0 | 0 | 21 | Line
Critical Infrastructure | Stormwater Treatment Facilities and Pump Stations | Drainage Assets | C-8 south levee | STFPS_PL_1102 |  | Not Affected | Not Affected | Not Affected | Not Affected | Not Affected | Not Affected | Not Affected | Not Affected | Not Affected | Not Affected | Not Affected | Not Affected | Not Affected | Not Affected | Not Affected | Not Affected | Not Affected | Not Affected | Not Affected | Not Affected | Not Affected | 0 | 0 | 0 | 0 | 21 | Line
Critical Infrastructure | Stormwater Treatment Facilities and Pump Stations | Drainage Assets | L-D1 south levee | STFPS_PL_1103 |  | Not Affected | Not Affected | Not Affected | Not Affected | Not Affected | Not Affected | Not Affected | Not Affected | Not Affected | Not Affected | Not Affected | Not Affected | Not Affected | Not Affected | Not Affected | Not Affected | Not Affected | Not Affected | Not Affected | Not Affected | Not Affected | 0 | 0 | 0 | 0 | 21 | Line
Critical Infrastructure | Stormwater Treatment Facilities and Pump Stations | Drainage Assets | Lakeside Ranch STA levee | STFPS_PL_1104 |  | Not Affected | Not Affected | Not Affected | Not Affected | Not Affected | Not Affected | Not Affected | Not Affected | Not Affected | Not Affected | Not Affected | Not Affected | Not Affected | Not Affected | Not Affected | Not Affected | Not Affected | Not Affected | Not Affected | Not Affected | Not Affected | 0 | 0 | 0 | 0 | 21 | Line
Critical Infrastructure | Stormwater Treatment Facilities and Pump Stations | Drainage Assets | STA-2 levee | STFPS_PL_1105 |  | Not Affected | Not Affected | Not Affected | Not Affected | Not Affected | Not Affected | Not Affected | Not Affected | Not Affected | Not Affected | Not Affected | Not Affected | Not Affected | Not Affected | Not Affected | Not Affected | Not Affected | Not Affected | Not Affected | Not Affected | Not Affected | 0 | 0 | 0 | 0 | 21 | Line
Critical Infrastructure | Stormwater Treatment Facilities and Pump Stations | Drainage Assets | G-15 north levee | STFPS_PL_1106 |  | Not Affected | Not Affected | Not Affected | Not Affected | Not Affected | Not Affected | Not Affected | Not Affected | Not Affected | Not Affected | Not Affected | Not Affected | Not Affected | Not Affected | Not Affected | Not Affected | Not Affected | Not Affected | Not Affected | Not Affected | Not Affected | 0 | 0 | 0 | 0 | 21 | Line
Critical Infrastructure | Stormwater Treatment Facilities and Pump Stations | Drainage Assets | Golden Gate Main east levee | STFPS_PL_1107 |  | Not Affected | Not Affected | Not Affected | Not Affected | Not Affected | Not Affected | Not Affected | Not Affected | Not Affected | Not Affected | Not Affected | Not Affected | Not Affected | Not Affected | Not Affected | Not Affected | Not Affected | Not Affected | Not Affected | Not Affected | Not Affected | 0 | 0 | 0 | 0 | 21 | Line
Critical Infrastructure | Stormwater Treatment Facilities and Pump Stations | Drainage Assets | C-40 east levee | STFPS_PL_1108 |  | Not Affected | Not Affected | Not Affected | Not Affected | Not Affected | Not Affected | Not Affected | Not Affected | Not Affected | Not Affected | Not Affected | Not Affected | Not Affected | Not Affected | Not Affected | Not Affected | Not Affected | Not Affected | Not Affected | Not Affected | Not Affected | 0 | 0 | 0 | 0 | 21 | Line
Critical Infrastructure | Stormwater Treatment Facilities and Pump Stations | Drainage Assets | L-31E west levee | STFPS_PL_1109 |  | Not Affected | Not Affected | Not Affected | Not Affected | Not Affected | Not Affected | Not Affected | Not Affected | Not Affected | Not Affected | Not Affected | Not Affected | Not Affected | Not Affected | Not Affected | Not Affected | Not Affected | Not Affected | Not Affected | Not Affected | Not Affected | 0 | 0 | 0 | 0 | 21 | Line
Critical Infrastructure | Stormwater Treatment Facilities and Pump Stations | Drainage Assets | G-15 north levee | STFPS_PL_1110 |  | Not Affected | Not Affected | Not Affected | Not Affected | Not Affected | Not Affected | Not Affected | Not Affected | Not Affected | Not Affected | Not Affected | Not Affected | Not Affected | Not Affected | Not Affected | Not Affected | Not Affected | Not Affected | Not Affected | Not Affected | Not Affected | 0 | 0 | 0 | 0 | 21 | Line
Critical Infrastructure | Stormwater Treatment Facilities and Pump Stations | Drainage Assets | C-38 east levee | STFPS_PL_1111 |  | Not Affected | Not Affected | Not Affected | Not Affected | Not Affected | Not Affected | Not Affected | Not Affected | Not Affected | Not Affected | Not Affected | Not Affected | Not Affected | Not Affected | Not Affected | Not Affected | Not Affected | Not Affected | Not Affected | Not Affected | Not Affected | 0 | 0 | 0 | 0 | 21 | Line
Critical Infrastructure | Stormwater Treatment Facilities and Pump Stations | Drainage Assets | C-110 east levee | STFPS_PL_1112 |  | Not Affected | Not Affected | Not Affected | Not Affected | Not Affected | Not Affected | Not Affected | Not Affected | Not Affected | Not Affected | Not Affected | Not Affected | Not Affected | Not Affected | Not Affected | Not Affected | Not Affected | Not Affected | Not Affected | Not Affected | Not Affected | 0 | 0 | 0 | 0 | 21 | Line
Critical Infrastructure | Stormwater Treatment Facilities and Pump Stations | Drainage Assets | C-14 south levee | STFPS_PL_1113 |  | Not Affected | Not Affected | Not Affected | Not Affected | Not Affected | Not Affected | Not Affected | Not Affected | Not Affected | Not Affected | Not Affected | Not Affected | Not Affected | Not Affected | Not Affected | Not Affected | Not Affected | Not Affected | Not Affected | Not Affected | Not Affected | 0 | 0 | 0 | 0 | 21 | Line
Critical Infrastructure | Stormwater Treatment Facilities and Pump Stations | Drainage Assets | L-31N east levee | STFPS_PL_1114 |  | Not Affected | Not Affected | Not Affected | Not Affected | Not Affected | Not Affected | Not Affected | Not Affected | Not Affected | Not Affected | Not Affected | Not Affected | Not Affected | Not Affected | Not Affected | Not Affected | Not Affected | Not Affected | Not Affected | Not Affected | Not Affected | 0 | 0 | 0 | 0 | 21 | Line
Critical Infrastructure | Stormwater Treatment Facilities and Pump Stations | Drainage Assets | Cell 27 | STFPS_PL_1115 |  | Not Affected | Not Affected | Not Affected | Not Affected | Not Affected | Not Affected | Not Affected | Not Affected | Not Affected | Not Affected | Not Affected | Not Affected | Not Affected | Not Affected | Not Affected | Not Affected | Not Affected | Not Affected | Not Affected | Not Affected | Not Affected | 0 | 0 | 0 | 0 | 21 | Line
Critical Infrastructure | Stormwater Treatment Facilities and Pump Stations | Drainage Assets | I-75 Canal west levee | STFPS_PL_1116 |  | Not Affected | Not Affected | Not Affected | Not Affected | Not Affected | Not Affected | Not Affected | Not Affected | Not Affected | Not Affected | Not Affected | Not Affected | Not Affected | Not Affected | Not Affected | Not Affected | Not Affected | Not Affected | Not Affected | Not Affected | Not Affected | 0 | 0 | 0 | 0 | 21 | Line
Critical Infrastructure | Stormwater Treatment Facilities and Pump Stations | Drainage Assets | C-40 east levee | STFPS_PL_1117 |  | Not Affected | Not Affected | Not Affected | Not Affected | Not Affected | Not Affected | Not Affected | Not Affected | Not Affected | Not Affected | Not Affected | Not Affected | Not Affected | Not Affected | Not Affected | Not Affected | Not Affected | Not Affected | Not Affected | Not Affected | Not Affected | 0 | 0 | 0 | 0 | 21 | Line
Critical Infrastructure | Stormwater Treatment Facilities and Pump Stations | Drainage Assets | C-103 south levee | STFPS_PL_1118 |  | Not Affected | Not Affected | Not Affected | Not Affected | Not Affected | Not Affected | Not Affected | Not Affected | Not Affected | Not Affected | Not Affected | Not Affected | Not Affected | Not Affected | Not Affected | Not Affected | Not Affected | Not Affected | Not Affected | Not Affected | Not Affected | 0 | 0 | 0 | 0 | 21 | Line
Critical Infrastructure | Stormwater Treatment Facilities and Pump Stations | Drainage Assets | L-25 east levee | STFPS_PL_1119 |  | Not Affected | Not Affected | Not Affected | Not Affected | Not Affected | Not Affected | Not Affected | Not Affected | Not Affected | Not Affected | Not Affected | Not Affected | Not Affected | Not Affected | Not Affected | Not Affected | Not Affected | Not Affected | Not Affected | Not Affected | Not Affected | 0 | 0 | 0 | 0 | 21 | Line
Critical Infrastructure | Stormwater Treatment Facilities and Pump Stations | Drainage Assets | STA-1E levee | STFPS_PL_1120 |  | Not Affected | Not Affected | Not Affected | Not Affected | Not Affected | Not Affected | Not Affected | Not Affected | Not Affected | Not Affected | Not Affected | Not Affected | Not Affected | Not Affected | Not Affected | Not Affected | Not Affected | Not Affected | Not Affected | Not Affected | Not Affected | 0 | 0 | 0 | 0 | 21 | Line
Critical Infrastructure | Stormwater Treatment Facilities and Pump Stations | Drainage Assets | C-21 south levee | STFPS_PL_1121 |  | Not Affected | Not Affected | Not Affected | Not Affected | Not Affected | Not Affected | Not Affected | Not Affected | Not Affected | Not Affected | Not Affected | Not Affected | Not Affected | Not Affected | Not Affected | Not Affected | Not Affected | Not Affected | Not Affected | Not Affected | Not Affected | 0 | 0 | 0 | 0 | 21 | Line
Critical Infrastructure | Stormwater Treatment Facilities and Pump Stations | Drainage Assets | Henderson Creek west levee | STFPS_PL_1122 |  | Not Affected | Not Affected | Not Affected | Not Affected | Not Affected | Not Affected | Not Affected | Not Affected | Not Affected | Not Affected | Not Affected | Not Affected | Not Affected | Not Affected | Not Affected | Not Affected | Not Affected | Not Affected | Not Affected | Not Affected | Not Affected | 0 | 0 | 0 | 0 | 21 | Line
Critical Infrastructure | Stormwater Treatment Facilities and Pump Stations | Drainage Assets | C-7 north levee | STFPS_PL_1123 |  | Not Affected | Not Affected | Not Affected | Not Affected | Not Affected | Not Affected | Not Affected | Not Affected | Not Affected | Not Affected | Not Affected | Not Affected | Not Affected | Not Affected | Not Affected | Not Affected | Not Affected | Not Affected | Not Affected | Not Affected | Not Affected | 0 | 0 | 0 | 0 | 21 | Line
Critical Infrastructure | Stormwater Treatment Facilities and Pump Stations | Drainage Assets | C-14 north levee | STFPS_PL_1124 |  | Not Affected | Not Affected | Not Affected | Not Affected | Not Affected | Not Affected | Not Affected | Not Affected | Not Affected | Not Affected | Not Affected | Not Affected | Not Affected | Not Affected | Not Affected | Not Affected | Not Affected | Not Affected | Not Affected | Not Affected | Not Affected | 0 | 0 | 0 | 0 | 21 | Line
Critical Infrastructure | Stormwater Treatment Facilities and Pump Stations | Drainage Assets | C-103 west levee | STFPS_PL_1125 |  | Not Affected | Not Affected | Not Affected | Not Affected | Not Affected | Not Affected | Not Affected | Not Affected | Not Affected | Not Affected | Not Affected | Not Affected | Not Affected | Not Affected | Not Affected | Not Affected | Not Affected | Not Affected | Not Affected | Not Affected | Not Affected | 0 | 0 | 0 | 0 | 21 | Line
Critical Infrastructure | Stormwater Treatment Facilities and Pump Stations | Drainage Assets | Cell 27 | STFPS_PL_1126 |  | Not Affected | Not Affected | Not Affected | Not Affected | Not Affected | Not Affected | Not Affected | Not Affected | Not Affected | Not Affected | Not Affected | Not Affected | Not Affected | Not Affected | Not Affected | Not Affected | Not Affected | Not Affected | Not Affected | Not Affected | Not Affected | 0 | 0 | 0 | 0 | 21 | Line
Critical Infrastructure | Stormwater Treatment Facilities and Pump Stations | Drainage Assets | L-31E west levee | STFPS_PL_1127 |  | Not Affected | Not Affected | Not Affected | Not Affected | Not Affected | Not Affected | Not Affected | Not Affected | Not Affected | Not Affected | Not Affected | Not Affected | Not Affected | Not Affected | Not Affected | Not Affected | Not Affected | Not Affected | Not Affected | Not Affected | Not Affected | 0 | 0 | 0 | 0 | 21 | Line
Critical Infrastructure | Stormwater Treatment Facilities and Pump Stations | Drainage Assets | C-4 north levee | STFPS_PL_1128 |  | Not Affected | Not Affected | Not Affected | Not Affected | Not Affected | Not Affected | Not Affected | Not Affected | Not Affected | Not Affected | Not Affected | Not Affected | Not Affected | Not Affected | Not Affected | Not Affected | Not Affected | Not Affected | Not Affected | Not Affected | Not Affected | 0 | 0 | 0 | 0 | 21 | Line
Critical Infrastructure | Stormwater Treatment Facilities and Pump Stations | Drainage Assets | STA-3/4 levee | STFPS_PL_1129 |  | Not Affected | Not Affected | Not Affected | Not Affected | Not Affected | Not Affected | Not Affected | Not Affected | Not Affected | Not Affected | Not Affected | Not Affected | Not Affected | Not Affected | Not Affected | Not Affected | Not Affected | Not Affected | Not Affected | Not Affected | Not Affected | 0 | 0 | 0 | 0 | 21 | Line
Critical Infrastructure | Stormwater Treatment Facilities and Pump Stations | Drainage Assets | C-2 south levee | STFPS_PL_1130 |  | Not Affected | Not Affected | Not Affected | Not Affected | Not Affected | Not Affected | Not Affected | Not Affected | Not Affected | Not Affected | Not Affected | Not Affected | Not Affected | Not Affected | Not Affected | Not Affected | Not Affected | Not Affected | Not Affected | Not Affected | Not Affected | 0 | 0 | 0 | 0 | 21 | Line
Critical Infrastructure | Stormwater Treatment Facilities and Pump Stations | Drainage Assets | C-12 north levee | STFPS_PL_1131 |  | Not Affected | Not Affected | Not Affected | Not Affected | Not Affected | Not Affected | Not Affected | Not Affected | Not Affected | Not Affected | Not Affected | Not Affected | Not Affected | Not Affected | Not Affected | Not Affected | Not Affected | Not Affected | Not Affected | Not Affected | Not Affected | 0 | 0 | 0 | 0 | 21 | Line
Critical Infrastructure | Stormwater Treatment Facilities and Pump Stations | Drainage Assets | C-100C west levee | STFPS_PL_1132 |  | Not Affected | Not Affected | Not Affected | Not Affected | Not Affected | Not Affected | Not Affected | Not Affected | Not Affected | Not Affected | Not Affected | Not Affected | Not Affected | Not Affected | Not Affected | Not Affected | Not Affected | Not Affected | Not Affected | Not Affected | Not Affected | 0 | 0 | 0 | 0 | 21 | Line
Critical Infrastructure | Stormwater Treatment Facilities and Pump Stations | Drainage Assets | L-28 Interceptor NFC | STFPS_PL_1133 |  | Not Affected | Not Affected | Not Affected | Not Affected | Not Affected | Not Affected | Not Affected | Not Affected | Not Affected | Not Affected | Not Affected | Not Affected | Not Affected | Not Affected | Not Affected | Not Affected | Not Affected | Not Affected | Not Affected | Not Affected | Not Affected | 0 | 0 | 0 | 0 | 21 | Line
Critical Infrastructure | Stormwater Treatment Facilities and Pump Stations | Drainage Assets | STA-2 levee | STFPS_PL_1134 |  | Not Affected | Not Affected | Not Affected | Not Affected | Not Affected | Not Affected | Not Affected | Not Affected | Not Affected | Not Affected | Not Affected | Not Affected | Not Affected | Not Affected | Not Affected | Not Affected | Not Affected | Not Affected | Not Affected | Not Affected | Not Affected | 0 | 0 | 0 | 0 | 21 | Line
Critical Infrastructure | Stormwater Treatment Facilities and Pump Stations | Drainage Assets | L-21 south levee | STFPS_PL_1135 |  | Not Affected | Not Affected | Not Affected | Not Affected | Not Affected | Not Affected | Not Affected | Not Affected | Not Affected | Not Affected | Not Affected | Not Affected | Not Affected | Not Affected | Not Affected | Not Affected | Not Affected | Not Affected | Not Affected | Not Affected | Not Affected | 0 | 0 | 0 | 0 | 21 | Line
Critical Infrastructure | Stormwater Treatment Facilities and Pump Stations | Drainage Assets | L-61 east levee | STFPS_PL_1136 |  | Not Affected | Not Affected | Not Affected | Not Affected | Not Affected | Not Affected | Not Affected | Not Affected | Not Affected | Not Affected | Not Affected | Not Affected | Not Affected | Not Affected | Not Affected | Not Affected | Not Affected | Not Affected | Not Affected | Not Affected | Not Affected | 0 | 0 | 0 | 0 | 21 | Line
Critical Infrastructure | Stormwater Treatment Facilities and Pump Stations | Drainage Assets | C-11 south levee | STFPS_PL_1137 |  | Not Affected | Not Affected | Not Affected | Not Affected | Not Affected | Not Affected | Not Affected | Not Affected | Not Affected | Not Affected | Not Affected | Not Affected | Not Affected | Not Affected | Not Affected | Not Affected | Not Affected | Not Affected | Not Affected | Not Affected | Not Affected | 0 | 0 | 0 | 0 | 21 | Line
Critical Infrastructure | Stormwater Treatment Facilities and Pump Stations | Drainage Assets | C-23 north levee | STFPS_PL_1138 |  | Not Affected | Not Affected | Not Affected | Not Affected | Not Affected | Not Affected | Not Affected | Not Affected | Not Affected | Not Affected | Not Affected | Not Affected | Not Affected | Not Affected | Not Affected | Not Affected | Not Affected | Not Affected | Not Affected | Not Affected | Not Affected | 0 | 0 | 0 | 0 | 21 | Line
Critical Infrastructure | Stormwater Treatment Facilities and Pump Stations | Drainage Assets | L-31N west levee | STFPS_PL_1139 |  | Not Affected | Not Affected | Not Affected | Not Affected | Not Affected | Not Affected | Not Affected | Not Affected | Not Affected | Not Affected | Not Affected | Not Affected | Not Affected | Not Affected | Not Affected | Not Affected | Not Affected | Not Affected | Not Affected | Not Affected | Not Affected | 0 | 0 | 0 | 0 | 21 | Line
Critical Infrastructure | Stormwater Treatment Facilities and Pump Stations | Drainage Assets | C-4 north levee | STFPS_PL_1140 |  | Not Affected | Not Affected | Not Affected | Not Affected | Not Affected | Not Affected | Not Affected | Not Affected | Not Affected | Not Affected | Not Affected | Not Affected | Not Affected | Not Affected | Not Affected | Not Affected | Not Affected | Not Affected | Not Affected | Not Affected | Not Affected | 0 | 0 | 0 | 0 | 21 | Line
Critical Infrastructure | Stormwater Treatment Facilities and Pump Stations | Drainage Assets | C-35 east levee | STFPS_PL_1141 |  | Not Affected | Not Affected | Not Affected | Not Affected | Not Affected | Not Affected | Not Affected | Not Affected | Not Affected | Not Affected | Not Affected | Not Affected | Not Affected | Not Affected | Not Affected | Not Affected | Not Affected | Not Affected | Not Affected | Not Affected | Not Affected | 0 | 0 | 0 | 0 | 21 | Line
Critical Infrastructure | Stormwater Treatment Facilities and Pump Stations | Drainage Assets | C-100A east levee | STFPS_PL_1142 |  | Not Affected | Not Affected | Not Affected | Not Affected | Not Affected | Not Affected | Not Affected | Not Affected | Not Affected | Not Affected | Not Affected | Not Affected | Not Affected | Not Affected | Not Affected | Not Affected | Not Affected | Not Affected | Not Affected | Not Affected | Not Affected | 0 | 0 | 0 | 0 | 21 | Line
Critical Infrastructure | Stormwater Treatment Facilities and Pump Stations | Drainage Assets | FAKA Union east levee | STFPS_PL_1143 |  | Not Affected | Not Affected | Not Affected | Not Affected | Not Affected | Not Affected | Not Affected | Not Affected | Not Affected | Not Affected | Not Affected | Not Affected | Not Affected | Not Affected | Not Affected | Not Affected | Not Affected | Not Affected | Not Affected | Not Affected | Not Affected | 0 | 0 | 0 | 0 | 21 | Line
Critical Infrastructure | Stormwater Treatment Facilities and Pump Stations | Drainage Assets | C-100C east levee | STFPS_PL_1144 |  | Not Affected | Not Affected | Not Affected | Not Affected | Not Affected | Not Affected | Not Affected | Not Affected | Not Affected | Not Affected | Not Affected | Not Affected | Not Affected | Not Affected | Not Affected | Not Affected | Not Affected | Not Affected | Not Affected | Not Affected | Not Affected | 0 | 0 | 0 | 0 | 21 | Line
Critical Infrastructure | Stormwater Treatment Facilities and Pump Stations | Drainage Assets | C-100A east levee | STFPS_PL_1145 |  | Not Affected | Not Affected | Not Affected | Not Affected | Not Affected | Not Affected | Not Affected | Not Affected | Not Affected | Not Affected | Not Affected | Not Affected | Not Affected | Not Affected | Not Affected | Not Affected | Not Affected | Not Affected | Not Affected | Not Affected | Not Affected | 0 | 0 | 0 | 0 | 21 | Line
Critical Infrastructure | Stormwater Treatment Facilities and Pump Stations | Drainage Assets | L-13 north levee | STFPS_PL_1146 |  | Not Affected | Not Affected | Not Affected | Not Affected | Not Affected | Not Affected | Not Affected | Not Affected | Not Affected | Not Affected | Not Affected | Not Affected | Not Affected | Not Affected | Not Affected | Not Affected | Not Affected | Not Affected | Not Affected | Not Affected | Not Affected | 0 | 0 | 0 | 0 | 21 | Line
Critical Infrastructure | Stormwater Treatment Facilities and Pump Stations | Drainage Assets | C-14 south levee | STFPS_PL_1147 |  | Not Affected | Not Affected | Not Affected | Not Affected | Not Affected | Not Affected | Not Affected | Not Affected | Not Affected | Not Affected | Not Affected | Not Affected | Not Affected | Not Affected | Not Affected | Not Affected | Not Affected | Not Affected | Not Affected | Not Affected | Not Affected | 0 | 0 | 0 | 0 | 21 | Line
Critical Infrastructure | Stormwater Treatment Facilities and Pump Stations | Drainage Assets | L-28 west levee | STFPS_PL_1148 |  | Not Affected | Not Affected | Not Affected | Not Affected | Not Affected | Not Affected | Not Affected | Not Affected | Not Affected | Not Affected | Not Affected | Not Affected | Not Affected | Not Affected | Not Affected | Not Affected | Not Affected | Not Affected | Not Affected | Not Affected | Not Affected | 0 | 0 | 0 | 0 | 21 | Line
Critical Infrastructure | Stormwater Treatment Facilities and Pump Stations | Drainage Assets | C-7 south levee | STFPS_PL_1149 |  | Not Affected | Not Affected | Not Affected | Not Affected | Not Affected | Not Affected | Not Affected | Not Affected | Not Affected | Not Affected | Not Affected | Not Affected | Not Affected | Not Affected | Not Affected | Not Affected | Not Affected | Not Affected | Not Affected | Not Affected | Not Affected | 0 | 0 | 0 | 0 | 21 | Line
Critical Infrastructure | Stormwater Treatment Facilities and Pump Stations | Drainage Assets | L-31N east levee | STFPS_PL_1150 |  | Not Affected | Not Affected | Not Affected | Not Affected | Not Affected | Not Affected | Not Affected | Not Affected | Not Affected | Not Affected | Not Affected | Not Affected | Not Affected | Not Affected | Not Affected | Not Affected | Not Affected | Not Affected | Not Affected | Not Affected | Not Affected | 0 | 0 | 0 | 0 | 21 | Line
Critical Infrastructure | Stormwater Treatment Facilities and Pump Stations | Drainage Assets | C-103 north levee | STFPS_PL_1151 |  | Not Affected | Not Affected | Not Affected | Not Affected | Not Affected | Not Affected | Not Affected | Not Affected | Not Affected | Not Affected | Not Affected | Not Affected | Not Affected | Not Affected | Not Affected | Not Affected | Not Affected | Not Affected | Not Affected | Not Affected | Not Affected | 0 | 0 | 0 | 0 | 21 | Line
Critical Infrastructure | Stormwater Treatment Facilities and Pump Stations | Drainage Assets | STA-2 levee | STFPS_PL_1152 |  | Not Affected | Not Affected | Not Affected | Not Affected | Not Affected | Not Affected | Not Affected | Not Affected | Not Affected | Not Affected | Not Affected | Not Affected | Not Affected | Not Affected | Not Affected | Not Affected | Not Affected | Not Affected | Not Affected | Not Affected | Not Affected | 0 | 0 | 0 | 0 | 21 | Line
Critical Infrastructure | Stormwater Treatment Facilities and Pump Stations | Drainage Assets | C-1W east levee | STFPS_PL_1153 |  | Not Affected | Not Affected | Not Affected | Not Affected | Not Affected | Not Affected | Not Affected | Not Affected | Not Affected | Not Affected | Not Affected | Not Affected | Not Affected | Not Affected | Not Affected | Not Affected | Not Affected | Not Affected | Not Affected | Not Affected | Not Affected | 0 | 0 | 0 | 0 | 21 | Line
Critical Infrastructure | Stormwater Treatment Facilities and Pump Stations | Drainage Assets | L-1E south and west levee | STFPS_PL_1154 |  | Not Affected | Not Affected | Not Affected | Not Affected | Not Affected | Not Affected | Not Affected | Not Affected | Not Affected | Not Affected | Not Affected | Not Affected | Not Affected | Not Affected | Not Affected | Not Affected | Not Affected | Not Affected | Not Affected | Not Affected | Not Affected | 0 | 0 | 0 | 0 | 21 | Line
Critical Infrastructure | Stormwater Treatment Facilities and Pump Stations | Drainage Assets | C-9 north levee | STFPS_PL_1155 |  | Not Affected | Not Affected | Not Affected | Not Affected | Not Affected | Not Affected | Not Affected | Not Affected | Not Affected | Not Affected | Not Affected | Not Affected | Not Affected | Not Affected | Not Affected | Not Affected | Not Affected | Not Affected | Not Affected | Not Affected | Not Affected | 0 | 0 | 0 | 0 | 21 | Line
Critical Infrastructure | Stormwater Treatment Facilities and Pump Stations | Drainage Assets | L-23 east levee | STFPS_PL_1156 |  | Not Affected | Not Affected | Not Affected | Not Affected | Not Affected | Not Affected | Not Affected | Not Affected | Not Affected | Not Affected | Not Affected | Not Affected | Not Affected | Not Affected | Not Affected | Not Affected | Not Affected | Not Affected | Not Affected | Not Affected | Not Affected | 0 | 0 | 0 | 0 | 21 | Line
Critical Infrastructure | Stormwater Treatment Facilities and Pump Stations | Drainage Assets | C-32C west levee | STFPS_PL_1157 |  | Not Affected | Not Affected | Not Affected | Not Affected | Not Affected | Not Affected | Not Affected | Not Affected | Not Affected | Not Affected | Not Affected | Not Affected | Not Affected | Not Affected | Not Affected | Not Affected | Not Affected | Not Affected | Not Affected | Not Affected | Not Affected | 0 | 0 | 0 | 0 | 21 | Line
Critical Infrastructure | Stormwater Treatment Facilities and Pump Stations | Drainage Assets | C-110 east levee | STFPS_PL_1158 |  | Not Affected | Not Affected | Not Affected | Not Affected | Not Affected | Not Affected | Not Affected | Not Affected | Not Affected | Not Affected | Not Affected | Not Affected | Not Affected | Not Affected | Not Affected | Not Affected | Not Affected | Not Affected | Not Affected | Not Affected | Not Affected | 0 | 0 | 0 | 0 | 21 | Line
Critical Infrastructure | Stormwater Treatment Facilities and Pump Stations | Drainage Assets | C-9 south levee | STFPS_PL_1159 |  | Not Affected | Not Affected | Not Affected | Not Affected | Not Affected | Not Affected | Not Affected | Not Affected | Not Affected | Not Affected | Not Affected | Not Affected | Not Affected | Not Affected | Not Affected | Not Affected | Not Affected | Not Affected | Not Affected | Not Affected | Not Affected | 0 | 0 | 0 | 0 | 21 | Line
Critical Infrastructure | Stormwater Treatment Facilities and Pump Stations | Drainage Assets | Abandoned Road | STFPS_PL_1160 |  | Not Affected | Not Affected | Not Affected | Not Affected | Not Affected | Not Affected | Not Affected | Not Affected | Not Affected | Not Affected | Not Affected | Not Affected | Not Affected | Not Affected | Not Affected | Not Affected | Not Affected | Not Affected | Not Affected | Not Affected | Not Affected | 0 | 0 | 0 | 0 | 21 | Line
Critical Infrastructure | Stormwater Treatment Facilities and Pump Stations | Drainage Assets | Merritt levee | STFPS_PL_1161 |  | Not Affected | Not Affected | Not Affected | Not Affected | Not Affected | Not Affected | Not Affected | Not Affected | Not Affected | Not Affected | Not Affected | Not Affected | Not Affected | Not Affected | Not Affected | Not Affected | Not Affected | Not Affected | Not Affected | Not Affected | Not Affected | 0 | 0 | 0 | 0 | 21 | Line
Critical Infrastructure | Stormwater Treatment Facilities and Pump Stations | Drainage Assets | C-31 east levee | STFPS_PL_1162 |  | Not Affected | Not Affected | Not Affected | Not Affected | Not Affected | Not Affected | Not Affected | Not Affected | Not Affected | Not Affected | Not Affected | Not Affected | Not Affected | Not Affected | Not Affected | Not Affected | Not Affected | Not Affected | Not Affected | Not Affected | Not Affected | 0 | 0 | 0 | 0 | 21 | Line
Critical Infrastructure | Stormwater Treatment Facilities and Pump Stations | Drainage Assets | L-28 east levee | STFPS_PL_1163 |  | Not Affected | Not Affected | Not Affected | Not Affected | Not Affected | Not Affected | Not Affected | Not Affected | Not Affected | Not Affected | Not Affected | Not Affected | Not Affected | Not Affected | Not Affected | Not Affected | Not Affected | Not Affected | Not Affected | Not Affected | Not Affected | 0 | 0 | 0 | 0 | 21 | Line
Critical Infrastructure | Stormwater Treatment Facilities and Pump Stations | Drainage Assets | C-4 north levee | STFPS_PL_1164 |  | Not Affected | Not Affected | Not Affected | Not Affected | Not Affected | Not Affected | Not Affected | Not Affected | Not Affected | Not Affected | Not Affected | Not Affected | Not Affected | Not Affected | Not Affected | Not Affected | Not Affected | Not Affected | Not Affected | Not Affected | Not Affected | 0 | 0 | 0 | 0 | 21 | Line
Critical Infrastructure | Stormwater Treatment Facilities and Pump Stations | Drainage Assets | C-103N west levee | STFPS_PL_1165 |  | Not Affected | Not Affected | Not Affected | Not Affected | Not Affected | Not Affected | Not Affected | Not Affected | Not Affected | Not Affected | Not Affected | Not Affected | Not Affected | Not Affected | Not Affected | Not Affected | Not Affected | Not Affected | Not Affected | Not Affected | Not Affected | 0 | 0 | 0 | 0 | 21 | Line
Critical Infrastructure | Stormwater Treatment Facilities and Pump Stations | Drainage Assets | L-63N south levee | STFPS_PL_1166 |  | Not Affected | Not Affected | Not Affected | Not Affected | Not Affected | Not Affected | Not Affected | Not Affected | Not Affected | Not Affected | Not Affected | Not Affected | Not Affected | Not Affected | Not Affected | Not Affected | Not Affected | Not Affected | Not Affected | Not Affected | Not Affected | 0 | 0 | 0 | 0 | 21 | Line
Critical Infrastructure | Stormwater Treatment Facilities and Pump Stations | Drainage Assets | C-103 west levee | STFPS_PL_1167 |  | Not Affected | Not Affected | Not Affected | Not Affected | Not Affected | Not Affected | Not Affected | Not Affected | Not Affected | Not Affected | Not Affected | Not Affected | Not Affected | Not Affected | Not Affected | Not Affected | Not Affected | Not Affected | Not Affected | Not Affected | Not Affected | 0 | 0 | 0 | 0 | 21 | Line
Critical Infrastructure | Stormwater Treatment Facilities and Pump Stations | Drainage Assets | STA-2 levee / L-6 levee | STFPS_PL_1168 |  | Not Affected | Not Affected | Not Affected | Not Affected | Not Affected | Not Affected | Not Affected | Not Affected | Not Affected | Not Affected | Not Affected | Not Affected | Not Affected | Not Affected | Not Affected | Not Affected | Not Affected | Not Affected | Not Affected | Not Affected | Not Affected | 0 | 0 | 0 | 0 | 21 | Line
Critical Infrastructure | Stormwater Treatment Facilities and Pump Stations | Drainage Assets | Lakeside Ranch STA levee | STFPS_PL_1169 |  | Not Affected | Not Affected | Not Affected | Not Affected | Not Affected | Not Affected | Not Affected | Not Affected | Not Affected | Not Affected | Not Affected | Not Affected | Not Affected | Not Affected | Not Affected | Not Affected | Not Affected | Not Affected | Not Affected | Not Affected | Not Affected | 0 | 0 | 0 | 0 | 21 | Line
Critical Infrastructure | Stormwater Treatment Facilities and Pump Stations | Drainage Assets | Golden Gate Main south levee | STFPS_PL_1170 |  | Not Affected | Not Affected | Not Affected | Not Affected | Not Affected | Not Affected | Not Affected | Not Affected | Not Affected | Not Affected | Not Affected | Not Affected | Not Affected | Not Affected | Not Affected | Not Affected | Not Affected | Not Affected | Not Affected | Not Affected | Not Affected | 0 | 0 | 0 | 0 | 21 | Line
Critical Infrastructure | Stormwater Treatment Facilities and Pump Stations | Drainage Assets | C-103 north levee | STFPS_PL_1171 |  | Not Affected | Not Affected | Not Affected | Not Affected | Not Affected | Not Affected | Not Affected | Not Affected | Not Affected | Not Affected | Not Affected | Not Affected | Not Affected | Not Affected | Not Affected | Not Affected | Not Affected | Not Affected | Not Affected | Not Affected | Not Affected | 0 | 0 | 0 | 0 | 21 | Line
Critical Infrastructure | Stormwater Treatment Facilities and Pump Stations | Drainage Assets | C-2 east levee | STFPS_PL_1172 |  | Not Affected | Not Affected | Not Affected | Not Affected | Not Affected | Not Affected | Not Affected | Not Affected | Not Affected | Not Affected | Not Affected | Not Affected | Not Affected | Not Affected | Not Affected | Not Affected | Not Affected | Not Affected | Not Affected | Not Affected | Not Affected | 0 | 0 | 0 | 0 | 21 | Line
Critical Infrastructure | Stormwater Treatment Facilities and Pump Stations | Drainage Assets | Golden Gate Main west levee | STFPS_PL_1173 |  | Not Affected | Not Affected | Not Affected | Not Affected | Not Affected | Not Affected | Not Affected | Not Affected | Not Affected | Not Affected | Not Affected | Not Affected | Not Affected | Not Affected | Not Affected | Not Affected | Not Affected | Not Affected | Not Affected | Not Affected | Not Affected | 0 | 0 | 0 | 0 | 21 | Line
Critical Infrastructure | Stormwater Treatment Facilities and Pump Stations | Drainage Assets | I-75 Canal east levee | STFPS_PL_1174 |  | Not Affected | Not Affected | Not Affected | Not Affected | Not Affected | Not Affected | Not Affected | Not Affected | Not Affected | Not Affected | Not Affected | Not Affected | Not Affected | Not Affected | Not Affected | Not Affected | Not Affected | Not Affected | Not Affected | Not Affected | Not Affected | 0 | 0 | 0 | 0 | 21 | Line
Critical Infrastructure | Stormwater Treatment Facilities and Pump Stations | Drainage Assets | C-2 west levee | STFPS_PL_1175 |  | Not Affected | Not Affected | Not Affected | Not Affected | Not Affected | Not Affected | Not Affected | Not Affected | Not Affected | Not Affected | Not Affected | Not Affected | Not Affected | Not Affected | Not Affected | Not Affected | Not Affected | Not Affected | Not Affected | Not Affected | Not Affected | 0 | 0 | 0 | 0 | 21 | Line
Critical Infrastructure | Stormwater Treatment Facilities and Pump Stations | Drainage Assets | C-13 south levee | STFPS_PL_1176 |  | Not Affected | Not Affected | Not Affected | Not Affected | Not Affected | Not Affected | Not Affected | Not Affected | Not Affected | Not Affected | Not Affected | Not Affected | Not Affected | Not Affected | Not Affected | Not Affected | Not Affected | Not Affected | Not Affected | Not Affected | Not Affected | 0 | 0 | 0 | 0 | 21 | Line
Critical Infrastructure | Stormwater Treatment Facilities and Pump Stations | Drainage Assets | STA-1W Expansion levee | STFPS_PL_1177 |  | Not Affected | Not Affected | Not Affected | Not Affected | Not Affected | Not Affected | Not Affected | Not Affected | Not Affected | Not Affected | Not Affected | Not Affected | Not Affected | Not Affected | Not Affected | Not Affected | Not Affected | Not Affected | Not Affected | Not Affected | Not Affected | 0 | 0 | 0 | 0 | 21 | Line
Critical Infrastructure | Stormwater Treatment Facilities and Pump Stations | Drainage Assets | C-32B west levee | STFPS_PL_1178 |  | Not Affected | Not Affected | Not Affected | Not Affected | Not Affected | Not Affected | Not Affected | Not Affected | Not Affected | Not Affected | Not Affected | Not Affected | Not Affected | Not Affected | Not Affected | Not Affected | Not Affected | Not Affected | Not Affected | Not Affected | Not Affected | 0 | 0 | 0 | 0 | 21 | Line
Critical Infrastructure | Stormwater Treatment Facilities and Pump Stations | Drainage Assets | C-100A east levee | STFPS_PL_1179 |  | Not Affected | Not Affected | Not Affected | Not Affected | Not Affected | Not Affected | Not Affected | Not Affected | Not Affected | Not Affected | Not Affected | Not Affected | Not Affected | Not Affected | Not Affected | Not Affected | Not Affected | Not Affected | Not Affected | Not Affected | Not Affected | 0 | 0 | 0 | 0 | 21 | Line
Critical Infrastructure | Stormwater Treatment Facilities and Pump Stations | Drainage Assets | L-12 north levee | STFPS_PL_1180 |  | Not Affected | Not Affected | Not Affected | Not Affected | Not Affected | Not Affected | Not Affected | Not Affected | Not Affected | Not Affected | Not Affected | Not Affected | Not Affected | Not Affected | Not Affected | Not Affected | Not Affected | Not Affected | Not Affected | Not Affected | Not Affected | 0 | 0 | 0 | 0 | 21 | Line
Critical Infrastructure | Stormwater Treatment Facilities and Pump Stations | Drainage Assets | STA-1E levee | STFPS_PL_1181 |  | Not Affected | Not Affected | Not Affected | Not Affected | Not Affected | Not Affected | Not Affected | Not Affected | Not Affected | Not Affected | Not Affected | Not Affected | Not Affected | Not Affected | Not Affected | Not Affected | Not Affected | Not Affected | Not Affected | Not Affected | Not Affected | 0 | 0 | 0 | 0 | 21 | Line
Critical Infrastructure | Stormwater Treatment Facilities and Pump Stations | Drainage Assets | L-41 west levee | STFPS_PL_1182 |  | Not Affected | Not Affected | Not Affected | Not Affected | Not Affected | Not Affected | Not Affected | Not Affected | Not Affected | Not Affected | Not Affected | Not Affected | Not Affected | Not Affected | Not Affected | Not Affected | Not Affected | Not Affected | Not Affected | Not Affected | Not Affected | 0 | 0 | 0 | 0 | 21 | Line
Critical Infrastructure | Stormwater Treatment Facilities and Pump Stations | Drainage Assets | C-23 southeast levee | STFPS_PL_1183 |  | Not Affected | Not Affected | Not Affected | Not Affected | Not Affected | Not Affected | Not Affected | Not Affected | Not Affected | Not Affected | Not Affected | Not Affected | Not Affected | Not Affected | Not Affected | Not Affected | Not Affected | Not Affected | Not Affected | Not Affected | Not Affected | 0 | 0 | 0 | 0 | 21 | Line
Critical Infrastructure | Stormwater Treatment Facilities and Pump Stations | Drainage Assets | C-37 west levee | STFPS_PL_1184 |  | Not Affected | Not Affected | Not Affected | Not Affected | Not Affected | Not Affected | Not Affected | Not Affected | Not Affected | Not Affected | Not Affected | Not Affected | Not Affected | Not Affected | Not Affected | Not Affected | Not Affected | Not Affected | Not Affected | Not Affected | Not Affected | 0 | 0 | 0 | 0 | 21 | Line
Critical Infrastructure | Stormwater Treatment Facilities and Pump Stations | Drainage Assets | STA-1E levee | STFPS_PL_1185 |  | Not Affected | Not Affected | Not Affected | Not Affected | Not Affected | Not Affected | Not Affected | Not Affected | Not Affected | Not Affected | Not Affected | Not Affected | Not Affected | Not Affected | Not Affected | Not Affected | Not Affected | Not Affected | Not Affected | Not Affected | Not Affected | 0 | 0 | 0 | 0 | 21 | Line
Critical Infrastructure | Stormwater Treatment Facilities and Pump Stations | Drainage Assets | L-6 south levee | STFPS_PL_1186 |  | Not Affected | Not Affected | Not Affected | Not Affected | Not Affected | Not Affected | Not Affected | Not Affected | Not Affected | Not Affected | Not Affected | Not Affected | Not Affected | Not Affected | Not Affected | Not Affected | Not Affected | Not Affected | Not Affected | Not Affected | Not Affected | 0 | 0 | 0 | 0 | 21 | Line
Critical Infrastructure | Stormwater Treatment Facilities and Pump Stations | Drainage Assets | C-25 EXT east levee | STFPS_PL_1187 |  | Not Affected | Not Affected | Not Affected | Not Affected | Not Affected | Not Affected | Not Affected | Not Affected | Not Affected | Not Affected | Not Affected | Not Affected | Not Affected | Not Affected | Not Affected | Not Affected | Not Affected | Not Affected | Not Affected | Not Affected | Not Affected | 0 | 0 | 0 | 0 | 21 | Line
Critical Infrastructure | Stormwater Treatment Facilities and Pump Stations | Drainage Assets | STA-1W levee | STFPS_PL_1188 |  | Not Affected | Not Affected | Not Affected | Not Affected | Not Affected | Not Affected | Not Affected | Not Affected | Not Affected | Not Affected | Not Affected | Not Affected | Not Affected | Not Affected | Not Affected | Not Affected | Not Affected | Not Affected | Not Affected | Not Affected | Not Affected | 0 | 0 | 0 | 0 | 21 | Line
Critical Infrastructure | Stormwater Treatment Facilities and Pump Stations | Drainage Assets | C-16 south levee | STFPS_PL_1189 |  | Not Affected | Not Affected | Not Affected | Not Affected | Not Affected | Not Affected | Not Affected | Not Affected | Not Affected | Not Affected | Not Affected | Not Affected | Not Affected | Not Affected | Not Affected | Not Affected | Not Affected | Not Affected | Not Affected | Not Affected | Not Affected | 0 | 0 | 0 | 0 | 21 | Line
Critical Infrastructure | Stormwater Treatment Facilities and Pump Stations | Drainage Assets | L-5 south levee | STFPS_PL_1190 |  | Not Affected | Not Affected | Not Affected | Not Affected | Not Affected | Not Affected | Not Affected | Not Affected | Not Affected | Not Affected | Not Affected | Not Affected | Not Affected | Not Affected | Not Affected | Not Affected | Not Affected | Not Affected | Not Affected | Not Affected | Not Affected | 0 | 0 | 0 | 0 | 21 | Line
Critical Infrastructure | Stormwater Treatment Facilities and Pump Stations | Drainage Assets | C-18 south levee | STFPS_PL_1191 |  | Not Affected | Not Affected | Not Affected | Not Affected | Not Affected | Not Affected | Not Affected | Not Affected | Not Affected | Not Affected | Not Affected | Not Affected | Not Affected | Not Affected | Not Affected | Not Affected | Not Affected | Not Affected | Not Affected | Not Affected | Not Affected | 0 | 0 | 0 | 0 | 21 | Line
Critical Infrastructure | Stormwater Treatment Facilities and Pump Stations | Drainage Assets | C-102N east levee | STFPS_PL_1192 |  | Not Affected | Not Affected | Not Affected | Not Affected | Not Affected | Not Affected | Not Affected | Not Affected | Not Affected | Not Affected | Not Affected | Not Affected | Not Affected | Not Affected | Not Affected | Not Affected | Not Affected | Not Affected | Not Affected | Not Affected | Not Affected | 0 | 0 | 0 | 0 | 21 | Line
Critical Infrastructure | Stormwater Treatment Facilities and Pump Stations | Drainage Assets | C-4 north levee | STFPS_PL_1193 |  | Not Affected | Not Affected | Not Affected | Not Affected | Not Affected | Not Affected | Not Affected | Not Affected | Not Affected | Not Affected | Not Affected | Not Affected | Not Affected | Not Affected | Not Affected | Not Affected | Not Affected | Not Affected | Not Affected | Not Affected | Not Affected | 0 | 0 | 0 | 0 | 21 | Line
Critical Infrastructure | Stormwater Treatment Facilities and Pump Stations | Drainage Assets | STA-5 Interior and exterior levees | STFPS_PL_1194 |  | Not Affected | Not Affected | Not Affected | Not Affected | Not Affected | Not Affected | Not Affected | Not Affected | Not Affected | Not Affected | Not Affected | Not Affected | Not Affected | Not Affected | Not Affected | Not Affected | Not Affected | Not Affected | Not Affected | Not Affected | Not Affected | 0 | 0 | 0 | 0 | 21 | Line
Critical Infrastructure | Stormwater Treatment Facilities and Pump Stations | Drainage Assets | L-16 south levee | STFPS_PL_1195 |  | Not Affected | Not Affected | Not Affected | Not Affected | Not Affected | Not Affected | Not Affected | Not Affected | Not Affected | Not Affected | Not Affected | Not Affected | Not Affected | Not Affected | Not Affected | Not Affected | Not Affected | Not Affected | Not Affected | Not Affected | Not Affected | 0 | 0 | 0 | 0 | 21 | Line
Critical Infrastructure | Stormwater Treatment Facilities and Pump Stations | Drainage Assets | Lakeside Rance STA west levee | STFPS_PL_1196 |  | Not Affected | Not Affected | Not Affected | Not Affected | Not Affected | Not Affected | Not Affected | Not Affected | Not Affected | Not Affected | Not Affected | Not Affected | Not Affected | Not Affected | Not Affected | Not Affected | Not Affected | Not Affected | Not Affected | Not Affected | Not Affected | 0 | 0 | 0 | 0 | 21 | Line
Critical Infrastructure | Stormwater Treatment Facilities and Pump Stations | Drainage Assets | C-41 west levee | STFPS_PL_1197 |  | Not Affected | Not Affected | Not Affected | Not Affected | Not Affected | Not Affected | Not Affected | Not Affected | Not Affected | Not Affected | Not Affected | Not Affected | Not Affected | Not Affected | Not Affected | Not Affected | Not Affected | Not Affected | Not Affected | Not Affected | Not Affected | 0 | 0 | 0 | 0 | 21 | Line
Critical Infrastructure | Stormwater Treatment Facilities and Pump Stations | Drainage Assets | C-6 south levee | STFPS_PL_1198 |  | Not Affected | Not Affected | Not Affected | Not Affected | Not Affected | Not Affected | Not Affected | Not Affected | Not Affected | Not Affected | Not Affected | Not Affected | Not Affected | Not Affected | Not Affected | Not Affected | Not Affected | Not Affected | Not Affected | Not Affected | Not Affected | 0 | 0 | 0 | 0 | 21 | Line
Critical Infrastructure | Stormwater Treatment Facilities and Pump Stations | Drainage Assets | C-103 north levee | STFPS_PL_1199 |  | Not Affected | Not Affected | Not Affected | Not Affected | Not Affected | Not Affected | Not Affected | Not Affected | Not Affected | Not Affected | Not Affected | Not Affected | Not Affected | Not Affected | Not Affected | Not Affected | Not Affected | Not Affected | Not Affected | Not Affected | Not Affected | 0 | 0 | 0 | 0 | 21 | Line
Critical Infrastructure | Stormwater Treatment Facilities and Pump Stations | Drainage Assets | L-8 east levee | STFPS_PL_1200 |  | Not Affected | Not Affected | Not Affected | Not Affected | Not Affected | Not Affected | Not Affected | Not Affected | Not Affected | Not Affected | Not Affected | Not Affected | Not Affected | Not Affected | Not Affected | Not Affected | Not Affected | Not Affected | Not Affected | Not Affected | Not Affected | 0 | 0 | 0 | 0 | 21 | Line
Critical Infrastructure | Stormwater Treatment Facilities and Pump Stations | Drainage Assets | Lakeside Ranch STA levee | STFPS_PL_1201 |  | Not Affected | Not Affected | Not Affected | Not Affected | Not Affected | Not Affected | Not Affected | Not Affected | Not Affected | Not Affected | Not Affected | Not Affected | Not Affected | Not Affected | Not Affected | Not Affected | Not Affected | Not Affected | Not Affected | Not Affected | Not Affected | 0 | 0 | 0 | 0 | 21 | Line
Critical Infrastructure | Stormwater Treatment Facilities and Pump Stations | Drainage Assets | C-2 south gate | STFPS_PL_1202 |  | Not Affected | Not Affected | Not Affected | Not Affected | Not Affected | Not Affected | Not Affected | Not Affected | Not Affected | Not Affected | Not Affected | Not Affected | Not Affected | Not Affected | Not Affected | Not Affected | Not Affected | Not Affected | Not Affected | Not Affected | Not Affected | 0 | 0 | 0 | 0 | 21 | Line
Critical Infrastructure | Stormwater Treatment Facilities and Pump Stations | Drainage Assets | Miller west levee | STFPS_PL_1203 |  | Not Affected | Not Affected | Not Affected | Not Affected | Not Affected | Not Affected | Not Affected | Not Affected | Not Affected | Not Affected | Not Affected | Not Affected | Not Affected | Not Affected | Not Affected | Not Affected | Not Affected | Not Affected | Not Affected | Not Affected | Not Affected | 0 | 0 | 0 | 0 | 21 | Line
Critical Infrastructure | Stormwater Treatment Facilities and Pump Stations | Drainage Assets | STA-2 levee / L-6 levee | STFPS_PL_1204 |  | Not Affected | Not Affected | Not Affected | Not Affected | Not Affected | Not Affected | Not Affected | Not Affected | Not Affected | Not Affected | Not Affected | Not Affected | Not Affected | Not Affected | Not Affected | Not Affected | Not Affected | Not Affected | Not Affected | Not Affected | Not Affected | 0 | 0 | 0 | 0 | 21 | Line
Critical Infrastructure | Stormwater Treatment Facilities and Pump Stations | Drainage Assets | Cypress north levee | STFPS_PL_1205 |  | Not Affected | Not Affected | Not Affected | Not Affected | Not Affected | Not Affected | Not Affected | Not Affected | Not Affected | Not Affected | Not Affected | Not Affected | Not Affected | Not Affected | Not Affected | Not Affected | Not Affected | Not Affected | Not Affected | Not Affected | Not Affected | 0 | 0 | 0 | 0 | 21 | Line
Critical Infrastructure | Stormwater Treatment Facilities and Pump Stations | Drainage Assets | STA-1W levee | STFPS_PL_1206 |  | Not Affected | Not Affected | Not Affected | Not Affected | Not Affected | Not Affected | Not Affected | Not Affected | Not Affected | Not Affected | Not Affected | Not Affected | Not Affected | Not Affected | Not Affected | Not Affected | Not Affected | Not Affected | Not Affected | Not Affected | Not Affected | 0 | 0 | 0 | 0 | 21 | Line
Critical Infrastructure | Stormwater Treatment Facilities and Pump Stations | Drainage Assets | C-9 south levee | STFPS_PL_1207 |  | Not Affected | Not Affected | Not Affected | Not Affected | Not Affected | Not Affected | Not Affected | Not Affected | Not Affected | Not Affected | Not Affected | Not Affected | Not Affected | Not Affected | Not Affected | Not Affected | Not Affected | Not Affected | Not Affected | Not Affected | Not Affected | 0 | 0 | 0 | 0 | 21 | Line
Critical Infrastructure | Stormwater Treatment Facilities and Pump Stations | Drainage Assets | C-38 west levee | STFPS_PL_1208 |  | Not Affected | Not Affected | Not Affected | Not Affected | Not Affected | Not Affected | Not Affected | Not Affected | Not Affected | Not Affected | Not Affected | Not Affected | Not Affected | Not Affected | Not Affected | Not Affected | Not Affected | Not Affected | Not Affected | Not Affected | Not Affected | 0 | 0 | 0 | 0 | 21 | Line
Critical Infrastructure | Stormwater Treatment Facilities and Pump Stations | Drainage Assets | Airport Road east levee | STFPS_PL_1209 |  | Not Affected | Not Affected | Not Affected | Not Affected | Not Affected | Not Affected | Not Affected | Not Affected | Not Affected | Not Affected | Not Affected | Not Affected | Not Affected | Not Affected | Not Affected | Not Affected | Not Affected | Not Affected | Not Affected | Not Affected | Not Affected | 0 | 0 | 0 | 0 | 21 | Line
Critical Infrastructure | Stormwater Treatment Facilities and Pump Stations | Drainage Assets | C-103 West Levee | STFPS_PL_1210 |  | Not Affected | Not Affected | Not Affected | Not Affected | Not Affected | Not Affected | Not Affected | Not Affected | Not Affected | Not Affected | Not Affected | Not Affected | Not Affected | Not Affected | Not Affected | Not Affected | Not Affected | Not Affected | Not Affected | Not Affected | Not Affected | 0 | 0 | 0 | 0 | 21 | Line
Critical Infrastructure | Stormwater Treatment Facilities and Pump Stations | Drainage Assets | G-16 south levee | STFPS_PL_1211 |  | Not Affected | Not Affected | Not Affected | Not Affected | Not Affected | Not Affected | Not Affected | Not Affected | Not Affected | Not Affected | Not Affected | Not Affected | Not Affected | Not Affected | Not Affected | Not Affected | Not Affected | Not Affected | Not Affected | Not Affected | Not Affected | 0 | 0 | 0 | 0 | 21 | Line
Critical Infrastructure | Stormwater Treatment Facilities and Pump Stations | Drainage Assets | L-20 east levee | STFPS_PL_1212 |  | Not Affected | Not Affected | Not Affected | Not Affected | Not Affected | Not Affected | Not Affected | Not Affected | Not Affected | Not Affected | Not Affected | Not Affected | Not Affected | Not Affected | Not Affected | Not Affected | Not Affected | Not Affected | Not Affected | Not Affected | Not Affected | 0 | 0 | 0 | 0 | 21 | Line
Critical Infrastructure | Stormwater Treatment Facilities and Pump Stations | Drainage Assets | C-32F west levee | STFPS_PL_1213 |  | Not Affected | Not Affected | Not Affected | Not Affected | Not Affected | Not Affected | Not Affected | Not Affected | Not Affected | Not Affected | Not Affected | Not Affected | Not Affected | Not Affected | Not Affected | Not Affected | Not Affected | Not Affected | Not Affected | Not Affected | Not Affected | 0 | 0 | 0 | 0 | 21 | Line
Critical Infrastructure | Stormwater Treatment Facilities and Pump Stations | Drainage Assets | Lakeside Ranch STA levee | STFPS_PL_1214 |  | Not Affected | Not Affected | Not Affected | Not Affected | Not Affected | Not Affected | Not Affected | Not Affected | Not Affected | Not Affected | Not Affected | Not Affected | Not Affected | Not Affected | Not Affected | Not Affected | Not Affected | Not Affected | Not Affected | Not Affected | Not Affected | 0 | 0 | 0 | 0 | 21 | Line
Critical Infrastructure | Stormwater Treatment Facilities and Pump Stations | Drainage Assets | SR 29 east levee | STFPS_PL_1215 |  | Not Affected | Not Affected | Not Affected | Not Affected | Not Affected | Not Affected | Not Affected | Not Affected | Not Affected | Not Affected | Not Affected | Not Affected | Not Affected | Not Affected | Not Affected | Not Affected | Not Affected | Not Affected | Not Affected | Not Affected | Not Affected | 0 | 0 | 0 | 0 | 21 | Line
Critical Infrastructure | Stormwater Treatment Facilities and Pump Stations | Drainage Assets | STA-5/6 discharge canal levee | STFPS_PL_1216 |  | Not Affected | Not Affected | Not Affected | Not Affected | Not Affected | Not Affected | Not Affected | Not Affected | Not Affected | Not Affected | Not Affected | Not Affected | Not Affected | Not Affected | Not Affected | Not Affected | Not Affected | Not Affected | Not Affected | Not Affected | Not Affected | 0 | 0 | 0 | 0 | 21 | Line
Critical Infrastructure | Stormwater Treatment Facilities and Pump Stations | Drainage Assets | C-14 north levee | STFPS_PL_1217 |  | Not Affected | Not Affected | Not Affected | Not Affected | Not Affected | Not Affected | Not Affected | Not Affected | Not Affected | Not Affected | Not Affected | Not Affected | Not Affected | Not Affected | Not Affected | Not Affected | Not Affected | Not Affected | Not Affected | Not Affected | Not Affected | 0 | 0 | 0 | 0 | 21 | Line
Critical Infrastructure | Stormwater Treatment Facilities and Pump Stations | Drainage Assets | Archcreek east levee | STFPS_PL_1218 |  | Not Affected | Not Affected | Not Affected | Not Affected | Not Affected | Not Affected | Not Affected | Not Affected | Not Affected | Not Affected | Not Affected | Not Affected | Not Affected | Not Affected | Not Affected | Not Affected | Not Affected | Not Affected | Not Affected | Not Affected | Not Affected | 0 | 0 | 0 | 0 | 21 | Line
Critical Infrastructure | Stormwater Treatment Facilities and Pump Stations | Drainage Assets | L-14 North levee | STFPS_PL_1219 |  | Not Affected | Not Affected | Not Affected | Not Affected | Not Affected | Not Affected | Not Affected | Not Affected | Not Affected | Not Affected | Not Affected | Not Affected | Not Affected | Not Affected | Not Affected | Not Affected | Not Affected | Not Affected | Not Affected | Not Affected | Not Affected | 0 | 0 | 0 | 0 | 21 | Line
Critical Infrastructure | Stormwater Treatment Facilities and Pump Stations | Drainage Assets | C-18 south levee | STFPS_PL_1220 |  | Not Affected | Not Affected | Not Affected | Not Affected | Not Affected | Not Affected | Not Affected | Not Affected | Not Affected | Not Affected | Not Affected | Not Affected | Not Affected | Not Affected | Not Affected | Not Affected | Not Affected | Not Affected | Not Affected | Not Affected | Not Affected | 0 | 0 | 0 | 0 | 21 | Line
Critical Infrastructure | Stormwater Treatment Facilities and Pump Stations | Drainage Assets | STA-3/4 levee | STFPS_PL_1221 |  | Not Affected | Not Affected | Not Affected | Not Affected | Not Affected | Not Affected | Not Affected | Not Affected | Not Affected | Not Affected | Not Affected | Not Affected | Not Affected | Not Affected | Not Affected | Not Affected | Not Affected | Not Affected | Not Affected | Not Affected | Not Affected | 0 | 0 | 0 | 0 | 21 | Line
Critical Infrastructure | Stormwater Treatment Facilities and Pump Stations | Drainage Assets | C-1 east levee | STFPS_PL_1222 |  | Not Affected | Not Affected | Not Affected | Not Affected | Not Affected | Not Affected | Not Affected | Not Affected | Not Affected | Not Affected | Not Affected | Not Affected | Not Affected | Not Affected | Not Affected | Not Affected | Not Affected | Not Affected | Not Affected | Not Affected | Not Affected | 0 | 0 | 0 | 0 | 21 | Line
Critical Infrastructure | Stormwater Treatment Facilities and Pump Stations | Drainage Assets | STA-1E levee | STFPS_PL_1223 |  | Not Affected | Not Affected | Not Affected | Not Affected | Not Affected | Not Affected | Not Affected | Not Affected | Not Affected | Not Affected | Not Affected | Not Affected | Not Affected | Not Affected | Not Affected | Not Affected | Not Affected | Not Affected | Not Affected | Not Affected | Not Affected | 0 | 0 | 0 | 0 | 21 | Line
Critical Infrastructure | Stormwater Treatment Facilities and Pump Stations | Drainage Assets | C-9 south levee | STFPS_PL_1224 |  | Not Affected | Not Affected | Not Affected | Not Affected | Not Affected | Not Affected | Not Affected | Not Affected | Not Affected | Not Affected | Not Affected | Not Affected | Not Affected | Not Affected | Not Affected | Not Affected | Not Affected | Not Affected | Not Affected | Not Affected | Not Affected | 0 | 0 | 0 | 0 | 21 | Line
Critical Infrastructure | Stormwater Treatment Facilities and Pump Stations | Drainage Assets | G-08 south levee | STFPS_PL_1225 |  | Not Affected | Not Affected | Not Affected | Not Affected | Not Affected | Not Affected | Not Affected | Not Affected | Not Affected | Not Affected | Not Affected | Not Affected | Not Affected | Not Affected | Not Affected | Not Affected | Not Affected | Not Affected | Not Affected | Not Affected | Not Affected | 0 | 0 | 0 | 0 | 21 | Line
Critical Infrastructure | Stormwater Treatment Facilities and Pump Stations | Drainage Assets | C-38 west levee | STFPS_PL_1226 |  | Not Affected | Not Affected | Not Affected | Not Affected | Not Affected | Not Affected | Not Affected | Not Affected | Not Affected | Not Affected | Not Affected | Not Affected | Not Affected | Not Affected | Not Affected | Not Affected | Not Affected | Not Affected | Not Affected | Not Affected | Not Affected | 0 | 0 | 0 | 0 | 21 | Line
Critical Infrastructure | Stormwater Treatment Facilities and Pump Stations | Drainage Assets | C-4 north levee | STFPS_PL_1227 |  | Not Affected | Not Affected | Not Affected | Not Affected | Not Affected | Not Affected | Not Affected | Not Affected | Not Affected | Not Affected | Not Affected | Not Affected | Not Affected | Not Affected | Not Affected | Not Affected | Not Affected | Not Affected | Not Affected | Not Affected | Not Affected | 0 | 0 | 0 | 0 | 21 | Line
Critical Infrastructure | Stormwater Treatment Facilities and Pump Stations | Drainage Assets | STA-2 levee | STFPS_PL_1228 |  | Not Affected | Not Affected | Not Affected | Not Affected | Not Affected | Not Affected | Not Affected | Not Affected | Not Affected | Not Affected | Not Affected | Not Affected | Not Affected | Not Affected | Not Affected | Not Affected | Not Affected | Not Affected | Not Affected | Not Affected | Not Affected | 0 | 0 | 0 | 0 | 21 | Line
Critical Infrastructure | Stormwater Treatment Facilities and Pump Stations | Drainage Assets | L-3 west levee, also C-139 levee | STFPS_PL_1229 |  | Not Affected | Not Affected | Not Affected | Not Affected | Not Affected | Not Affected | Not Affected | Not Affected | Not Affected | Not Affected | Not Affected | Not Affected | Not Affected | Not Affected | Not Affected | Not Affected | Not Affected | Not Affected | Not Affected | Not Affected | Not Affected | 0 | 0 | 0 | 0 | 21 | Line
Critical Infrastructure | Stormwater Treatment Facilities and Pump Stations | Drainage Assets | Lakeside Ranch STA levee | STFPS_PL_1230 |  | Not Affected | Not Affected | Not Affected | Not Affected | Not Affected | Not Affected | Not Affected | Not Affected | Not Affected | Not Affected | Not Affected | Not Affected | Not Affected | Not Affected | Not Affected | Not Affected | Not Affected | Not Affected | Not Affected | Not Affected | Not Affected | 0 | 0 | 0 | 0 | 21 | Line
Critical Infrastructure | Stormwater Treatment Facilities and Pump Stations | Drainage Assets | C-38 west levee | STFPS_PL_1231 |  | Not Affected | Not Affected | Not Affected | Not Affected | Not Affected | Not Affected | Not Affected | Not Affected | Not Affected | Not Affected | Not Affected | Not Affected | Not Affected | Not Affected | Not Affected | Not Affected | Not Affected | Not Affected | Not Affected | Not Affected | Not Affected | 0 | 0 | 0 | 0 | 21 | Line
Critical Infrastructure | Stormwater Treatment Facilities and Pump Stations | Drainage Assets | STA-1W Expansion levee | STFPS_PL_1232 |  | Not Affected | Not Affected | Not Affected | Not Affected | Not Affected | Not Affected | Not Affected | Not Affected | Not Affected | Not Affected | Not Affected | Not Affected | Not Affected | Not Affected | Not Affected | Not Affected | Not Affected | Not Affected | Not Affected | Not Affected | Not Affected | 0 | 0 | 0 | 0 | 21 | Line
Critical Infrastructure | Stormwater Treatment Facilities and Pump Stations | Drainage Assets | Golden Gate Main northwest levee | STFPS_PL_1233 |  | Not Affected | Not Affected | Not Affected | Not Affected | Not Affected | Not Affected | Not Affected | Not Affected | Not Affected | Not Affected | Not Affected | Not Affected | Not Affected | Not Affected | Not Affected | Not Affected | Not Affected | Not Affected | Not Affected | Not Affected | Not Affected | 0 | 0 | 0 | 0 | 21 | Line
Critical Infrastructure | Stormwater Treatment Facilities and Pump Stations | Drainage Assets | C-40 south levee | STFPS_PL_1234 |  | Not Affected | Not Affected | Not Affected | Not Affected | Not Affected | Not Affected | Not Affected | Not Affected | Not Affected | Not Affected | Not Affected | Not Affected | Not Affected | Not Affected | Not Affected | Not Affected | Not Affected | Not Affected | Not Affected | Not Affected | Not Affected | 0 | 0 | 0 | 0 | 21 | Line
Critical Infrastructure | Stormwater Treatment Facilities and Pump Stations | Drainage Assets | C-102 north levee | STFPS_PL_1235 |  | Not Affected | Not Affected | Not Affected | Not Affected | Not Affected | Not Affected | Not Affected | Not Affected | Not Affected | Not Affected | Not Affected | Not Affected | Not Affected | Not Affected | Not Affected | Not Affected | Not Affected | Not Affected | Not Affected | Not Affected | Not Affected | 0 | 0 | 0 | 0 | 21 | Line
Critical Infrastructure | Stormwater Treatment Facilities and Pump Stations | Drainage Assets | L-322 | STFPS_PL_1236 |  | Not Affected | Not Affected | Not Affected | Not Affected | Not Affected | Not Affected | Not Affected | Not Affected | Not Affected | Not Affected | Not Affected | Not Affected | Not Affected | Not Affected | Not Affected | Not Affected | Not Affected | Not Affected | Not Affected | Not Affected | Not Affected | 0 | 0 | 0 | 0 | 21 | Line
Critical Infrastructure | Stormwater Treatment Facilities and Pump Stations | Drainage Assets | Henderson Creek west levee | STFPS_PL_1237 |  | Not Affected | Not Affected | Not Affected | Not Affected | Not Affected | Not Affected | Not Affected | Not Affected | Not Affected | Not Affected | Not Affected | Not Affected | Not Affected | Not Affected | Not Affected | Not Affected | Not Affected | Not Affected | Not Affected | Not Affected | Not Affected | 0 | 0 | 0 | 0 | 21 | Line
Critical Infrastructure | Stormwater Treatment Facilities and Pump Stations | Drainage Assets | C-102 west levee | STFPS_PL_1238 |  | Not Affected | Not Affected | Not Affected | Not Affected | Not Affected | Not Affected | Not Affected | Not Affected | Not Affected | Not Affected | Not Affected | Not Affected | Not Affected | Not Affected | Not Affected | Not Affected | Not Affected | Not Affected | Not Affected | Not Affected | Not Affected | 0 | 0 | 0 | 0 | 21 | Line
Critical Infrastructure | Stormwater Treatment Facilities and Pump Stations | Drainage Assets | C-102N west levee | STFPS_PL_1239 |  | Not Affected | Not Affected | Not Affected | Not Affected | Not Affected | Not Affected | Not Affected | Not Affected | Not Affected | Not Affected | Not Affected | Not Affected | Not Affected | Not Affected | Not Affected | Not Affected | Not Affected | Not Affected | Not Affected | Not Affected | Not Affected | 0 | 0 | 0 | 0 | 21 | Line
Critical Infrastructure | Stormwater Treatment Facilities and Pump Stations | Drainage Assets | Lakeside Ranch STA Outlet Canal levee | STFPS_PL_1240 |  | Not Affected | Not Affected | Not Affected | Not Affected | Not Affected | Not Affected | Not Affected | Not Affected | Not Affected | Not Affected | Not Affected | Not Affected | Not Affected | Not Affected | Not Affected | Not Affected | Not Affected | Not Affected | Not Affected | Not Affected | Not Affected | 0 | 0 | 0 | 0 | 21 | Line
Critical Infrastructure | Stormwater Treatment Facilities and Pump Stations | Drainage Assets | Coco north levee | STFPS_PL_1241 |  | Not Affected | Not Affected | Not Affected | Not Affected | Not Affected | Not Affected | Not Affected | Not Affected | Not Affected | Not Affected | Not Affected | Not Affected | Not Affected | Not Affected | Not Affected | Not Affected | Not Affected | Not Affected | Not Affected | Not Affected | Not Affected | 0 | 0 | 0 | 0 | 21 | Line
Critical Infrastructure | Stormwater Treatment Facilities and Pump Stations | Drainage Assets | Airport Road east levee | STFPS_PL_1242 |  | Not Affected | Not Affected | Not Affected | Not Affected | Not Affected | Not Affected | Not Affected | Not Affected | Not Affected | Not Affected | Not Affected | Not Affected | Not Affected | Not Affected | Not Affected | Not Affected | Not Affected | Not Affected | Not Affected | Not Affected | Not Affected | 0 | 0 | 0 | 0 | 21 | Line
Critical Infrastructure | Stormwater Treatment Facilities and Pump Stations | Drainage Assets | L-19 east levee | STFPS_PL_1243 |  | Not Affected | Not Affected | Not Affected | Not Affected | Not Affected | Not Affected | Not Affected | Not Affected | Not Affected | Not Affected | Not Affected | Not Affected | Not Affected | Not Affected | Not Affected | Not Affected | Not Affected | Not Affected | Not Affected | Not Affected | Not Affected | 0 | 0 | 0 | 0 | 21 | Line
Critical Infrastructure | Stormwater Treatment Facilities and Pump Stations | Drainage Assets | Merritt levee | STFPS_PL_1244 |  | Not Affected | Not Affected | Not Affected | Not Affected | Not Affected | Not Affected | Not Affected | Not Affected | Not Affected | Not Affected | Not Affected | Not Affected | Not Affected | Not Affected | Not Affected | Not Affected | Not Affected | Not Affected | Not Affected | Not Affected | Not Affected | 0 | 0 | 0 | 0 | 21 | Line
Critical Infrastructure | Stormwater Treatment Facilities and Pump Stations | Drainage Assets | C-6 south levee | STFPS_PL_1245 |  | Not Affected | Not Affected | Not Affected | Not Affected | Not Affected | Not Affected | Not Affected | Not Affected | Not Affected | Not Affected | Not Affected | Not Affected | Not Affected | Not Affected | Not Affected | Not Affected | Not Affected | Not Affected | Not Affected | Not Affected | Not Affected | 0 | 0 | 0 | 0 | 21 | Line
Critical Infrastructure | Stormwater Treatment Facilities and Pump Stations | Drainage Assets | Cork south levee | STFPS_PL_1246 |  | Not Affected | Not Affected | Not Affected | Not Affected | Not Affected | Not Affected | Not Affected | Not Affected | Not Affected | Not Affected | Not Affected | Not Affected | Not Affected | Not Affected | Not Affected | Not Affected | Not Affected | Not Affected | Not Affected | Not Affected | Not Affected | 0 | 0 | 0 | 0 | 21 | Line
Critical Infrastructure | Stormwater Treatment Facilities and Pump Stations | Drainage Assets | C-37 west levee | STFPS_PL_1247 |  | Not Affected | Not Affected | Not Affected | Not Affected | Not Affected | Not Affected | Not Affected | Not Affected | Not Affected | Not Affected | Not Affected | Not Affected | Not Affected | Not Affected | Not Affected | Not Affected | Not Affected | Not Affected | Not Affected | Not Affected | Not Affected | 0 | 0 | 0 | 0 | 21 | Line
Critical Infrastructure | Stormwater Treatment Facilities and Pump Stations | Drainage Assets | C-1W east levee | STFPS_PL_1248 |  | Not Affected | Not Affected | Not Affected | Not Affected | Not Affected | Not Affected | Not Affected | Not Affected | Not Affected | Not Affected | Not Affected | Not Affected | Not Affected | Not Affected | Not Affected | Not Affected | Not Affected | Not Affected | Not Affected | Not Affected | Not Affected | 0 | 0 | 0 | 0 | 21 | Line
Critical Infrastructure | Stormwater Treatment Facilities and Pump Stations | Drainage Assets | C-100B north levee | STFPS_PL_1249 |  | Not Affected | Not Affected | Not Affected | Not Affected | Not Affected | Not Affected | Not Affected | Not Affected | Not Affected | Not Affected | Not Affected | Not Affected | Not Affected | Not Affected | Not Affected | Not Affected | Not Affected | Not Affected | Not Affected | Not Affected | Not Affected | 0 | 0 | 0 | 0 | 21 | Line
Critical Infrastructure | Stormwater Treatment Facilities and Pump Stations | Drainage Assets | L-63N east levee | STFPS_PL_1250 |  | Not Affected | Not Affected | Not Affected | Not Affected | Not Affected | Not Affected | Not Affected | Not Affected | Not Affected | Not Affected | Not Affected | Not Affected | Not Affected | Not Affected | Not Affected | Not Affected | Not Affected | Not Affected | Not Affected | Not Affected | Not Affected | 0 | 0 | 0 | 0 | 21 | Line
Critical Infrastructure | Stormwater Treatment Facilities and Pump Stations | Drainage Assets | C-103N west levee | STFPS_PL_1251 |  | Not Affected | Not Affected | Not Affected | Not Affected | Not Affected | Not Affected | Not Affected | Not Affected | Not Affected | Not Affected | Not Affected | Not Affected | Not Affected | Not Affected | Not Affected | Not Affected | Not Affected | Not Affected | Not Affected | Not Affected | Not Affected | 0 | 0 | 0 | 0 | 21 | Line
Critical Infrastructure | Stormwater Treatment Facilities and Pump Stations | Drainage Assets | Miller east levee | STFPS_PL_1252 |  | Not Affected | Not Affected | Not Affected | Not Affected | Not Affected | Not Affected | Not Affected | Not Affected | Not Affected | Not Affected | Not Affected | Not Affected | Not Affected | Not Affected | Not Affected | Not Affected | Not Affected | Not Affected | Not Affected | Not Affected | Not Affected | 0 | 0 | 0 | 0 | 21 | Line
Critical Infrastructure | Stormwater Treatment Facilities and Pump Stations | Drainage Assets | C-23 south levee | STFPS_PL_1253 |  | Not Affected | Not Affected | Not Affected | Not Affected | Not Affected | Not Affected | Not Affected | Not Affected | Not Affected | Not Affected | Not Affected | Not Affected | Not Affected | Not Affected | Not Affected | Not Affected | Not Affected | Not Affected | Not Affected | Not Affected | Not Affected | 0 | 0 | 0 | 0 | 21 | Line
Critical Infrastructure | Stormwater Treatment Facilities and Pump Stations | Drainage Assets | C-111 west levee | STFPS_PL_1254 |  | Not Affected | Not Affected | Not Affected | Not Affected | Not Affected | Not Affected | Not Affected | Not Affected | Not Affected | Not Affected | Not Affected | Not Affected | Not Affected | Not Affected | Not Affected | Not Affected | Not Affected | Not Affected | Not Affected | Not Affected | Not Affected | 0 | 0 | 0 | 0 | 21 | Line
Critical Infrastructure | Stormwater Treatment Facilities and Pump Stations | Drainage Assets | C-4 north levee | STFPS_PL_1255 |  | Not Affected | Not Affected | Not Affected | Not Affected | Not Affected | Not Affected | Not Affected | Not Affected | Not Affected | Not Affected | Not Affected | Not Affected | Not Affected | Not Affected | Not Affected | Not Affected | Not Affected | Not Affected | Not Affected | Not Affected | Not Affected | 0 | 0 | 0 | 0 | 21 | Line
Critical Infrastructure | Stormwater Treatment Facilities and Pump Stations | Drainage Assets | STA-5 interior and exterior levee | STFPS_PL_1256 |  | Not Affected | Not Affected | Not Affected | Not Affected | Not Affected | Not Affected | Not Affected | Not Affected | Not Affected | Not Affected | Not Affected | Not Affected | Not Affected | Not Affected | Not Affected | Not Affected | Not Affected | Not Affected | Not Affected | Not Affected | Not Affected | 0 | 0 | 0 | 0 | 21 | Line
Critical Infrastructure | Stormwater Treatment Facilities and Pump Stations | Drainage Assets | L-28 Interceptor WFC | STFPS_PL_1257 |  | Not Affected | Not Affected | Not Affected | Not Affected | Not Affected | Not Affected | Not Affected | Not Affected | Not Affected | Not Affected | Not Affected | Not Affected | Not Affected | Not Affected | Not Affected | Not Affected | Not Affected | Not Affected | Not Affected | Not Affected | Not Affected | 0 | 0 | 0 | 0 | 21 | Line
Critical Infrastructure | Stormwater Treatment Facilities and Pump Stations | Drainage Assets | C-103 north levee | STFPS_PL_1258 |  | Not Affected | Not Affected | Not Affected | Not Affected | Not Affected | Not Affected | Not Affected | Not Affected | Not Affected | Not Affected | Not Affected | Not Affected | Not Affected | Not Affected | Not Affected | Not Affected | Not Affected | Not Affected | Not Affected | Not Affected | Not Affected | 0 | 0 | 0 | 0 | 21 | Line
Critical Infrastructure | Stormwater Treatment Facilities and Pump Stations | Drainage Assets | L-13 south levee | STFPS_PL_1259 |  | Not Affected | Not Affected | Not Affected | Not Affected | Not Affected | Not Affected | Not Affected | Not Affected | Not Affected | Not Affected | Not Affected | Not Affected | Not Affected | Not Affected | Not Affected | Not Affected | Not Affected | Not Affected | Not Affected | Not Affected | Not Affected | 0 | 0 | 0 | 0 | 21 | Line
Critical Infrastructure | Stormwater Treatment Facilities and Pump Stations | Drainage Assets | FEB EAA 1 levee | STFPS_PL_1260 |  | Not Affected | Not Affected | Not Affected | Not Affected | Not Affected | Not Affected | Not Affected | Not Affected | Not Affected | Not Affected | Not Affected | Not Affected | Not Affected | Not Affected | Not Affected | Not Affected | Not Affected | Not Affected | Not Affected | Not Affected | Not Affected | 0 | 0 | 0 | 0 | 21 | Line
Critical Infrastructure | Stormwater Treatment Facilities and Pump Stations | Drainage Assets | Lakeside Ranch STA SW Seepage levee | STFPS_PL_1261 |  | Not Affected | Not Affected | Not Affected | Not Affected | Not Affected | Not Affected | Not Affected | Not Affected | Not Affected | Not Affected | Not Affected | Not Affected | Not Affected | Not Affected | Not Affected | Not Affected | Not Affected | Not Affected | Not Affected | Not Affected | Not Affected | 0 | 0 | 0 | 0 | 21 | Line
Critical Infrastructure | Stormwater Treatment Facilities and Pump Stations | Drainage Assets | C-100 west levee | STFPS_PL_1262 |  | Not Affected | Not Affected | Not Affected | Not Affected | Not Affected | Not Affected | Not Affected | Not Affected | Not Affected | Not Affected | Not Affected | Not Affected | Not Affected | Not Affected | Not Affected | Not Affected | Not Affected | Not Affected | Not Affected | Not Affected | Not Affected | 0 | 0 | 0 | 0 | 21 | Line
Critical Infrastructure | Stormwater Treatment Facilities and Pump Stations | Drainage Assets | STA-1E levee | STFPS_PL_1263 |  | Not Affected | Not Affected | Not Affected | Not Affected | Not Affected | Not Affected | Not Affected | Not Affected | Not Affected | Not Affected | Not Affected | Not Affected | Not Affected | Not Affected | Not Affected | Not Affected | Not Affected | Not Affected | Not Affected | Not Affected | Not Affected | 0 | 0 | 0 | 0 | 21 | Line
Critical Infrastructure | Stormwater Treatment Facilities and Pump Stations | Drainage Assets | C-51 south levee | STFPS_PL_1264 |  | Not Affected | Not Affected | Not Affected | Not Affected | Not Affected | Not Affected | Not Affected | Not Affected | Not Affected | Not Affected | Not Affected | Not Affected | Not Affected | Not Affected | Not Affected | Not Affected | Not Affected | Not Affected | Not Affected | Not Affected | Not Affected | 0 | 0 | 0 | 0 | 21 | Line
Critical Infrastructure | Stormwater Treatment Facilities and Pump Stations | Drainage Assets | G-08 south levee | STFPS_PL_1265 |  | Not Affected | Not Affected | Not Affected | Not Affected | Not Affected | Not Affected | Not Affected | Not Affected | Not Affected | Not Affected | Not Affected | Not Affected | Not Affected | Not Affected | Not Affected | Not Affected | Not Affected | Not Affected | Not Affected | Not Affected | Not Affected | 0 | 0 | 0 | 0 | 21 | Line
Critical Infrastructure | Stormwater Treatment Facilities and Pump Stations | Drainage Assets | L-38E east levee | STFPS_PL_1266 |  | Not Affected | Not Affected | Not Affected | Not Affected | Not Affected | Not Affected | Not Affected | Not Affected | Not Affected | Not Affected | Not Affected | Not Affected | Not Affected | Not Affected | Not Affected | Not Affected | Not Affected | Not Affected | Not Affected | Not Affected | Not Affected | 0 | 0 | 0 | 0 | 21 | Line
Critical Infrastructure | Stormwater Treatment Facilities and Pump Stations | Drainage Assets | C-2 south gate | STFPS_PL_1267 |  | Not Affected | Not Affected | Not Affected | Not Affected | Not Affected | Not Affected | Not Affected | Not Affected | Not Affected | Not Affected | Not Affected | Not Affected | Not Affected | Not Affected | Not Affected | Not Affected | Not Affected | Not Affected | Not Affected | Not Affected | Not Affected | 0 | 0 | 0 | 0 | 21 | Line
Critical Infrastructure | Stormwater Treatment Facilities and Pump Stations | Drainage Assets | C-6 south levee | STFPS_PL_1268 |  | Not Affected | Not Affected | Not Affected | Not Affected | Not Affected | Not Affected | Not Affected | Not Affected | Not Affected | Not Affected | Not Affected | Not Affected | Not Affected | Not Affected | Not Affected | Not Affected | Not Affected | Not Affected | Not Affected | Not Affected | Not Affected | 0 | 0 | 0 | 0 | 21 | Line
Critical Infrastructure | Stormwater Treatment Facilities and Pump Stations | Drainage Assets | L-25 east levee | STFPS_PL_1269 |  | Not Affected | Not Affected | Not Affected | Not Affected | Not Affected | Not Affected | Not Affected | Not Affected | Not Affected | Not Affected | Not Affected | Not Affected | Not Affected | Not Affected | Not Affected | Not Affected | Not Affected | Not Affected | Not Affected | Not Affected | Not Affected | 0 | 0 | 0 | 0 | 21 | Line
Critical Infrastructure | Stormwater Treatment Facilities and Pump Stations | Drainage Assets | C-103 north levee | STFPS_PL_1270 |  | Not Affected | Not Affected | Not Affected | Not Affected | Not Affected | Not Affected | Not Affected | Not Affected | Not Affected | Not Affected | Not Affected | Not Affected | Not Affected | Not Affected | Not Affected | Not Affected | Not Affected | Not Affected | Not Affected | Not Affected | Not Affected | 0 | 0 | 0 | 0 | 21 | Line
Critical Infrastructure | Stormwater Treatment Facilities and Pump Stations | Drainage Assets | Henderson Creek east levee | STFPS_PL_1271 |  | Not Affected | Not Affected | Not Affected | Not Affected | Not Affected | Not Affected | Not Affected | Not Affected | Not Affected | Not Affected | Not Affected | Not Affected | Not Affected | Not Affected | Not Affected | Not Affected | Not Affected | Not Affected | Not Affected | Not Affected | Not Affected | 0 | 0 | 0 | 0 | 21 | Line
Critical Infrastructure | Stormwater Treatment Facilities and Pump Stations | Drainage Assets | C-100 south levee | STFPS_PL_1272 |  | Not Affected | Not Affected | Not Affected | Not Affected | Not Affected | Not Affected | Not Affected | Not Affected | Not Affected | Not Affected | Not Affected | Not Affected | Not Affected | Not Affected | Not Affected | Not Affected | Not Affected | Not Affected | Not Affected | Not Affected | Not Affected | 0 | 0 | 0 | 0 | 21 | Line
Critical Infrastructure | Stormwater Treatment Facilities and Pump Stations | Drainage Assets | C-2 west levee | STFPS_PL_1273 |  | Not Affected | Not Affected | Not Affected | Not Affected | Not Affected | Not Affected | Not Affected | Not Affected | Not Affected | Not Affected | Not Affected | Not Affected | Not Affected | Not Affected | Not Affected | Not Affected | Not Affected | Not Affected | Not Affected | Not Affected | Not Affected | 0 | 0 | 0 | 0 | 21 | Line
Critical Infrastructure | Stormwater Treatment Facilities and Pump Stations | Drainage Assets | STA-2 levee | STFPS_PL_1274 |  | Not Affected | Not Affected | Not Affected | Not Affected | Not Affected | Not Affected | Not Affected | Not Affected | Not Affected | Not Affected | Not Affected | Not Affected | Not Affected | Not Affected | Not Affected | Not Affected | Not Affected | Not Affected | Not Affected | Not Affected | Not Affected | 0 | 0 | 0 | 0 | 21 | Line
Critical Infrastructure | Stormwater Treatment Facilities and Pump Stations | Drainage Assets | L-31E east levee | STFPS_PL_1275 |  | Not Affected | Not Affected | Not Affected | Not Affected | Not Affected | Not Affected | Not Affected | Not Affected | Not Affected | Not Affected | Not Affected | Not Affected | Not Affected | Not Affected | Not Affected | Not Affected | Not Affected | Not Affected | Not Affected | Not Affected | Not Affected | 0 | 0 | 0 | 0 | 21 | Line
Critical Infrastructure | Stormwater Treatment Facilities and Pump Stations | Drainage Assets | C-1N west levee | STFPS_PL_1276 |  | Not Affected | Not Affected | Not Affected | Not Affected | Not Affected | Not Affected | Not Affected | Not Affected | Not Affected | Not Affected | Not Affected | Not Affected | Not Affected | Not Affected | Not Affected | Not Affected | Not Affected | Not Affected | Not Affected | Not Affected | Not Affected | 0 | 0 | 0 | 0 | 21 | Line
Critical Infrastructure | Stormwater Treatment Facilities and Pump Stations | Drainage Assets | C-103S south levee | STFPS_PL_1277 |  | Not Affected | Not Affected | Not Affected | Not Affected | Not Affected | Not Affected | Not Affected | Not Affected | Not Affected | Not Affected | Not Affected | Not Affected | Not Affected | Not Affected | Not Affected | Not Affected | Not Affected | Not Affected | Not Affected | Not Affected | Not Affected | 0 | 0 | 0 | 0 | 21 | Line
Critical Infrastructure | Stormwater Treatment Facilities and Pump Stations | Drainage Assets | L-23 east levee | STFPS_PL_1278 |  | Not Affected | Not Affected | Not Affected | Not Affected | Not Affected | Not Affected | Not Affected | Not Affected | Not Affected | Not Affected | Not Affected | Not Affected | Not Affected | Not Affected | Not Affected | Not Affected | Not Affected | Not Affected | Not Affected | Not Affected | Not Affected | 0 | 0 | 0 | 0 | 21 | Line
Critical Infrastructure | Stormwater Treatment Facilities and Pump Stations | Drainage Assets | C-102 north levee | STFPS_PL_1279 |  | Not Affected | Not Affected | Not Affected | Not Affected | Not Affected | Not Affected | Not Affected | Not Affected | Not Affected | Not Affected | Not Affected | Not Affected | Not Affected | Not Affected | Not Affected | Not Affected | Not Affected | Not Affected | Not Affected | Not Affected | Not Affected | 0 | 0 | 0 | 0 | 21 | Line
Critical Infrastructure | Stormwater Treatment Facilities and Pump Stations | Drainage Assets | C-1 south levee | STFPS_PL_1280 |  | Not Affected | Not Affected | Not Affected | Not Affected | Not Affected | Not Affected | Not Affected | Not Affected | Not Affected | Not Affected | Not Affected | Not Affected | Not Affected | Not Affected | Not Affected | Not Affected | Not Affected | Not Affected | Not Affected | Not Affected | Not Affected | 0 | 0 | 0 | 0 | 21 | Line
Critical Infrastructure | Stormwater Treatment Facilities and Pump Stations | Drainage Assets | L-201 | STFPS_PL_1281 |  | Not Affected | Not Affected | Not Affected | Not Affected | Not Affected | Not Affected | Not Affected | Not Affected | Not Affected | Not Affected | Not Affected | Not Affected | Not Affected | Not Affected | Not Affected | Not Affected | Not Affected | Not Affected | Not Affected | Not Affected | Not Affected | 0 | 0 | 0 | 0 | 21 | Line
Critical Infrastructure | Stormwater Treatment Facilities and Pump Stations | Drainage Assets | STA-2 levee | STFPS_PL_1282 |  | Not Affected | Not Affected | Not Affected | Not Affected | Not Affected | Not Affected | Not Affected | Not Affected | Not Affected | Not Affected | Not Affected | Not Affected | Not Affected | Not Affected | Not Affected | Not Affected | Not Affected | Not Affected | Not Affected | Not Affected | Not Affected | 0 | 0 | 0 | 0 | 21 | Line
Critical Infrastructure | Stormwater Treatment Facilities and Pump Stations | Drainage Assets | Lakeside Ranch STA levee | STFPS_PL_1283 |  | Not Affected | Not Affected | Not Affected | Not Affected | Not Affected | Not Affected | Not Affected | Not Affected | Not Affected | Not Affected | Not Affected | Not Affected | Not Affected | Not Affected | Not Affected | Not Affected | Not Affected | Not Affected | Not Affected | Not Affected | Not Affected | 0 | 0 | 0 | 0 | 21 | Line
Critical Infrastructure | Stormwater Treatment Facilities and Pump Stations | Drainage Assets | L-357W | STFPS_PL_1284 |  | Not Affected | Not Affected | Not Affected | Not Affected | Not Affected | Not Affected | Not Affected | Not Affected | Not Affected | Not Affected | Not Affected | Not Affected | Not Affected | Not Affected | Not Affected | Not Affected | Not Affected | Not Affected | Not Affected | Not Affected | Not Affected | 0 | 0 | 0 | 0 | 21 | Line
Critical Infrastructure | Stormwater Treatment Facilities and Pump Stations | Drainage Assets | C-103N east levee | STFPS_PL_1285 |  | Not Affected | Not Affected | Not Affected | Not Affected | Not Affected | Not Affected | Not Affected | Not Affected | Not Affected | Not Affected | Not Affected | Not Affected | Not Affected | Not Affected | Not Affected | Not Affected | Not Affected | Not Affected | Not Affected | Not Affected | Not Affected | 0 | 0 | 0 | 0 | 21 | Line
Critical Infrastructure | Stormwater Treatment Facilities and Pump Stations | Drainage Assets | Cell 27 | STFPS_PL_1286 |  | Not Affected | Not Affected | Not Affected | Not Affected | Not Affected | Not Affected | Not Affected | Not Affected | Not Affected | Not Affected | Not Affected | Not Affected | Not Affected | Not Affected | Not Affected | Not Affected | Not Affected | Not Affected | Not Affected | Not Affected | Not Affected | 0 | 0 | 0 | 0 | 21 | Line
Critical Infrastructure | Stormwater Treatment Facilities and Pump Stations | Drainage Assets | C-51 south levee | STFPS_PL_1287 |  | Not Affected | Not Affected | Not Affected | Not Affected | Not Affected | Not Affected | Not Affected | Not Affected | Not Affected | Not Affected | Not Affected | Not Affected | Not Affected | Not Affected | Not Affected | Not Affected | Not Affected | Not Affected | Not Affected | Not Affected | Not Affected | 0 | 0 | 0 | 0 | 21 | Line
Critical Infrastructure | Stormwater Treatment Facilities and Pump Stations | Drainage Assets | C-34 west levee | STFPS_PL_1288 |  | Not Affected | Not Affected | Not Affected | Not Affected | Not Affected | Not Affected | Not Affected | Not Affected | Not Affected | Not Affected | Not Affected | Not Affected | Not Affected | Not Affected | Not Affected | Not Affected | Not Affected | Not Affected | Not Affected | Not Affected | Not Affected | 0 | 0 | 0 | 0 | 21 | Line
Critical Infrastructure | Stormwater Treatment Facilities and Pump Stations | Drainage Assets | L-316 to S332B discharge pipe connector | STFPS_PL_1289 |  | Not Affected | Not Affected | Not Affected | Not Affected | Not Affected | Not Affected | Not Affected | Not Affected | Not Affected | Not Affected | Not Affected | Not Affected | Not Affected | Not Affected | Not Affected | Not Affected | Not Affected | Not Affected | Not Affected | Not Affected | Not Affected | 0 | 0 | 0 | 0 | 21 | Line
Critical Infrastructure | Stormwater Treatment Facilities and Pump Stations | Drainage Assets | STA-1E levee | STFPS_PL_1290 |  | Not Affected | Not Affected | Not Affected | Not Affected | Not Affected | Not Affected | Not Affected | Not Affected | Not Affected | Not Affected | Not Affected | Not Affected | Not Affected | Not Affected | Not Affected | Not Affected | Not Affected | Not Affected | Not Affected | Not Affected | Not Affected | 0 | 0 | 0 | 0 | 21 | Line
Critical Infrastructure | Stormwater Treatment Facilities and Pump Stations | Drainage Assets | L-6 south levee | STFPS_PL_1291 |  | Not Affected | Not Affected | Not Affected | Not Affected | Not Affected | Not Affected | Not Affected | Not Affected | Not Affected | Not Affected | Not Affected | Not Affected | Not Affected | Not Affected | Not Affected | Not Affected | Not Affected | Not Affected | Not Affected | Not Affected | Not Affected | 0 | 0 | 0 | 0 | 21 | Line
Critical Infrastructure | Stormwater Treatment Facilities and Pump Stations | Drainage Assets | Cypress southeast levee | STFPS_PL_1292 |  | Not Affected | Not Affected | Not Affected | Not Affected | Not Affected | Not Affected | Not Affected | Not Affected | Not Affected | Not Affected | Not Affected | Not Affected | Not Affected | Not Affected | Not Affected | Not Affected | Not Affected | Not Affected | Not Affected | Not Affected | Not Affected | 0 | 0 | 0 | 0 | 21 | Line
Critical Infrastructure | Stormwater Treatment Facilities and Pump Stations | Drainage Assets | L-201 | STFPS_PL_1293 |  | Not Affected | Not Affected | Not Affected | Not Affected | Not Affected | Not Affected | Not Affected | Not Affected | Not Affected | Not Affected | Not Affected | Not Affected | Not Affected | Not Affected | Not Affected | Not Affected | Not Affected | Not Affected | Not Affected | Not Affected | Not Affected | 0 | 0 | 0 | 0 | 21 | Line
Critical Infrastructure | Stormwater Treatment Facilities and Pump Stations | Drainage Assets | C-100A north levee | STFPS_PL_1294 |  | Not Affected | Not Affected | Not Affected | Not Affected | Not Affected | Not Affected | Not Affected | Not Affected | Not Affected | Not Affected | Not Affected | Not Affected | Not Affected | Not Affected | Not Affected | Not Affected | Not Affected | Not Affected | Not Affected | Not Affected | Not Affected | 0 | 0 | 0 | 0 | 21 | Line
Critical Infrastructure | Stormwater Treatment Facilities and Pump Stations | Drainage Assets | C-100C east levee | STFPS_PL_1295 |  | Not Affected | Not Affected | Not Affected | Not Affected | Not Affected | Not Affected | Not Affected | Not Affected | Not Affected | Not Affected | Not Affected | Not Affected | Not Affected | Not Affected | Not Affected | Not Affected | Not Affected | Not Affected | Not Affected | Not Affected | Not Affected | 0 | 0 | 0 | 0 | 21 | Line
Critical Infrastructure | Stormwater Treatment Facilities and Pump Stations | Drainage Assets | L-10 east levee | STFPS_PL_1296 |  | Not Affected | Not Affected | Not Affected | Not Affected | Not Affected | Not Affected | Not Affected | Not Affected | Not Affected | Not Affected | Not Affected | Not Affected | Not Affected | Not Affected | Not Affected | Not Affected | Not Affected | Not Affected | Not Affected | Not Affected | Not Affected | 0 | 0 | 0 | 0 | 21 | Line
Critical Infrastructure | Stormwater Treatment Facilities and Pump Stations | Drainage Assets | C-30 west levee | STFPS_PL_1297 |  | Not Affected | Not Affected | Not Affected | Not Affected | Not Affected | Not Affected | Not Affected | Not Affected | Not Affected | Not Affected | Not Affected | Not Affected | Not Affected | Not Affected | Not Affected | Not Affected | Not Affected | Not Affected | Not Affected | Not Affected | Not Affected | 0 | 0 | 0 | 0 | 21 | Line
Critical Infrastructure | Stormwater Treatment Facilities and Pump Stations | Drainage Assets | C-102N east levee | STFPS_PL_1298 |  | Not Affected | Not Affected | Not Affected | Not Affected | Not Affected | Not Affected | Not Affected | Not Affected | Not Affected | Not Affected | Not Affected | Not Affected | Not Affected | Not Affected | Not Affected | Not Affected | Not Affected | Not Affected | Not Affected | Not Affected | Not Affected | 0 | 0 | 0 | 0 | 21 | Line
Critical Infrastructure | Stormwater Treatment Facilities and Pump Stations | Drainage Assets | STA-6 interior and exterior levees | STFPS_PL_1299 |  | Not Affected | Not Affected | Not Affected | Not Affected | Not Affected | Not Affected | Not Affected | Not Affected | Not Affected | Not Affected | Not Affected | Not Affected | Not Affected | Not Affected | Not Affected | Not Affected | Not Affected | Not Affected | Not Affected | Not Affected | Not Affected | 0 | 0 | 0 | 0 | 21 | Line
Critical Infrastructure | Stormwater Treatment Facilities and Pump Stations | Drainage Assets | C-3 Access | STFPS_PL_1300 |  | Not Affected | Not Affected | Not Affected | Not Affected | Not Affected | Not Affected | Not Affected | Not Affected | Not Affected | Not Affected | Not Affected | Not Affected | Not Affected | Not Affected | Not Affected | Not Affected | Not Affected | Not Affected | Not Affected | Not Affected | Not Affected | 0 | 0 | 0 | 0 | 21 | Line
Critical Infrastructure | Stormwater Treatment Facilities and Pump Stations | Drainage Assets | L-203 | STFPS_PL_1301 |  | Not Affected | Not Affected | Not Affected | Not Affected | Not Affected | Not Affected | Not Affected | Not Affected | Not Affected | Not Affected | Not Affected | Not Affected | Not Affected | Not Affected | Not Affected | Not Affected | Not Affected | Not Affected | Not Affected | Not Affected | Not Affected | 0 | 0 | 0 | 0 | 21 | Line
Critical Infrastructure | Stormwater Treatment Facilities and Pump Stations | Drainage Assets | C-13 north levee | STFPS_PL_1302 |  | Not Affected | Not Affected | Not Affected | Not Affected | Not Affected | Not Affected | Not Affected | Not Affected | Not Affected | Not Affected | Not Affected | Not Affected | Not Affected | Not Affected | Not Affected | Not Affected | Not Affected | Not Affected | Not Affected | Not Affected | Not Affected | 0 | 0 | 0 | 0 | 21 | Line
Critical Infrastructure | Stormwater Treatment Facilities and Pump Stations | Drainage Assets | C-23 southwest levee | STFPS_PL_1303 |  | Not Affected | Not Affected | Not Affected | Not Affected | Not Affected | Not Affected | Not Affected | Not Affected | Not Affected | Not Affected | Not Affected | Not Affected | Not Affected | Not Affected | Not Affected | Not Affected | Not Affected | Not Affected | Not Affected | Not Affected | Not Affected | 0 | 0 | 0 | 0 | 21 | Line
Critical Infrastructure | Stormwater Treatment Facilities and Pump Stations | Drainage Assets | C-11 south levee | STFPS_PL_1304 |  | Not Affected | Not Affected | Not Affected | Not Affected | Not Affected | Not Affected | Not Affected | Not Affected | Not Affected | Not Affected | Not Affected | Not Affected | Not Affected | Not Affected | Not Affected | Not Affected | Not Affected | Not Affected | Not Affected | Not Affected | Not Affected | 0 | 0 | 0 | 0 | 21 | Line
Critical Infrastructure | Stormwater Treatment Facilities and Pump Stations | Drainage Assets | STA-2 levee | STFPS_PL_1305 |  | Not Affected | Not Affected | Not Affected | Not Affected | Not Affected | Not Affected | Not Affected | Not Affected | Not Affected | Not Affected | Not Affected | Not Affected | Not Affected | Not Affected | Not Affected | Not Affected | Not Affected | Not Affected | Not Affected | Not Affected | Not Affected | 0 | 0 | 0 | 0 | 21 | Line
Critical Infrastructure | Stormwater Treatment Facilities and Pump Stations | Drainage Assets | I-75 Canal east levee | STFPS_PL_1306 |  | Not Affected | Not Affected | Not Affected | Not Affected | Not Affected | Not Affected | Not Affected | Not Affected | Not Affected | Not Affected | Not Affected | Not Affected | Not Affected | Not Affected | Not Affected | Not Affected | Not Affected | Not Affected | Not Affected | Not Affected | Not Affected | 0 | 0 | 0 | 0 | 21 | Line
Critical Infrastructure | Stormwater Treatment Facilities and Pump Stations | Drainage Assets | C-51 south levee | STFPS_PL_1307 |  | Not Affected | Not Affected | Not Affected | Not Affected | Not Affected | Not Affected | Not Affected | Not Affected | Not Affected | Not Affected | Not Affected | Not Affected | Not Affected | Not Affected | Not Affected | Not Affected | Not Affected | Not Affected | Not Affected | Not Affected | Not Affected | 0 | 0 | 0 | 0 | 21 | Line
Critical Infrastructure | Stormwater Treatment Facilities and Pump Stations | Drainage Assets | L-1 southwest levee | STFPS_PL_1308 |  | Not Affected | Not Affected | Not Affected | Not Affected | Not Affected | Not Affected | Not Affected | Not Affected | Not Affected | Not Affected | Not Affected | Not Affected | Not Affected | Not Affected | Not Affected | Not Affected | Not Affected | Not Affected | Not Affected | Not Affected | Not Affected | 0 | 0 | 0 | 0 | 21 | Line
Critical Infrastructure | Stormwater Treatment Facilities and Pump Stations | Drainage Assets | STA-2 levee | STFPS_PL_1309 |  | Not Affected | Not Affected | Not Affected | Not Affected | Not Affected | Not Affected | Not Affected | Not Affected | Not Affected | Not Affected | Not Affected | Not Affected | Not Affected | Not Affected | Not Affected | Not Affected | Not Affected | Not Affected | Not Affected | Not Affected | Not Affected | 0 | 0 | 0 | 0 | 21 | Line
Critical Infrastructure | Stormwater Treatment Facilities and Pump Stations | Drainage Assets | C-11S east levee | STFPS_PL_1310 |  | Not Affected | Not Affected | Not Affected | Not Affected | Not Affected | Not Affected | Not Affected | Not Affected | Not Affected | Not Affected | Not Affected | Not Affected | Not Affected | Not Affected | Not Affected | Not Affected | Not Affected | Not Affected | Not Affected | Not Affected | Not Affected | 0 | 0 | 0 | 0 | 21 | Line
Critical Infrastructure | Stormwater Treatment Facilities and Pump Stations | Drainage Assets | C-23 south levee | STFPS_PL_1311 |  | Not Affected | Not Affected | Not Affected | Not Affected | Not Affected | Not Affected | Not Affected | Not Affected | Not Affected | Not Affected | Not Affected | Not Affected | Not Affected | Not Affected | Not Affected | Not Affected | Not Affected | Not Affected | Not Affected | Not Affected | Not Affected | 0 | 0 | 0 | 0 | 21 | Line
Critical Infrastructure | Stormwater Treatment Facilities and Pump Stations | Drainage Assets | L-24 west levee | STFPS_PL_1312 |  | Not Affected | Not Affected | Not Affected | Not Affected | Not Affected | Not Affected | Not Affected | Not Affected | Not Affected | Not Affected | Not Affected | Not Affected | Not Affected | Not Affected | Not Affected | Not Affected | Not Affected | Not Affected | Not Affected | Not Affected | Not Affected | 0 | 0 | 0 | 0 | 21 | Line
Critical Infrastructure | Stormwater Treatment Facilities and Pump Stations | Drainage Assets | C-20 north levee | STFPS_PL_1313 |  | Not Affected | Not Affected | Not Affected | Not Affected | Not Affected | Not Affected | Not Affected | Not Affected | Not Affected | Not Affected | Not Affected | Not Affected | Not Affected | Not Affected | Not Affected | Not Affected | Not Affected | Not Affected | Not Affected | Not Affected | Not Affected | 0 | 0 | 0 | 0 | 21 | Line
Critical Infrastructure | Stormwater Treatment Facilities and Pump Stations | Drainage Assets | C-100 north levee | STFPS_PL_1314 |  | Not Affected | Not Affected | Not Affected | Not Affected | Not Affected | Not Affected | Not Affected | Not Affected | Not Affected | Not Affected | Not Affected | Not Affected | Not Affected | Not Affected | Not Affected | Not Affected | Not Affected | Not Affected | Not Affected | Not Affected | Not Affected | 0 | 0 | 0 | 0 | 21 | Line
Critical Infrastructure | Stormwater Treatment Facilities and Pump Stations | Drainage Assets | C-38 west levee | STFPS_PL_1315 |  | Not Affected | Not Affected | Not Affected | Not Affected | Not Affected | Not Affected | Not Affected | Not Affected | Not Affected | Not Affected | Not Affected | Not Affected | Not Affected | Not Affected | Not Affected | Not Affected | Not Affected | Not Affected | Not Affected | Not Affected | Not Affected | 0 | 0 | 0 | 0 | 21 | Line
Critical Infrastructure | Stormwater Treatment Facilities and Pump Stations | Drainage Assets | L-327 north levee | STFPS_PL_1316 |  | Not Affected | Not Affected | Not Affected | Not Affected | Not Affected | Not Affected | Not Affected | Not Affected | Not Affected | Not Affected | Not Affected | Not Affected | Not Affected | Not Affected | Not Affected | Not Affected | Not Affected | Not Affected | Not Affected | Not Affected | Not Affected | 0 | 0 | 0 | 0 | 21 | Line
Critical Infrastructure | Stormwater Treatment Facilities and Pump Stations | Drainage Assets | C-31 west levee | STFPS_PL_1317 |  | Not Affected | Not Affected | Not Affected | Not Affected | Not Affected | Not Affected | Not Affected | Not Affected | Not Affected | Not Affected | Not Affected | Not Affected | Not Affected | Not Affected | Not Affected | Not Affected | Not Affected | Not Affected | Not Affected | Not Affected | Not Affected | 0 | 0 | 0 | 0 | 21 | Line
Critical Infrastructure | Stormwater Treatment Facilities and Pump Stations | Drainage Assets | Lakeside Ranch STA SW Seepage levee | STFPS_PL_1318 |  | Not Affected | Not Affected | Not Affected | Not Affected | Not Affected | Not Affected | Not Affected | Not Affected | Not Affected | Not Affected | Not Affected | Not Affected | Not Affected | Not Affected | Not Affected | Not Affected | Not Affected | Not Affected | Not Affected | Not Affected | Not Affected | 0 | 0 | 0 | 0 | 21 | Line
Critical Infrastructure | Stormwater Treatment Facilities and Pump Stations | Drainage Assets | C-9 south levee | STFPS_PL_1319 |  | Not Affected | Not Affected | Not Affected | Not Affected | Not Affected | Not Affected | Not Affected | Not Affected | Not Affected | Not Affected | Not Affected | Not Affected | Not Affected | Not Affected | Not Affected | Not Affected | Not Affected | Not Affected | Not Affected | Not Affected | Not Affected | 0 | 0 | 0 | 0 | 21 | Line
Critical Infrastructure | Stormwater Treatment Facilities and Pump Stations | Drainage Assets | C-8 south levee | STFPS_PL_1320 |  | Not Affected | Not Affected | Not Affected | Not Affected | Not Affected | Not Affected | Not Affected | Not Affected | Not Affected | Not Affected | Not Affected | Not Affected | Not Affected | Not Affected | Not Affected | Not Affected | Not Affected | Not Affected | Not Affected | Not Affected | Not Affected | 0 | 0 | 0 | 0 | 21 | Line
Critical Infrastructure | Stormwater Treatment Facilities and Pump Stations | Drainage Assets | C-42 east levee | STFPS_PL_1321 |  | Not Affected | Not Affected | Not Affected | Not Affected | Not Affected | Not Affected | Not Affected | Not Affected | Not Affected | Not Affected | Not Affected | Not Affected | Not Affected | Not Affected | Not Affected | Not Affected | Not Affected | Not Affected | Not Affected | Not Affected | Not Affected | 0 | 0 | 0 | 0 | 21 | Line
Critical Infrastructure | Stormwater Treatment Facilities and Pump Stations | Drainage Assets | L-8 west levee | STFPS_PL_1322 |  | Not Affected | Not Affected | Not Affected | Not Affected | Not Affected | Not Affected | Not Affected | Not Affected | Not Affected | Not Affected | Not Affected | Not Affected | Not Affected | Not Affected | Not Affected | Not Affected | Not Affected | Not Affected | Not Affected | Not Affected | Not Affected | 0 | 0 | 0 | 0 | 21 | Line
Critical Infrastructure | Stormwater Treatment Facilities and Pump Stations | Drainage Assets | Coco south levee | STFPS_PL_1323 |  | Not Affected | Not Affected | Not Affected | Not Affected | Not Affected | Not Affected | Not Affected | Not Affected | Not Affected | Not Affected | Not Affected | Not Affected | Not Affected | Not Affected | Not Affected | Not Affected | Not Affected | Not Affected | Not Affected | Not Affected | Not Affected | 0 | 0 | 0 | 0 | 21 | Line
Critical Infrastructure | Stormwater Treatment Facilities and Pump Stations | Drainage Assets | Lakeside Ranch STA levee | STFPS_PL_1324 |  | Not Affected | Not Affected | Not Affected | Not Affected | Not Affected | Not Affected | Not Affected | Not Affected | Not Affected | Not Affected | Not Affected | Not Affected | Not Affected | Not Affected | Not Affected | Not Affected | Not Affected | Not Affected | Not Affected | Not Affected | Not Affected | 0 | 0 | 0 | 0 | 21 | Line
Critical Infrastructure | Stormwater Treatment Facilities and Pump Stations | Drainage Assets | C-7 south levee | STFPS_PL_1325 |  | Not Affected | Not Affected | Not Affected | Not Affected | Not Affected | Not Affected | Not Affected | Not Affected | Not Affected | Not Affected | Not Affected | Not Affected | Not Affected | Not Affected | Not Affected | Not Affected | Not Affected | Not Affected | Not Affected | Not Affected | Not Affected | 0 | 0 | 0 | 0 | 21 | Line
Critical Infrastructure | Stormwater Treatment Facilities and Pump Stations | Drainage Assets | C-38 east levee | STFPS_PL_1326 |  | Not Affected | Not Affected | Not Affected | Not Affected | Not Affected | Not Affected | Not Affected | Not Affected | Not Affected | Not Affected | Not Affected | Not Affected | Not Affected | Not Affected | Not Affected | Not Affected | Not Affected | Not Affected | Not Affected | Not Affected | Not Affected | 0 | 0 | 0 | 0 | 21 | Line
Critical Infrastructure | Stormwater Treatment Facilities and Pump Stations | Drainage Assets | L-321N | STFPS_PL_1327 |  | Not Affected | Not Affected | Not Affected | Not Affected | Not Affected | Not Affected | Not Affected | Not Affected | Not Affected | Not Affected | Not Affected | Not Affected | Not Affected | Not Affected | Not Affected | Not Affected | Not Affected | Not Affected | Not Affected | Not Affected | Not Affected | 0 | 0 | 0 | 0 | 21 | Line
Critical Infrastructure | Stormwater Treatment Facilities and Pump Stations | Drainage Assets | L-25 west levee | STFPS_PL_1328 |  | Not Affected | Not Affected | Not Affected | Not Affected | Not Affected | Not Affected | Not Affected | Not Affected | Not Affected | Not Affected | Not Affected | Not Affected | Not Affected | Not Affected | Not Affected | Not Affected | Not Affected | Not Affected | Not Affected | Not Affected | Not Affected | 0 | 0 | 0 | 0 | 21 | Line
Critical Infrastructure | Stormwater Treatment Facilities and Pump Stations | Drainage Assets | FAKA Union east levee | STFPS_PL_1329 |  | Not Affected | Not Affected | Not Affected | Not Affected | Not Affected | Not Affected | Not Affected | Not Affected | Not Affected | Not Affected | Not Affected | Not Affected | Not Affected | Not Affected | Not Affected | Not Affected | Not Affected | Not Affected | Not Affected | Not Affected | Not Affected | 0 | 0 | 0 | 0 | 21 | Line
Critical Infrastructure | Stormwater Treatment Facilities and Pump Stations | Drainage Assets | Miller west levee | STFPS_PL_1330 |  | Not Affected | Not Affected | Not Affected | Not Affected | Not Affected | Not Affected | Not Affected | Not Affected | Not Affected | Not Affected | Not Affected | Not Affected | Not Affected | Not Affected | Not Affected | Not Affected | Not Affected | Not Affected | Not Affected | Not Affected | Not Affected | 0 | 0 | 0 | 0 | 21 | Line
Critical Infrastructure | Stormwater Treatment Facilities and Pump Stations | Drainage Assets | STA-5 interior levee | STFPS_PL_1331 |  | Not Affected | Not Affected | Not Affected | Not Affected | Not Affected | Not Affected | Not Affected | Not Affected | Not Affected | Not Affected | Not Affected | Not Affected | Not Affected | Not Affected | Not Affected | Not Affected | Not Affected | Not Affected | Not Affected | Not Affected | Not Affected | 0 | 0 | 0 | 0 | 21 | Line
Critical Infrastructure | Stormwater Treatment Facilities and Pump Stations | Drainage Assets | C1-Connector south levee | STFPS_PL_1332 |  | Not Affected | Not Affected | Not Affected | Not Affected | Not Affected | Not Affected | Not Affected | Not Affected | Not Affected | Not Affected | Not Affected | Not Affected | Not Affected | Not Affected | Not Affected | Not Affected | Not Affected | Not Affected | Not Affected | Not Affected | Not Affected | 0 | 0 | 0 | 0 | 21 | Line
Critical Infrastructure | Stormwater Treatment Facilities and Pump Stations | Drainage Assets | STA-5 interior and exterior levees | STFPS_PL_1333 |  | Not Affected | Not Affected | Not Affected | Not Affected | Not Affected | Not Affected | Not Affected | Not Affected | Not Affected | Not Affected | Not Affected | Not Affected | Not Affected | Not Affected | Not Affected | Not Affected | Not Affected | Not Affected | Not Affected | Not Affected | Not Affected | 0 | 0 | 0 | 0 | 21 | Line
Critical Infrastructure | Stormwater Treatment Facilities and Pump Stations | Drainage Assets | C-100A west levee | STFPS_PL_1334 |  | Not Affected | Not Affected | Not Affected | Not Affected | Not Affected | Not Affected | Not Affected | Not Affected | Not Affected | Not Affected | Not Affected | Not Affected | Not Affected | Not Affected | Not Affected | Not Affected | Not Affected | Not Affected | Not Affected | Not Affected | Not Affected | 0 | 0 | 0 | 0 | 21 | Line
Critical Infrastructure | Stormwater Treatment Facilities and Pump Stations | Drainage Assets | C-6 south levee | STFPS_PL_1335 |  | Not Affected | Not Affected | Not Affected | Not Affected | Not Affected | Not Affected | Not Affected | Not Affected | Not Affected | Not Affected | Not Affected | Not Affected | Not Affected | Not Affected | Not Affected | Not Affected | Not Affected | Not Affected | Not Affected | Not Affected | Not Affected | 0 | 0 | 0 | 0 | 21 | Line
Critical Infrastructure | Stormwater Treatment Facilities and Pump Stations | Drainage Assets | L-329 | STFPS_PL_1336 |  | Not Affected | Not Affected | Not Affected | Not Affected | Not Affected | Not Affected | Not Affected | Not Affected | Not Affected | Not Affected | Not Affected | Not Affected | Not Affected | Not Affected | Not Affected | Not Affected | Not Affected | Not Affected | Not Affected | Not Affected | Not Affected | 0 | 0 | 0 | 0 | 21 | Line
Critical Infrastructure | Stormwater Treatment Facilities and Pump Stations | Drainage Assets | L-1 not drivable | STFPS_PL_1337 |  | Not Affected | Not Affected | Not Affected | Not Affected | Not Affected | Not Affected | Not Affected | Not Affected | Not Affected | Not Affected | Not Affected | Not Affected | Not Affected | Not Affected | Not Affected | Not Affected | Not Affected | Not Affected | Not Affected | Not Affected | Not Affected | 0 | 0 | 0 | 0 | 21 | Line
Critical Infrastructure | Stormwater Treatment Facilities and Pump Stations | Drainage Assets | C-25 EXT east levee | STFPS_PL_1338 |  | Not Affected | Not Affected | Not Affected | Not Affected | Not Affected | Not Affected | Not Affected | Not Affected | Not Affected | Not Affected | Not Affected | Not Affected | Not Affected | Not Affected | Not Affected | Not Affected | Not Affected | Not Affected | Not Affected | Not Affected | Not Affected | 0 | 0 | 0 | 0 | 21 | Line
Critical Infrastructure | Stormwater Treatment Facilities and Pump Stations | Drainage Assets | STA-2 Inflow Canal levee | STFPS_PL_1339 |  | Not Affected | Not Affected | Not Affected | Not Affected | Not Affected | Not Affected | Not Affected | Not Affected | Not Affected | Not Affected | Not Affected | Not Affected | Not Affected | Not Affected | Not Affected | Not Affected | Not Affected | Not Affected | Not Affected | Not Affected | Not Affected | 0 | 0 | 0 | 0 | 21 | Line
Critical Infrastructure | Stormwater Treatment Facilities and Pump Stations | Drainage Assets | L-D1 south levee | STFPS_PL_1340 |  | Not Affected | Not Affected | Not Affected | Not Affected | Not Affected | Not Affected | Not Affected | Not Affected | Not Affected | Not Affected | Not Affected | Not Affected | Not Affected | Not Affected | Not Affected | Not Affected | Not Affected | Not Affected | Not Affected | Not Affected | Not Affected | 0 | 0 | 0 | 0 | 21 | Line
Critical Infrastructure | Stormwater Treatment Facilities and Pump Stations | Drainage Assets | L-28 Interceptor west levee | STFPS_PL_1341 |  | Not Affected | Not Affected | Not Affected | Not Affected | Not Affected | Not Affected | Not Affected | Not Affected | Not Affected | Not Affected | Not Affected | Not Affected | Not Affected | Not Affected | Not Affected | Not Affected | Not Affected | Not Affected | Not Affected | Not Affected | Not Affected | 0 | 0 | 0 | 0 | 21 | Line
Critical Infrastructure | Stormwater Treatment Facilities and Pump Stations | Drainage Assets | L-6 north levee | STFPS_PL_1342 |  | Not Affected | Not Affected | Not Affected | Not Affected | Not Affected | Not Affected | Not Affected | Not Affected | Not Affected | Not Affected | Not Affected | Not Affected | Not Affected | Not Affected | Not Affected | Not Affected | Not Affected | Not Affected | Not Affected | Not Affected | Not Affected | 0 | 0 | 0 | 0 | 21 | Line
Critical Infrastructure | Stormwater Treatment Facilities and Pump Stations | Drainage Assets | Lakeside Ranch STA east seepage levee | STFPS_PL_1343 |  | Not Affected | Not Affected | Not Affected | Not Affected | Not Affected | Not Affected | Not Affected | Not Affected | Not Affected | Not Affected | Not Affected | Not Affected | Not Affected | Not Affected | Not Affected | Not Affected | Not Affected | Not Affected | Not Affected | Not Affected | Not Affected | 0 | 0 | 0 | 0 | 21 | Line
Critical Infrastructure | Stormwater Treatment Facilities and Pump Stations | Drainage Assets | STA-6 interior and exterior levees | STFPS_PL_1344 |  | Not Affected | Not Affected | Not Affected | Not Affected | Not Affected | Not Affected | Not Affected | Not Affected | Not Affected | Not Affected | Not Affected | Not Affected | Not Affected | Not Affected | Not Affected | Not Affected | Not Affected | Not Affected | Not Affected | Not Affected | Not Affected | 0 | 0 | 0 | 0 | 21 | Line
Critical Infrastructure | Stormwater Treatment Facilities and Pump Stations | Drainage Assets | L-8 north tieback levee | STFPS_PL_1345 |  | Not Affected | Not Affected | Not Affected | Not Affected | Not Affected | Not Affected | Not Affected | Not Affected | Not Affected | Not Affected | Not Affected | Not Affected | Not Affected | Not Affected | Not Affected | Not Affected | Not Affected | Not Affected | Not Affected | Not Affected | Not Affected | 0 | 0 | 0 | 0 | 21 | Line
Critical Infrastructure | Stormwater Treatment Facilities and Pump Stations | Drainage Assets | C-2 south levee | STFPS_PL_1346 |  | Not Affected | Not Affected | Not Affected | Not Affected | Not Affected | Not Affected | Not Affected | Not Affected | Not Affected | Not Affected | Not Affected | Not Affected | Not Affected | Not Affected | Not Affected | Not Affected | Not Affected | Not Affected | Not Affected | Not Affected | Not Affected | 0 | 0 | 0 | 0 | 21 | Line
Critical Infrastructure | Stormwater Treatment Facilities and Pump Stations | Drainage Assets | C-17 north levee | STFPS_PL_1347 |  | Not Affected | Not Affected | Not Affected | Not Affected | Not Affected | Not Affected | Not Affected | Not Affected | Not Affected | Not Affected | Not Affected | Not Affected | Not Affected | Not Affected | Not Affected | Not Affected | Not Affected | Not Affected | Not Affected | Not Affected | Not Affected | 0 | 0 | 0 | 0 | 21 | Line
Critical Infrastructure | Stormwater Treatment Facilities and Pump Stations | Drainage Assets | C-1 west levee | STFPS_PL_1348 |  | Not Affected | Not Affected | Not Affected | Not Affected | Not Affected | Not Affected | Not Affected | Not Affected | Not Affected | Not Affected | Not Affected | Not Affected | Not Affected | Not Affected | Not Affected | Not Affected | Not Affected | Not Affected | Not Affected | Not Affected | Not Affected | 0 | 0 | 0 | 0 | 21 | Line
Critical Infrastructure | Stormwater Treatment Facilities and Pump Stations | Drainage Assets | C-7 south levee | STFPS_PL_1349 |  | Not Affected | Not Affected | Not Affected | Not Affected | Not Affected | Not Affected | Not Affected | Not Affected | Not Affected | Not Affected | Not Affected | Not Affected | Not Affected | Not Affected | Not Affected | Not Affected | Not Affected | Not Affected | Not Affected | Not Affected | Not Affected | 0 | 0 | 0 | 0 | 21 | Line
Critical Infrastructure | Stormwater Treatment Facilities and Pump Stations | Drainage Assets | C-100 south levee | STFPS_PL_1350 |  | Not Affected | Not Affected | Not Affected | Not Affected | Not Affected | Not Affected | Not Affected | Not Affected | Not Affected | Not Affected | Not Affected | Not Affected | Not Affected | Not Affected | Not Affected | Not Affected | Not Affected | Not Affected | Not Affected | Not Affected | Not Affected | 0 | 0 | 0 | 0 | 21 | Line
Critical Infrastructure | Stormwater Treatment Facilities and Pump Stations | Drainage Assets | STA-3/4 levee | STFPS_PL_1351 |  | Not Affected | Not Affected | Not Affected | Not Affected | Not Affected | Not Affected | Not Affected | Not Affected | Not Affected | Not Affected | Not Affected | Not Affected | Not Affected | Not Affected | Not Affected | Not Affected | Not Affected | Not Affected | Not Affected | Not Affected | Not Affected | 0 | 0 | 0 | 0 | 21 | Line
Critical Infrastructure | Stormwater Treatment Facilities and Pump Stations | Drainage Assets | STA-3/4 levee | STFPS_PL_1352 |  | Not Affected | Not Affected | Not Affected | Not Affected | Not Affected | Not Affected | Not Affected | Not Affected | Not Affected | Not Affected | Not Affected | Not Affected | Not Affected | Not Affected | Not Affected | Not Affected | Not Affected | Not Affected | Not Affected | Not Affected | Not Affected | 0 | 0 | 0 | 0 | 21 | Line
Critical Infrastructure | Stormwater Treatment Facilities and Pump Stations | Drainage Assets | L-31N east levee | STFPS_PL_1353 |  | Not Affected | Not Affected | Not Affected | Not Affected | Not Affected | Not Affected | Not Affected | Not Affected | Not Affected | Not Affected | Not Affected | Not Affected | Not Affected | Not Affected | Not Affected | Not Affected | Not Affected | Not Affected | Not Affected | Not Affected | Not Affected | 0 | 0 | 0 | 0 | 21 | Line
Critical Infrastructure | Stormwater Treatment Facilities and Pump Stations | Drainage Assets | L-3 east levee | STFPS_PL_1354 |  | Not Affected | Not Affected | Not Affected | Not Affected | Not Affected | Not Affected | Not Affected | Not Affected | Not Affected | Not Affected | Not Affected | Not Affected | Not Affected | Not Affected | Not Affected | Not Affected | Not Affected | Not Affected | Not Affected | Not Affected | Not Affected | 0 | 0 | 0 | 0 | 21 | Line
Critical Infrastructure | Stormwater Treatment Facilities and Pump Stations | Drainage Assets | C-100 south levee | STFPS_PL_1355 |  | Not Affected | Not Affected | Not Affected | Not Affected | Not Affected | Not Affected | Not Affected | Not Affected | Not Affected | Not Affected | Not Affected | Not Affected | Not Affected | Not Affected | Not Affected | Not Affected | Not Affected | Not Affected | Not Affected | Not Affected | Not Affected | 0 | 0 | 0 | 0 | 21 | Line
Critical Infrastructure | Stormwater Treatment Facilities and Pump Stations | Drainage Assets | C-7 south levee | STFPS_PL_1356 |  | Not Affected | Not Affected | Not Affected | Not Affected | Not Affected | Not Affected | Not Affected | Not Affected | Not Affected | Not Affected | Not Affected | Not Affected | Not Affected | Not Affected | Not Affected | Not Affected | Not Affected | Not Affected | Not Affected | Not Affected | Not Affected | 0 | 0 | 0 | 0 | 21 | Line
Critical Infrastructure | Stormwater Treatment Facilities and Pump Stations | Drainage Assets | L-28 east levee | STFPS_PL_1357 |  | Not Affected | Not Affected | Not Affected | Not Affected | Not Affected | Not Affected | Not Affected | Not Affected | Not Affected | Not Affected | Not Affected | Not Affected | Not Affected | Not Affected | Not Affected | Not Affected | Not Affected | Not Affected | Not Affected | Not Affected | Not Affected | 0 | 0 | 0 | 0 | 21 | Line
Critical Infrastructure | Stormwater Treatment Facilities and Pump Stations | Drainage Assets | C-100C west levee | STFPS_PL_1358 |  | Not Affected | Not Affected | Not Affected | Not Affected | Not Affected | Not Affected | Not Affected | Not Affected | Not Affected | Not Affected | Not Affected | Not Affected | Not Affected | Not Affected | Not Affected | Not Affected | Not Affected | Not Affected | Not Affected | Not Affected | Not Affected | 0 | 0 | 0 | 0 | 21 | Line
Critical Infrastructure | Stormwater Treatment Facilities and Pump Stations | Drainage Assets | C-38 east levee | STFPS_PL_1359 |  | Not Affected | Not Affected | Not Affected | Not Affected | Not Affected | Not Affected | Not Affected | Not Affected | Not Affected | Not Affected | Not Affected | Not Affected | Not Affected | Not Affected | Not Affected | Not Affected | Not Affected | Not Affected | Not Affected | Not Affected | Not Affected | 0 | 0 | 0 | 0 | 21 | Line
Critical Infrastructure | Stormwater Treatment Facilities and Pump Stations | Drainage Assets | Merritt west | STFPS_PL_1360 |  | Not Affected | Not Affected | Not Affected | Not Affected | Not Affected | Not Affected | Not Affected | Not Affected | Not Affected | Not Affected | Not Affected | Not Affected | Not Affected | Not Affected | Not Affected | Not Affected | Not Affected | Not Affected | Not Affected | Not Affected | Not Affected | 0 | 0 | 0 | 0 | 21 | Line
Critical Infrastructure | Stormwater Treatment Facilities and Pump Stations | Drainage Assets | L-28 tieback | STFPS_PL_1361 |  | Not Affected | Not Affected | Not Affected | Not Affected | Not Affected | Not Affected | Not Affected | Not Affected | Not Affected | Not Affected | Not Affected | Not Affected | Not Affected | Not Affected | Not Affected | Not Affected | Not Affected | Not Affected | Not Affected | Not Affected | Not Affected | 0 | 0 | 0 | 0 | 21 | Line
Critical Infrastructure | Stormwater Treatment Facilities and Pump Stations | Drainage Assets | L-61 southeast levee | STFPS_PL_1362 |  | Not Affected | Not Affected | Not Affected | Not Affected | Not Affected | Not Affected | Not Affected | Not Affected | Not Affected | Not Affected | Not Affected | Not Affected | Not Affected | Not Affected | Not Affected | Not Affected | Not Affected | Not Affected | Not Affected | Not Affected | Not Affected | 0 | 0 | 0 | 0 | 21 | Line
Critical Infrastructure | Stormwater Treatment Facilities and Pump Stations | Drainage Assets | L-60 southeast levee | STFPS_PL_1363 |  | Not Affected | Not Affected | Not Affected | Not Affected | Not Affected | Not Affected | Not Affected | Not Affected | Not Affected | Not Affected | Not Affected | Not Affected | Not Affected | Not Affected | Not Affected | Not Affected | Not Affected | Not Affected | Not Affected | Not Affected | Not Affected | 0 | 0 | 0 | 0 | 21 | Line
Critical Infrastructure | Stormwater Treatment Facilities and Pump Stations | Drainage Assets | Cork north levee | STFPS_PL_1364 |  | Not Affected | Not Affected | Not Affected | Not Affected | Not Affected | Not Affected | Not Affected | Not Affected | Not Affected | Not Affected | Not Affected | Not Affected | Not Affected | Not Affected | Not Affected | Not Affected | Not Affected | Not Affected | Not Affected | Not Affected | Not Affected | 0 | 0 | 0 | 0 | 21 | Line
Critical Infrastructure | Stormwater Treatment Facilities and Pump Stations | Drainage Assets | L-63N north levee | STFPS_PL_1365 |  | Not Affected | Not Affected | Not Affected | Not Affected | Not Affected | Not Affected | Not Affected | Not Affected | Not Affected | Not Affected | Not Affected | Not Affected | Not Affected | Not Affected | Not Affected | Not Affected | Not Affected | Not Affected | Not Affected | Not Affected | Not Affected | 0 | 0 | 0 | 0 | 21 | Line
Critical Infrastructure | Stormwater Treatment Facilities and Pump Stations | Drainage Assets | C-42 east levee | STFPS_PL_1366 |  | Not Affected | Not Affected | Not Affected | Not Affected | Not Affected | Not Affected | Not Affected | Not Affected | Not Affected | Not Affected | Not Affected | Not Affected | Not Affected | Not Affected | Not Affected | Not Affected | Not Affected | Not Affected | Not Affected | Not Affected | Not Affected | 0 | 0 | 0 | 0 | 21 | Line
Critical Infrastructure | Stormwater Treatment Facilities and Pump Stations | Drainage Assets | C-7 south levee | STFPS_PL_1367 |  | Not Affected | Not Affected | Not Affected | Not Affected | Not Affected | Not Affected | Not Affected | Not Affected | Not Affected | Not Affected | Not Affected | Not Affected | Not Affected | Not Affected | Not Affected | Not Affected | Not Affected | Not Affected | Not Affected | Not Affected | Not Affected | 0 | 0 | 0 | 0 | 21 | Line
Critical Infrastructure | Stormwater Treatment Facilities and Pump Stations | Drainage Assets | C-100 north levee | STFPS_PL_1368 |  | Not Affected | Not Affected | Not Affected | Not Affected | Not Affected | Not Affected | Not Affected | Not Affected | Not Affected | Not Affected | Not Affected | Not Affected | Not Affected | Not Affected | Not Affected | Not Affected | Not Affected | Not Affected | Not Affected | Not Affected | Not Affected | 0 | 0 | 0 | 0 | 21 | Line
Critical Infrastructure | Stormwater Treatment Facilities and Pump Stations | Drainage Assets | C-4 north levee | STFPS_PL_1369 |  | Not Affected | Not Affected | Not Affected | Not Affected | Not Affected | Not Affected | Not Affected | Not Affected | Not Affected | Not Affected | Not Affected | Not Affected | Not Affected | Not Affected | Not Affected | Not Affected | Not Affected | Not Affected | Not Affected | Not Affected | Not Affected | 0 | 0 | 0 | 0 | 21 | Line
Critical Infrastructure | Stormwater Treatment Facilities and Pump Stations | Drainage Assets | I-75 Canal east levee | STFPS_PL_1370 |  | Not Affected | Not Affected | Not Affected | Not Affected | Not Affected | Not Affected | Not Affected | Not Affected | Not Affected | Not Affected | Not Affected | Not Affected | Not Affected | Not Affected | Not Affected | Not Affected | Not Affected | Not Affected | Not Affected | Not Affected | Not Affected | 0 | 0 | 0 | 0 | 21 | Line
Critical Infrastructure | Stormwater Treatment Facilities and Pump Stations | Drainage Assets | C-100A north levee | STFPS_PL_1371 |  | Not Affected | Not Affected | Not Affected | Not Affected | Not Affected | Not Affected | Not Affected | Not Affected | Not Affected | Not Affected | Not Affected | Not Affected | Not Affected | Not Affected | Not Affected | Not Affected | Not Affected | Not Affected | Not Affected | Not Affected | Not Affected | 0 | 0 | 0 | 0 | 21 | Line
Critical Infrastructure | Stormwater Treatment Facilities and Pump Stations | Drainage Assets | C-2 west levee | STFPS_PL_1372 |  | Not Affected | Not Affected | Not Affected | Not Affected | Not Affected | Not Affected | Not Affected | Not Affected | Not Affected | Not Affected | Not Affected | Not Affected | Not Affected | Not Affected | Not Affected | Not Affected | Not Affected | Not Affected | Not Affected | Not Affected | Not Affected | 0 | 0 | 0 | 0 | 21 | Line
Critical Infrastructure | Stormwater Treatment Facilities and Pump Stations | Drainage Assets | FAKA Union east levee | STFPS_PL_1373 |  | Not Affected | Not Affected | Not Affected | Not Affected | Not Affected | Not Affected | Not Affected | Not Affected | Not Affected | Not Affected | Not Affected | Not Affected | Not Affected | Not Affected | Not Affected | Not Affected | Not Affected | Not Affected | Not Affected | Not Affected | Not Affected | 0 | 0 | 0 | 0 | 21 | Line
Critical Infrastructure | Stormwater Treatment Facilities and Pump Stations | Drainage Assets | C-11 south levee | STFPS_PL_1374 |  | Not Affected | Not Affected | Not Affected | Not Affected | Not Affected | Not Affected | Not Affected | Not Affected | Not Affected | Not Affected | Not Affected | Not Affected | Not Affected | Not Affected | Not Affected | Not Affected | Not Affected | Not Affected | Not Affected | Not Affected | Not Affected | 0 | 0 | 0 | 0 | 21 | Line
Critical Infrastructure | Stormwater Treatment Facilities and Pump Stations | Drainage Assets | C-25 south levee | STFPS_PL_1375 |  | Not Affected | Not Affected | Not Affected | Not Affected | Not Affected | Not Affected | Not Affected | Not Affected | Not Affected | Not Affected | Not Affected | Not Affected | Not Affected | Not Affected | Not Affected | Not Affected | Not Affected | Not Affected | Not Affected | Not Affected | Not Affected | 0 | 0 | 0 | 0 | 21 | Line
Critical Infrastructure | Stormwater Treatment Facilities and Pump Stations | Drainage Assets | C-1W north levee | STFPS_PL_1376 |  | Not Affected | Not Affected | Not Affected | Not Affected | Not Affected | Not Affected | Not Affected | Not Affected | Not Affected | Not Affected | Not Affected | Not Affected | Not Affected | Not Affected | Not Affected | Not Affected | Not Affected | Not Affected | Not Affected | Not Affected | Not Affected | 0 | 0 | 0 | 0 | 21 | Line
Critical Infrastructure | Stormwater Treatment Facilities and Pump Stations | Drainage Assets | C-100 east levee | STFPS_PL_1377 |  | Not Affected | Not Affected | Not Affected | Not Affected | Not Affected | Not Affected | Not Affected | Not Affected | Not Affected | Not Affected | Not Affected | Not Affected | Not Affected | Not Affected | Not Affected | Not Affected | Not Affected | Not Affected | Not Affected | Not Affected | Not Affected | 0 | 0 | 0 | 0 | 21 | Line
Critical Infrastructure | Stormwater Treatment Facilities and Pump Stations | Drainage Assets | Henderson Creek east levee | STFPS_PL_1378 |  | Not Affected | Not Affected | Not Affected | Not Affected | Not Affected | Not Affected | Not Affected | Not Affected | Not Affected | Not Affected | Not Affected | Not Affected | Not Affected | Not Affected | Not Affected | Not Affected | Not Affected | Not Affected | Not Affected | Not Affected | Not Affected | 0 | 0 | 0 | 0 | 21 | Line
Critical Infrastructure | Stormwater Treatment Facilities and Pump Stations | Drainage Assets | L-14 south levee | STFPS_PL_1379 |  | Not Affected | Not Affected | Not Affected | Not Affected | Not Affected | Not Affected | Not Affected | Not Affected | Not Affected | Not Affected | Not Affected | Not Affected | Not Affected | Not Affected | Not Affected | Not Affected | Not Affected | Not Affected | Not Affected | Not Affected | Not Affected | 0 | 0 | 0 | 0 | 21 | Line
Critical Infrastructure | Stormwater Treatment Facilities and Pump Stations | Drainage Assets | C-102 south levee | STFPS_PL_1380 |  | Not Affected | Not Affected | Not Affected | Not Affected | Not Affected | Not Affected | Not Affected | Not Affected | Not Affected | Not Affected | Not Affected | Not Affected | Not Affected | Not Affected | Not Affected | Not Affected | Not Affected | Not Affected | Not Affected | Not Affected | Not Affected | 0 | 0 | 0 | 0 | 21 | Line
Critical Infrastructure | Stormwater Treatment Facilities and Pump Stations | Drainage Assets | C-24 north levee | STFPS_PL_1381 |  | Not Affected | Not Affected | Not Affected | Not Affected | Not Affected | Not Affected | Not Affected | Not Affected | Not Affected | Not Affected | Not Affected | Not Affected | Not Affected | Not Affected | Not Affected | Not Affected | Not Affected | Not Affected | Not Affected | Not Affected | Not Affected | 0 | 0 | 0 | 0 | 21 | Line
Critical Infrastructure | Stormwater Treatment Facilities and Pump Stations | Drainage Assets | C-8 north levee | STFPS_PL_1382 |  | Not Affected | Not Affected | Not Affected | Not Affected | Not Affected | Not Affected | Not Affected | Not Affected | Not Affected | Not Affected | Not Affected | Not Affected | Not Affected | Not Affected | Not Affected | Not Affected | Not Affected | Not Affected | Not Affected | Not Affected | Not Affected | 0 | 0 | 0 | 0 | 21 | Line
Critical Infrastructure | Stormwater Treatment Facilities and Pump Stations | Drainage Assets | C-9 south levee | STFPS_PL_1383 |  | Not Affected | Not Affected | Not Affected | Not Affected | Not Affected | Not Affected | Not Affected | Not Affected | Not Affected | Not Affected | Not Affected | Not Affected | Not Affected | Not Affected | Not Affected | Not Affected | Not Affected | Not Affected | Not Affected | Not Affected | Not Affected | 0 | 0 | 0 | 0 | 21 | Line
Critical Infrastructure | Stormwater Treatment Facilities and Pump Stations | Drainage Assets | L-31N east levee | STFPS_PL_1384 |  | Not Affected | Not Affected | Not Affected | Not Affected | Not Affected | Not Affected | Not Affected | Not Affected | Not Affected | Not Affected | Not Affected | Not Affected | Not Affected | Not Affected | Not Affected | Not Affected | Not Affected | Not Affected | Not Affected | Not Affected | Not Affected | 0 | 0 | 0 | 0 | 21 | Line
Critical Infrastructure | Stormwater Treatment Facilities and Pump Stations | Drainage Assets | G-95 south levee | STFPS_PL_1385 |  | Not Affected | Not Affected | Not Affected | Not Affected | Not Affected | Not Affected | Not Affected | Not Affected | Not Affected | Not Affected | Not Affected | Not Affected | Not Affected | Not Affected | Not Affected | Not Affected | Not Affected | Not Affected | Not Affected | Not Affected | Not Affected | 0 | 0 | 0 | 0 | 21 | Line
Critical Infrastructure | Stormwater Treatment Facilities and Pump Stations | Drainage Assets | C-25 south levee | STFPS_PL_1386 |  | Not Affected | Not Affected | Not Affected | Not Affected | Not Affected | Not Affected | Not Affected | Not Affected | Not Affected | Not Affected | Not Affected | Not Affected | Not Affected | Not Affected | Not Affected | Not Affected | Not Affected | Not Affected | Not Affected | Not Affected | Not Affected | 0 | 0 | 0 | 0 | 21 | Line
Critical Infrastructure | Stormwater Treatment Facilities and Pump Stations | Drainage Assets | L-29 south levee | STFPS_PL_1387 |  | Not Affected | Not Affected | Not Affected | Not Affected | Not Affected | Not Affected | Not Affected | Not Affected | Not Affected | Not Affected | Not Affected | Not Affected | Not Affected | Not Affected | Not Affected | Not Affected | Not Affected | Not Affected | Not Affected | Not Affected | Not Affected | 0 | 0 | 0 | 0 | 21 | Line
Critical Infrastructure | Stormwater Treatment Facilities and Pump Stations | Drainage Assets | L-62 south levee | STFPS_PL_1388 |  | Not Affected | Not Affected | Not Affected | Not Affected | Not Affected | Not Affected | Not Affected | Not Affected | Not Affected | Not Affected | Not Affected | Not Affected | Not Affected | Not Affected | Not Affected | Not Affected | Not Affected | Not Affected | Not Affected | Not Affected | Not Affected | 0 | 0 | 0 | 0 | 21 | Line
Critical Infrastructure | Stormwater Treatment Facilities and Pump Stations | Drainage Assets | C-18 west levee | STFPS_PL_1389 |  | Not Affected | Not Affected | Not Affected | Not Affected | Not Affected | Not Affected | Not Affected | Not Affected | Not Affected | Not Affected | Not Affected | Not Affected | Not Affected | Not Affected | Not Affected | Not Affected | Not Affected | Not Affected | Not Affected | Not Affected | Not Affected | 0 | 0 | 0 | 0 | 21 | Line
Critical Infrastructure | Stormwater Treatment Facilities and Pump Stations | Drainage Assets | C-7 north levee | STFPS_PL_1390 |  | Not Affected | Not Affected | Not Affected | Not Affected | Not Affected | Not Affected | Not Affected | Not Affected | Not Affected | Not Affected | Not Affected | Not Affected | Not Affected | Not Affected | Not Affected | Not Affected | Not Affected | Not Affected | Not Affected | Not Affected | Not Affected | 0 | 0 | 0 | 0 | 21 | Line
Critical Infrastructure | Stormwater Treatment Facilities and Pump Stations | Drainage Assets | C-38 west levee | STFPS_PL_1391 |  | Not Affected | Not Affected | Not Affected | Not Affected | Not Affected | Not Affected | Not Affected | Not Affected | Not Affected | Not Affected | Not Affected | Not Affected | Not Affected | Not Affected | Not Affected | Not Affected | Not Affected | Not Affected | Not Affected | Not Affected | Not Affected | 0 | 0 | 0 | 0 | 21 | Line
Critical Infrastructure | Stormwater Treatment Facilities and Pump Stations | Drainage Assets | Lakeside Ranch STA levee | STFPS_PL_1392 |  | Not Affected | Not Affected | Not Affected | Not Affected | Not Affected | Not Affected | Not Affected | Not Affected | Not Affected | Not Affected | Not Affected | Not Affected | Not Affected | Not Affected | Not Affected | Not Affected | Not Affected | Not Affected | Not Affected | Not Affected | Not Affected | 0 | 0 | 0 | 0 | 21 | Line
Critical Infrastructure | Stormwater Treatment Facilities and Pump Stations | Drainage Assets | G-15 north levee | STFPS_PL_1393 |  | Not Affected | Not Affected | Not Affected | Not Affected | Not Affected | Not Affected | Not Affected | Not Affected | Not Affected | Not Affected | Not Affected | Not Affected | Not Affected | Not Affected | Not Affected | Not Affected | Not Affected | Not Affected | Not Affected | Not Affected | Not Affected | 0 | 0 | 0 | 0 | 21 | Line
Critical Infrastructure | Stormwater Treatment Facilities and Pump Stations | Drainage Assets | C-4 north levee | STFPS_PL_1394 |  | Not Affected | Not Affected | Not Affected | Not Affected | Not Affected | Not Affected | Not Affected | Not Affected | Not Affected | Not Affected | Not Affected | Not Affected | Not Affected | Not Affected | Not Affected | Not Affected | Not Affected | Not Affected | Not Affected | Not Affected | Not Affected | 0 | 0 | 0 | 0 | 21 | Line
Critical Infrastructure | Stormwater Treatment Facilities and Pump Stations | Drainage Assets | FAKA Union west levee | STFPS_PL_1395 |  | Not Affected | Not Affected | Not Affected | Not Affected | Not Affected | Not Affected | Not Affected | Not Affected | Not Affected | Not Affected | Not Affected | Not Affected | Not Affected | Not Affected | Not Affected | Not Affected | Not Affected | Not Affected | Not Affected | Not Affected | Not Affected | 0 | 0 | 0 | 0 | 21 | Line
Critical Infrastructure | Stormwater Treatment Facilities and Pump Stations | Drainage Assets | FAKA Union west levee | STFPS_PL_1396 |  | Not Affected | Not Affected | Not Affected | Not Affected | Not Affected | Not Affected | Not Affected | Not Affected | Not Affected | Not Affected | Not Affected | Not Affected | Not Affected | Not Affected | Not Affected | Not Affected | Not Affected | Not Affected | Not Affected | Not Affected | Not Affected | 0 | 0 | 0 | 0 | 21 | Line
Critical Infrastructure | Stormwater Treatment Facilities and Pump Stations | Drainage Assets | STA-2 Inflow Canal levee | STFPS_PL_1397 |  | Not Affected | Not Affected | Not Affected | Not Affected | Not Affected | Not Affected | Not Affected | Not Affected | Not Affected | Not Affected | Not Affected | Not Affected | Not Affected | Not Affected | Not Affected | Not Affected | Not Affected | Not Affected | Not Affected | Not Affected | Not Affected | 0 | 0 | 0 | 0 | 21 | Line
Critical Infrastructure | Stormwater Treatment Facilities and Pump Stations | Drainage Assets | C-34 east levee | STFPS_PL_1398 |  | Not Affected | Not Affected | Not Affected | Not Affected | Not Affected | Not Affected | Not Affected | Not Affected | Not Affected | Not Affected | Not Affected | Not Affected | Not Affected | Not Affected | Not Affected | Not Affected | Not Affected | Not Affected | Not Affected | Not Affected | Not Affected | 0 | 0 | 0 | 0 | 21 | Line
Critical Infrastructure | Stormwater Treatment Facilities and Pump Stations | Drainage Assets | C-19 ext. east and west levee | STFPS_PL_1399 |  | Not Affected | Not Affected | Not Affected | Not Affected | Not Affected | Not Affected | Not Affected | Not Affected | Not Affected | Not Affected | Not Affected | Not Affected | Not Affected | Not Affected | Not Affected | Not Affected | Not Affected | Not Affected | Not Affected | Not Affected | Not Affected | 0 | 0 | 0 | 0 | 21 | Line
Critical Infrastructure | Stormwater Treatment Facilities and Pump Stations | Drainage Assets | L-38E east levee | STFPS_PL_1400 |  | Not Affected | Not Affected | Not Affected | Not Affected | Not Affected | Not Affected | Not Affected | Not Affected | Not Affected | Not Affected | Not Affected | Not Affected | Not Affected | Not Affected | Not Affected | Not Affected | Not Affected | Not Affected | Not Affected | Not Affected | Not Affected | 0 | 0 | 0 | 0 | 21 | Line
Critical Infrastructure | Stormwater Treatment Facilities and Pump Stations | Drainage Assets | C-51 south levee | STFPS_PL_1401 |  | Not Affected | Not Affected | Not Affected | Not Affected | Not Affected | Not Affected | Not Affected | Not Affected | Not Affected | Not Affected | Not Affected | Not Affected | Not Affected | Not Affected | Not Affected | Not Affected | Not Affected | Not Affected | Not Affected | Not Affected | Not Affected | 0 | 0 | 0 | 0 | 21 | Line
Critical Infrastructure | Stormwater Treatment Facilities and Pump Stations | Drainage Assets | C-100C east levee | STFPS_PL_1402 |  | Not Affected | Not Affected | Not Affected | Not Affected | Not Affected | Not Affected | Not Affected | Not Affected | Not Affected | Not Affected | Not Affected | Not Affected | Not Affected | Not Affected | Not Affected | Not Affected | Not Affected | Not Affected | Not Affected | Not Affected | Not Affected | 0 | 0 | 0 | 0 | 21 | Line
Critical Infrastructure | Stormwater Treatment Facilities and Pump Stations | Drainage Assets | L-1E north levee | STFPS_PL_1403 |  | Not Affected | Not Affected | Not Affected | Not Affected | Not Affected | Not Affected | Not Affected | Not Affected | Not Affected | Not Affected | Not Affected | Not Affected | Not Affected | Not Affected | Not Affected | Not Affected | Not Affected | Not Affected | Not Affected | Not Affected | Not Affected | 0 | 0 | 0 | 0 | 21 | Line
Critical Infrastructure | Stormwater Treatment Facilities and Pump Stations | Drainage Assets | L-61 east levee | STFPS_PL_1404 |  | Not Affected | Not Affected | Not Affected | Not Affected | Not Affected | Not Affected | Not Affected | Not Affected | Not Affected | Not Affected | Not Affected | Not Affected | Not Affected | Not Affected | Not Affected | Not Affected | Not Affected | Not Affected | Not Affected | Not Affected | Not Affected | 0 | 0 | 0 | 0 | 21 | Line
Critical Infrastructure | Stormwater Treatment Facilities and Pump Stations | Drainage Assets | L-23 west levee | STFPS_PL_1405 |  | Not Affected | Not Affected | Not Affected | Not Affected | Not Affected | Not Affected | Not Affected | Not Affected | Not Affected | Not Affected | Not Affected | Not Affected | Not Affected | Not Affected | Not Affected | Not Affected | Not Affected | Not Affected | Not Affected | Not Affected | Not Affected | 0 | 0 | 0 | 0 | 21 | Line
Critical Infrastructure | Stormwater Treatment Facilities and Pump Stations | Drainage Assets | L-327 | STFPS_PL_1406 |  | Not Affected | Not Affected | Not Affected | Not Affected | Not Affected | Not Affected | Not Affected | Not Affected | Not Affected | Not Affected | Not Affected | Not Affected | Not Affected | Not Affected | Not Affected | Not Affected | Not Affected | Not Affected | Not Affected | Not Affected | Not Affected | 0 | 0 | 0 | 0 | 21 | Line
Critical Infrastructure | Stormwater Treatment Facilities and Pump Stations | Drainage Assets | Lakeside Ranch STA levee | STFPS_PL_1407 |  | Not Affected | Not Affected | Not Affected | Not Affected | Not Affected | Not Affected | Not Affected | Not Affected | Not Affected | Not Affected | Not Affected | Not Affected | Not Affected | Not Affected | Not Affected | Not Affected | Not Affected | Not Affected | Not Affected | Not Affected | Not Affected | 0 | 0 | 0 | 0 | 21 | Line
Critical Infrastructure | Stormwater Treatment Facilities and Pump Stations | Drainage Assets | C-31 west levee | STFPS_PL_1408 |  | Not Affected | Not Affected | Not Affected | Not Affected | Not Affected | Not Affected | Not Affected | Not Affected | Not Affected | Not Affected | Not Affected | Not Affected | Not Affected | Not Affected | Not Affected | Not Affected | Not Affected | Not Affected | Not Affected | Not Affected | Not Affected | 0 | 0 | 0 | 0 | 21 | Line
Critical Infrastructure | Stormwater Treatment Facilities and Pump Stations | Drainage Assets | Lakeside Ranch STA Outlet Canal levee | STFPS_PL_1409 |  | Not Affected | Not Affected | Not Affected | Not Affected | Not Affected | Not Affected | Not Affected | Not Affected | Not Affected | Not Affected | Not Affected | Not Affected | Not Affected | Not Affected | Not Affected | Not Affected | Not Affected | Not Affected | Not Affected | Not Affected | Not Affected | 0 | 0 | 0 | 0 | 21 | Line
Critical Infrastructure | Stormwater Treatment Facilities and Pump Stations | Drainage Assets | C-8 south levee | STFPS_PL_1410 |  | Not Affected | Not Affected | Not Affected | Not Affected | Not Affected | Not Affected | Not Affected | Not Affected | Not Affected | Not Affected | Not Affected | Not Affected | Not Affected | Not Affected | Not Affected | Not Affected | Not Affected | Not Affected | Not Affected | Not Affected | Not Affected | 0 | 0 | 0 | 0 | 21 | Line
Critical Infrastructure | Stormwater Treatment Facilities and Pump Stations | Drainage Assets | C-1W west levee | STFPS_PL_1411 |  | Not Affected | Not Affected | Not Affected | Not Affected | Not Affected | Not Affected | Not Affected | Not Affected | Not Affected | Not Affected | Not Affected | Not Affected | Not Affected | Not Affected | Not Affected | Not Affected | Not Affected | Not Affected | Not Affected | Not Affected | Not Affected | 0 | 0 | 0 | 0 | 21 | Line
Critical Infrastructure | Stormwater Treatment Facilities and Pump Stations | Drainage Assets | Lakeside Ranch STA Outlet Canal levee | STFPS_PL_1412 |  | Not Affected | Not Affected | Not Affected | Not Affected | Not Affected | Not Affected | Not Affected | Not Affected | Not Affected | Not Affected | Not Affected | Not Affected | Not Affected | Not Affected | Not Affected | Not Affected | Not Affected | Not Affected | Not Affected | Not Affected | Not Affected | 0 | 0 | 0 | 0 | 21 | Line
Critical Infrastructure | Stormwater Treatment Facilities and Pump Stations | Drainage Assets | Golden Gate Main north levee | STFPS_PL_1413 |  | Not Affected | Not Affected | Not Affected | Not Affected | Not Affected | Not Affected | Not Affected | Not Affected | Not Affected | Not Affected | Not Affected | Not Affected | Not Affected | Not Affected | Not Affected | Not Affected | Not Affected | Not Affected | Not Affected | Not Affected | Not Affected | 0 | 0 | 0 | 0 | 21 | Line
Critical Infrastructure | Stormwater Treatment Facilities and Pump Stations | Drainage Assets | C-17 north levee | STFPS_PL_1414 |  | Not Affected | Not Affected | Not Affected | Not Affected | Not Affected | Not Affected | Not Affected | Not Affected | Not Affected | Not Affected | Not Affected | Not Affected | Not Affected | Not Affected | Not Affected | Not Affected | Not Affected | Not Affected | Not Affected | Not Affected | Not Affected | 0 | 0 | 0 | 0 | 21 | Line
Critical Infrastructure | Stormwater Treatment Facilities and Pump Stations | Drainage Assets | C-51 south levee | STFPS_PL_1415 |  | Not Affected | Not Affected | Not Affected | Not Affected | Not Affected | Not Affected | Not Affected | Not Affected | Not Affected | Not Affected | Not Affected | Not Affected | Not Affected | Not Affected | Not Affected | Not Affected | Not Affected | Not Affected | Not Affected | Not Affected | Not Affected | 0 | 0 | 0 | 0 | 21 | Line
Critical Infrastructure | Stormwater Treatment Facilities and Pump Stations | Drainage Assets | L-315 | STFPS_PL_1416 |  | Not Affected | Not Affected | Not Affected | Not Affected | Not Affected | Not Affected | Not Affected | Not Affected | Not Affected | Not Affected | Not Affected | Not Affected | Not Affected | Not Affected | Not Affected | Not Affected | Not Affected | Not Affected | Not Affected | Not Affected | Not Affected | 0 | 0 | 0 | 0 | 21 | Line
Critical Infrastructure | Stormwater Treatment Facilities and Pump Stations | Drainage Assets | C-39A south levee | STFPS_PL_1417 |  | Not Affected | Not Affected | Not Affected | Not Affected | Not Affected | Not Affected | Not Affected | Not Affected | Not Affected | Not Affected | Not Affected | Not Affected | Not Affected | Not Affected | Not Affected | Not Affected | Not Affected | Not Affected | Not Affected | Not Affected | Not Affected | 0 | 0 | 0 | 0 | 21 | Line
Critical Infrastructure | Stormwater Treatment Facilities and Pump Stations | Drainage Assets | C-6 north levee | STFPS_PL_1418 |  | Not Affected | Not Affected | Not Affected | Not Affected | Not Affected | Not Affected | Not Affected | Not Affected | Not Affected | Not Affected | Not Affected | Not Affected | Not Affected | Not Affected | Not Affected | Not Affected | Not Affected | Not Affected | Not Affected | Not Affected | Not Affected | 0 | 0 | 0 | 0 | 21 | Line
Critical Infrastructure | Stormwater Treatment Facilities and Pump Stations | Drainage Assets | C-2 north levee | STFPS_PL_1419 |  | Not Affected | Not Affected | Not Affected | Not Affected | Not Affected | Not Affected | Not Affected | Not Affected | Not Affected | Not Affected | Not Affected | Not Affected | Not Affected | Not Affected | Not Affected | Not Affected | Not Affected | Not Affected | Not Affected | Not Affected | Not Affected | 0 | 0 | 0 | 0 | 21 | Line
Critical Infrastructure | Stormwater Treatment Facilities and Pump Stations | Drainage Assets | C-4 north levee | STFPS_PL_1420 |  | Not Affected | Not Affected | Not Affected | Not Affected | Not Affected | Not Affected | Not Affected | Not Affected | Not Affected | Not Affected | Not Affected | Not Affected | Not Affected | Not Affected | Not Affected | Not Affected | Not Affected | Not Affected | Not Affected | Not Affected | Not Affected | 0 | 0 | 0 | 0 | 21 | Line
Critical Infrastructure | Stormwater Treatment Facilities and Pump Stations | Drainage Assets | Golden Gate Main north levee | STFPS_PL_1421 |  | Not Affected | Not Affected | Not Affected | Not Affected | Not Affected | Not Affected | Not Affected | Not Affected | Not Affected | Not Affected | Not Affected | Not Affected | Not Affected | Not Affected | Not Affected | Not Affected | Not Affected | Not Affected | Not Affected | Not Affected | Not Affected | 0 | 0 | 0 | 0 | 21 | Line
Critical Infrastructure | Stormwater Treatment Facilities and Pump Stations | Drainage Assets | Golden Gate Main west levee | STFPS_PL_1422 |  | Not Affected | Not Affected | Not Affected | Not Affected | Not Affected | Not Affected | Not Affected | Not Affected | Not Affected | Not Affected | Not Affected | Not Affected | Not Affected | Not Affected | Not Affected | Not Affected | Not Affected | Not Affected | Not Affected | Not Affected | Not Affected | 0 | 0 | 0 | 0 | 21 | Line
Critical Infrastructure | Stormwater Treatment Facilities and Pump Stations | Drainage Assets | No designation | STFPS_PL_1423 |  | Not Affected | Not Affected | Not Affected | Not Affected | Not Affected | Not Affected | Not Affected | Not Affected | Not Affected | Not Affected | Not Affected | Not Affected | Not Affected | Not Affected | Not Affected | Not Affected | Not Affected | Not Affected | Not Affected | Not Affected | Not Affected | 0 | 0 | 0 | 0 | 21 | Line
Critical Infrastructure | Stormwater Treatment Facilities and Pump Stations | Drainage Assets | C-12 south levee | STFPS_PL_1424 |  | Not Affected | Not Affected | Not Affected | Not Affected | Not Affected | Not Affected | Not Affected | Not Affected | Not Affected | Not Affected | Not Affected | Not Affected | Not Affected | Not Affected | Not Affected | Not Affected | Not Affected | Not Affected | Not Affected | Not Affected | Not Affected | 0 | 0 | 0 | 0 | 21 | Line
Critical Infrastructure | Stormwater Treatment Facilities and Pump Stations | Drainage Assets | C-100A south levee | STFPS_PL_1425 |  | Not Affected | Not Affected | Not Affected | Not Affected | Not Affected | Not Affected | Not Affected | Not Affected | Not Affected | Not Affected | Not Affected | Not Affected | Not Affected | Not Affected | Not Affected | Not Affected | Not Affected | Not Affected | Not Affected | Not Affected | Not Affected | 0 | 0 | 0 | 0 | 21 | Line
Critical Infrastructure | Stormwater Treatment Facilities and Pump Stations | Drainage Assets | C-14 south levee | STFPS_PL_1426 |  | Not Affected | Not Affected | Not Affected | Not Affected | Not Affected | Not Affected | Not Affected | Not Affected | Not Affected | Not Affected | Not Affected | Not Affected | Not Affected | Not Affected | Not Affected | Not Affected | Not Affected | Not Affected | Not Affected | Not Affected | Not Affected | 0 | 0 | 0 | 0 | 21 | Line
Critical Infrastructure | Stormwater Treatment Facilities and Pump Stations | Drainage Assets | C-15 north levee | STFPS_PL_1427 |  | Not Affected | Not Affected | Not Affected | Not Affected | Not Affected | Not Affected | Not Affected | Not Affected | Not Affected | Not Affected | Not Affected | Not Affected | Not Affected | Not Affected | Not Affected | Not Affected | Not Affected | Not Affected | Not Affected | Not Affected | Not Affected | 0 | 0 | 0 | 0 | 21 | Line
Critical Infrastructure | Stormwater Treatment Facilities and Pump Stations | Drainage Assets | L-31W east levee | STFPS_PL_1428 |  | Not Affected | Not Affected | Not Affected | Not Affected | Not Affected | Not Affected | Not Affected | Not Affected | Not Affected | Not Affected | Not Affected | Not Affected | Not Affected | Not Affected | Not Affected | Not Affected | Not Affected | Not Affected | Not Affected | Not Affected | Not Affected | 0 | 0 | 0 | 0 | 21 | Line
Critical Infrastructure | Stormwater Treatment Facilities and Pump Stations | Drainage Assets | C-14 north levee | STFPS_PL_1429 |  | Not Affected | Not Affected | Not Affected | Not Affected | Not Affected | Not Affected | Not Affected | Not Affected | Not Affected | Not Affected | Not Affected | Not Affected | Not Affected | Not Affected | Not Affected | Not Affected | Not Affected | Not Affected | Not Affected | Not Affected | Not Affected | 0 | 0 | 0 | 0 | 21 | Line
Critical Infrastructure | Stormwater Treatment Facilities and Pump Stations | Drainage Assets | C-18 north levee | STFPS_PL_1430 |  | Not Affected | Not Affected | Not Affected | Not Affected | Not Affected | Not Affected | Not Affected | Not Affected | Not Affected | Not Affected | Not Affected | Not Affected | Not Affected | Not Affected | Not Affected | Not Affected | Not Affected | Not Affected | Not Affected | Not Affected | Not Affected | 0 | 0 | 0 | 0 | 21 | Line
Critical Infrastructure | Stormwater Treatment Facilities and Pump Stations | Drainage Assets | C-13 north levee | STFPS_PL_1431 |  | Not Affected | Not Affected | Not Affected | Not Affected | Not Affected | Not Affected | Not Affected | Not Affected | Not Affected | Not Affected | Not Affected | Not Affected | Not Affected | Not Affected | Not Affected | Not Affected | Not Affected | Not Affected | Not Affected | Not Affected | Not Affected | 0 | 0 | 0 | 0 | 21 | Line
Critical Infrastructure | Stormwater Treatment Facilities and Pump Stations | Drainage Assets | C-100 north levee | STFPS_PL_1432 |  | Not Affected | Not Affected | Not Affected | Not Affected | Not Affected | Not Affected | Not Affected | Not Affected | Not Affected | Not Affected | Not Affected | Not Affected | Not Affected | Not Affected | Not Affected | Not Affected | Not Affected | Not Affected | Not Affected | Not Affected | Not Affected | 0 | 0 | 0 | 0 | 21 | Line
Critical Infrastructure | Stormwater Treatment Facilities and Pump Stations | Drainage Assets | C-357 | STFPS_PL_1433 |  | Not Affected | Not Affected | Not Affected | Not Affected | Not Affected | Not Affected | Not Affected | Not Affected | Not Affected | Not Affected | Not Affected | Not Affected | Not Affected | Not Affected | Not Affected | Not Affected | Not Affected | Not Affected | Not Affected | Not Affected | Not Affected | 0 | 0 | 0 | 0 | 21 | Line
Critical Infrastructure | Stormwater Treatment Facilities and Pump Stations | Drainage Assets | Lakeside Ranch STA levee | STFPS_PL_1434 |  | Not Affected | Not Affected | Not Affected | Not Affected | Not Affected | Not Affected | Not Affected | Not Affected | Not Affected | Not Affected | Not Affected | Not Affected | Not Affected | Not Affected | Not Affected | Not Affected | Not Affected | Not Affected | Not Affected | Not Affected | Not Affected | 0 | 0 | 0 | 0 | 21 | Line
Critical Infrastructure | Stormwater Treatment Facilities and Pump Stations | Drainage Assets | C-29A east levee | STFPS_PL_1435 |  | Not Affected | Not Affected | Not Affected | Not Affected | Not Affected | Not Affected | Not Affected | Not Affected | Not Affected | Not Affected | Not Affected | Not Affected | Not Affected | Not Affected | Not Affected | Not Affected | Not Affected | Not Affected | Not Affected | Not Affected | Not Affected | 0 | 0 | 0 | 0 | 21 | Line
Critical Infrastructure | Stormwater Treatment Facilities and Pump Stations | Drainage Assets | C-4 north levee | STFPS_PL_1436 |  | Not Affected | Not Affected | Not Affected | Not Affected | Not Affected | Not Affected | Not Affected | Not Affected | Not Affected | Not Affected | Not Affected | Not Affected | Not Affected | Not Affected | Not Affected | Not Affected | Not Affected | Not Affected | Not Affected | Not Affected | Not Affected | 0 | 0 | 0 | 0 | 21 | Line
Critical Infrastructure | Stormwater Treatment Facilities and Pump Stations | Drainage Assets | Lakeside Ranch STA levee | STFPS_PL_1437 |  | Not Affected | Not Affected | Not Affected | Not Affected | Not Affected | Not Affected | Not Affected | Not Affected | Not Affected | Not Affected | Not Affected | Not Affected | Not Affected | Not Affected | Not Affected | Not Affected | Not Affected | Not Affected | Not Affected | Not Affected | Not Affected | 0 | 0 | 0 | 0 | 21 | Line
Critical Infrastructure | Stormwater Treatment Facilities and Pump Stations | Drainage Assets | C-2 south levee | STFPS_PL_1438 |  | Not Affected | Not Affected | Not Affected | Not Affected | Not Affected | Not Affected | Not Affected | Not Affected | Not Affected | Not Affected | Not Affected | Not Affected | Not Affected | Not Affected | Not Affected | Not Affected | Not Affected | Not Affected | Not Affected | Not Affected | Not Affected | 0 | 0 | 0 | 0 | 21 | Line
Critical Infrastructure | Stormwater Treatment Facilities and Pump Stations | Drainage Assets | C-304 south levee | STFPS_PL_1439 |  | Not Affected | Not Affected | Not Affected | Not Affected | Not Affected | Not Affected | Not Affected | Not Affected | Not Affected | Not Affected | Not Affected | Not Affected | Not Affected | Not Affected | Not Affected | Not Affected | Not Affected | Not Affected | Not Affected | Not Affected | Not Affected | 0 | 0 | 0 | 0 | 21 | Line
Critical Infrastructure | Stormwater Treatment Facilities and Pump Stations | Drainage Assets | C-6 north levee | STFPS_PL_1440 |  | Not Affected | Not Affected | Not Affected | Not Affected | Not Affected | Not Affected | Not Affected | Not Affected | Not Affected | Not Affected | Not Affected | Not Affected | Not Affected | Not Affected | Not Affected | Not Affected | Not Affected | Not Affected | Not Affected | Not Affected | Not Affected | 0 | 0 | 0 | 0 | 21 | Line
Critical Infrastructure | Stormwater Treatment Facilities and Pump Stations | Drainage Assets | C-102 east levee | STFPS_PL_1441 |  | Not Affected | Not Affected | Not Affected | Not Affected | Not Affected | Not Affected | Not Affected | Not Affected | Not Affected | Not Affected | Not Affected | Not Affected | Not Affected | Not Affected | Not Affected | Not Affected | Not Affected | Not Affected | Not Affected | Not Affected | Not Affected | 0 | 0 | 0 | 0 | 21 | Line
Critical Infrastructure | Stormwater Treatment Facilities and Pump Stations | Drainage Assets | Cork west levee | STFPS_PL_1442 |  | Not Affected | Not Affected | Not Affected | Not Affected | Not Affected | Not Affected | Not Affected | Not Affected | Not Affected | Not Affected | Not Affected | Not Affected | Not Affected | Not Affected | Not Affected | Not Affected | Not Affected | Not Affected | Not Affected | Not Affected | Not Affected | 0 | 0 | 0 | 0 | 21 | Line
Critical Infrastructure | Stormwater Treatment Facilities and Pump Stations | Drainage Assets | CR 951 east levee | STFPS_PL_1443 |  | Not Affected | Not Affected | Not Affected | Not Affected | Not Affected | Not Affected | Not Affected | Not Affected | Not Affected | Not Affected | Not Affected | Not Affected | Not Affected | Not Affected | Not Affected | Not Affected | Not Affected | Not Affected | Not Affected | Not Affected | Not Affected | 0 | 0 | 0 | 0 | 21 | Line
Critical Infrastructure | Stormwater Treatment Facilities and Pump Stations | Drainage Assets | C-1N north levee | STFPS_PL_1444 |  | Not Affected | Not Affected | Not Affected | Not Affected | Not Affected | Not Affected | Not Affected | Not Affected | Not Affected | Not Affected | Not Affected | Not Affected | Not Affected | Not Affected | Not Affected | Not Affected | Not Affected | Not Affected | Not Affected | Not Affected | Not Affected | 0 | 0 | 0 | 0 | 21 | Line
Critical Infrastructure | Stormwater Treatment Facilities and Pump Stations | Drainage Assets | C-11 north levee | STFPS_PL_1445 |  | Not Affected | Not Affected | Not Affected | Not Affected | Not Affected | Not Affected | Not Affected | Not Affected | Not Affected | Not Affected | Not Affected | Not Affected | Not Affected | Not Affected | Not Affected | Not Affected | Not Affected | Not Affected | Not Affected | Not Affected | Not Affected | 0 | 0 | 0 | 0 | 21 | Line
Critical Infrastructure | Stormwater Treatment Facilities and Pump Stations | Drainage Assets | L-3 west levee | STFPS_PL_1446 |  | Not Affected | Not Affected | Not Affected | Not Affected | Not Affected | Not Affected | Not Affected | Not Affected | Not Affected | Not Affected | Not Affected | Not Affected | Not Affected | Not Affected | Not Affected | Not Affected | Not Affected | Not Affected | Not Affected | Not Affected | Not Affected | 0 | 0 | 0 | 0 | 21 | Line
Critical Infrastructure | Stormwater Treatment Facilities and Pump Stations | Drainage Assets | STA-1E levee | STFPS_PL_1447 |  | Not Affected | Not Affected | Not Affected | Not Affected | Not Affected | Not Affected | Not Affected | Not Affected | Not Affected | Not Affected | Not Affected | Not Affected | Not Affected | Not Affected | Not Affected | Not Affected | Not Affected | Not Affected | Not Affected | Not Affected | Not Affected | 0 | 0 | 0 | 0 | 21 | Line
Critical Infrastructure | Stormwater Treatment Facilities and Pump Stations | Drainage Assets | C-100A east levee | STFPS_PL_1448 |  | Not Affected | Not Affected | Not Affected | Not Affected | Not Affected | Not Affected | Not Affected | Not Affected | Not Affected | Not Affected | Not Affected | Not Affected | Not Affected | Not Affected | Not Affected | Not Affected | Not Affected | Not Affected | Not Affected | Not Affected | Not Affected | 0 | 0 | 0 | 0 | 21 | Line
Critical Infrastructure | Stormwater Treatment Facilities and Pump Stations | Drainage Assets | C-29B south levee | STFPS_PL_1449 |  | Not Affected | Not Affected | Not Affected | Not Affected | Not Affected | Not Affected | Not Affected | Not Affected | Not Affected | Not Affected | Not Affected | Not Affected | Not Affected | Not Affected | Not Affected | Not Affected | Not Affected | Not Affected | Not Affected | Not Affected | Not Affected | 0 | 0 | 0 | 0 | 21 | Line
Critical Infrastructure | Stormwater Treatment Facilities and Pump Stations | Drainage Assets | FAKA Union west levee | STFPS_PL_1450 |  | Not Affected | Not Affected | Not Affected | Not Affected | Not Affected | Not Affected | Not Affected | Not Affected | Not Affected | Not Affected | Not Affected | Not Affected | Not Affected | Not Affected | Not Affected | Not Affected | Not Affected | Not Affected | Not Affected | Not Affected | Not Affected | 0 | 0 | 0 | 0 | 21 | Line
Critical Infrastructure | Stormwater Treatment Facilities and Pump Stations | Drainage Assets | C-1N south levee | STFPS_PL_1451 |  | Not Affected | Not Affected | Not Affected | Not Affected | Not Affected | Not Affected | Not Affected | Not Affected | Not Affected | Not Affected | Not Affected | Not Affected | Not Affected | Not Affected | Not Affected | Not Affected | Not Affected | Not Affected | Not Affected | Not Affected | Not Affected | 0 | 0 | 0 | 0 | 21 | Line
Critical Infrastructure | Stormwater Treatment Facilities and Pump Stations | Drainage Assets | CR 951 west levee | STFPS_PL_1452 |  | Not Affected | Not Affected | Not Affected | Not Affected | Not Affected | Not Affected | Not Affected | Not Affected | Not Affected | Not Affected | Not Affected | Not Affected | Not Affected | Not Affected | Not Affected | Not Affected | Not Affected | Not Affected | Not Affected | Not Affected | Not Affected | 0 | 0 | 0 | 0 | 21 | Line
Critical Infrastructure | Stormwater Treatment Facilities and Pump Stations | Drainage Assets | G-95 south levee | STFPS_PL_1453 |  | Not Affected | Not Affected | Not Affected | Not Affected | Not Affected | Not Affected | Not Affected | Not Affected | Not Affected | Not Affected | Not Affected | Not Affected | Not Affected | Not Affected | Not Affected | Not Affected | Not Affected | Not Affected | Not Affected | Not Affected | Not Affected | 0 | 0 | 0 | 0 | 21 | Line
Critical Infrastructure | Stormwater Treatment Facilities and Pump Stations | Drainage Assets | STA-1W levee | STFPS_PL_1454 |  | Not Affected | Not Affected | Not Affected | Not Affected | Not Affected | Not Affected | Not Affected | Not Affected | Not Affected | Not Affected | Not Affected | Not Affected | Not Affected | Not Affected | Not Affected | Not Affected | Not Affected | Not Affected | Not Affected | Not Affected | Not Affected | 0 | 0 | 0 | 0 | 21 | Line
Critical Infrastructure | Stormwater Treatment Facilities and Pump Stations | Drainage Assets | C-7 south levee | STFPS_PL_1455 |  | Not Affected | Not Affected | Not Affected | Not Affected | Not Affected | Not Affected | Not Affected | Not Affected | Not Affected | Not Affected | Not Affected | Not Affected | Not Affected | Not Affected | Not Affected | Not Affected | Not Affected | Not Affected | Not Affected | Not Affected | Not Affected | 0 | 0 | 0 | 0 | 21 | Line
Critical Infrastructure | Stormwater Treatment Facilities and Pump Stations | Drainage Assets | C-41A north levee | STFPS_PL_1456 |  | Not Affected | Not Affected | Not Affected | Not Affected | Not Affected | Not Affected | Not Affected | Not Affected | Not Affected | Not Affected | Not Affected | Not Affected | Not Affected | Not Affected | Not Affected | Not Affected | Not Affected | Not Affected | Not Affected | Not Affected | Not Affected | 0 | 0 | 0 | 0 | 21 | Line
Critical Infrastructure | Stormwater Treatment Facilities and Pump Stations | Drainage Assets | L-67A east levee | STFPS_PL_1457 |  | Not Affected | Not Affected | Not Affected | Not Affected | Not Affected | Not Affected | Not Affected | Not Affected | Not Affected | Not Affected | Not Affected | Not Affected | Not Affected | Not Affected | Not Affected | Not Affected | Not Affected | Not Affected | Not Affected | Not Affected | Not Affected | 0 | 0 | 0 | 0 | 21 | Line
Critical Infrastructure | Stormwater Treatment Facilities and Pump Stations | Drainage Assets | CR 951 east levee | STFPS_PL_1458 |  | Not Affected | Not Affected | Not Affected | Not Affected | Not Affected | Not Affected | Not Affected | Not Affected | Not Affected | Not Affected | Not Affected | Not Affected | Not Affected | Not Affected | Not Affected | Not Affected | Not Affected | Not Affected | Not Affected | Not Affected | Not Affected | 0 | 0 | 0 | 0 | 21 | Line
Critical Infrastructure | Stormwater Treatment Facilities and Pump Stations | Drainage Assets | C-41 west levee | STFPS_PL_1459 |  | Not Affected | Not Affected | Not Affected | Not Affected | Not Affected | Not Affected | Not Affected | Not Affected | Not Affected | Not Affected | Not Affected | Not Affected | Not Affected | Not Affected | Not Affected | Not Affected | Not Affected | Not Affected | Not Affected | Not Affected | Not Affected | 0 | 0 | 0 | 0 | 21 | Line
Critical Infrastructure | Stormwater Treatment Facilities and Pump Stations | Drainage Assets | C-2 north levee | STFPS_PL_1460 |  | Not Affected | Not Affected | Not Affected | Not Affected | Not Affected | Not Affected | Not Affected | Not Affected | Not Affected | Not Affected | Not Affected | Not Affected | Not Affected | Not Affected | Not Affected | Not Affected | Not Affected | Not Affected | Not Affected | Not Affected | Not Affected | 0 | 0 | 0 | 0 | 21 | Line
Critical Infrastructure | Stormwater Treatment Facilities and Pump Stations | Drainage Assets | L-8 east levee | STFPS_PL_1461 |  | Not Affected | Not Affected | Not Affected | Not Affected | Not Affected | Not Affected | Not Affected | Not Affected | Not Affected | Not Affected | Not Affected | Not Affected | Not Affected | Not Affected | Not Affected | Not Affected | Not Affected | Not Affected | Not Affected | Not Affected | Not Affected | 0 | 0 | 0 | 0 | 21 | Line
Critical Infrastructure | Stormwater Treatment Facilities and Pump Stations | Drainage Assets | C-18 north levee | STFPS_PL_1462 |  | Not Affected | Not Affected | Not Affected | Not Affected | Not Affected | Not Affected | Not Affected | Not Affected | Not Affected | Not Affected | Not Affected | Not Affected | Not Affected | Not Affected | Not Affected | Not Affected | Not Affected | Not Affected | Not Affected | Not Affected | Not Affected | 0 | 0 | 0 | 0 | 21 | Line
Critical Infrastructure | Stormwater Treatment Facilities and Pump Stations | Drainage Assets | C-1N north levee | STFPS_PL_1463 |  | Not Affected | Not Affected | Not Affected | Not Affected | Not Affected | Not Affected | Not Affected | Not Affected | Not Affected | Not Affected | Not Affected | Not Affected | Not Affected | Not Affected | Not Affected | Not Affected | Not Affected | Not Affected | Not Affected | Not Affected | Not Affected | 0 | 0 | 0 | 0 | 21 | Line
Critical Infrastructure | Stormwater Treatment Facilities and Pump Stations | Drainage Assets | C-100C west levee | STFPS_PL_1464 |  | Not Affected | Not Affected | Not Affected | Not Affected | Not Affected | Not Affected | Not Affected | Not Affected | Not Affected | Not Affected | Not Affected | Not Affected | Not Affected | Not Affected | Not Affected | Not Affected | Not Affected | Not Affected | Not Affected | Not Affected | Not Affected | 0 | 0 | 0 | 0 | 21 | Line
Critical Infrastructure | Stormwater Treatment Facilities and Pump Stations | Drainage Assets | STA-1E levee | STFPS_PL_1465 |  | Not Affected | Not Affected | Not Affected | Not Affected | Not Affected | Not Affected | Not Affected | Not Affected | Not Affected | Not Affected | Not Affected | Not Affected | Not Affected | Not Affected | Not Affected | Not Affected | Not Affected | Not Affected | Not Affected | Not Affected | Not Affected | 0 | 0 | 0 | 0 | 21 | Line
Critical Infrastructure | Stormwater Treatment Facilities and Pump Stations | Drainage Assets | Airport Road west levee | STFPS_PL_1466 |  | Not Affected | Not Affected | Not Affected | Not Affected | Not Affected | Not Affected | Not Affected | Not Affected | Not Affected | Not Affected | Not Affected | Not Affected | Not Affected | Not Affected | Not Affected | Not Affected | Not Affected | Not Affected | Not Affected | Not Affected | Not Affected | 0 | 0 | 0 | 0 | 21 | Line
Critical Infrastructure | Stormwater Treatment Facilities and Pump Stations | Drainage Assets | C-102 south levee | STFPS_PL_1467 |  | Not Affected | Not Affected | Not Affected | Not Affected | Not Affected | Not Affected | Not Affected | Not Affected | Not Affected | Not Affected | Not Affected | Not Affected | Not Affected | Not Affected | Not Affected | Not Affected | Not Affected | Not Affected | Not Affected | Not Affected | Not Affected | 0 | 0 | 0 | 0 | 21 | Line
Critical Infrastructure | Stormwater Treatment Facilities and Pump Stations | Drainage Assets | C-7 south levee | STFPS_PL_1468 |  | Not Affected | Not Affected | Not Affected | Not Affected | Not Affected | Not Affected | Not Affected | Not Affected | Not Affected | Not Affected | Not Affected | Not Affected | Not Affected | Not Affected | Not Affected | Not Affected | Not Affected | Not Affected | Not Affected | Not Affected | Not Affected | 0 | 0 | 0 | 0 | 21 | Line
Critical Infrastructure | Stormwater Treatment Facilities and Pump Stations | Drainage Assets | Lakeside Ranch STA levee | STFPS_PL_1469 |  | Not Affected | Not Affected | Not Affected | Not Affected | Not Affected | Not Affected | Not Affected | Not Affected | Not Affected | Not Affected | Not Affected | Not Affected | Not Affected | Not Affected | Not Affected | Not Affected | Not Affected | Not Affected | Not Affected | Not Affected | Not Affected | 0 | 0 | 0 | 0 | 21 | Line
Critical Infrastructure | Stormwater Treatment Facilities and Pump Stations | Drainage Assets | C-111 west levee | STFPS_PL_1470 |  | Not Affected | Not Affected | Not Affected | Not Affected | Not Affected | Not Affected | Not Affected | Not Affected | Not Affected | Not Affected | Not Affected | Not Affected | Not Affected | Not Affected | Not Affected | Not Affected | Not Affected | Not Affected | Not Affected | Not Affected | Not Affected | 0 | 0 | 0 | 0 | 21 | Line
Critical Infrastructure | Stormwater Treatment Facilities and Pump Stations | Drainage Assets | C-34 east levee | STFPS_PL_1471 |  | Not Affected | Not Affected | Not Affected | Not Affected | Not Affected | Not Affected | Not Affected | Not Affected | Not Affected | Not Affected | Not Affected | Not Affected | Not Affected | Not Affected | Not Affected | Not Affected | Not Affected | Not Affected | Not Affected | Not Affected | Not Affected | 0 | 0 | 0 | 0 | 21 | Line
Critical Infrastructure | Stormwater Treatment Facilities and Pump Stations | Drainage Assets | C-4 south levee | STFPS_PL_1472 |  | Not Affected | Not Affected | Not Affected | Not Affected | Not Affected | Not Affected | Not Affected | Not Affected | Not Affected | Not Affected | Not Affected | Not Affected | Not Affected | Not Affected | Not Affected | Not Affected | Not Affected | Not Affected | Not Affected | Not Affected | Not Affected | 0 | 0 | 0 | 0 | 21 | Line
Critical Infrastructure | Stormwater Treatment Facilities and Pump Stations | Drainage Assets | C-7 north levee | STFPS_PL_1473 |  | Not Affected | Not Affected | Not Affected | Not Affected | Not Affected | Not Affected | Not Affected | Not Affected | Not Affected | Not Affected | Not Affected | Not Affected | Not Affected | Not Affected | Not Affected | Not Affected | Not Affected | Not Affected | Not Affected | Not Affected | Not Affected | 0 | 0 | 0 | 0 | 21 | Line
Critical Infrastructure | Stormwater Treatment Facilities and Pump Stations | Drainage Assets | L-63N | STFPS_PL_1474 |  | Not Affected | Not Affected | Not Affected | Not Affected | Not Affected | Not Affected | Not Affected | Not Affected | Not Affected | Not Affected | Not Affected | Not Affected | Not Affected | Not Affected | Not Affected | Not Affected | Not Affected | Not Affected | Not Affected | Not Affected | Not Affected | 0 | 0 | 0 | 0 | 21 | Line
Critical Infrastructure | Stormwater Treatment Facilities and Pump Stations | Drainage Assets | C1-Connector west levee | STFPS_PL_1475 |  | Not Affected | Not Affected | Not Affected | Not Affected | Not Affected | Not Affected | Not Affected | Not Affected | Not Affected | Not Affected | Not Affected | Not Affected | Not Affected | Not Affected | Not Affected | Not Affected | Not Affected | Not Affected | Not Affected | Not Affected | Not Affected | 0 | 0 | 0 | 0 | 21 | Line
Critical Infrastructure | Stormwater Treatment Facilities and Pump Stations | Drainage Assets | STA-3/4 levee | STFPS_PL_1476 |  | Not Affected | Not Affected | Not Affected | Not Affected | Not Affected | Not Affected | Not Affected | Not Affected | Not Affected | Not Affected | Not Affected | Not Affected | Not Affected | Not Affected | Not Affected | Not Affected | Not Affected | Not Affected | Not Affected | Not Affected | Not Affected | 0 | 0 | 0 | 0 | 21 | Line
Critical Infrastructure | Stormwater Treatment Facilities and Pump Stations | Drainage Assets | C-2 north levee | STFPS_PL_1477 |  | Not Affected | Not Affected | Not Affected | Not Affected | Not Affected | Not Affected | Not Affected | Not Affected | Not Affected | Not Affected | Not Affected | Not Affected | Not Affected | Not Affected | Not Affected | Not Affected | Not Affected | Not Affected | Not Affected | Not Affected | Not Affected | 0 | 0 | 0 | 0 | 21 | Line
Critical Infrastructure | Stormwater Treatment Facilities and Pump Stations | Drainage Assets | C-111E west levee | STFPS_PL_1478 |  | Not Affected | Not Affected | Not Affected | Not Affected | Not Affected | Not Affected | Not Affected | Not Affected | Not Affected | Not Affected | Not Affected | Not Affected | Not Affected | Not Affected | Not Affected | Not Affected | Not Affected | Not Affected | Not Affected | Not Affected | Not Affected | 0 | 0 | 0 | 0 | 21 | Line
Critical Infrastructure | Stormwater Treatment Facilities and Pump Stations | Drainage Assets | Airport Road east levee | STFPS_PL_1479 |  | Not Affected | Not Affected | Not Affected | Not Affected | Not Affected | Not Affected | Not Affected | Not Affected | Not Affected | Not Affected | Not Affected | Not Affected | Not Affected | Not Affected | Not Affected | Not Affected | Not Affected | Not Affected | Not Affected | Not Affected | Not Affected | 0 | 0 | 0 | 0 | 21 | Line
Critical Infrastructure | Stormwater Treatment Facilities and Pump Stations | Drainage Assets | L-31N east levee | STFPS_PL_1480 |  | Not Affected | Not Affected | Not Affected | Not Affected | Not Affected | Not Affected | Not Affected | Not Affected | Not Affected | Not Affected | Not Affected | Not Affected | Not Affected | Not Affected | Not Affected | Not Affected | Not Affected | Not Affected | Not Affected | Not Affected | Not Affected | 0 | 0 | 0 | 0 | 21 | Line
Critical Infrastructure | Stormwater Treatment Facilities and Pump Stations | Drainage Assets | C-23 south levee | STFPS_PL_1481 |  | Not Affected | Not Affected | Not Affected | Not Affected | Not Affected | Not Affected | Not Affected | Not Affected | Not Affected | Not Affected | Not Affected | Not Affected | Not Affected | Not Affected | Not Affected | Not Affected | Not Affected | Not Affected | Not Affected | Not Affected | Not Affected | 0 | 0 | 0 | 0 | 21 | Line
Critical Infrastructure | Stormwater Treatment Facilities and Pump Stations | Drainage Assets | C-13 north levee | STFPS_PL_1482 |  | Not Affected | Not Affected | Not Affected | Not Affected | Not Affected | Not Affected | Not Affected | Not Affected | Not Affected | Not Affected | Not Affected | Not Affected | Not Affected | Not Affected | Not Affected | Not Affected | Not Affected | Not Affected | Not Affected | Not Affected | Not Affected | 0 | 0 | 0 | 0 | 21 | Line
Critical Infrastructure | Stormwater Treatment Facilities and Pump Stations | Drainage Assets | STA-3/4 levee | STFPS_PL_1483 |  | Not Affected | Not Affected | Not Affected | Not Affected | Not Affected | Not Affected | Not Affected | Not Affected | Not Affected | Not Affected | Not Affected | Not Affected | Not Affected | Not Affected | Not Affected | Not Affected | Not Affected | Not Affected | Not Affected | Not Affected | Not Affected | 0 | 0 | 0 | 0 | 21 | Line
Critical Infrastructure | Stormwater Treatment Facilities and Pump Stations | Drainage Assets | C-103N north levee | STFPS_PL_1484 |  | Not Affected | Not Affected | Not Affected | Not Affected | Not Affected | Not Affected | Not Affected | Not Affected | Not Affected | Not Affected | Not Affected | Not Affected | Not Affected | Not Affected | Not Affected | Not Affected | Not Affected | Not Affected | Not Affected | Not Affected | Not Affected | 0 | 0 | 0 | 0 | 21 | Line
Critical Infrastructure | Stormwater Treatment Facilities and Pump Stations | Drainage Assets | L-3 west levee | STFPS_PL_1485 |  | Not Affected | Not Affected | Not Affected | Not Affected | Not Affected | Not Affected | Not Affected | Not Affected | Not Affected | Not Affected | Not Affected | Not Affected | Not Affected | Not Affected | Not Affected | Not Affected | Not Affected | Not Affected | Not Affected | Not Affected | Not Affected | 0 | 0 | 0 | 0 | 21 | Line
Critical Infrastructure | Stormwater Treatment Facilities and Pump Stations | Drainage Assets | L-31E west levee | STFPS_PL_1486 |  | Not Affected | Not Affected | Not Affected | Not Affected | Not Affected | Not Affected | Not Affected | Not Affected | Not Affected | Not Affected | Not Affected | Not Affected | Not Affected | Not Affected | Not Affected | Not Affected | Not Affected | Not Affected | Not Affected | Not Affected | Not Affected | 0 | 0 | 0 | 0 | 21 | Line
Critical Infrastructure | Stormwater Treatment Facilities and Pump Stations | Drainage Assets | C-100A west levee | STFPS_PL_1487 |  | Not Affected | Not Affected | Not Affected | Not Affected | Not Affected | Not Affected | Not Affected | Not Affected | Not Affected | Not Affected | Not Affected | Not Affected | Not Affected | Not Affected | Not Affected | Not Affected | Not Affected | Not Affected | Not Affected | Not Affected | Not Affected | 0 | 0 | 0 | 0 | 21 | Line
Critical Infrastructure | Stormwater Treatment Facilities and Pump Stations | Drainage Assets | C-11 south levee | STFPS_PL_1488 |  | Not Affected | Not Affected | Not Affected | Not Affected | Not Affected | Not Affected | Not Affected | Not Affected | Not Affected | Not Affected | Not Affected | Not Affected | Not Affected | Not Affected | Not Affected | Not Affected | Not Affected | Not Affected | Not Affected | Not Affected | Not Affected | 0 | 0 | 0 | 0 | 21 | Line
Critical Infrastructure | Stormwater Treatment Facilities and Pump Stations | Drainage Assets | S-332D Flowway | STFPS_PL_1489 |  | Not Affected | Not Affected | Not Affected | Not Affected | Not Affected | Not Affected | Not Affected | Not Affected | Not Affected | Not Affected | Not Affected | Not Affected | Not Affected | Not Affected | Not Affected | Not Affected | Not Affected | Not Affected | Not Affected | Not Affected | Not Affected | 0 | 0 | 0 | 0 | 21 | Line
Critical Infrastructure | Stormwater Treatment Facilities and Pump Stations | Drainage Assets | L-20 west levee | STFPS_PL_1490 |  | Not Affected | Not Affected | Not Affected | Not Affected | Not Affected | Not Affected | Not Affected | Not Affected | Not Affected | Not Affected | Not Affected | Not Affected | Not Affected | Not Affected | Not Affected | Not Affected | Not Affected | Not Affected | Not Affected | Not Affected | Not Affected | 0 | 0 | 0 | 0 | 21 | Line
Critical Infrastructure | Stormwater Treatment Facilities and Pump Stations | Drainage Assets | C-41A south levee | STFPS_PL_1491 |  | Not Affected | Not Affected | Not Affected | Not Affected | Not Affected | Not Affected | Not Affected | Not Affected | Not Affected | Not Affected | Not Affected | Not Affected | Not Affected | Not Affected | Not Affected | Not Affected | Not Affected | Not Affected | Not Affected | Not Affected | Not Affected | 0 | 0 | 0 | 0 | 21 | Line
Critical Infrastructure | Stormwater Treatment Facilities and Pump Stations | Drainage Assets | C-18 south levee | STFPS_PL_1492 |  | Not Affected | Not Affected | Not Affected | Not Affected | Not Affected | Not Affected | Not Affected | Not Affected | Not Affected | Not Affected | Not Affected | Not Affected | Not Affected | Not Affected | Not Affected | Not Affected | Not Affected | Not Affected | Not Affected | Not Affected | Not Affected | 0 | 0 | 0 | 0 | 21 | Line
Critical Infrastructure | Stormwater Treatment Facilities and Pump Stations | Drainage Assets | L-13 north levee | STFPS_PL_1493 |  | Not Affected | Not Affected | Not Affected | Not Affected | Not Affected | Not Affected | Not Affected | Not Affected | Not Affected | Not Affected | Not Affected | Not Affected | Not Affected | Not Affected | Not Affected | Not Affected | Not Affected | Not Affected | Not Affected | Not Affected | Not Affected | 0 | 0 | 0 | 0 | 21 | Line
Critical Infrastructure | Stormwater Treatment Facilities and Pump Stations | Drainage Assets | C-38 west levee | STFPS_PL_1494 |  | Not Affected | Not Affected | Not Affected | Not Affected | Not Affected | Not Affected | Not Affected | Not Affected | Not Affected | Not Affected | Not Affected | Not Affected | Not Affected | Not Affected | Not Affected | Not Affected | Not Affected | Not Affected | Not Affected | Not Affected | Not Affected | 0 | 0 | 0 | 0 | 21 | Line
Critical Infrastructure | Stormwater Treatment Facilities and Pump Stations | Drainage Assets | STA-2 levee / L-6 levee | STFPS_PL_1495 |  | Not Affected | Not Affected | Not Affected | Not Affected | Not Affected | Not Affected | Not Affected | Not Affected | Not Affected | Not Affected | Not Affected | Not Affected | Not Affected | Not Affected | Not Affected | Not Affected | Not Affected | Not Affected | Not Affected | Not Affected | Not Affected | 0 | 0 | 0 | 0 | 21 | Line
Critical Infrastructure | Stormwater Treatment Facilities and Pump Stations | Drainage Assets | Henderson Creek east levee | STFPS_PL_1496 |  | Not Affected | Not Affected | Not Affected | Not Affected | Not Affected | Not Affected | Not Affected | Not Affected | Not Affected | Not Affected | Not Affected | Not Affected | Not Affected | Not Affected | Not Affected | Not Affected | Not Affected | Not Affected | Not Affected | Not Affected | Not Affected | 0 | 0 | 0 | 0 | 21 | Line
Critical Infrastructure | Stormwater Treatment Facilities and Pump Stations | Drainage Assets | STA-5/6 discharge canal levee | STFPS_PL_1497 |  | Not Affected | Not Affected | Not Affected | Not Affected | Not Affected | Not Affected | Not Affected | Not Affected | Not Affected | Not Affected | Not Affected | Not Affected | Not Affected | Not Affected | Not Affected | Not Affected | Not Affected | Not Affected | Not Affected | Not Affected | Not Affected | 0 | 0 | 0 | 0 | 21 | Line
Critical Infrastructure | Stormwater Treatment Facilities and Pump Stations | Drainage Assets | Golden Gate Main southeast levee | STFPS_PL_1498 |  | Not Affected | Not Affected | Not Affected | Not Affected | Not Affected | Not Affected | Not Affected | Not Affected | Not Affected | Not Affected | Not Affected | Not Affected | Not Affected | Not Affected | Not Affected | Not Affected | Not Affected | Not Affected | Not Affected | Not Affected | Not Affected | 0 | 0 | 0 | 0 | 21 | Line
Critical Infrastructure | Stormwater Treatment Facilities and Pump Stations | Drainage Assets | L-13 north levee | STFPS_PL_1499 |  | Not Affected | Not Affected | Not Affected | Not Affected | Not Affected | Not Affected | Not Affected | Not Affected | Not Affected | Not Affected | Not Affected | Not Affected | Not Affected | Not Affected | Not Affected | Not Affected | Not Affected | Not Affected | Not Affected | Not Affected | Not Affected | 0 | 0 | 0 | 0 | 21 | Line
Critical Infrastructure | Stormwater Treatment Facilities and Pump Stations | Drainage Assets | L-323 | STFPS_PL_1500 |  | Not Affected | Not Affected | Not Affected | Not Affected | Not Affected | Not Affected | Not Affected | Not Affected | Not Affected | Not Affected | Not Affected | Not Affected | Not Affected | Not Affected | Not Affected | Not Affected | Not Affected | Not Affected | Not Affected | Not Affected | Not Affected | 0 | 0 | 0 | 0 | 21 | Line
Critical Infrastructure | Stormwater Treatment Facilities and Pump Stations | Drainage Assets | L-8 south tieback | STFPS_PL_1501 |  | Not Affected | Not Affected | Not Affected | Not Affected | Not Affected | Not Affected | Not Affected | Not Affected | Not Affected | Not Affected | Not Affected | Not Affected | Not Affected | Not Affected | Not Affected | Not Affected | Not Affected | Not Affected | Not Affected | Not Affected | Not Affected | 0 | 0 | 0 | 0 | 21 | Line
Critical Infrastructure | Stormwater Treatment Facilities and Pump Stations | Drainage Assets | C-4 north levee | STFPS_PL_1502 |  | Not Affected | Not Affected | Not Affected | Not Affected | Not Affected | Not Affected | Not Affected | Not Affected | Not Affected | Not Affected | Not Affected | Not Affected | Not Affected | Not Affected | Not Affected | Not Affected | Not Affected | Not Affected | Not Affected | Not Affected | Not Affected | 0 | 0 | 0 | 0 | 21 | Line
Critical Infrastructure | Stormwater Treatment Facilities and Pump Stations | Drainage Assets | C-29B south levee | STFPS_PL_1503 |  | Not Affected | Not Affected | Not Affected | Not Affected | Not Affected | Not Affected | Not Affected | Not Affected | Not Affected | Not Affected | Not Affected | Not Affected | Not Affected | Not Affected | Not Affected | Not Affected | Not Affected | Not Affected | Not Affected | Not Affected | Not Affected | 0 | 0 | 0 | 0 | 21 | Line
Critical Infrastructure | Stormwater Treatment Facilities and Pump Stations | Drainage Assets | L-200 | STFPS_PL_1504 |  | Not Affected | Not Affected | Not Affected | Not Affected | Not Affected | Not Affected | Not Affected | Not Affected | Not Affected | Not Affected | Not Affected | Not Affected | Not Affected | Not Affected | Not Affected | Not Affected | Not Affected | Not Affected | Not Affected | Not Affected | Not Affected | 0 | 0 | 0 | 0 | 21 | Line
Critical Infrastructure | Stormwater Treatment Facilities and Pump Stations | Drainage Assets | C-8 north levee | STFPS_PL_1505 |  | Not Affected | Not Affected | Not Affected | Not Affected | Not Affected | Not Affected | Not Affected | Not Affected | Not Affected | Not Affected | Not Affected | Not Affected | Not Affected | Not Affected | Not Affected | Not Affected | Not Affected | Not Affected | Not Affected | Not Affected | Not Affected | 0 | 0 | 0 | 0 | 21 | Line
Critical Infrastructure | Stormwater Treatment Facilities and Pump Stations | Drainage Assets | C-9 north levee | STFPS_PL_1506 |  | Not Affected | Not Affected | Not Affected | Not Affected | Not Affected | Not Affected | Not Affected | Not Affected | Not Affected | Not Affected | Not Affected | Not Affected | Not Affected | Not Affected | Not Affected | Not Affected | Not Affected | Not Affected | Not Affected | Not Affected | Not Affected | 0 | 0 | 0 | 0 | 21 | Line
Critical Infrastructure | Stormwater Treatment Facilities and Pump Stations | Drainage Assets | C-41 east levee | STFPS_PL_1507 |  | Not Affected | Not Affected | Not Affected | Not Affected | Not Affected | Not Affected | Not Affected | Not Affected | Not Affected | Not Affected | Not Affected | Not Affected | Not Affected | Not Affected | Not Affected | Not Affected | Not Affected | Not Affected | Not Affected | Not Affected | Not Affected | 0 | 0 | 0 | 0 | 21 | Line
Critical Infrastructure | Stormwater Treatment Facilities and Pump Stations | Drainage Assets | Golden Gate Side Branch south levee | STFPS_PL_1508 |  | Not Affected | Not Affected | Not Affected | Not Affected | Not Affected | Not Affected | Not Affected | Not Affected | Not Affected | Not Affected | Not Affected | Not Affected | Not Affected | Not Affected | Not Affected | Not Affected | Not Affected | Not Affected | Not Affected | Not Affected | Not Affected | 0 | 0 | 0 | 0 | 21 | Line
Critical Infrastructure | Stormwater Treatment Facilities and Pump Stations | Drainage Assets | L-315 | STFPS_PL_1509 |  | Not Affected | Not Affected | Not Affected | Not Affected | Not Affected | Not Affected | Not Affected | Not Affected | Not Affected | Not Affected | Not Affected | Not Affected | Not Affected | Not Affected | Not Affected | Not Affected | Not Affected | Not Affected | Not Affected | Not Affected | Not Affected | 0 | 0 | 0 | 0 | 21 | Line
Critical Infrastructure | Stormwater Treatment Facilities and Pump Stations | Drainage Assets | C-357 Containment | STFPS_PL_1510 |  | Not Affected | Not Affected | Not Affected | Not Affected | Not Affected | Not Affected | Not Affected | Not Affected | Not Affected | Not Affected | Not Affected | Not Affected | Not Affected | Not Affected | Not Affected | Not Affected | Not Affected | Not Affected | Not Affected | Not Affected | Not Affected | 0 | 0 | 0 | 0 | 21 | Line
Critical Infrastructure | Stormwater Treatment Facilities and Pump Stations | Drainage Assets | C-100C south levee | STFPS_PL_1511 |  | Not Affected | Not Affected | Not Affected | Not Affected | Not Affected | Not Affected | Not Affected | Not Affected | Not Affected | Not Affected | Not Affected | Not Affected | Not Affected | Not Affected | Not Affected | Not Affected | Not Affected | Not Affected | Not Affected | Not Affected | Not Affected | 0 | 0 | 0 | 0 | 21 | Line
Critical Infrastructure | Stormwater Treatment Facilities and Pump Stations | Drainage Assets | G-3W south levee | STFPS_PL_1512 |  | Not Affected | Not Affected | Not Affected | Not Affected | Not Affected | Not Affected | Not Affected | Not Affected | Not Affected | Not Affected | Not Affected | Not Affected | Not Affected | Not Affected | Not Affected | Not Affected | Not Affected | Not Affected | Not Affected | Not Affected | Not Affected | 0 | 0 | 0 | 0 | 21 | Line
Critical Infrastructure | Stormwater Treatment Facilities and Pump Stations | Drainage Assets | G-16 south levee | STFPS_PL_1513 |  | Not Affected | Not Affected | Not Affected | Not Affected | Not Affected | Not Affected | Not Affected | Not Affected | Not Affected | Not Affected | Not Affected | Not Affected | Not Affected | Not Affected | Not Affected | Not Affected | Not Affected | Not Affected | Not Affected | Not Affected | Not Affected | 0 | 0 | 0 | 0 | 21 | Line
Critical Infrastructure | Stormwater Treatment Facilities and Pump Stations | Drainage Assets | Aerojet Road | STFPS_PL_1514 |  | Not Affected | Not Affected | Not Affected | Not Affected | Not Affected | Not Affected | Not Affected | Not Affected | Not Affected | Not Affected | Not Affected | Not Affected | Not Affected | Not Affected | Not Affected | Not Affected | Not Affected | Not Affected | Not Affected | Not Affected | Not Affected | 0 | 0 | 0 | 0 | 21 | Line
Critical Infrastructure | Stormwater Treatment Facilities and Pump Stations | Drainage Assets | L-24 east levee | STFPS_PL_1515 |  | Not Affected | Not Affected | Not Affected | Not Affected | Not Affected | Not Affected | Not Affected | Not Affected | Not Affected | Not Affected | Not Affected | Not Affected | Not Affected | Not Affected | Not Affected | Not Affected | Not Affected | Not Affected | Not Affected | Not Affected | Not Affected | 0 | 0 | 0 | 0 | 21 | Line
Critical Infrastructure | Stormwater Treatment Facilities and Pump Stations | Drainage Assets | L-1E north levee | STFPS_PL_1516 |  | Not Affected | Not Affected | Not Affected | Not Affected | Not Affected | Not Affected | Not Affected | Not Affected | Not Affected | Not Affected | Not Affected | Not Affected | Not Affected | Not Affected | Not Affected | Not Affected | Not Affected | Not Affected | Not Affected | Not Affected | Not Affected | 0 | 0 | 0 | 0 | 21 | Line
Critical Infrastructure | Stormwater Treatment Facilities and Pump Stations | Drainage Assets | Abandoned Road | STFPS_PL_1517 |  | Not Affected | Not Affected | Not Affected | Not Affected | Not Affected | Not Affected | Not Affected | Not Affected | Not Affected | Not Affected | Not Affected | Not Affected | Not Affected | Not Affected | Not Affected | Not Affected | Not Affected | Not Affected | Not Affected | Not Affected | Not Affected | 0 | 0 | 0 | 0 | 21 | Line
Critical Infrastructure | Stormwater Treatment Facilities and Pump Stations | Drainage Assets | L-67 ext | STFPS_PL_1518 |  | Not Affected | Not Affected | Not Affected | Not Affected | Not Affected | Not Affected | Not Affected | Not Affected | Not Affected | Not Affected | Not Affected | Not Affected | Not Affected | Not Affected | Not Affected | Not Affected | Not Affected | Not Affected | Not Affected | Not Affected | Not Affected | 0 | 0 | 0 | 0 | 21 | Line
Critical Infrastructure | Stormwater Treatment Facilities and Pump Stations | Drainage Assets | STA-2 Inflow Canal levee | STFPS_PL_1519 |  | Not Affected | Not Affected | Not Affected | Not Affected | Not Affected | Not Affected | Not Affected | Not Affected | Not Affected | Not Affected | Not Affected | Not Affected | Not Affected | Not Affected | Not Affected | Not Affected | Not Affected | Not Affected | Not Affected | Not Affected | Not Affected | 0 | 0 | 0 | 0 | 21 | Line
Critical Infrastructure | Stormwater Treatment Facilities and Pump Stations | Drainage Assets | C-102N east levee | STFPS_PL_1520 |  | Not Affected | Not Affected | Not Affected | Not Affected | Not Affected | Not Affected | Not Affected | Not Affected | Not Affected | Not Affected | Not Affected | Not Affected | Not Affected | Not Affected | Not Affected | Not Affected | Not Affected | Not Affected | Not Affected | Not Affected | Not Affected | 0 | 0 | 0 | 0 | 21 | Line
Critical Infrastructure | Stormwater Treatment Facilities and Pump Stations | Drainage Assets | L-62 west levee | STFPS_PL_1521 |  | Not Affected | Not Affected | Not Affected | Not Affected | Not Affected | Not Affected | Not Affected | Not Affected | Not Affected | Not Affected | Not Affected | Not Affected | Not Affected | Not Affected | Not Affected | Not Affected | Not Affected | Not Affected | Not Affected | Not Affected | Not Affected | 0 | 0 | 0 | 0 | 21 | Line
Critical Infrastructure | Stormwater Treatment Facilities and Pump Stations | Drainage Assets | C-1N east levee | STFPS_PL_1522 |  | Not Affected | Not Affected | Not Affected | Not Affected | Not Affected | Not Affected | Not Affected | Not Affected | Not Affected | Not Affected | Not Affected | Not Affected | Not Affected | Not Affected | Not Affected | Not Affected | Not Affected | Not Affected | Not Affected | Not Affected | Not Affected | 0 | 0 | 0 | 0 | 21 | Line
Critical Infrastructure | Stormwater Treatment Facilities and Pump Stations | Drainage Assets | C-34 access road | STFPS_PL_1523 |  | Not Affected | Not Affected | Not Affected | Not Affected | Not Affected | Not Affected | Not Affected | Not Affected | Not Affected | Not Affected | Not Affected | Not Affected | Not Affected | Not Affected | Not Affected | Not Affected | Not Affected | Not Affected | Not Affected | Not Affected | Not Affected | 0 | 0 | 0 | 0 | 21 | Line
Critical Infrastructure | Stormwater Treatment Facilities and Pump Stations | Drainage Assets | C-8 west levee | STFPS_PL_1524 |  | Not Affected | Not Affected | Not Affected | Not Affected | Not Affected | Not Affected | Not Affected | Not Affected | Not Affected | Not Affected | Not Affected | Not Affected | Not Affected | Not Affected | Not Affected | Not Affected | Not Affected | Not Affected | Not Affected | Not Affected | Not Affected | 0 | 0 | 0 | 0 | 21 | Line
Critical Infrastructure | Stormwater Treatment Facilities and Pump Stations | Drainage Assets | Golden Gate Main | STFPS_PL_1525 |  | Not Affected | Not Affected | Not Affected | Not Affected | Not Affected | Not Affected | Not Affected | Not Affected | Not Affected | Not Affected | Not Affected | Not Affected | Not Affected | Not Affected | Not Affected | Not Affected | Not Affected | Not Affected | Not Affected | Not Affected | Not Affected | 0 | 0 | 0 | 0 | 21 | Line
Critical Infrastructure | Stormwater Treatment Facilities and Pump Stations | Drainage Assets | C-18 east levee | STFPS_PL_1526 |  | Not Affected | Not Affected | Not Affected | Not Affected | Not Affected | Not Affected | Not Affected | Not Affected | Not Affected | Not Affected | Not Affected | Not Affected | Not Affected | Not Affected | Not Affected | Not Affected | Not Affected | Not Affected | Not Affected | Not Affected | Not Affected | 0 | 0 | 0 | 0 | 21 | Line
Critical Infrastructure | Stormwater Treatment Facilities and Pump Stations | Drainage Assets | C-11 south levee | STFPS_PL_1527 |  | Not Affected | Not Affected | Not Affected | Not Affected | Not Affected | Not Affected | Not Affected | Not Affected | Not Affected | Not Affected | Not Affected | Not Affected | Not Affected | Not Affected | Not Affected | Not Affected | Not Affected | Not Affected | Not Affected | Not Affected | Not Affected | 0 | 0 | 0 | 0 | 21 | Line
Critical Infrastructure | Stormwater Treatment Facilities and Pump Stations | Drainage Assets | C-103 south levee | STFPS_PL_1528 |  | Not Affected | Not Affected | Not Affected | Not Affected | Not Affected | Not Affected | Not Affected | Not Affected | Not Affected | Not Affected | Not Affected | Not Affected | Not Affected | Not Affected | Not Affected | Not Affected | Not Affected | Not Affected | Not Affected | Not Affected | Not Affected | 0 | 0 | 0 | 0 | 21 | Line
Critical Infrastructure | Stormwater Treatment Facilities and Pump Stations | Drainage Assets | C-35 east levee | STFPS_PL_1529 |  | Not Affected | Not Affected | Not Affected | Not Affected | Not Affected | Not Affected | Not Affected | Not Affected | Not Affected | Not Affected | Not Affected | Not Affected | Not Affected | Not Affected | Not Affected | Not Affected | Not Affected | Not Affected | Not Affected | Not Affected | Not Affected | 0 | 0 | 0 | 0 | 21 | Line
Critical Infrastructure | Stormwater Treatment Facilities and Pump Stations | Drainage Assets | C-14 south levee | STFPS_PL_1530 |  | Not Affected | Not Affected | Not Affected | Not Affected | Not Affected | Not Affected | Not Affected | Not Affected | Not Affected | Not Affected | Not Affected | Not Affected | Not Affected | Not Affected | Not Affected | Not Affected | Not Affected | Not Affected | Not Affected | Not Affected | Not Affected | 0 | 0 | 0 | 0 | 21 | Line
Critical Infrastructure | Stormwater Treatment Facilities and Pump Stations | Drainage Assets | Lakeside Ranch STA levee | STFPS_PL_1531 |  | Not Affected | Not Affected | Not Affected | Not Affected | Not Affected | Not Affected | Not Affected | Not Affected | Not Affected | Not Affected | Not Affected | Not Affected | Not Affected | Not Affected | Not Affected | Not Affected | Not Affected | Not Affected | Not Affected | Not Affected | Not Affected | 0 | 0 | 0 | 0 | 21 | Line
Critical Infrastructure | Stormwater Treatment Facilities and Pump Stations | Drainage Assets | L-327 | STFPS_PL_1532 |  | Not Affected | Not Affected | Not Affected | Not Affected | Not Affected | Not Affected | Not Affected | Not Affected | Not Affected | Not Affected | Not Affected | Not Affected | Not Affected | Not Affected | Not Affected | Not Affected | Not Affected | Not Affected | Not Affected | Not Affected | Not Affected | 0 | 0 | 0 | 0 | 21 | Line
Critical Infrastructure | Stormwater Treatment Facilities and Pump Stations | Drainage Assets | C-103 south levee | STFPS_PL_1533 |  | Not Affected | Not Affected | Not Affected | Not Affected | Not Affected | Not Affected | Not Affected | Not Affected | Not Affected | Not Affected | Not Affected | Not Affected | Not Affected | Not Affected | Not Affected | Not Affected | Not Affected | Not Affected | Not Affected | Not Affected | Not Affected | 0 | 0 | 0 | 0 | 21 | Line
Critical Infrastructure | Stormwater Treatment Facilities and Pump Stations | Drainage Assets | C-15 south levee | STFPS_PL_1534 |  | Not Affected | Not Affected | Not Affected | Not Affected | Not Affected | Not Affected | Not Affected | Not Affected | Not Affected | Not Affected | Not Affected | Not Affected | Not Affected | Not Affected | Not Affected | Not Affected | Not Affected | Not Affected | Not Affected | Not Affected | Not Affected | 0 | 0 | 0 | 0 | 21 | Line
Critical Infrastructure | Stormwater Treatment Facilities and Pump Stations | Drainage Assets | C-33 east levee | STFPS_PL_1535 |  | Not Affected | Not Affected | Not Affected | Not Affected | Not Affected | Not Affected | Not Affected | Not Affected | Not Affected | Not Affected | Not Affected | Not Affected | Not Affected | Not Affected | Not Affected | Not Affected | Not Affected | Not Affected | Not Affected | Not Affected | Not Affected | 0 | 0 | 0 | 0 | 21 | Line
Critical Infrastructure | Stormwater Treatment Facilities and Pump Stations | Drainage Assets | C-25 south levee | STFPS_PL_1536 |  | Not Affected | Not Affected | Not Affected | Not Affected | Not Affected | Not Affected | Not Affected | Not Affected | Not Affected | Not Affected | Not Affected | Not Affected | Not Affected | Not Affected | Not Affected | Not Affected | Not Affected | Not Affected | Not Affected | Not Affected | Not Affected | 0 | 0 | 0 | 0 | 21 | Line
Critical Infrastructure | Stormwater Treatment Facilities and Pump Stations | Drainage Assets | C-2 north levee | STFPS_PL_1537 |  | Not Affected | Not Affected | Not Affected | Not Affected | Not Affected | Not Affected | Not Affected | Not Affected | Not Affected | Not Affected | Not Affected | Not Affected | Not Affected | Not Affected | Not Affected | Not Affected | Not Affected | Not Affected | Not Affected | Not Affected | Not Affected | 0 | 0 | 0 | 0 | 21 | Line
Critical Infrastructure | Stormwater Treatment Facilities and Pump Stations | Drainage Assets | STA-1W levee | STFPS_PL_1538 |  | Not Affected | Not Affected | Not Affected | Not Affected | Not Affected | Not Affected | Not Affected | Not Affected | Not Affected | Not Affected | Not Affected | Not Affected | Not Affected | Not Affected | Not Affected | Not Affected | Not Affected | Not Affected | Not Affected | Not Affected | Not Affected | 0 | 0 | 0 | 0 | 21 | Line
Critical Infrastructure | Stormwater Treatment Facilities and Pump Stations | Drainage Assets | L-1E south levee | STFPS_PL_1539 |  | Not Affected | Not Affected | Not Affected | Not Affected | Not Affected | Not Affected | Not Affected | Not Affected | Not Affected | Not Affected | Not Affected | Not Affected | Not Affected | Not Affected | Not Affected | Not Affected | Not Affected | Not Affected | Not Affected | Not Affected | Not Affected | 0 | 0 | 0 | 0 | 21 | Line
Critical Infrastructure | Stormwater Treatment Facilities and Pump Stations | Drainage Assets | C-103 west levee | STFPS_PL_1540 |  | Not Affected | Not Affected | Not Affected | Not Affected | Not Affected | Not Affected | Not Affected | Not Affected | Not Affected | Not Affected | Not Affected | Not Affected | Not Affected | Not Affected | Not Affected | Not Affected | Not Affected | Not Affected | Not Affected | Not Affected | Not Affected | 0 | 0 | 0 | 0 | 21 | Line
Critical Infrastructure | Stormwater Treatment Facilities and Pump Stations | Drainage Assets | C-8 north levee | STFPS_PL_1541 |  | Not Affected | Not Affected | Not Affected | Not Affected | Not Affected | Not Affected | Not Affected | Not Affected | Not Affected | Not Affected | Not Affected | Not Affected | Not Affected | Not Affected | Not Affected | Not Affected | Not Affected | Not Affected | Not Affected | Not Affected | Not Affected | 0 | 0 | 0 | 0 | 21 | Line
Critical Infrastructure | Stormwater Treatment Facilities and Pump Stations | Drainage Assets | L-16 north levee | STFPS_PL_1542 |  | Not Affected | Not Affected | Not Affected | Not Affected | Not Affected | Not Affected | Not Affected | Not Affected | Not Affected | Not Affected | Not Affected | Not Affected | Not Affected | Not Affected | Not Affected | Not Affected | Not Affected | Not Affected | Not Affected | Not Affected | Not Affected | 0 | 0 | 0 | 0 | 21 | Line
Critical Infrastructure | Stormwater Treatment Facilities and Pump Stations | Drainage Assets | Green Canal north levee | STFPS_PL_1543 |  | Not Affected | Not Affected | Not Affected | Not Affected | Not Affected | Not Affected | Not Affected | Not Affected | Not Affected | Not Affected | Not Affected | Not Affected | Not Affected | Not Affected | Not Affected | Not Affected | Not Affected | Not Affected | Not Affected | Not Affected | Not Affected | 0 | 0 | 0 | 0 | 21 | Line
Critical Infrastructure | Stormwater Treatment Facilities and Pump Stations | Drainage Assets | C-23 north levee | STFPS_PL_1544 |  | Not Affected | Not Affected | Not Affected | Not Affected | Not Affected | Not Affected | Not Affected | Not Affected | Not Affected | Not Affected | Not Affected | Not Affected | Not Affected | Not Affected | Not Affected | Not Affected | Not Affected | Not Affected | Not Affected | Not Affected | Not Affected | 0 | 0 | 0 | 0 | 21 | Line
Critical Infrastructure | Stormwater Treatment Facilities and Pump Stations | Drainage Assets | FAKA Union east levee | STFPS_PL_1545 |  | Not Affected | Not Affected | Not Affected | Not Affected | Not Affected | Not Affected | Not Affected | Not Affected | Not Affected | Not Affected | Not Affected | Not Affected | Not Affected | Not Affected | Not Affected | Not Affected | Not Affected | Not Affected | Not Affected | Not Affected | Not Affected | 0 | 0 | 0 | 0 | 21 | Line
Critical Infrastructure | Stormwater Treatment Facilities and Pump Stations | Drainage Assets | Lakeside Ranch STA SW Seepage levee | STFPS_PL_1546 |  | Not Affected | Not Affected | Not Affected | Not Affected | Not Affected | Not Affected | Not Affected | Not Affected | Not Affected | Not Affected | Not Affected | Not Affected | Not Affected | Not Affected | Not Affected | Not Affected | Not Affected | Not Affected | Not Affected | Not Affected | Not Affected | 0 | 0 | 0 | 0 | 21 | Line
Critical Infrastructure | Stormwater Treatment Facilities and Pump Stations | Drainage Assets | Cork northeast levee | STFPS_PL_1547 |  | Not Affected | Not Affected | Not Affected | Not Affected | Not Affected | Not Affected | Not Affected | Not Affected | Not Affected | Not Affected | Not Affected | Not Affected | Not Affected | Not Affected | Not Affected | Not Affected | Not Affected | Not Affected | Not Affected | Not Affected | Not Affected | 0 | 0 | 0 | 0 | 21 | Line
Critical Infrastructure | Stormwater Treatment Facilities and Pump Stations | Drainage Assets | C-2 north levee | STFPS_PL_1548 |  | Not Affected | Not Affected | Not Affected | Not Affected | Not Affected | Not Affected | Not Affected | Not Affected | Not Affected | Not Affected | Not Affected | Not Affected | Not Affected | Not Affected | Not Affected | Not Affected | Not Affected | Not Affected | Not Affected | Not Affected | Not Affected | 0 | 0 | 0 | 0 | 21 | Line
Critical Infrastructure | Stormwater Treatment Facilities and Pump Stations | Drainage Assets | C-102 south levee | STFPS_PL_1549 |  | Not Affected | Not Affected | Not Affected | Not Affected | Not Affected | Not Affected | Not Affected | Not Affected | Not Affected | Not Affected | Not Affected | Not Affected | Not Affected | Not Affected | Not Affected | Not Affected | Not Affected | Not Affected | Not Affected | Not Affected | Not Affected | 0 | 0 | 0 | 0 | 21 | Line
Critical Infrastructure | Stormwater Treatment Facilities and Pump Stations | Drainage Assets | Lakeside Ranch STA levee | STFPS_PL_1550 |  | Not Affected | Not Affected | Not Affected | Not Affected | Not Affected | Not Affected | Not Affected | Not Affected | Not Affected | Not Affected | Not Affected | Not Affected | Not Affected | Not Affected | Not Affected | Not Affected | Not Affected | Not Affected | Not Affected | Not Affected | Not Affected | 0 | 0 | 0 | 0 | 21 | Line
Critical Infrastructure | Stormwater Treatment Facilities and Pump Stations | Drainage Assets | G-16 north levee | STFPS_PL_1551 |  | Not Affected | Not Affected | Not Affected | Not Affected | Not Affected | Not Affected | Not Affected | Not Affected | Not Affected | Not Affected | Not Affected | Not Affected | Not Affected | Not Affected | Not Affected | Not Affected | Not Affected | Not Affected | Not Affected | Not Affected | Not Affected | 0 | 0 | 0 | 0 | 21 | Line
Critical Infrastructure | Stormwater Treatment Facilities and Pump Stations | Drainage Assets | C-103N east levee | STFPS_PL_1552 |  | Not Affected | Not Affected | Not Affected | Not Affected | Not Affected | Not Affected | Not Affected | Not Affected | Not Affected | Not Affected | Not Affected | Not Affected | Not Affected | Not Affected | Not Affected | Not Affected | Not Affected | Not Affected | Not Affected | Not Affected | Not Affected | 0 | 0 | 0 | 0 | 21 | Line
Critical Infrastructure | Stormwater Treatment Facilities and Pump Stations | Drainage Assets | L-30 west levee | STFPS_PL_1553 |  | Not Affected | Not Affected | Not Affected | Not Affected | Not Affected | Not Affected | Not Affected | Not Affected | Not Affected | Not Affected | Not Affected | Not Affected | Not Affected | Not Affected | Not Affected | Not Affected | Not Affected | Not Affected | Not Affected | Not Affected | Not Affected | 0 | 0 | 0 | 0 | 21 | Line
Critical Infrastructure | Stormwater Treatment Facilities and Pump Stations | Drainage Assets | STA-1E levee | STFPS_PL_1554 |  | Not Affected | Not Affected | Not Affected | Not Affected | Not Affected | Not Affected | Not Affected | Not Affected | Not Affected | Not Affected | Not Affected | Not Affected | Not Affected | Not Affected | Not Affected | Not Affected | Not Affected | Not Affected | Not Affected | Not Affected | Not Affected | 0 | 0 | 0 | 0 | 21 | Line
Critical Infrastructure | Stormwater Treatment Facilities and Pump Stations | Drainage Assets | L-33 west levee | STFPS_PL_1555 |  | Not Affected | Not Affected | Not Affected | Not Affected | Not Affected | Not Affected | Not Affected | Not Affected | Not Affected | Not Affected | Not Affected | Not Affected | Not Affected | Not Affected | Not Affected | Not Affected | Not Affected | Not Affected | Not Affected | Not Affected | Not Affected | 0 | 0 | 0 | 0 | 21 | Line
Critical Infrastructure | Stormwater Treatment Facilities and Pump Stations | Drainage Assets | C-31 west levee | STFPS_PL_1556 |  | Not Affected | Not Affected | Not Affected | Not Affected | Not Affected | Not Affected | Not Affected | Not Affected | Not Affected | Not Affected | Not Affected | Not Affected | Not Affected | Not Affected | Not Affected | Not Affected | Not Affected | Not Affected | Not Affected | Not Affected | Not Affected | 0 | 0 | 0 | 0 | 21 | Line
Critical Infrastructure | Stormwater Treatment Facilities and Pump Stations | Drainage Assets | C-21 south levee | STFPS_PL_1557 |  | Not Affected | Not Affected | Not Affected | Not Affected | Not Affected | Not Affected | Not Affected | Not Affected | Not Affected | Not Affected | Not Affected | Not Affected | Not Affected | Not Affected | Not Affected | Not Affected | Not Affected | Not Affected | Not Affected | Not Affected | Not Affected | 0 | 0 | 0 | 0 | 21 | Line
Critical Infrastructure | Stormwater Treatment Facilities and Pump Stations | Drainage Assets | L-23 east levee | STFPS_PL_1558 |  | Not Affected | Not Affected | Not Affected | Not Affected | Not Affected | Not Affected | Not Affected | Not Affected | Not Affected | Not Affected | Not Affected | Not Affected | Not Affected | Not Affected | Not Affected | Not Affected | Not Affected | Not Affected | Not Affected | Not Affected | Not Affected | 0 | 0 | 0 | 0 | 21 | Line
Critical Infrastructure | Stormwater Treatment Facilities and Pump Stations | Drainage Assets | C-11S west levee | STFPS_PL_1559 |  | Not Affected | Not Affected | Not Affected | Not Affected | Not Affected | Not Affected | Not Affected | Not Affected | Not Affected | Not Affected | Not Affected | Not Affected | Not Affected | Not Affected | Not Affected | Not Affected | Not Affected | Not Affected | Not Affected | Not Affected | Not Affected | 0 | 0 | 0 | 0 | 21 | Line
Critical Infrastructure | Stormwater Treatment Facilities and Pump Stations | Drainage Assets | L-13 north levee | STFPS_PL_1560 |  | Not Affected | Not Affected | Not Affected | Not Affected | Not Affected | Not Affected | Not Affected | Not Affected | Not Affected | Not Affected | Not Affected | Not Affected | Not Affected | Not Affected | Not Affected | Not Affected | Not Affected | Not Affected | Not Affected | Not Affected | Not Affected | 0 | 0 | 0 | 0 | 21 | Line
Critical Infrastructure | Stormwater Treatment Facilities and Pump Stations | Drainage Assets | L-2W north levee | STFPS_PL_1561 |  | Not Affected | Not Affected | Not Affected | Not Affected | Not Affected | Not Affected | Not Affected | Not Affected | Not Affected | Not Affected | Not Affected | Not Affected | Not Affected | Not Affected | Not Affected | Not Affected | Not Affected | Not Affected | Not Affected | Not Affected | Not Affected | 0 | 0 | 0 | 0 | 21 | Line
Critical Infrastructure | Stormwater Treatment Facilities and Pump Stations | Drainage Assets | C-100A north levee | STFPS_PL_1562 |  | Not Affected | Not Affected | Not Affected | Not Affected | Not Affected | Not Affected | Not Affected | Not Affected | Not Affected | Not Affected | Not Affected | Not Affected | Not Affected | Not Affected | Not Affected | Not Affected | Not Affected | Not Affected | Not Affected | Not Affected | Not Affected | 0 | 0 | 0 | 0 | 21 | Line
Critical Infrastructure | Stormwater Treatment Facilities and Pump Stations | Drainage Assets | L-320 | STFPS_PL_1563 |  | Not Affected | Not Affected | Not Affected | Not Affected | Not Affected | Not Affected | Not Affected | Not Affected | Not Affected | Not Affected | Not Affected | Not Affected | Not Affected | Not Affected | Not Affected | Not Affected | Not Affected | Not Affected | Not Affected | Not Affected | Not Affected | 0 | 0 | 0 | 0 | 21 | Line
Critical Infrastructure | Stormwater Treatment Facilities and Pump Stations | Drainage Assets | L-65 west levee | STFPS_PL_1564 |  | Not Affected | Not Affected | Not Affected | Not Affected | Not Affected | Not Affected | Not Affected | Not Affected | Not Affected | Not Affected | Not Affected | Not Affected | Not Affected | Not Affected | Not Affected | Not Affected | Not Affected | Not Affected | Not Affected | Not Affected | Not Affected | 0 | 0 | 0 | 0 | 21 | Line
Critical Infrastructure | Stormwater Treatment Facilities and Pump Stations | Drainage Assets | L-41 east levee | STFPS_PL_1565 |  | Not Affected | Not Affected | Not Affected | Not Affected | Not Affected | Not Affected | Not Affected | Not Affected | Not Affected | Not Affected | Not Affected | Not Affected | Not Affected | Not Affected | Not Affected | Not Affected | Not Affected | Not Affected | Not Affected | Not Affected | Not Affected | 0 | 0 | 0 | 0 | 21 | Line
Critical Infrastructure | Stormwater Treatment Facilities and Pump Stations | Drainage Assets | C-2 west levee | STFPS_PL_1566 |  | Not Affected | Not Affected | Not Affected | Not Affected | Not Affected | Not Affected | Not Affected | Not Affected | Not Affected | Not Affected | Not Affected | Not Affected | Not Affected | Not Affected | Not Affected | Not Affected | Not Affected | Not Affected | Not Affected | Not Affected | Not Affected | 0 | 0 | 0 | 0 | 21 | Line
Critical Infrastructure | Stormwater Treatment Facilities and Pump Stations | Drainage Assets | L-3 west levee, also C-139 levee | STFPS_PL_1567 |  | Not Affected | Not Affected | Not Affected | Not Affected | Not Affected | Not Affected | Not Affected | Not Affected | Not Affected | Not Affected | Not Affected | Not Affected | Not Affected | Not Affected | Not Affected | Not Affected | Not Affected | Not Affected | Not Affected | Not Affected | Not Affected | 0 | 0 | 0 | 0 | 21 | Line
Critical Infrastructure | Stormwater Treatment Facilities and Pump Stations | Drainage Assets | I-75 Canal east levee | STFPS_PL_1568 |  | Not Affected | Not Affected | Not Affected | Not Affected | Not Affected | Not Affected | Not Affected | Not Affected | Not Affected | Not Affected | Not Affected | Not Affected | Not Affected | Not Affected | Not Affected | Not Affected | Not Affected | Not Affected | Not Affected | Not Affected | Not Affected | 0 | 0 | 0 | 0 | 21 | Line
Critical Infrastructure | Stormwater Treatment Facilities and Pump Stations | Drainage Assets | C-40 east levee | STFPS_PL_1569 |  | Not Affected | Not Affected | Not Affected | Not Affected | Not Affected | Not Affected | Not Affected | Not Affected | Not Affected | Not Affected | Not Affected | Not Affected | Not Affected | Not Affected | Not Affected | Not Affected | Not Affected | Not Affected | Not Affected | Not Affected | Not Affected | 0 | 0 | 0 | 0 | 21 | Line
Critical Infrastructure | Stormwater Treatment Facilities and Pump Stations | Drainage Assets | C-14 north levee | STFPS_PL_1570 |  | Not Affected | Not Affected | Not Affected | Not Affected | Not Affected | Not Affected | Not Affected | Not Affected | Not Affected | Not Affected | Not Affected | Not Affected | Not Affected | Not Affected | Not Affected | Not Affected | Not Affected | Not Affected | Not Affected | Not Affected | Not Affected | 0 | 0 | 0 | 0 | 21 | Line
Critical Infrastructure | Stormwater Treatment Facilities and Pump Stations | Drainage Assets | Coco south levee | STFPS_PL_1571 |  | Not Affected | Not Affected | Not Affected | Not Affected | Not Affected | Not Affected | Not Affected | Not Affected | Not Affected | Not Affected | Not Affected | Not Affected | Not Affected | Not Affected | Not Affected | Not Affected | Not Affected | Not Affected | Not Affected | Not Affected | Not Affected | 0 | 0 | 0 | 0 | 21 | Line
Critical Infrastructure | Stormwater Treatment Facilities and Pump Stations | Drainage Assets | C-7 south levee | STFPS_PL_1572 |  | Not Affected | Not Affected | Not Affected | Not Affected | Not Affected | Not Affected | Not Affected | Not Affected | Not Affected | Not Affected | Not Affected | Not Affected | Not Affected | Not Affected | Not Affected | Not Affected | Not Affected | Not Affected | Not Affected | Not Affected | Not Affected | 0 | 0 | 0 | 0 | 21 | Line
Critical Infrastructure | Stormwater Treatment Facilities and Pump Stations | Drainage Assets | C-2 south levee | STFPS_PL_1573 |  | Not Affected | Not Affected | Not Affected | Not Affected | Not Affected | Not Affected | Not Affected | Not Affected | Not Affected | Not Affected | Not Affected | Not Affected | Not Affected | Not Affected | Not Affected | Not Affected | Not Affected | Not Affected | Not Affected | Not Affected | Not Affected | 0 | 0 | 0 | 0 | 21 | Line
Critical Infrastructure | Stormwater Treatment Facilities and Pump Stations | Drainage Assets | C-38 west levee | STFPS_PL_1574 |  | Not Affected | Not Affected | Not Affected | Not Affected | Not Affected | Not Affected | Not Affected | Not Affected | Not Affected | Not Affected | Not Affected | Not Affected | Not Affected | Not Affected | Not Affected | Not Affected | Not Affected | Not Affected | Not Affected | Not Affected | Not Affected | 0 | 0 | 0 | 0 | 21 | Line
Critical Infrastructure | Stormwater Treatment Facilities and Pump Stations | Drainage Assets | L-12 west levee | STFPS_PL_1575 |  | Not Affected | Not Affected | Not Affected | Not Affected | Not Affected | Not Affected | Not Affected | Not Affected | Not Affected | Not Affected | Not Affected | Not Affected | Not Affected | Not Affected | Not Affected | Not Affected | Not Affected | Not Affected | Not Affected | Not Affected | Not Affected | 0 | 0 | 0 | 0 | 21 | Line
Critical Infrastructure | Stormwater Treatment Facilities and Pump Stations | Drainage Assets | STA-5 interior and exterior levees | STFPS_PL_1576 |  | Not Affected | Not Affected | Not Affected | Not Affected | Not Affected | Not Affected | Not Affected | Not Affected | Not Affected | Not Affected | Not Affected | Not Affected | Not Affected | Not Affected | Not Affected | Not Affected | Not Affected | Not Affected | Not Affected | Not Affected | Not Affected | 0 | 0 | 0 | 0 | 21 | Line
Critical Infrastructure | Stormwater Treatment Facilities and Pump Stations | Drainage Assets | C-1N levee | STFPS_PL_1577 |  | Not Affected | Not Affected | Not Affected | Not Affected | Not Affected | Not Affected | Not Affected | Not Affected | Not Affected | Not Affected | Not Affected | Not Affected | Not Affected | Not Affected | Not Affected | Not Affected | Not Affected | Not Affected | Not Affected | Not Affected | Not Affected | 0 | 0 | 0 | 0 | 21 | Line
Critical Infrastructure | Stormwater Treatment Facilities and Pump Stations | Drainage Assets | L-14 south levee | STFPS_PL_1578 |  | Not Affected | Not Affected | Not Affected | Not Affected | Not Affected | Not Affected | Not Affected | Not Affected | Not Affected | Not Affected | Not Affected | Not Affected | Not Affected | Not Affected | Not Affected | Not Affected | Not Affected | Not Affected | Not Affected | Not Affected | Not Affected | 0 | 0 | 0 | 0 | 21 | Line
Critical Infrastructure | Stormwater Treatment Facilities and Pump Stations | Drainage Assets | C-103N east levee | STFPS_PL_1579 |  | Not Affected | Not Affected | Not Affected | Not Affected | Not Affected | Not Affected | Not Affected | Not Affected | Not Affected | Not Affected | Not Affected | Not Affected | Not Affected | Not Affected | Not Affected | Not Affected | Not Affected | Not Affected | Not Affected | Not Affected | Not Affected | 0 | 0 | 0 | 0 | 21 | Line
Critical Infrastructure | Stormwater Treatment Facilities and Pump Stations | Drainage Assets | C-4 north levee | STFPS_PL_1580 |  | Not Affected | Not Affected | Not Affected | Not Affected | Not Affected | Not Affected | Not Affected | Not Affected | Not Affected | Not Affected | Not Affected | Not Affected | Not Affected | Not Affected | Not Affected | Not Affected | Not Affected | Not Affected | Not Affected | Not Affected | Not Affected | 0 | 0 | 0 | 0 | 21 | Line
Critical Infrastructure | Stormwater Treatment Facilities and Pump Stations | Drainage Assets | C-14 north levee | STFPS_PL_1581 |  | Not Affected | Not Affected | Not Affected | Not Affected | Not Affected | Not Affected | Not Affected | Not Affected | Not Affected | Not Affected | Not Affected | Not Affected | Not Affected | Not Affected | Not Affected | Not Affected | Not Affected | Not Affected | Not Affected | Not Affected | Not Affected | 0 | 0 | 0 | 0 | 21 | Line
Critical Infrastructure | Stormwater Treatment Facilities and Pump Stations | Drainage Assets | C-25 EXT west levee | STFPS_PL_1582 |  | Not Affected | Not Affected | Not Affected | Not Affected | Not Affected | Not Affected | Not Affected | Not Affected | Not Affected | Not Affected | Not Affected | Not Affected | Not Affected | Not Affected | Not Affected | Not Affected | Not Affected | Not Affected | Not Affected | Not Affected | Not Affected | 0 | 0 | 0 | 0 | 21 | Line
Critical Infrastructure | Stormwater Treatment Facilities and Pump Stations | Drainage Assets | C-40 west levee | STFPS_PL_1583 |  | Not Affected | Not Affected | Not Affected | Not Affected | Not Affected | Not Affected | Not Affected | Not Affected | Not Affected | Not Affected | Not Affected | Not Affected | Not Affected | Not Affected | Not Affected | Not Affected | Not Affected | Not Affected | Not Affected | Not Affected | Not Affected | 0 | 0 | 0 | 0 | 21 | Line
Critical Infrastructure | Stormwater Treatment Facilities and Pump Stations | Drainage Assets | Cork southwest | STFPS_PL_1584 |  | Not Affected | Not Affected | Not Affected | Not Affected | Not Affected | Not Affected | Not Affected | Not Affected | Not Affected | Not Affected | Not Affected | Not Affected | Not Affected | Not Affected | Not Affected | Not Affected | Not Affected | Not Affected | Not Affected | Not Affected | Not Affected | 0 | 0 | 0 | 0 | 21 | Line
Critical Infrastructure | Stormwater Treatment Facilities and Pump Stations | Drainage Assets | SR 29 north levee | STFPS_PL_1585 |  | Not Affected | Not Affected | Not Affected | Not Affected | Not Affected | Not Affected | Not Affected | Not Affected | Not Affected | Not Affected | Not Affected | Not Affected | Not Affected | Not Affected | Not Affected | Not Affected | Not Affected | Not Affected | Not Affected | Not Affected | Not Affected | 0 | 0 | 0 | 0 | 21 | Line
Critical Infrastructure | Stormwater Treatment Facilities and Pump Stations | Drainage Assets | C-8 north levee | STFPS_PL_1586 |  | Not Affected | Not Affected | Not Affected | Not Affected | Not Affected | Not Affected | Not Affected | Not Affected | Not Affected | Not Affected | Not Affected | Not Affected | Not Affected | Not Affected | Not Affected | Not Affected | Not Affected | Not Affected | Not Affected | Not Affected | Not Affected | 0 | 0 | 0 | 0 | 21 | Line
Critical Infrastructure | Stormwater Treatment Facilities and Pump Stations | Drainage Assets | C-38 east levee | STFPS_PL_1587 |  | Not Affected | Not Affected | Not Affected | Not Affected | Not Affected | Not Affected | Not Affected | Not Affected | Not Affected | Not Affected | Not Affected | Not Affected | Not Affected | Not Affected | Not Affected | Not Affected | Not Affected | Not Affected | Not Affected | Not Affected | Not Affected | 0 | 0 | 0 | 0 | 21 | Line
Critical Infrastructure | Stormwater Treatment Facilities and Pump Stations | Drainage Assets | L-64 north levee | STFPS_PL_1588 |  | Not Affected | Not Affected | Not Affected | Not Affected | Not Affected | Not Affected | Not Affected | Not Affected | Not Affected | Not Affected | Not Affected | Not Affected | Not Affected | Not Affected | Not Affected | Not Affected | Not Affected | Not Affected | Not Affected | Not Affected | Not Affected | 0 | 0 | 0 | 0 | 21 | Line
Critical Infrastructure | Stormwater Treatment Facilities and Pump Stations | Drainage Assets | C-8 north levee | STFPS_PL_1589 |  | Not Affected | Not Affected | Not Affected | Not Affected | Not Affected | Not Affected | Not Affected | Not Affected | Not Affected | Not Affected | Not Affected | Not Affected | Not Affected | Not Affected | Not Affected | Not Affected | Not Affected | Not Affected | Not Affected | Not Affected | Not Affected | 0 | 0 | 0 | 0 | 21 | Line
Critical Infrastructure | Stormwater Treatment Facilities and Pump Stations | Drainage Assets | G-16 north levee | STFPS_PL_1590 |  | Not Affected | Not Affected | Not Affected | Not Affected | Not Affected | Not Affected | Not Affected | Not Affected | Not Affected | Not Affected | Not Affected | Not Affected | Not Affected | Not Affected | Not Affected | Not Affected | Not Affected | Not Affected | Not Affected | Not Affected | Not Affected | 0 | 0 | 0 | 0 | 21 | Line
Critical Infrastructure | Stormwater Treatment Facilities and Pump Stations | Drainage Assets | C-40 south levee | STFPS_PL_1591 |  | Not Affected | Not Affected | Not Affected | Not Affected | Not Affected | Not Affected | Not Affected | Not Affected | Not Affected | Not Affected | Not Affected | Not Affected | Not Affected | Not Affected | Not Affected | Not Affected | Not Affected | Not Affected | Not Affected | Not Affected | Not Affected | 0 | 0 | 0 | 0 | 21 | Line
Critical Infrastructure | Stormwater Treatment Facilities and Pump Stations | Drainage Assets | Orange Tree east levee | STFPS_PL_1592 |  | Not Affected | Not Affected | Not Affected | Not Affected | Not Affected | Not Affected | Not Affected | Not Affected | Not Affected | Not Affected | Not Affected | Not Affected | Not Affected | Not Affected | Not Affected | Not Affected | Not Affected | Not Affected | Not Affected | Not Affected | Not Affected | 0 | 0 | 0 | 0 | 21 | Line
Critical Infrastructure | Stormwater Treatment Facilities and Pump Stations | Drainage Assets | L-2W north levee | STFPS_PL_1593 |  | Not Affected | Not Affected | Not Affected | Not Affected | Not Affected | Not Affected | Not Affected | Not Affected | Not Affected | Not Affected | Not Affected | Not Affected | Not Affected | Not Affected | Not Affected | Not Affected | Not Affected | Not Affected | Not Affected | Not Affected | Not Affected | 0 | 0 | 0 | 0 | 21 | Line
Critical Infrastructure | Stormwater Treatment Facilities and Pump Stations | Drainage Assets | C-19 west levee | STFPS_PL_1594 |  | Not Affected | Not Affected | Not Affected | Not Affected | Not Affected | Not Affected | Not Affected | Not Affected | Not Affected | Not Affected | Not Affected | Not Affected | Not Affected | Not Affected | Not Affected | Not Affected | Not Affected | Not Affected | Not Affected | Not Affected | Not Affected | 0 | 0 | 0 | 0 | 21 | Line
Critical Infrastructure | Stormwater Treatment Facilities and Pump Stations | Drainage Assets | L-67C west levee | STFPS_PL_1595 |  | Not Affected | Not Affected | Not Affected | Not Affected | Not Affected | Not Affected | Not Affected | Not Affected | Not Affected | Not Affected | Not Affected | Not Affected | Not Affected | Not Affected | Not Affected | Not Affected | Not Affected | Not Affected | Not Affected | Not Affected | Not Affected | 0 | 0 | 0 | 0 | 21 | Line
Critical Infrastructure | Stormwater Treatment Facilities and Pump Stations | Drainage Assets | C-100 south levee | STFPS_PL_1596 |  | Not Affected | Not Affected | Not Affected | Not Affected | Not Affected | Not Affected | Not Affected | Not Affected | Not Affected | Not Affected | Not Affected | Not Affected | Not Affected | Not Affected | Not Affected | Not Affected | Not Affected | Not Affected | Not Affected | Not Affected | Not Affected | 0 | 0 | 0 | 0 | 21 | Line
Critical Infrastructure | Stormwater Treatment Facilities and Pump Stations | Drainage Assets | C-41A south levee | STFPS_PL_1597 |  | Not Affected | Not Affected | Not Affected | Not Affected | Not Affected | Not Affected | Not Affected | Not Affected | Not Affected | Not Affected | Not Affected | Not Affected | Not Affected | Not Affected | Not Affected | Not Affected | Not Affected | Not Affected | Not Affected | Not Affected | Not Affected | 0 | 0 | 0 | 0 | 21 | Line
Critical Infrastructure | Stormwater Treatment Facilities and Pump Stations | Drainage Assets | C-102N west levee | STFPS_PL_1598 |  | Not Affected | Not Affected | Not Affected | Not Affected | Not Affected | Not Affected | Not Affected | Not Affected | Not Affected | Not Affected | Not Affected | Not Affected | Not Affected | Not Affected | Not Affected | Not Affected | Not Affected | Not Affected | Not Affected | Not Affected | Not Affected | 0 | 0 | 0 | 0 | 21 | Line
Critical Infrastructure | Stormwater Treatment Facilities and Pump Stations | Drainage Assets | C-100C north levee | STFPS_PL_1599 |  | Not Affected | Not Affected | Not Affected | Not Affected | Not Affected | Not Affected | Not Affected | Not Affected | Not Affected | Not Affected | Not Affected | Not Affected | Not Affected | Not Affected | Not Affected | Not Affected | Not Affected | Not Affected | Not Affected | Not Affected | Not Affected | 0 | 0 | 0 | 0 | 21 | Line
Critical Infrastructure | Stormwater Treatment Facilities and Pump Stations | Drainage Assets | C-8 north levee | STFPS_PL_1600 |  | Not Affected | Not Affected | Not Affected | Not Affected | Not Affected | Not Affected | Not Affected | Not Affected | Not Affected | Not Affected | Not Affected | Not Affected | Not Affected | Not Affected | Not Affected | Not Affected | Not Affected | Not Affected | Not Affected | Not Affected | Not Affected | 0 | 0 | 0 | 0 | 21 | Line
Critical Infrastructure | Stormwater Treatment Facilities and Pump Stations | Drainage Assets | C-103S north levee | STFPS_PL_1601 |  | Not Affected | Not Affected | Not Affected | Not Affected | Not Affected | Not Affected | Not Affected | Not Affected | Not Affected | Not Affected | Not Affected | Not Affected | Not Affected | Not Affected | Not Affected | Not Affected | Not Affected | Not Affected | Not Affected | Not Affected | Not Affected | 0 | 0 | 0 | 0 | 21 | Line
Critical Infrastructure | Stormwater Treatment Facilities and Pump Stations | Drainage Assets | C-11 south levee | STFPS_PL_1602 |  | Not Affected | Not Affected | Not Affected | Not Affected | Not Affected | Not Affected | Not Affected | Not Affected | Not Affected | Not Affected | Not Affected | Not Affected | Not Affected | Not Affected | Not Affected | Not Affected | Not Affected | Not Affected | Not Affected | Not Affected | Not Affected | 0 | 0 | 0 | 0 | 21 | Line
Critical Infrastructure | Stormwater Treatment Facilities and Pump Stations | Drainage Assets | C-7 west levee | STFPS_PL_1603 |  | Not Affected | Not Affected | Not Affected | Not Affected | Not Affected | Not Affected | Not Affected | Not Affected | Not Affected | Not Affected | Not Affected | Not Affected | Not Affected | Not Affected | Not Affected | Not Affected | Not Affected | Not Affected | Not Affected | Not Affected | Not Affected | 0 | 0 | 0 | 0 | 21 | Line
Critical Infrastructure | Stormwater Treatment Facilities and Pump Stations | Drainage Assets | L-64 east levee | STFPS_PL_1604 |  | Not Affected | Not Affected | Not Affected | Not Affected | Not Affected | Not Affected | Not Affected | Not Affected | Not Affected | Not Affected | Not Affected | Not Affected | Not Affected | Not Affected | Not Affected | Not Affected | Not Affected | Not Affected | Not Affected | Not Affected | Not Affected | 0 | 0 | 0 | 0 | 21 | Line
Critical Infrastructure | Stormwater Treatment Facilities and Pump Stations | Drainage Assets | C-38 west levee | STFPS_PL_1605 |  | Not Affected | Not Affected | Not Affected | Not Affected | Not Affected | Not Affected | Not Affected | Not Affected | Not Affected | Not Affected | Not Affected | Not Affected | Not Affected | Not Affected | Not Affected | Not Affected | Not Affected | Not Affected | Not Affected | Not Affected | Not Affected | 0 | 0 | 0 | 0 | 21 | Line
Critical Infrastructure | Stormwater Treatment Facilities and Pump Stations | Drainage Assets | Lakeside Ranch STA east seepage levee | STFPS_PL_1606 |  | Not Affected | Not Affected | Not Affected | Not Affected | Not Affected | Not Affected | Not Affected | Not Affected | Not Affected | Not Affected | Not Affected | Not Affected | Not Affected | Not Affected | Not Affected | Not Affected | Not Affected | Not Affected | Not Affected | Not Affected | Not Affected | 0 | 0 | 0 | 0 | 21 | Line
Critical Infrastructure | Stormwater Treatment Facilities and Pump Stations | Drainage Assets | L-10 east levee | STFPS_PL_1607 |  | Not Affected | Not Affected | Not Affected | Not Affected | Not Affected | Not Affected | Not Affected | Not Affected | Not Affected | Not Affected | Not Affected | Not Affected | Not Affected | Not Affected | Not Affected | Not Affected | Not Affected | Not Affected | Not Affected | Not Affected | Not Affected | 0 | 0 | 0 | 0 | 21 | Line
Critical Infrastructure | Stormwater Treatment Facilities and Pump Stations | Drainage Assets | FAKA Union east levee | STFPS_PL_1608 |  | Not Affected | Not Affected | Not Affected | Not Affected | Not Affected | Not Affected | Not Affected | Not Affected | Not Affected | Not Affected | Not Affected | Not Affected | Not Affected | Not Affected | Not Affected | Not Affected | Not Affected | Not Affected | Not Affected | Not Affected | Not Affected | 0 | 0 | 0 | 0 | 21 | Line
Critical Infrastructure | Stormwater Treatment Facilities and Pump Stations | Drainage Assets | C-40 south levee | STFPS_PL_1609 |  | Not Affected | Not Affected | Not Affected | Not Affected | Not Affected | Not Affected | Not Affected | Not Affected | Not Affected | Not Affected | Not Affected | Not Affected | Not Affected | Not Affected | Not Affected | Not Affected | Not Affected | Not Affected | Not Affected | Not Affected | Not Affected | 0 | 0 | 0 | 0 | 21 | Line
Critical Infrastructure | Stormwater Treatment Facilities and Pump Stations | Drainage Assets | C-41A south levee | STFPS_PL_1610 |  | Not Affected | Not Affected | Not Affected | Not Affected | Not Affected | Not Affected | Not Affected | Not Affected | Not Affected | Not Affected | Not Affected | Not Affected | Not Affected | Not Affected | Not Affected | Not Affected | Not Affected | Not Affected | Not Affected | Not Affected | Not Affected | 0 | 0 | 0 | 0 | 21 | Line
Critical Infrastructure | Stormwater Treatment Facilities and Pump Stations | Drainage Assets | L-321S | STFPS_PL_1611 |  | Not Affected | Not Affected | Not Affected | Not Affected | Not Affected | Not Affected | Not Affected | Not Affected | Not Affected | Not Affected | Not Affected | Not Affected | Not Affected | Not Affected | Not Affected | Not Affected | Not Affected | Not Affected | Not Affected | Not Affected | Not Affected | 0 | 0 | 0 | 0 | 21 | Line
Critical Infrastructure | Stormwater Treatment Facilities and Pump Stations | Drainage Assets | C-7 north levee | STFPS_PL_1612 |  | Not Affected | Not Affected | Not Affected | Not Affected | Not Affected | Not Affected | Not Affected | Not Affected | Not Affected | Not Affected | Not Affected | Not Affected | Not Affected | Not Affected | Not Affected | Not Affected | Not Affected | Not Affected | Not Affected | Not Affected | Not Affected | 0 | 0 | 0 | 0 | 21 | Line
Critical Infrastructure | Stormwater Treatment Facilities and Pump Stations | Drainage Assets | C-2 east levee | STFPS_PL_1613 |  | Not Affected | Not Affected | Not Affected | Not Affected | Not Affected | Not Affected | Not Affected | Not Affected | Not Affected | Not Affected | Not Affected | Not Affected | Not Affected | Not Affected | Not Affected | Not Affected | Not Affected | Not Affected | Not Affected | Not Affected | Not Affected | 0 | 0 | 0 | 0 | 21 | Line
Critical Infrastructure | Stormwater Treatment Facilities and Pump Stations | Drainage Assets | L-14 north levee | STFPS_PL_1614 |  | Not Affected | Not Affected | Not Affected | Not Affected | Not Affected | Not Affected | Not Affected | Not Affected | Not Affected | Not Affected | Not Affected | Not Affected | Not Affected | Not Affected | Not Affected | Not Affected | Not Affected | Not Affected | Not Affected | Not Affected | Not Affected | 0 | 0 | 0 | 0 | 21 | Line
Critical Infrastructure | Stormwater Treatment Facilities and Pump Stations | Drainage Assets | L-31E east levee | STFPS_PL_1615 |  | Not Affected | Not Affected | Not Affected | Not Affected | Not Affected | Not Affected | Not Affected | Not Affected | Not Affected | Not Affected | Not Affected | Not Affected | Not Affected | Not Affected | Not Affected | Not Affected | Not Affected | Not Affected | Not Affected | Not Affected | Not Affected | 0 | 0 | 0 | 0 | 21 | Line
Critical Infrastructure | Stormwater Treatment Facilities and Pump Stations | Drainage Assets | C-11 south levee | STFPS_PL_1616 |  | Not Affected | Not Affected | Not Affected | Not Affected | Not Affected | Not Affected | Not Affected | Not Affected | Not Affected | Not Affected | Not Affected | Not Affected | Not Affected | Not Affected | Not Affected | Not Affected | Not Affected | Not Affected | Not Affected | Not Affected | Not Affected | 0 | 0 | 0 | 0 | 21 | Line
Critical Infrastructure | Stormwater Treatment Facilities and Pump Stations | Drainage Assets | C-24 south levee | STFPS_PL_1617 |  | Not Affected | Not Affected | Not Affected | Not Affected | Not Affected | Not Affected | Not Affected | Not Affected | Not Affected | Not Affected | Not Affected | Not Affected | Not Affected | Not Affected | Not Affected | Not Affected | Not Affected | Not Affected | Not Affected | Not Affected | Not Affected | 0 | 0 | 0 | 0 | 21 | Line
Critical Infrastructure | Stormwater Treatment Facilities and Pump Stations | Drainage Assets | C-29B north levee | STFPS_PL_1618 |  | Not Affected | Not Affected | Not Affected | Not Affected | Not Affected | Not Affected | Not Affected | Not Affected | Not Affected | Not Affected | Not Affected | Not Affected | Not Affected | Not Affected | Not Affected | Not Affected | Not Affected | Not Affected | Not Affected | Not Affected | Not Affected | 0 | 0 | 0 | 0 | 21 | Line
Critical Infrastructure | Stormwater Treatment Facilities and Pump Stations | Drainage Assets | L-10 west levee | STFPS_PL_1619 |  | Not Affected | Not Affected | Not Affected | Not Affected | Not Affected | Not Affected | Not Affected | Not Affected | Not Affected | Not Affected | Not Affected | Not Affected | Not Affected | Not Affected | Not Affected | Not Affected | Not Affected | Not Affected | Not Affected | Not Affected | Not Affected | 0 | 0 | 0 | 0 | 21 | Line
Critical Infrastructure | Stormwater Treatment Facilities and Pump Stations | Drainage Assets | C-16 north levee | STFPS_PL_1620 |  | Not Affected | Not Affected | Not Affected | Not Affected | Not Affected | Not Affected | Not Affected | Not Affected | Not Affected | Not Affected | Not Affected | Not Affected | Not Affected | Not Affected | Not Affected | Not Affected | Not Affected | Not Affected | Not Affected | Not Affected | Not Affected | 0 | 0 | 0 | 0 | 21 | Line
Critical Infrastructure | Stormwater Treatment Facilities and Pump Stations | Drainage Assets | STA-2 levee | STFPS_PL_1621 |  | Not Affected | Not Affected | Not Affected | Not Affected | Not Affected | Not Affected | Not Affected | Not Affected | Not Affected | Not Affected | Not Affected | Not Affected | Not Affected | Not Affected | Not Affected | Not Affected | Not Affected | Not Affected | Not Affected | Not Affected | Not Affected | 0 | 0 | 0 | 0 | 21 | Line
Critical Infrastructure | Stormwater Treatment Facilities and Pump Stations | Drainage Assets | C-103 south levee | STFPS_PL_1622 |  | Not Affected | Not Affected | Not Affected | Not Affected | Not Affected | Not Affected | Not Affected | Not Affected | Not Affected | Not Affected | Not Affected | Not Affected | Not Affected | Not Affected | Not Affected | Not Affected | Not Affected | Not Affected | Not Affected | Not Affected | Not Affected | 0 | 0 | 0 | 0 | 21 | Line
Critical Infrastructure | Stormwater Treatment Facilities and Pump Stations | Drainage Assets | L-14 north levee | STFPS_PL_1623 |  | Not Affected | Not Affected | Not Affected | Not Affected | Not Affected | Not Affected | Not Affected | Not Affected | Not Affected | Not Affected | Not Affected | Not Affected | Not Affected | Not Affected | Not Affected | Not Affected | Not Affected | Not Affected | Not Affected | Not Affected | Not Affected | 0 | 0 | 0 | 0 | 21 | Line
Critical Infrastructure | Stormwater Treatment Facilities and Pump Stations | Drainage Assets | L-63N west levee | STFPS_PL_1624 |  | Not Affected | Not Affected | Not Affected | Not Affected | Not Affected | Not Affected | Not Affected | Not Affected | Not Affected | Not Affected | Not Affected | Not Affected | Not Affected | Not Affected | Not Affected | Not Affected | Not Affected | Not Affected | Not Affected | Not Affected | Not Affected | 0 | 0 | 0 | 0 | 21 | Line
Critical Infrastructure | Stormwater Treatment Facilities and Pump Stations | Drainage Assets | Golden Gate Main east levee | STFPS_PL_1625 |  | Not Affected | Not Affected | Not Affected | Not Affected | Not Affected | Not Affected | Not Affected | Not Affected | Not Affected | Not Affected | Not Affected | Not Affected | Not Affected | Not Affected | Not Affected | Not Affected | Not Affected | Not Affected | Not Affected | Not Affected | Not Affected | 0 | 0 | 0 | 0 | 21 | Line
Critical Infrastructure | Stormwater Treatment Facilities and Pump Stations | Drainage Assets | C-2 north levee | STFPS_PL_1626 |  | Not Affected | Not Affected | Not Affected | Not Affected | Not Affected | Not Affected | Not Affected | Not Affected | Not Affected | Not Affected | Not Affected | Not Affected | Not Affected | Not Affected | Not Affected | Not Affected | Not Affected | Not Affected | Not Affected | Not Affected | Not Affected | 0 | 0 | 0 | 0 | 21 | Line
Critical Infrastructure | Stormwater Treatment Facilities and Pump Stations | Drainage Assets | C-4 north levee | STFPS_PL_1627 |  | Not Affected | Not Affected | Not Affected | Not Affected | Not Affected | Not Affected | Not Affected | Not Affected | Not Affected | Not Affected | Not Affected | Not Affected | Not Affected | Not Affected | Not Affected | Not Affected | Not Affected | Not Affected | Not Affected | Not Affected | Not Affected | 0 | 0 | 0 | 0 | 21 | Line
Critical Infrastructure | Stormwater Treatment Facilities and Pump Stations | Drainage Assets | L-357W Extension | STFPS_PL_1628 |  | Not Affected | Not Affected | Not Affected | Not Affected | Not Affected | Not Affected | Not Affected | Not Affected | Not Affected | Not Affected | Not Affected | Not Affected | Not Affected | Not Affected | Not Affected | Not Affected | Not Affected | Not Affected | Not Affected | Not Affected | Not Affected | 0 | 0 | 0 | 0 | 21 | Line
Critical Infrastructure | Stormwater Treatment Facilities and Pump Stations | Drainage Assets | C-12 north levee | STFPS_PL_1629 |  | Not Affected | Not Affected | Not Affected | Not Affected | Not Affected | Not Affected | Not Affected | Not Affected | Not Affected | Not Affected | Not Affected | Not Affected | Not Affected | Not Affected | Not Affected | Not Affected | Not Affected | Not Affected | Not Affected | Not Affected | Not Affected | 0 | 0 | 0 | 0 | 21 | Line
Critical Infrastructure | Stormwater Treatment Facilities and Pump Stations | Drainage Assets | L-63N | STFPS_PL_1630 |  | Not Affected | Not Affected | Not Affected | Not Affected | Not Affected | Not Affected | Not Affected | Not Affected | Not Affected | Not Affected | Not Affected | Not Affected | Not Affected | Not Affected | Not Affected | Not Affected | Not Affected | Not Affected | Not Affected | Not Affected | Not Affected | 0 | 0 | 0 | 0 | 21 | Line
Critical Infrastructure | Stormwater Treatment Facilities and Pump Stations | Drainage Assets | C-11S east levee | STFPS_PL_1631 |  | Not Affected | Not Affected | Not Affected | Not Affected | Not Affected | Not Affected | Not Affected | Not Affected | Not Affected | Not Affected | Not Affected | Not Affected | Not Affected | Not Affected | Not Affected | Not Affected | Not Affected | Not Affected | Not Affected | Not Affected | Not Affected | 0 | 0 | 0 | 0 | 21 | Line
Critical Infrastructure | Stormwater Treatment Facilities and Pump Stations | Drainage Assets | Cypress south levee | STFPS_PL_1632 |  | Not Affected | Not Affected | Not Affected | Not Affected | Not Affected | Not Affected | Not Affected | Not Affected | Not Affected | Not Affected | Not Affected | Not Affected | Not Affected | Not Affected | Not Affected | Not Affected | Not Affected | Not Affected | Not Affected | Not Affected | Not Affected | 0 | 0 | 0 | 0 | 21 | Line
Critical Infrastructure | Stormwater Treatment Facilities and Pump Stations | Drainage Assets | C-51 south levee | STFPS_PL_1633 |  | Not Affected | Not Affected | Not Affected | Not Affected | Not Affected | Not Affected | Not Affected | Not Affected | Not Affected | Not Affected | Not Affected | Not Affected | Not Affected | Not Affected | Not Affected | Not Affected | Not Affected | Not Affected | Not Affected | Not Affected | Not Affected | 0 | 0 | 0 | 0 | 21 | Line
Critical Infrastructure | Stormwater Treatment Facilities and Pump Stations | Drainage Assets | Lakeside Ranch STA Outlet Canal levee | STFPS_PL_1634 |  | Not Affected | Not Affected | Not Affected | Not Affected | Not Affected | Not Affected | Not Affected | Not Affected | Not Affected | Not Affected | Not Affected | Not Affected | Not Affected | Not Affected | Not Affected | Not Affected | Not Affected | Not Affected | Not Affected | Not Affected | Not Affected | 0 | 0 | 0 | 0 | 21 | Line
Critical Infrastructure | Stormwater Treatment Facilities and Pump Stations | Drainage Assets | Lakeside Ranch STA levee | STFPS_PL_1635 |  | Not Affected | Not Affected | Not Affected | Not Affected | Not Affected | Not Affected | Not Affected | Not Affected | Not Affected | Not Affected | Not Affected | Not Affected | Not Affected | Not Affected | Not Affected | Not Affected | Not Affected | Not Affected | Not Affected | Not Affected | Not Affected | 0 | 0 | 0 | 0 | 21 | Line
Critical Infrastructure | Stormwater Treatment Facilities and Pump Stations | Drainage Assets | STA-5 interior and exterior levees | STFPS_PL_1636 |  | Not Affected | Not Affected | Not Affected | Not Affected | Not Affected | Not Affected | Not Affected | Not Affected | Not Affected | Not Affected | Not Affected | Not Affected | Not Affected | Not Affected | Not Affected | Not Affected | Not Affected | Not Affected | Not Affected | Not Affected | Not Affected | 0 | 0 | 0 | 0 | 21 | Line
Critical Infrastructure | Stormwater Treatment Facilities and Pump Stations | Drainage Assets | C-110 west levee | STFPS_PL_1637 |  | Not Affected | Not Affected | Not Affected | Not Affected | Not Affected | Not Affected | Not Affected | Not Affected | Not Affected | Not Affected | Not Affected | Not Affected | Not Affected | Not Affected | Not Affected | Not Affected | Not Affected | Not Affected | Not Affected | Not Affected | Not Affected | 0 | 0 | 0 | 0 | 21 | Line
Critical Infrastructure | Stormwater Treatment Facilities and Pump Stations | Drainage Assets | Lakeside Ranch STA levee | STFPS_PL_1638 |  | Not Affected | Not Affected | Not Affected | Not Affected | Not Affected | Not Affected | Not Affected | Not Affected | Not Affected | Not Affected | Not Affected | Not Affected | Not Affected | Not Affected | Not Affected | Not Affected | Not Affected | Not Affected | Not Affected | Not Affected | Not Affected | 0 | 0 | 0 | 0 | 21 | Line
Critical Infrastructure | Stormwater Treatment Facilities and Pump Stations | Drainage Assets | STA-1W levee | STFPS_PL_1639 |  | Not Affected | Not Affected | Not Affected | Not Affected | Not Affected | Not Affected | Not Affected | Not Affected | Not Affected | Not Affected | Not Affected | Not Affected | Not Affected | Not Affected | Not Affected | Not Affected | Not Affected | Not Affected | Not Affected | Not Affected | Not Affected | 0 | 0 | 0 | 0 | 21 | Line
Critical Infrastructure | Stormwater Treatment Facilities and Pump Stations | Drainage Assets | SR 29 west levee | STFPS_PL_1640 |  | Not Affected | Not Affected | Not Affected | Not Affected | Not Affected | Not Affected | Not Affected | Not Affected | Not Affected | Not Affected | Not Affected | Not Affected | Not Affected | Not Affected | Not Affected | Not Affected | Not Affected | Not Affected | Not Affected | Not Affected | Not Affected | 0 | 0 | 0 | 0 | 21 | Line
Critical Infrastructure | Stormwater Treatment Facilities and Pump Stations | Drainage Assets | C-40 west levee | STFPS_PL_1641 |  | Not Affected | Not Affected | Not Affected | Not Affected | Not Affected | Not Affected | Not Affected | Not Affected | Not Affected | Not Affected | Not Affected | Not Affected | Not Affected | Not Affected | Not Affected | Not Affected | Not Affected | Not Affected | Not Affected | Not Affected | Not Affected | 0 | 0 | 0 | 0 | 21 | Line
Critical Infrastructure | Stormwater Treatment Facilities and Pump Stations | Drainage Assets | Cork west levee | STFPS_PL_1642 |  | Not Affected | Not Affected | Not Affected | Not Affected | Not Affected | Not Affected | Not Affected | Not Affected | Not Affected | Not Affected | Not Affected | Not Affected | Not Affected | Not Affected | Not Affected | Not Affected | Not Affected | Not Affected | Not Affected | Not Affected | Not Affected | 0 | 0 | 0 | 0 | 21 | Line
Critical Infrastructure | Stormwater Treatment Facilities and Pump Stations | Drainage Assets | C-4 south levee | STFPS_PL_1643 |  | Not Affected | Not Affected | Not Affected | Not Affected | Not Affected | Not Affected | Not Affected | Not Affected | Not Affected | Not Affected | Not Affected | Not Affected | Not Affected | Not Affected | Not Affected | Not Affected | Not Affected | Not Affected | Not Affected | Not Affected | Not Affected | 0 | 0 | 0 | 0 | 21 | Line
Critical Infrastructure | Stormwater Treatment Facilities and Pump Stations | Drainage Assets | G-08 north levee | STFPS_PL_1644 |  | Not Affected | Not Affected | Not Affected | Not Affected | Not Affected | Not Affected | Not Affected | Not Affected | Not Affected | Not Affected | Not Affected | Not Affected | Not Affected | Not Affected | Not Affected | Not Affected | Not Affected | Not Affected | Not Affected | Not Affected | Not Affected | 0 | 0 | 0 | 0 | 21 | Line
Critical Infrastructure | Stormwater Treatment Facilities and Pump Stations | Drainage Assets | C-29A west levee | STFPS_PL_1645 |  | Not Affected | Not Affected | Not Affected | Not Affected | Not Affected | Not Affected | Not Affected | Not Affected | Not Affected | Not Affected | Not Affected | Not Affected | Not Affected | Not Affected | Not Affected | Not Affected | Not Affected | Not Affected | Not Affected | Not Affected | Not Affected | 0 | 0 | 0 | 0 | 21 | Line
Critical Infrastructure | Stormwater Treatment Facilities and Pump Stations | Drainage Assets | C-103 east levee | STFPS_PL_1646 |  | Not Affected | Not Affected | Not Affected | Not Affected | Not Affected | Not Affected | Not Affected | Not Affected | Not Affected | Not Affected | Not Affected | Not Affected | Not Affected | Not Affected | Not Affected | Not Affected | Not Affected | Not Affected | Not Affected | Not Affected | Not Affected | 0 | 0 | 0 | 0 | 21 | Line
Critical Infrastructure | Stormwater Treatment Facilities and Pump Stations | Drainage Assets | C-17 east levee | STFPS_PL_1647 |  | Not Affected | Not Affected | Not Affected | Not Affected | Not Affected | Not Affected | Not Affected | Not Affected | Not Affected | Not Affected | Not Affected | Not Affected | Not Affected | Not Affected | Not Affected | Not Affected | Not Affected | Not Affected | Not Affected | Not Affected | Not Affected | 0 | 0 | 0 | 0 | 21 | Line
Critical Infrastructure | Stormwater Treatment Facilities and Pump Stations | Drainage Assets | Lakeside Ranch STA Outlet Canal levee | STFPS_PL_1648 |  | Not Affected | Not Affected | Not Affected | Not Affected | Not Affected | Not Affected | Not Affected | Not Affected | Not Affected | Not Affected | Not Affected | Not Affected | Not Affected | Not Affected | Not Affected | Not Affected | Not Affected | Not Affected | Not Affected | Not Affected | Not Affected | 0 | 0 | 0 | 0 | 21 | Line
Critical Infrastructure | Stormwater Treatment Facilities and Pump Stations | Drainage Assets | L-67C south levee | STFPS_PL_1649 |  | Not Affected | Not Affected | Not Affected | Not Affected | Not Affected | Not Affected | Not Affected | Not Affected | Not Affected | Not Affected | Not Affected | Not Affected | Not Affected | Not Affected | Not Affected | Not Affected | Not Affected | Not Affected | Not Affected | Not Affected | Not Affected | 0 | 0 | 0 | 0 | 21 | Line
Critical Infrastructure | Stormwater Treatment Facilities and Pump Stations | Drainage Assets | STA-1W levee | STFPS_PL_1650 |  | Not Affected | Not Affected | Not Affected | Not Affected | Not Affected | Not Affected | Not Affected | Not Affected | Not Affected | Not Affected | Not Affected | Not Affected | Not Affected | Not Affected | Not Affected | Not Affected | Not Affected | Not Affected | Not Affected | Not Affected | Not Affected | 0 | 0 | 0 | 0 | 21 | Line
Critical Infrastructure | Stormwater Treatment Facilities and Pump Stations | Drainage Assets | Merritt east levee | STFPS_PL_1651 |  | Not Affected | Not Affected | Not Affected | Not Affected | Not Affected | Not Affected | Not Affected | Not Affected | Not Affected | Not Affected | Not Affected | Not Affected | Not Affected | Not Affected | Not Affected | Not Affected | Not Affected | Not Affected | Not Affected | Not Affected | Not Affected | 0 | 0 | 0 | 0 | 21 | Line
Critical Infrastructure | Stormwater Treatment Facilities and Pump Stations | Drainage Assets | C-103N east levee | STFPS_PL_1652 |  | Not Affected | Not Affected | Not Affected | Not Affected | Not Affected | Not Affected | Not Affected | Not Affected | Not Affected | Not Affected | Not Affected | Not Affected | Not Affected | Not Affected | Not Affected | Not Affected | Not Affected | Not Affected | Not Affected | Not Affected | Not Affected | 0 | 0 | 0 | 0 | 21 | Line
Critical Infrastructure | Stormwater Treatment Facilities and Pump Stations | Drainage Assets | G-16 north levee | STFPS_PL_1653 |  | Not Affected | Not Affected | Not Affected | Not Affected | Not Affected | Not Affected | Not Affected | Not Affected | Not Affected | Not Affected | Not Affected | Not Affected | Not Affected | Not Affected | Not Affected | Not Affected | Not Affected | Not Affected | Not Affected | Not Affected | Not Affected | 0 | 0 | 0 | 0 | 21 | Line
Critical Infrastructure | Stormwater Treatment Facilities and Pump Stations | Drainage Assets | C-51 north levee | STFPS_PL_1654 |  | Not Affected | Not Affected | Not Affected | Not Affected | Not Affected | Not Affected | Not Affected | Not Affected | Not Affected | Not Affected | Not Affected | Not Affected | Not Affected | Not Affected | Not Affected | Not Affected | Not Affected | Not Affected | Not Affected | Not Affected | Not Affected | 0 | 0 | 0 | 0 | 21 | Line
Critical Infrastructure | Stormwater Treatment Facilities and Pump Stations | Drainage Assets | C-113 north levee | STFPS_PL_1655 |  | Not Affected | Not Affected | Not Affected | Not Affected | Not Affected | Not Affected | Not Affected | Not Affected | Not Affected | Not Affected | Not Affected | Not Affected | Not Affected | Not Affected | Not Affected | Not Affected | Not Affected | Not Affected | Not Affected | Not Affected | Not Affected | 0 | 0 | 0 | 0 | 21 | Line
Critical Infrastructure | Stormwater Treatment Facilities and Pump Stations | Drainage Assets | Nubbins Slough outside perimeter road | STFPS_PL_1656 |  | Not Affected | Not Affected | Not Affected | Not Affected | Not Affected | Not Affected | Not Affected | Not Affected | Not Affected | Not Affected | Not Affected | Not Affected | Not Affected | Not Affected | Not Affected | Not Affected | Not Affected | Not Affected | Not Affected | Not Affected | Not Affected | 0 | 0 | 0 | 0 | 21 | Line
Critical Infrastructure | Stormwater Treatment Facilities and Pump Stations | Drainage Assets | L-202 | STFPS_PL_1657 |  | Not Affected | Not Affected | Not Affected | Not Affected | Not Affected | Not Affected | Not Affected | Not Affected | Not Affected | Not Affected | Not Affected | Not Affected | Not Affected | Not Affected | Not Affected | Not Affected | Not Affected | Not Affected | Not Affected | Not Affected | Not Affected | 0 | 0 | 0 | 0 | 21 | Line
Critical Infrastructure | Stormwater Treatment Facilities and Pump Stations | Drainage Assets | STA-5 interior and exterior levees | STFPS_PL_1658 |  | Not Affected | Not Affected | Not Affected | Not Affected | Not Affected | Not Affected | Not Affected | Not Affected | Not Affected | Not Affected | Not Affected | Not Affected | Not Affected | Not Affected | Not Affected | Not Affected | Not Affected | Not Affected | Not Affected | Not Affected | Not Affected | 0 | 0 | 0 | 0 | 21 | Line
Critical Infrastructure | Stormwater Treatment Facilities and Pump Stations | Drainage Assets | G-3W north levee | STFPS_PL_1659 |  | Not Affected | Not Affected | Not Affected | Not Affected | Not Affected | Not Affected | Not Affected | Not Affected | Not Affected | Not Affected | Not Affected | Not Affected | Not Affected | Not Affected | Not Affected | Not Affected | Not Affected | Not Affected | Not Affected | Not Affected | Not Affected | 0 | 0 | 0 | 0 | 21 | Line
Critical Infrastructure | Stormwater Treatment Facilities and Pump Stations | Drainage Assets | L-64 east levee | STFPS_PL_1660 |  | Not Affected | Not Affected | Not Affected | Not Affected | Not Affected | Not Affected | Not Affected | Not Affected | Not Affected | Not Affected | Not Affected | Not Affected | Not Affected | Not Affected | Not Affected | Not Affected | Not Affected | Not Affected | Not Affected | Not Affected | Not Affected | 0 | 0 | 0 | 0 | 21 | Line
Critical Infrastructure | Stormwater Treatment Facilities and Pump Stations | Drainage Assets | C-2 west levee | STFPS_PL_1661 |  | Not Affected | Not Affected | Not Affected | Not Affected | Not Affected | Not Affected | Not Affected | Not Affected | Not Affected | Not Affected | Not Affected | Not Affected | Not Affected | Not Affected | Not Affected | Not Affected | Not Affected | Not Affected | Not Affected | Not Affected | Not Affected | 0 | 0 | 0 | 0 | 21 | Line
Critical Infrastructure | Stormwater Treatment Facilities and Pump Stations | Drainage Assets | C-100C west levee | STFPS_PL_1662 |  | Not Affected | Not Affected | Not Affected | Not Affected | Not Affected | Not Affected | Not Affected | Not Affected | Not Affected | Not Affected | Not Affected | Not Affected | Not Affected | Not Affected | Not Affected | Not Affected | Not Affected | Not Affected | Not Affected | Not Affected | Not Affected | 0 | 0 | 0 | 0 | 21 | Line
Critical Infrastructure | Stormwater Treatment Facilities and Pump Stations | Drainage Assets | No designation | STFPS_PL_1663 |  | Not Affected | Not Affected | Not Affected | Not Affected | Not Affected | Not Affected | Not Affected | Not Affected | Not Affected | Not Affected | Not Affected | Not Affected | Not Affected | Not Affected | Not Affected | Not Affected | Not Affected | Not Affected | Not Affected | Not Affected | Not Affected | 0 | 0 | 0 | 0 | 21 | Line
Critical Infrastructure | Stormwater Treatment Facilities and Pump Stations | Drainage Assets | C-358 seepage canal | STFPS_PL_1664 |  | Not Affected | Not Affected | Not Affected | Not Affected | Not Affected | Not Affected | Not Affected | Not Affected | Not Affected | Not Affected | Not Affected | Not Affected | Not Affected | Not Affected | Not Affected | Not Affected | Not Affected | Not Affected | Not Affected | Not Affected | Not Affected | 0 | 0 | 0 | 0 | 21 | Line
Critical Infrastructure | Stormwater Treatment Facilities and Pump Stations | Drainage Assets | C-103 south levee | STFPS_PL_1665 |  | Not Affected | Not Affected | Not Affected | Not Affected | Not Affected | Not Affected | Not Affected | Not Affected | Not Affected | Not Affected | Not Affected | Not Affected | Not Affected | Not Affected | Not Affected | Not Affected | Not Affected | Not Affected | Not Affected | Not Affected | Not Affected | 0 | 0 | 0 | 0 | 21 | Line
Critical Infrastructure | Stormwater Treatment Facilities and Pump Stations | Drainage Assets | C-2 south levee | STFPS_PL_1666 |  | Not Affected | Not Affected | Not Affected | Not Affected | Not Affected | Not Affected | Not Affected | Not Affected | Not Affected | Not Affected | Not Affected | Not Affected | Not Affected | Not Affected | Not Affected | Not Affected | Not Affected | Not Affected | Not Affected | Not Affected | Not Affected | 0 | 0 | 0 | 0 | 21 | Line
Critical Infrastructure | Stormwater Treatment Facilities and Pump Stations | Drainage Assets | Cypress north levee | STFPS_PL_1667 |  | Not Affected | Not Affected | Not Affected | Not Affected | Not Affected | Not Affected | Not Affected | Not Affected | Not Affected | Not Affected | Not Affected | Not Affected | Not Affected | Not Affected | Not Affected | Not Affected | Not Affected | Not Affected | Not Affected | Not Affected | Not Affected | 0 | 0 | 0 | 0 | 21 | Line
Critical Infrastructure | Stormwater Treatment Facilities and Pump Stations | Drainage Assets | Lakeside Ranch STA Outlet Canal levee | STFPS_PL_1668 |  | Not Affected | Not Affected | Not Affected | Not Affected | Not Affected | Not Affected | Not Affected | Not Affected | Not Affected | Not Affected | Not Affected | Not Affected | Not Affected | Not Affected | Not Affected | Not Affected | Not Affected | Not Affected | Not Affected | Not Affected | Not Affected | 0 | 0 | 0 | 0 | 21 | Line
Critical Infrastructure | Stormwater Treatment Facilities and Pump Stations | Drainage Assets | Henderson Creek east levee | STFPS_PL_1669 |  | Not Affected | Not Affected | Not Affected | Not Affected | Not Affected | Not Affected | Not Affected | Not Affected | Not Affected | Not Affected | Not Affected | Not Affected | Not Affected | Not Affected | Not Affected | Not Affected | Not Affected | Not Affected | Not Affected | Not Affected | Not Affected | 0 | 0 | 0 | 0 | 21 | Line
Critical Infrastructure | Stormwater Treatment Facilities and Pump Stations | Drainage Assets | C-13 north levee | STFPS_PL_1670 |  | Not Affected | Not Affected | Not Affected | Not Affected | Not Affected | Not Affected | Not Affected | Not Affected | Not Affected | Not Affected | Not Affected | Not Affected | Not Affected | Not Affected | Not Affected | Not Affected | Not Affected | Not Affected | Not Affected | Not Affected | Not Affected | 0 | 0 | 0 | 0 | 21 | Line
Critical Infrastructure | Stormwater Treatment Facilities and Pump Stations | Drainage Assets | C-23 south levee | STFPS_PL_1671 |  | Not Affected | Not Affected | Not Affected | Not Affected | Not Affected | Not Affected | Not Affected | Not Affected | Not Affected | Not Affected | Not Affected | Not Affected | Not Affected | Not Affected | Not Affected | Not Affected | Not Affected | Not Affected | Not Affected | Not Affected | Not Affected | 0 | 0 | 0 | 0 | 21 | Line
Critical Infrastructure | Stormwater Treatment Facilities and Pump Stations | Drainage Assets | C-19 west levee | STFPS_PL_1672 |  | Not Affected | Not Affected | Not Affected | Not Affected | Not Affected | Not Affected | Not Affected | Not Affected | Not Affected | Not Affected | Not Affected | Not Affected | Not Affected | Not Affected | Not Affected | Not Affected | Not Affected | Not Affected | Not Affected | Not Affected | Not Affected | 0 | 0 | 0 | 0 | 21 | Line
Critical Infrastructure | Stormwater Treatment Facilities and Pump Stations | Drainage Assets | C-37 east levee | STFPS_PL_1673 |  | Not Affected | Not Affected | Not Affected | Not Affected | Not Affected | Not Affected | Not Affected | Not Affected | Not Affected | Not Affected | Not Affected | Not Affected | Not Affected | Not Affected | Not Affected | Not Affected | Not Affected | Not Affected | Not Affected | Not Affected | Not Affected | 0 | 0 | 0 | 0 | 21 | Line
Critical Infrastructure | Stormwater Treatment Facilities and Pump Stations | Drainage Assets | C-4 north levee | STFPS_PL_1674 |  | Not Affected | Not Affected | Not Affected | Not Affected | Not Affected | Not Affected | Not Affected | Not Affected | Not Affected | Not Affected | Not Affected | Not Affected | Not Affected | Not Affected | Not Affected | Not Affected | Not Affected | Not Affected | Not Affected | Not Affected | Not Affected | 0 | 0 | 0 | 0 | 21 | Line
Critical Infrastructure | Stormwater Treatment Facilities and Pump Stations | Drainage Assets | C-51 south levee | STFPS_PL_1675 |  | Not Affected | Not Affected | Not Affected | Not Affected | Not Affected | Not Affected | Not Affected | Not Affected | Not Affected | Not Affected | Not Affected | Not Affected | Not Affected | Not Affected | Not Affected | Not Affected | Not Affected | Not Affected | Not Affected | Not Affected | Not Affected | 0 | 0 | 0 | 0 | 21 | Line
Critical Infrastructure | Stormwater Treatment Facilities and Pump Stations | Drainage Assets | L-42 north levee | STFPS_PL_1676 |  | Not Affected | Not Affected | Not Affected | Not Affected | Not Affected | Not Affected | Not Affected | Not Affected | Not Affected | Not Affected | Not Affected | Not Affected | Not Affected | Not Affected | Not Affected | Not Affected | Not Affected | Not Affected | Not Affected | Not Affected | Not Affected | 0 | 0 | 0 | 0 | 21 | Line
Critical Infrastructure | Stormwater Treatment Facilities and Pump Stations | Drainage Assets | C-8 south levee | STFPS_PL_1677 |  | Not Affected | Not Affected | Not Affected | Not Affected | Not Affected | Not Affected | Not Affected | Not Affected | Not Affected | Not Affected | Not Affected | Not Affected | Not Affected | Not Affected | Not Affected | Not Affected | Not Affected | Not Affected | Not Affected | Not Affected | Not Affected | 0 | 0 | 0 | 0 | 21 | Line
Critical Infrastructure | Stormwater Treatment Facilities and Pump Stations | Drainage Assets | STA-2 levee | STFPS_PL_1678 |  | Not Affected | Not Affected | Not Affected | Not Affected | Not Affected | Not Affected | Not Affected | Not Affected | Not Affected | Not Affected | Not Affected | Not Affected | Not Affected | Not Affected | Not Affected | Not Affected | Not Affected | Not Affected | Not Affected | Not Affected | Not Affected | 0 | 0 | 0 | 0 | 21 | Line
Critical Infrastructure | Stormwater Treatment Facilities and Pump Stations | Drainage Assets | CR 951 east levee | STFPS_PL_1679 |  | Not Affected | Not Affected | Not Affected | Not Affected | Not Affected | Not Affected | Not Affected | Not Affected | Not Affected | Not Affected | Not Affected | Not Affected | Not Affected | Not Affected | Not Affected | Not Affected | Not Affected | Not Affected | Not Affected | Not Affected | Not Affected | 0 | 0 | 0 | 0 | 21 | Line
Critical Infrastructure | Stormwater Treatment Facilities and Pump Stations | Drainage Assets | C-18 south levee | STFPS_PL_1680 |  | Not Affected | Not Affected | Not Affected | Not Affected | Not Affected | Not Affected | Not Affected | Not Affected | Not Affected | Not Affected | Not Affected | Not Affected | Not Affected | Not Affected | Not Affected | Not Affected | Not Affected | Not Affected | Not Affected | Not Affected | Not Affected | 0 | 0 | 0 | 0 | 21 | Line
Critical Infrastructure | Stormwater Treatment Facilities and Pump Stations | Drainage Assets | C-11 south levee | STFPS_PL_1681 |  | Not Affected | Not Affected | Not Affected | Not Affected | Not Affected | Not Affected | Not Affected | Not Affected | Not Affected | Not Affected | Not Affected | Not Affected | Not Affected | Not Affected | Not Affected | Not Affected | Not Affected | Not Affected | Not Affected | Not Affected | Not Affected | 0 | 0 | 0 | 0 | 21 | Line
Critical Infrastructure | Stormwater Treatment Facilities and Pump Stations | Drainage Assets | C-29B north levee | STFPS_PL_1682 |  | Not Affected | Not Affected | Not Affected | Not Affected | Not Affected | Not Affected | Not Affected | Not Affected | Not Affected | Not Affected | Not Affected | Not Affected | Not Affected | Not Affected | Not Affected | Not Affected | Not Affected | Not Affected | Not Affected | Not Affected | Not Affected | 0 | 0 | 0 | 0 | 21 | Line
Critical Infrastructure | Stormwater Treatment Facilities and Pump Stations | Drainage Assets | C-31 east levee | STFPS_PL_1683 |  | Not Affected | Not Affected | Not Affected | Not Affected | Not Affected | Not Affected | Not Affected | Not Affected | Not Affected | Not Affected | Not Affected | Not Affected | Not Affected | Not Affected | Not Affected | Not Affected | Not Affected | Not Affected | Not Affected | Not Affected | Not Affected | 0 | 0 | 0 | 0 | 21 | Line
Critical Infrastructure | Stormwater Treatment Facilities and Pump Stations | Drainage Assets | C-8 south levee | STFPS_PL_1684 |  | Not Affected | Not Affected | Not Affected | Not Affected | Not Affected | Not Affected | Not Affected | Not Affected | Not Affected | Not Affected | Not Affected | Not Affected | Not Affected | Not Affected | Not Affected | Not Affected | Not Affected | Not Affected | Not Affected | Not Affected | Not Affected | 0 | 0 | 0 | 0 | 21 | Line
Critical Infrastructure | Stormwater Treatment Facilities and Pump Stations | Drainage Assets | C-32F west levee | STFPS_PL_1685 |  | Not Affected | Not Affected | Not Affected | Not Affected | Not Affected | Not Affected | Not Affected | Not Affected | Not Affected | Not Affected | Not Affected | Not Affected | Not Affected | Not Affected | Not Affected | Not Affected | Not Affected | Not Affected | Not Affected | Not Affected | Not Affected | 0 | 0 | 0 | 0 | 21 | Line
Critical Infrastructure | Stormwater Treatment Facilities and Pump Stations | Drainage Assets | C-103 west levee | STFPS_PL_1686 |  | Not Affected | Not Affected | Not Affected | Not Affected | Not Affected | Not Affected | Not Affected | Not Affected | Not Affected | Not Affected | Not Affected | Not Affected | Not Affected | Not Affected | Not Affected | Not Affected | Not Affected | Not Affected | Not Affected | Not Affected | Not Affected | 0 | 0 | 0 | 0 | 21 | Line
Critical Infrastructure | Stormwater Treatment Facilities and Pump Stations | Drainage Assets | C-103 south levee | STFPS_PL_1687 |  | Not Affected | Not Affected | Not Affected | Not Affected | Not Affected | Not Affected | Not Affected | Not Affected | Not Affected | Not Affected | Not Affected | Not Affected | Not Affected | Not Affected | Not Affected | Not Affected | Not Affected | Not Affected | Not Affected | Not Affected | Not Affected | 0 | 0 | 0 | 0 | 21 | Line
Critical Infrastructure | Stormwater Treatment Facilities and Pump Stations | Drainage Assets | C-103 south levee | STFPS_PL_1688 |  | Not Affected | Not Affected | Not Affected | Not Affected | Not Affected | Not Affected | Not Affected | Not Affected | Not Affected | Not Affected | Not Affected | Not Affected | Not Affected | Not Affected | Not Affected | Not Affected | Not Affected | Not Affected | Not Affected | Not Affected | Not Affected | 0 | 0 | 0 | 0 | 21 | Line
Critical Infrastructure | Stormwater Treatment Facilities and Pump Stations | Drainage Assets | STA-1W levee | STFPS_PL_1689 |  | Not Affected | Not Affected | Not Affected | Not Affected | Not Affected | Not Affected | Not Affected | Not Affected | Not Affected | Not Affected | Not Affected | Not Affected | Not Affected | Not Affected | Not Affected | Not Affected | Not Affected | Not Affected | Not Affected | Not Affected | Not Affected | 0 | 0 | 0 | 0 | 21 | Line
Critical Infrastructure | Stormwater Treatment Facilities and Pump Stations | Drainage Assets | C-100 north levee | STFPS_PL_1690 |  | Not Affected | Not Affected | Not Affected | Not Affected | Not Affected | Not Affected | Not Affected | Not Affected | Not Affected | Not Affected | Not Affected | Not Affected | Not Affected | Not Affected | Not Affected | Not Affected | Not Affected | Not Affected | Not Affected | Not Affected | Not Affected | 0 | 0 | 0 | 0 | 21 | Line
Critical Infrastructure | Stormwater Treatment Facilities and Pump Stations | Drainage Assets | L-18 east levee | STFPS_PL_1691 |  | Not Affected | Not Affected | Not Affected | Not Affected | Not Affected | Not Affected | Not Affected | Not Affected | Not Affected | Not Affected | Not Affected | Not Affected | Not Affected | Not Affected | Not Affected | Not Affected | Not Affected | Not Affected | Not Affected | Not Affected | Not Affected | 0 | 0 | 0 | 0 | 21 | Line
Critical Infrastructure | Stormwater Treatment Facilities and Pump Stations | Drainage Assets | C1-Connector west levee | STFPS_PL_1692 |  | Not Affected | Not Affected | Not Affected | Not Affected | Not Affected | Not Affected | Not Affected | Not Affected | Not Affected | Not Affected | Not Affected | Not Affected | Not Affected | Not Affected | Not Affected | Not Affected | Not Affected | Not Affected | Not Affected | Not Affected | Not Affected | 0 | 0 | 0 | 0 | 21 | Line
Critical Infrastructure | Stormwater Treatment Facilities and Pump Stations | Drainage Assets | G-08 south levee | STFPS_PL_1693 |  | Not Affected | Not Affected | Not Affected | Not Affected | Not Affected | Not Affected | Not Affected | Not Affected | Not Affected | Not Affected | Not Affected | Not Affected | Not Affected | Not Affected | Not Affected | Not Affected | Not Affected | Not Affected | Not Affected | Not Affected | Not Affected | 0 | 0 | 0 | 0 | 21 | Line
Critical Infrastructure | Stormwater Treatment Facilities and Pump Stations | Drainage Assets | L-14 south levee | STFPS_PL_1694 |  | Not Affected | Not Affected | Not Affected | Not Affected | Not Affected | Not Affected | Not Affected | Not Affected | Not Affected | Not Affected | Not Affected | Not Affected | Not Affected | Not Affected | Not Affected | Not Affected | Not Affected | Not Affected | Not Affected | Not Affected | Not Affected | 0 | 0 | 0 | 0 | 21 | Line
Critical Infrastructure | Stormwater Treatment Facilities and Pump Stations | Drainage Assets | C-4 north levee | STFPS_PL_1695 |  | Not Affected | Not Affected | Not Affected | Not Affected | Not Affected | Not Affected | Not Affected | Not Affected | Not Affected | Not Affected | Not Affected | Not Affected | Not Affected | Not Affected | Not Affected | Not Affected | Not Affected | Not Affected | Not Affected | Not Affected | Not Affected | 0 | 0 | 0 | 0 | 21 | Line
Critical Infrastructure | Stormwater Treatment Facilities and Pump Stations | Drainage Assets | C-113 south levee | STFPS_PL_1696 |  | Not Affected | Not Affected | Not Affected | Not Affected | Not Affected | Not Affected | Not Affected | Not Affected | Not Affected | Not Affected | Not Affected | Not Affected | Not Affected | Not Affected | Not Affected | Not Affected | Not Affected | Not Affected | Not Affected | Not Affected | Not Affected | 0 | 0 | 0 | 0 | 21 | Line
Critical Infrastructure | Stormwater Treatment Facilities and Pump Stations | Drainage Assets | C-2 south levee | STFPS_PL_1697 |  | Not Affected | Not Affected | Not Affected | Not Affected | Not Affected | Not Affected | Not Affected | Not Affected | Not Affected | Not Affected | Not Affected | Not Affected | Not Affected | Not Affected | Not Affected | Not Affected | Not Affected | Not Affected | Not Affected | Not Affected | Not Affected | 0 | 0 | 0 | 0 | 21 | Line
Critical Infrastructure | Stormwater Treatment Facilities and Pump Stations | Drainage Assets | Henderson Creek west levee | STFPS_PL_1698 |  | Not Affected | Not Affected | Not Affected | Not Affected | Not Affected | Not Affected | Not Affected | Not Affected | Not Affected | Not Affected | Not Affected | Not Affected | Not Affected | Not Affected | Not Affected | Not Affected | Not Affected | Not Affected | Not Affected | Not Affected | Not Affected | 0 | 0 | 0 | 0 | 21 | Line
Critical Infrastructure | Stormwater Treatment Facilities and Pump Stations | Drainage Assets | C-102 west levee | STFPS_PL_1699 |  | Not Affected | Not Affected | Not Affected | Not Affected | Not Affected | Not Affected | Not Affected | Not Affected | Not Affected | Not Affected | Not Affected | Not Affected | Not Affected | Not Affected | Not Affected | Not Affected | Not Affected | Not Affected | Not Affected | Not Affected | Not Affected | 0 | 0 | 0 | 0 | 21 | Line
Critical Infrastructure | Stormwater Treatment Facilities and Pump Stations | Drainage Assets | Coco north levee | STFPS_PL_1700 |  | Not Affected | Not Affected | Not Affected | Not Affected | Not Affected | Not Affected | Not Affected | Not Affected | Not Affected | Not Affected | Not Affected | Not Affected | Not Affected | Not Affected | Not Affected | Not Affected | Not Affected | Not Affected | Not Affected | Not Affected | Not Affected | 0 | 0 | 0 | 0 | 21 | Line
Critical Infrastructure | Stormwater Treatment Facilities and Pump Stations | Drainage Assets | C-4 north levee | STFPS_PL_1701 |  | Not Affected | Not Affected | Not Affected | Not Affected | Not Affected | Not Affected | Not Affected | Not Affected | Not Affected | Not Affected | Not Affected | Not Affected | Not Affected | Not Affected | Not Affected | Not Affected | Not Affected | Not Affected | Not Affected | Not Affected | Not Affected | 0 | 0 | 0 | 0 | 21 | Line
Critical Infrastructure | Stormwater Treatment Facilities and Pump Stations | Drainage Assets | C-102 south levee | STFPS_PL_1702 |  | Not Affected | Not Affected | Not Affected | Not Affected | Not Affected | Not Affected | Not Affected | Not Affected | Not Affected | Not Affected | Not Affected | Not Affected | Not Affected | Not Affected | Not Affected | Not Affected | Not Affected | Not Affected | Not Affected | Not Affected | Not Affected | 0 | 0 | 0 | 0 | 21 | Line
Critical Infrastructure | Stormwater Treatment Facilities and Pump Stations | Drainage Assets | STA-2 levee | STFPS_PL_1703 |  | Not Affected | Not Affected | Not Affected | Not Affected | Not Affected | Not Affected | Not Affected | Not Affected | Not Affected | Not Affected | Not Affected | Not Affected | Not Affected | Not Affected | Not Affected | Not Affected | Not Affected | Not Affected | Not Affected | Not Affected | Not Affected | 0 | 0 | 0 | 0 | 21 | Line
Critical Infrastructure | Stormwater Treatment Facilities and Pump Stations | Drainage Assets | L-8 north tieback levee | STFPS_PL_1704 |  | Not Affected | Not Affected | Not Affected | Not Affected | Not Affected | Not Affected | Not Affected | Not Affected | Not Affected | Not Affected | Not Affected | Not Affected | Not Affected | Not Affected | Not Affected | Not Affected | Not Affected | Not Affected | Not Affected | Not Affected | Not Affected | 0 | 0 | 0 | 0 | 21 | Line
Critical Infrastructure | Stormwater Treatment Facilities and Pump Stations | Drainage Assets | C-25 north levee | STFPS_PL_1705 |  | Not Affected | Not Affected | Not Affected | Not Affected | Not Affected | Not Affected | Not Affected | Not Affected | Not Affected | Not Affected | Not Affected | Not Affected | Not Affected | Not Affected | Not Affected | Not Affected | Not Affected | Not Affected | Not Affected | Not Affected | Not Affected | 0 | 0 | 0 | 0 | 21 | Line
Critical Infrastructure | Stormwater Treatment Facilities and Pump Stations | Drainage Assets | Lakeside Ranch STA levee | STFPS_PL_1706 |  | Not Affected | Not Affected | Not Affected | Not Affected | Not Affected | Not Affected | Not Affected | Not Affected | Not Affected | Not Affected | Not Affected | Not Affected | Not Affected | Not Affected | Not Affected | Not Affected | Not Affected | Not Affected | Not Affected | Not Affected | Not Affected | 0 | 0 | 0 | 0 | 21 | Line
Critical Infrastructure | Stormwater Treatment Facilities and Pump Stations | Drainage Assets | C-111 west levee | STFPS_PL_1707 |  | Not Affected | Not Affected | Not Affected | Not Affected | Not Affected | Not Affected | Not Affected | Not Affected | Not Affected | Not Affected | Not Affected | Not Affected | Not Affected | Not Affected | Not Affected | Not Affected | Not Affected | Not Affected | Not Affected | Not Affected | Not Affected | 0 | 0 | 0 | 0 | 21 | Line
Critical Infrastructure | Stormwater Treatment Facilities and Pump Stations | Drainage Assets | L-35 north levee | STFPS_PL_1708 |  | Not Affected | Not Affected | Not Affected | Not Affected | Not Affected | Not Affected | Not Affected | Not Affected | Not Affected | Not Affected | Not Affected | Not Affected | Not Affected | Not Affected | Not Affected | Not Affected | Not Affected | Not Affected | Not Affected | Not Affected | Not Affected | 0 | 0 | 0 | 0 | 21 | Line
Critical Infrastructure | Stormwater Treatment Facilities and Pump Stations | Drainage Assets | C-100C north levee | STFPS_PL_1709 |  | Not Affected | Not Affected | Not Affected | Not Affected | Not Affected | Not Affected | Not Affected | Not Affected | Not Affected | Not Affected | Not Affected | Not Affected | Not Affected | Not Affected | Not Affected | Not Affected | Not Affected | Not Affected | Not Affected | Not Affected | Not Affected | 0 | 0 | 0 | 0 | 21 | Line
Critical Infrastructure | Stormwater Treatment Facilities and Pump Stations | Drainage Assets | C-6 south levee | STFPS_PL_1710 |  | Not Affected | Not Affected | Not Affected | Not Affected | Not Affected | Not Affected | Not Affected | Not Affected | Not Affected | Not Affected | Not Affected | Not Affected | Not Affected | Not Affected | Not Affected | Not Affected | Not Affected | Not Affected | Not Affected | Not Affected | Not Affected | 0 | 0 | 0 | 0 | 21 | Line
Critical Infrastructure | Stormwater Treatment Facilities and Pump Stations | Drainage Assets | C-20 south levee | STFPS_PL_1711 |  | Not Affected | Not Affected | Not Affected | Not Affected | Not Affected | Not Affected | Not Affected | Not Affected | Not Affected | Not Affected | Not Affected | Not Affected | Not Affected | Not Affected | Not Affected | Not Affected | Not Affected | Not Affected | Not Affected | Not Affected | Not Affected | 0 | 0 | 0 | 0 | 21 | Line
Critical Infrastructure | Stormwater Treatment Facilities and Pump Stations | Drainage Assets | Golden Gate Main east levee | STFPS_PL_1712 |  | Not Affected | Not Affected | Not Affected | Not Affected | Not Affected | Not Affected | Not Affected | Not Affected | Not Affected | Not Affected | Not Affected | Not Affected | Not Affected | Not Affected | Not Affected | Not Affected | Not Affected | Not Affected | Not Affected | Not Affected | Not Affected | 0 | 0 | 0 | 0 | 21 | Line
Critical Infrastructure | Stormwater Treatment Facilities and Pump Stations | Drainage Assets | L-14 north levee | STFPS_PL_1713 |  | Not Affected | Not Affected | Not Affected | Not Affected | Not Affected | Not Affected | Not Affected | Not Affected | Not Affected | Not Affected | Not Affected | Not Affected | Not Affected | Not Affected | Not Affected | Not Affected | Not Affected | Not Affected | Not Affected | Not Affected | Not Affected | 0 | 0 | 0 | 0 | 21 | Line
Critical Infrastructure | Stormwater Treatment Facilities and Pump Stations | Drainage Assets | C-38 east levee | STFPS_PL_1714 |  | Not Affected | Not Affected | Not Affected | Not Affected | Not Affected | Not Affected | Not Affected | Not Affected | Not Affected | Not Affected | Not Affected | Not Affected | Not Affected | Not Affected | Not Affected | Not Affected | Not Affected | Not Affected | Not Affected | Not Affected | Not Affected | 0 | 0 | 0 | 0 | 21 | Line
Critical Infrastructure | Stormwater Treatment Facilities and Pump Stations | Drainage Assets | FAKA Union west levee | STFPS_PL_1715 |  | Not Affected | Not Affected | Not Affected | Not Affected | Not Affected | Not Affected | Not Affected | Not Affected | Not Affected | Not Affected | Not Affected | Not Affected | Not Affected | Not Affected | Not Affected | Not Affected | Not Affected | Not Affected | Not Affected | Not Affected | Not Affected | 0 | 0 | 0 | 0 | 21 | Line
Critical Infrastructure | Stormwater Treatment Facilities and Pump Stations | Drainage Assets | C-34 west levee | STFPS_PL_1716 |  | Not Affected | Not Affected | Not Affected | Not Affected | Not Affected | Not Affected | Not Affected | Not Affected | Not Affected | Not Affected | Not Affected | Not Affected | Not Affected | Not Affected | Not Affected | Not Affected | Not Affected | Not Affected | Not Affected | Not Affected | Not Affected | 0 | 0 | 0 | 0 | 21 | Line
Critical Infrastructure | Stormwater Treatment Facilities and Pump Stations | Drainage Assets | C-25 EXT west levee | STFPS_PL_1717 |  | Not Affected | Not Affected | Not Affected | Not Affected | Not Affected | Not Affected | Not Affected | Not Affected | Not Affected | Not Affected | Not Affected | Not Affected | Not Affected | Not Affected | Not Affected | Not Affected | Not Affected | Not Affected | Not Affected | Not Affected | Not Affected | 0 | 0 | 0 | 0 | 21 | Line
Critical Infrastructure | Stormwater Treatment Facilities and Pump Stations | Drainage Assets | C-24 west levee | STFPS_PL_1718 |  | Not Affected | Not Affected | Not Affected | Not Affected | Not Affected | Not Affected | Not Affected | Not Affected | Not Affected | Not Affected | Not Affected | Not Affected | Not Affected | Not Affected | Not Affected | Not Affected | Not Affected | Not Affected | Not Affected | Not Affected | Not Affected | 0 | 0 | 0 | 0 | 21 | Line
Critical Infrastructure | Stormwater Treatment Facilities and Pump Stations | Drainage Assets | C-31 east levee | STFPS_PL_1719 |  | Not Affected | Not Affected | Not Affected | Not Affected | Not Affected | Not Affected | Not Affected | Not Affected | Not Affected | Not Affected | Not Affected | Not Affected | Not Affected | Not Affected | Not Affected | Not Affected | Not Affected | Not Affected | Not Affected | Not Affected | Not Affected | 0 | 0 | 0 | 0 | 21 | Line
Critical Infrastructure | Stormwater Treatment Facilities and Pump Stations | Drainage Assets | C-11S east levee | STFPS_PL_1720 |  | Not Affected | Not Affected | Not Affected | Not Affected | Not Affected | Not Affected | Not Affected | Not Affected | Not Affected | Not Affected | Not Affected | Not Affected | Not Affected | Not Affected | Not Affected | Not Affected | Not Affected | Not Affected | Not Affected | Not Affected | Not Affected | 0 | 0 | 0 | 0 | 21 | Line
Critical Infrastructure | Stormwater Treatment Facilities and Pump Stations | Drainage Assets | C-42 west canal | STFPS_PL_1721 |  | Not Affected | Not Affected | Not Affected | Not Affected | Not Affected | Not Affected | Not Affected | Not Affected | Not Affected | Not Affected | Not Affected | Not Affected | Not Affected | Not Affected | Not Affected | Not Affected | Not Affected | Not Affected | Not Affected | Not Affected | Not Affected | 0 | 0 | 0 | 0 | 21 | Line
Critical Infrastructure | Stormwater Treatment Facilities and Pump Stations | Drainage Assets | C-6 south levee | STFPS_PL_1722 |  | Not Affected | Not Affected | Not Affected | Not Affected | Not Affected | Not Affected | Not Affected | Not Affected | Not Affected | Not Affected | Not Affected | Not Affected | Not Affected | Not Affected | Not Affected | Not Affected | Not Affected | Not Affected | Not Affected | Not Affected | Not Affected | 0 | 0 | 0 | 0 | 21 | Line
Critical Infrastructure | Stormwater Treatment Facilities and Pump Stations | Drainage Assets | L-31E west levee | STFPS_PL_1723 |  | Not Affected | Not Affected | Not Affected | Not Affected | Not Affected | Not Affected | Not Affected | Not Affected | Not Affected | Not Affected | Not Affected | Not Affected | Not Affected | Not Affected | Not Affected | Not Affected | Not Affected | Not Affected | Not Affected | Not Affected | Not Affected | 0 | 0 | 0 | 0 | 21 | Line
Critical Infrastructure | Stormwater Treatment Facilities and Pump Stations | Drainage Assets | C-44 Levee | STFPS_PL_1724 |  | Not Affected | Not Affected | Not Affected | Not Affected | Not Affected | Not Affected | Not Affected | Not Affected | Not Affected | Not Affected | Not Affected | Not Affected | Not Affected | Not Affected | Not Affected | Not Affected | Not Affected | Not Affected | Not Affected | Not Affected | Not Affected | 0 | 0 | 0 | 0 | 21 | Line
Critical Infrastructure | Stormwater Treatment Facilities and Pump Stations | Drainage Assets | C-44 Levee | STFPS_PL_1725 |  | Not Affected | Not Affected | Not Affected | Not Affected | Not Affected | Not Affected | Not Affected | Not Affected | Not Affected | Not Affected | Not Affected | Not Affected | Not Affected | Not Affected | Not Affected | Not Affected | Not Affected | Not Affected | Not Affected | Not Affected | Not Affected | 0 | 0 | 0 | 0 | 21 | Line
Critical Infrastructure | Stormwater Treatment Facilities and Pump Stations | Drainage Assets | C-44 Levee | STFPS_PL_1726 |  | Not Affected | Not Affected | Not Affected | Not Affected | Not Affected | Not Affected | Not Affected | Not Affected | Not Affected | Not Affected | Not Affected | Not Affected | Not Affected | Not Affected | Not Affected | Not Affected | Not Affected | Not Affected | Not Affected | Not Affected | Not Affected | 0 | 0 | 0 | 0 | 21 | Line
Critical Infrastructure | Stormwater Treatment Facilities and Pump Stations | Drainage Assets | C-44 Levee | STFPS_PL_1727 |  | Not Affected | Not Affected | Not Affected | Not Affected | Not Affected | Not Affected | Not Affected | Not Affected | Not Affected | Not Affected | Not Affected | Not Affected | Not Affected | Not Affected | Not Affected | Not Affected | Not Affected | Not Affected | Not Affected | Not Affected | Not Affected | 0 | 0 | 0 | 0 | 21 | Line
Critical Infrastructure | Stormwater Treatment Facilities and Pump Stations | Drainage Assets | C-44 Levee | STFPS_PL_1728 |  | Not Affected | Not Affected | Not Affected | Not Affected | Not Affected | Not Affected | Not Affected | Not Affected | Not Affected | Not Affected | Not Affected | Not Affected | Not Affected | Not Affected | Not Affected | Not Affected | Not Affected | Not Affected | Not Affected | Not Affected | Not Affected | 0 | 0 | 0 | 0 | 21 | Line
Critical Infrastructure | Stormwater Treatment Facilities and Pump Stations | Drainage Assets | C-44 Levee | STFPS_PL_1729 |  | Not Affected | Not Affected | Not Affected | Not Affected | Not Affected | Not Affected | Not Affected | Not Affected | Not Affected | Not Affected | Not Affected | Not Affected | Not Affected | Not Affected | Not Affected | Not Affected | Not Affected | Not Affected | Not Affected | Not Affected | Not Affected | 0 | 0 | 0 | 0 | 21 | Line
Critical Infrastructure | Stormwater Treatment Facilities and Pump Stations | Drainage Assets | C-44 Levee | STFPS_PL_1730 |  | Not Affected | Not Affected | Not Affected | Not Affected | Not Affected | Not Affected | Not Affected | Not Affected | Not Affected | Not Affected | Not Affected | Not Affected | Not Affected | Not Affected | Not Affected | Not Affected | Not Affected | Not Affected | Not Affected | Not Affected | Not Affected | 0 | 0 | 0 | 0 | 21 | Line
Critical Infrastructure | Stormwater Treatment Facilities and Pump Stations | Drainage Assets | C-44 Levee | STFPS_PL_1731 |  | Not Affected | Not Affected | Not Affected | Not Affected | Not Affected | Not Affected | Not Affected | Not Affected | Not Affected | Not Affected | Not Affected | Not Affected | Not Affected | Not Affected | Not Affected | Not Affected | Not Affected | Not Affected | Not Affected | Not Affected | Not Affected | 0 | 0 | 0 | 0 | 21 | Line
Critical Infrastructure | Stormwater Treatment Facilities and Pump Stations | Drainage Assets | C-44 Levee | STFPS_PL_1732 |  | Not Affected | Not Affected | Not Affected | Not Affected | Not Affected | Not Affected | Not Affected | Not Affected | Not Affected | Not Affected | Not Affected | Not Affected | Not Affected | Not Affected | Not Affected | Not Affected | Not Affected | Not Affected | Not Affected | Not Affected | Not Affected | 0 | 0 | 0 | 0 | 21 | Line
Critical Infrastructure | Stormwater Treatment Facilities and Pump Stations | Drainage Assets | C-44 Levee | STFPS_PL_1733 |  | Not Affected | Not Affected | Not Affected | Not Affected | Not Affected | Not Affected | Not Affected | Not Affected | Not Affected | Not Affected | Not Affected | Not Affected | Not Affected | Not Affected | Not Affected | Not Affected | Not Affected | Not Affected | Not Affected | Not Affected | Not Affected | 0 | 0 | 0 | 0 | 21 | Line
Critical Infrastructure | Stormwater Treatment Facilities and Pump Stations | Drainage Assets | C-44 Levee | STFPS_PL_1734 |  | Not Affected | Not Affected | Not Affected | Not Affected | Not Affected | Not Affected | Not Affected | Not Affected | Not Affected | Not Affected | Not Affected | Not Affected | Not Affected | Not Affected | Not Affected | Not Affected | Not Affected | Not Affected | Not Affected | Not Affected | Not Affected | 0 | 0 | 0 | 0 | 21 | Line
Critical Infrastructure | Stormwater Treatment Facilities and Pump Stations | Drainage Assets | C-44 Levee | STFPS_PL_1735 |  | Not Affected | Not Affected | Not Affected | Not Affected | Not Affected | Not Affected | Not Affected | Not Affected | Not Affected | Not Affected | Not Affected | Not Affected | Not Affected | Not Affected | Not Affected | Not Affected | Not Affected | Not Affected | Not Affected | Not Affected | Not Affected | 0 | 0 | 0 | 0 | 21 | Line
Critical Infrastructure | Stormwater Treatment Facilities and Pump Stations | Drainage Assets |  | STFPS_PL_1736 |  | Not Affected | Not Affected | Not Affected | Not Affected | Not Affected | Not Affected | Not Affected | Not Affected | Not Affected | Not Affected | Not Affected | Not Affected | Not Affected | Not Affected | Not Affected | Not Affected | Not Affected | Not Affected | Not Affected | Not Affected | Not Affected | 0 | 0 | 0 | 0 | 21 | Line
Critical Infrastructure | Stormwater Treatment Facilities and Pump Stations | Drainage Assets |  | STFPS_PL_1737 |  | Not Affected | Not Affected | Not Affected | Not Affected | Not Affected | Not Affected | Not Affected | Not Affected | Not Affected | Not Affected | Not Affected | Not Affected | Not Affected | Not Affected | Not Affected | Not Affected | Not Affected | Not Affected | Not Affected | Not Affected | Not Affected | 0 | 0 | 0 | 0 | 21 | Line
Critical Infrastructure | Stormwater Treatment Facilities and Pump Stations | Drainage Assets |  | STFPS_PL_1738 |  | Not Affected | Not Affected | Not Affected | Not Affected | Not Affected | Not Affected | Not Affected | Not Affected | Not Affected | Not Affected | Not Affected | Not Affected | Not Affected | Not Affected | Not Affected | Not Affected | Not Affected | Not Affected | Not Affected | Not Affected | Not Affected | 0 | 0 | 0 | 0 | 21 | Line
Critical Infrastructure | Stormwater Treatment Facilities and Pump Stations | Drainage Assets | L-332B | STFPS_PL_1739 |  | Not Affected | Not Affected | Not Affected | Not Affected | Not Affected | Not Affected | Not Affected | Not Affected | Not Affected | Not Affected | Not Affected | Not Affected | Not Affected | Not Affected | Not Affected | Not Affected | Not Affected | Not Affected | Not Affected | Not Affected | Not Affected | 0 | 0 | 0 | 0 | 21 | Line
Critical Infrastructure | Stormwater Treatment Facilities and Pump Stations | Drainage Assets | L-316 | STFPS_PL_1740 |  | Not Affected | Not Affected | Not Affected | Not Affected | Not Affected | Not Affected | Not Affected | Not Affected | Not Affected | Not Affected | Not Affected | Not Affected | Not Affected | Not Affected | Not Affected | Not Affected | Not Affected | Not Affected | Not Affected | Not Affected | Not Affected | 0 | 0 | 0 | 0 | 21 | Line
Critical Infrastructure | Stormwater Treatment Facilities and Pump Stations | Drainage Assets | L-318S | STFPS_PL_1741 |  | Not Affected | Not Affected | Not Affected | Not Affected | Not Affected | Not Affected | Not Affected | Not Affected | Not Affected | Not Affected | Not Affected | Not Affected | Not Affected | Not Affected | Not Affected | Not Affected | Not Affected | Not Affected | Not Affected | Not Affected | Not Affected | 0 | 0 | 0 | 0 | 21 | Line
Critical Infrastructure | Stormwater Treatment Facilities and Pump Stations | Drainage Assets | L-360 West | STFPS_PL_1742 |  | Not Affected | Not Affected | Not Affected | Not Affected | Not Affected | Not Affected | Not Affected | Not Affected | Not Affected | Not Affected | Not Affected | Not Affected | Not Affected | Not Affected | Not Affected | Not Affected | Not Affected | Not Affected | Not Affected | Not Affected | Not Affected | 0 | 0 | 0 | 0 | 21 | Line
Critical Infrastructure | Stormwater Treatment Facilities and Pump Stations | Drainage Assets | L-360 East | STFPS_PL_1743 |  | Not Affected | Not Affected | Not Affected | Not Affected | Not Affected | Not Affected | Not Affected | Not Affected | Not Affected | Not Affected | Not Affected | Not Affected | Not Affected | Not Affected | Not Affected | Not Affected | Not Affected | Not Affected | Not Affected | Not Affected | Not Affected | 0 | 0 | 0 | 0 | 21 | Line
Critical Infrastructure | Stormwater Treatment Facilities and Pump Stations | Stormwater Ponds - NHD |  | STFPS_PG_4 |  | Not Affected | Not Affected | Not Affected | Not Affected | Not Affected | Not Affected | Not Affected | Not Affected | Not Affected | Not Affected | Not Affected | Not Affected | Not Affected | Not Affected | Not Affected | Not Affected | Not Affected | Not Affected | Not Affected | Not Affected | Not Affected | 0 | 0 | 0 | 0 | 21 | Polygon
Critical Infrastructure | Stormwater Treatment Facilities and Pump Stations | Stormwater Ponds - NHD |  | STFPS_PG_5 |  | Not Affected | Not Affected | Not Affected | Not Affected | Not Affected | Not Affected | Not Affected | Not Affected | Not Affected | Not Affected | Not Affected | Not Affected | Not Affected | Not Affected | Not Affected | Not Affected | Not Affected | Not Affected | Not Affected | Not Affected | Not Affected | 0 | 0 | 0 | 0 | 21 | Polygon
Critical Infrastructure | Stormwater Treatment Facilities and Pump Stations | Stormwater Ponds - NHD |  | STFPS_PG_6 |  | Not Affected | Not Affected | Not Affected | Not Affected | Not Affected | Not Affected | Not Affected | Not Affected | Not Affected | Not Affected | Not Affected | Not Affected | Not Affected | Not Affected | Not Affected | Not Affected | Not Affected | Not Affected | Not Affected | Not Affected | Not Affected | 0 | 0 | 0 | 0 | 21 | Polygon
Critical Infrastructure | Stormwater Treatment Facilities and Pump Stations | Stormwater Ponds - NHD |  | STFPS_PG_7 |  | Not Affected | Not Affected | Not Affected | Not Affected | Not Affected | Not Affected | Not Affected | Not Affected | Not Affected | Not Affected | Not Affected | Not Affected | Not Affected | Not Affected | Not Affected | Not Affected | Not Affected | Not Affected | Not Affected | Not Affected | Not Affected | 0 | 0 | 0 | 0 | 21 | Polygon
Critical Infrastructure | Stormwater Treatment Facilities and Pump Stations | Stormwater Ponds - NHD |  | STFPS_PG_8 |  | Not Affected | Not Affected | Not Affected | Not Affected | Not Affected | Not Affected | Not Affected | Not Affected | Not Affected | Not Affected | Not Affected | Not Affected | Not Affected | Not Affected | Not Affected | Not Affected | Not Affected | Not Affected | Not Affected | Not Affected | Not Affected | 0 | 0 | 0 | 0 | 21 | Polygon
Critical Infrastructure | Stormwater Treatment Facilities and Pump Stations | Stormwater Ponds - NHD |  | STFPS_PG_9 |  | Not Affected | Not Affected | Not Affected | Not Affected | Not Affected | Not Affected | Not Affected | Not Affected | Not Affected | Not Affected | Not Affected | Not Affected | Not Affected | Not Affected | Not Affected | Not Affected | Not Affected | Not Affected | Not Affected | Not Affected | Not Affected | 0 | 0 | 0 | 0 | 21 | Polygon
Critical Infrastructure | Stormwater Treatment Facilities and Pump Stations | Stormwater Ponds - NHD |  | STFPS_PG_10 |  | Not Affected | Not Affected | Not Affected | Not Affected | Not Affected | Not Affected | Not Affected | Not Affected | Not Affected | Not Affected | Not Affected | Not Affected | Not Affected | Not Affected | Not Affected | Not Affected | Not Affected | Not Affected | Not Affected | Not Affected | Not Affected | 0 | 0 | 0 | 0 | 21 | Polygon
Critical Infrastructure | Stormwater Treatment Facilities and Pump Stations | Stormwater Ponds - NHD |  | STFPS_PG_13 |  | Not Affected | Not Affected | Not Affected | Not Affected | Not Affected | Not Affected | Not Affected | Not Affected | Not Affected | Not Affected | Not Affected | Not Affected | Not Affected | Not Affected | Not Affected | Not Affected | Not Affected | Not Affected | Not Affected | Not Affected | Not Affected | 0 | 0 | 0 | 0 | 21 | Polygon
Critical Infrastructure | Stormwater Treatment Facilities and Pump Stations | Stormwater Ponds - NHD |  | STFPS_PG_18 |  | Not Affected | Not Affected | Not Affected | Not Affected | Not Affected | Not Affected | Not Affected | Not Affected | Not Affected | Not Affected | Not Affected | Not Affected | Not Affected | Not Affected | Not Affected | Not Affected | Not Affected | Not Affected | Not Affected | Not Affected | Not Affected | 0 | 0 | 0 | 0 | 21 | Polygon
Critical Infrastructure | Stormwater Treatment Facilities and Pump Stations | Stormwater Ponds - NHD |  | STFPS_PG_23 |  | Not Affected | Not Affected | Not Affected | Not Affected | Not Affected | Not Affected | Not Affected | Not Affected | Not Affected | Not Affected | Not Affected | Not Affected | Not Affected | Not Affected | Not Affected | Not Affected | Not Affected | Not Affected | Not Affected | Not Affected | Not Affected | 0 | 0 | 0 | 0 | 21 | Polygon
Critical Infrastructure | Stormwater Treatment Facilities and Pump Stations | Stormwater Ponds - NHD |  | STFPS_PG_24 |  | Not Affected | Not Affected | Not Affected | Not Affected | Not Affected | Not Affected | Not Affected | Not Affected | Not Affected | Not Affected | Not Affected | Not Affected | Not Affected | Not Affected | Not Affected | Not Affected | Not Affected | Not Affected | Not Affected | Not Affected | Not Affected | 0 | 0 | 0 | 0 | 21 | Polygon
Critical Infrastructure | Stormwater Treatment Facilities and Pump Stations | Stormwater Ponds - NHD |  | STFPS_PG_80 |  | Not Affected | Not Affected | Not Affected | Not Affected | Not Affected | Not Affected | Not Affected | Not Affected | Not Affected | Not Affected | Not Affected | Not Affected | Not Affected | Not Affected | Not Affected | Not Affected | Not Affected | Not Affected | Not Affected | Not Affected | Not Affected | 0 | 0 | 0 | 0 | 21 | Polygon
Critical Infrastructure | Stormwater Treatment Facilities and Pump Stations | Stormwater Ponds - NHD |  | STFPS_PG_851 |  | Not Affected | Not Affected | Not Affected | Not Affected | Not Affected | Not Affected | Not Affected | Not Affected | Not Affected | Not Affected | Not Affected | Not Affected | Not Affected | Not Affected | Not Affected | Not Affected | Not Affected | Not Affected | Not Affected | Not Affected | Not Affected | 0 | 0 | 0 | 0 | 21 | Polygon
Critical Infrastructure | Stormwater Treatment Facilities and Pump Stations | Stormwater Ponds - NHD |  | STFPS_PG_1017 |  | Not Affected | Not Affected | Not Affected | Not Affected | Not Affected | Not Affected | Not Affected | Not Affected | Not Affected | Not Affected | Not Affected | Not Affected | Not Affected | Not Affected | Not Affected | Not Affected | Not Affected | Not Affected | Not Affected | Not Affected | Not Affected | 0 | 0 | 0 | 0 | 21 | Polygon
Critical Infrastructure | Stormwater Treatment Facilities and Pump Stations | Stormwater Ponds - NHD |  | STFPS_PG_1018 |  | Not Affected | Not Affected | Not Affected | Not Affected | Not Affected | Not Affected | Not Affected | Not Affected | Not Affected | Not Affected | Not Affected | Not Affected | Not Affected | Not Affected | Not Affected | Not Affected | Not Affected | Not Affected | Not Affected | Not Affected | Not Affected | 0 | 0 | 0 | 0 | 21 | Polygon
Critical Infrastructure | Stormwater Treatment Facilities and Pump Stations | Stormwater Ponds - NHD |  | STFPS_PG_1020 |  | Not Affected | Not Affected | Not Affected | Not Affected | Not Affected | Not Affected | Not Affected | Not Affected | Not Affected | Not Affected | Not Affected | Not Affected | Not Affected | Not Affected | Not Affected | Not Affected | Not Affected | Not Affected | Not Affected | Not Affected | Not Affected | 0 | 0 | 0 | 0 | 21 | Polygon
Critical Infrastructure | Stormwater Treatment Facilities and Pump Stations | Stormwater Ponds - NHD |  | STFPS_PG_1022 |  | Not Affected | Not Affected | Not Affected | Not Affected | Not Affected | Not Affected | Not Affected | Not Affected | Not Affected | Not Affected | Not Affected | Not Affected | Not Affected | Not Affected | Not Affected | Not Affected | Not Affected | Not Affected | Not Affected | Not Affected | Not Affected | 0 | 0 | 0 | 0 | 21 | Polygon
Critical Infrastructure | Stormwater Treatment Facilities and Pump Stations | Stormwater Ponds - NHD |  | STFPS_PG_1025 |  | Not Affected | Not Affected | Not Affected | Not Affected | Not Affected | Not Affected | Not Affected | Not Affected | Not Affected | Not Affected | Not Affected | Not Affected | Not Affected | Not Affected | Not Affected | Not Affected | Not Affected | Not Affected | Not Affected | Not Affected | Not Affected | 0 | 0 | 0 | 0 | 21 | Polygon
Critical Infrastructure | Stormwater Treatment Facilities and Pump Stations | Stormwater Ponds - NHD |  | STFPS_PG_1097 |  | Not Affected | Not Affected | Not Affected | Not Affected | Not Affected | Not Affected | Not Affected | Not Affected | Not Affected | Not Affected | Not Affected | Not Affected | Not Affected | Not Affected | Not Affected | Not Affected | Not Affected | Not Affected | Not Affected | Not Affected | Not Affected | 0 | 0 | 0 | 0 | 21 | Polygon
Critical Infrastructure | Stormwater Treatment Facilities and Pump Stations | Stormwater Ponds - NHD |  | STFPS_PG_1103 |  | Not Affected | Not Affected | Not Affected | Not Affected | Not Affected | Not Affected | Not Affected | Not Affected | Not Affected | Not Affected | Not Affected | Not Affected | Not Affected | Not Affected | Not Affected | Not Affected | Not Affected | Not Affected | Not Affected | Not Affected | Not Affected | 0 | 0 | 0 | 0 | 21 | Polygon
Critical Infrastructure | Stormwater Treatment Facilities and Pump Stations | Stormwater Ponds - NHD |  | STFPS_PG_1104 |  | Not Affected | Not Affected | Not Affected | Not Affected | Not Affected | Not Affected | Not Affected | Not Affected | Not Affected | Not Affected | Not Affected | Not Affected | Not Affected | Not Affected | Not Affected | Not Affected | Not Affected | Not Affected | Not Affected | Not Affected | Not Affected | 0 | 0 | 0 | 0 | 21 | Polygon
Critical Infrastructure | Stormwater Treatment Facilities and Pump Stations | Stormwater Ponds - NHD |  | STFPS_PG_1105 |  | Not Affected | Not Affected | Not Affected | Not Affected | Not Affected | Not Affected | Not Affected | Not Affected | Not Affected | Not Affected | Not Affected | Not Affected | Not Affected | Not Affected | Not Affected | Not Affected | Not Affected | Not Affected | Not Affected | Not Affected | Not Affected | 0 | 0 | 0 | 0 | 21 | Polygon
Critical Infrastructure | Stormwater Treatment Facilities and Pump Stations | Stormwater Ponds - NHD |  | STFPS_PG_1108 |  | Not Affected | Not Affected | Not Affected | Not Affected | Not Affected | Not Affected | Not Affected | Not Affected | Not Affected | Not Affected | Not Affected | Not Affected | Not Affected | Not Affected | Not Affected | Not Affected | Not Affected | Not Affected | Not Affected | Not Affected | Not Affected | 0 | 0 | 0 | 0 | 21 | Polygon
Critical Infrastructure | Stormwater Treatment Facilities and Pump Stations | Stormwater Ponds - NHD |  | STFPS_PG_1110 |  | Not Affected | Not Affected | Not Affected | Not Affected | Not Affected | Not Affected | Not Affected | Not Affected | Not Affected | Not Affected | Not Affected | Not Affected | Not Affected | Not Affected | Not Affected | Not Affected | Not Affected | Not Affected | Not Affected | Not Affected | Not Affected | 0 | 0 | 0 | 0 | 21 | Polygon
Critical Infrastructure | Stormwater Treatment Facilities and Pump Stations | Stormwater Ponds - NHD |  | STFPS_PG_1114 |  | Not Affected | Not Affected | Not Affected | Not Affected | Not Affected | Not Affected | Not Affected | Not Affected | Not Affected | Not Affected | Not Affected | Not Affected | Not Affected | Not Affected | Not Affected | Not Affected | Not Affected | Not Affected | Not Affected | Not Affected | Not Affected | 0 | 0 | 0 | 0 | 21 | Polygon
Critical Infrastructure | Stormwater Treatment Facilities and Pump Stations | Stormwater Ponds - NHD |  | STFPS_PG_1126 |  | Not Affected | Not Affected | Not Affected | Not Affected | Not Affected | Not Affected | Not Affected | Not Affected | Not Affected | Not Affected | Not Affected | Not Affected | Not Affected | Not Affected | Not Affected | Not Affected | Not Affected | Not Affected | Not Affected | Not Affected | Not Affected | 0 | 0 | 0 | 0 | 21 | Polygon
Critical Infrastructure | Stormwater Treatment Facilities and Pump Stations | Stormwater Ponds - NHD |  | STFPS_PG_1127 |  | Not Affected | Not Affected | Not Affected | Not Affected | Not Affected | Not Affected | Not Affected | Not Affected | Not Affected | Not Affected | Not Affected | Not Affected | Not Affected | Not Affected | Not Affected | Not Affected | Not Affected | Not Affected | Not Affected | Not Affected | Not Affected | 0 | 0 | 0 | 0 | 21 | Polygon
Critical Infrastructure | Stormwater Treatment Facilities and Pump Stations | Stormwater Ponds - NHD |  | STFPS_PG_1128 |  | Not Affected | Not Affected | Not Affected | Not Affected | Not Affected | Not Affected | Not Affected | Not Affected | Not Affected | Not Affected | Not Affected | Not Affected | Not Affected | Not Affected | Not Affected | Not Affected | Not Affected | Not Affected | Not Affected | Not Affected | Not Affected | 0 | 0 | 0 | 0 | 21 | Polygon
Critical Infrastructure | Stormwater Treatment Facilities and Pump Stations | Stormwater Ponds - NHD |  | STFPS_PG_1130 |  | Not Affected | Not Affected | Not Affected | Not Affected | Not Affected | Not Affected | Not Affected | Not Affected | Not Affected | Not Affected | Not Affected | Not Affected | Not Affected | Not Affected | Not Affected | Not Affected | Not Affected | Not Affected | Not Affected | Not Affected | Not Affected | 0 | 0 | 0 | 0 | 21 | Polygon
Critical Infrastructure | Stormwater Treatment Facilities and Pump Stations | Stormwater Ponds - NHD |  | STFPS_PG_1133 |  | Not Affected | Not Affected | Not Affected | Not Affected | Not Affected | Not Affected | Not Affected | Not Affected | Not Affected | Not Affected | Not Affected | Not Affected | Not Affected | Not Affected | Not Affected | Not Affected | Not Affected | Not Affected | Not Affected | Not Affected | Not Affected | 0 | 0 | 0 | 0 | 21 | Polygon
Critical Infrastructure | Stormwater Treatment Facilities and Pump Stations | Stormwater Ponds - NHD |  | STFPS_PG_1134 |  | Not Affected | Not Affected | Not Affected | Not Affected | Not Affected | Not Affected | Not Affected | Not Affected | Not Affected | Not Affected | Not Affected | Not Affected | Not Affected | Not Affected | Not Affected | Not Affected | Not Affected | Not Affected | Not Affected | Not Affected | Not Affected | 0 | 0 | 0 | 0 | 21 | Polygon
Critical Infrastructure | Stormwater Treatment Facilities and Pump Stations | Stormwater Ponds - NHD |  | STFPS_PG_1135 |  | Not Affected | Not Affected | Not Affected | Not Affected | Not Affected | Not Affected | Not Affected | Not Affected | Not Affected | Not Affected | Not Affected | Not Affected | Not Affected | Not Affected | Not Affected | Not Affected | Not Affected | Not Affected | Not Affected | Not Affected | Not Affected | 0 | 0 | 0 | 0 | 21 | Polygon
Critical Infrastructure | Stormwater Treatment Facilities and Pump Stations | Stormwater Ponds - NHD |  | STFPS_PG_1136 |  | Not Affected | Not Affected | Not Affected | Not Affected | Not Affected | Not Affected | Not Affected | Not Affected | Not Affected | Not Affected | Not Affected | Not Affected | Not Affected | Not Affected | Not Affected | Not Affected | Not Affected | Not Affected | Not Affected | Not Affected | Not Affected | 0 | 0 | 0 | 0 | 21 | Polygon
Critical Infrastructure | Stormwater Treatment Facilities and Pump Stations | Stormwater Ponds - NHD |  | STFPS_PG_1140 |  | Not Affected | Not Affected | Not Affected | Not Affected | Not Affected | Not Affected | Not Affected | Not Affected | Not Affected | Not Affected | Not Affected | Not Affected | Not Affected | Not Affected | Not Affected | Not Affected | Not Affected | Not Affected | Not Affected | Not Affected | Not Affected | 0 | 0 | 0 | 0 | 21 | Polygon
Critical Infrastructure | Stormwater Treatment Facilities and Pump Stations | Stormwater Ponds - NHD |  | STFPS_PG_1143 |  | Not Affected | Not Affected | Not Affected | Not Affected | Not Affected | Not Affected | Not Affected | Not Affected | Not Affected | Not Affected | Not Affected | Not Affected | Not Affected | Not Affected | Not Affected | Not Affected | Not Affected | Not Affected | Not Affected | Not Affected | Not Affected | 0 | 0 | 0 | 0 | 21 | Polygon
Critical Infrastructure | Stormwater Treatment Facilities and Pump Stations | Stormwater Ponds - NHD |  | STFPS_PG_1144 |  | Not Affected | Not Affected | Not Affected | Not Affected | Not Affected | Not Affected | Not Affected | Not Affected | Not Affected | Not Affected | Not Affected | Not Affected | Not Affected | Not Affected | Not Affected | Not Affected | Not Affected | Not Affected | Not Affected | Not Affected | Not Affected | 0 | 0 | 0 | 0 | 21 | Polygon
Critical Infrastructure | Stormwater Treatment Facilities and Pump Stations | Stormwater Ponds - NHD |  | STFPS_PG_1146 |  | Not Affected | Not Affected | Not Affected | Not Affected | Not Affected | Not Affected | Not Affected | Not Affected | Not Affected | Not Affected | Not Affected | Not Affected | Not Affected | Not Affected | Not Affected | Not Affected | Not Affected | Not Affected | Not Affected | Not Affected | Not Affected | 0 | 0 | 0 | 0 | 21 | Polygon
Critical Infrastructure | Stormwater Treatment Facilities and Pump Stations | Stormwater Ponds - NHD |  | STFPS_PG_1147 |  | Not Affected | Not Affected | Not Affected | Not Affected | Not Affected | Not Affected | Not Affected | Not Affected | Not Affected | Not Affected | Not Affected | Not Affected | Not Affected | Not Affected | Not Affected | Not Affected | Not Affected | Not Affected | Not Affected | Not Affected | Not Affected | 0 | 0 | 0 | 0 | 21 | Polygon
Critical Infrastructure | Stormwater Treatment Facilities and Pump Stations | Stormwater Ponds - NHD |  | STFPS_PG_1148 |  | Not Affected | Not Affected | Not Affected | Not Affected | Not Affected | Not Affected | Not Affected | Not Affected | Not Affected | Not Affected | Not Affected | Not Affected | Not Affected | Not Affected | Not Affected | Not Affected | Not Affected | Not Affected | Not Affected | Not Affected | Not Affected | 0 | 0 | 0 | 0 | 21 | Polygon
Critical Infrastructure | Stormwater Treatment Facilities and Pump Stations | Stormwater Ponds - NHD |  | STFPS_PG_1150 |  | Not Affected | Not Affected | Not Affected | Not Affected | Not Affected | Not Affected | Not Affected | Not Affected | Not Affected | Not Affected | Not Affected | Not Affected | Not Affected | Not Affected | Not Affected | Not Affected | Not Affected | Not Affected | Not Affected | Not Affected | Not Affected | 0 | 0 | 0 | 0 | 21 | Polygon
Critical Infrastructure | Stormwater Treatment Facilities and Pump Stations | Stormwater Ponds - NHD |  | STFPS_PG_1154 |  | Not Affected | Not Affected | Not Affected | Not Affected | Not Affected | Not Affected | Not Affected | Not Affected | Not Affected | Not Affected | Not Affected | Not Affected | Not Affected | Not Affected | Not Affected | Not Affected | Not Affected | Not Affected | Not Affected | Not Affected | Not Affected | 0 | 0 | 0 | 0 | 21 | Polygon
Critical Infrastructure | Stormwater Treatment Facilities and Pump Stations | Stormwater Ponds - NHD |  | STFPS_PG_1162 |  | Not Affected | Not Affected | Not Affected | Not Affected | Not Affected | Not Affected | Not Affected | Not Affected | Not Affected | Not Affected | Not Affected | Not Affected | Not Affected | Not Affected | Not Affected | Not Affected | Not Affected | Not Affected | Not Affected | Not Affected | Not Affected | 0 | 0 | 0 | 0 | 21 | Polygon
Critical Infrastructure | Stormwater Treatment Facilities and Pump Stations | Stormwater Ponds - NHD |  | STFPS_PG_1167 |  | Not Affected | Not Affected | Not Affected | Not Affected | Not Affected | Not Affected | Not Affected | Not Affected | Not Affected | Not Affected | Not Affected | Not Affected | Not Affected | Not Affected | Not Affected | Not Affected | Not Affected | Not Affected | Not Affected | Not Affected | Not Affected | 0 | 0 | 0 | 0 | 21 | Polygon
Critical Infrastructure | Stormwater Treatment Facilities and Pump Stations | Stormwater Ponds - NHD |  | STFPS_PG_1168 |  | Not Affected | Not Affected | Not Affected | Not Affected | Not Affected | Not Affected | Not Affected | Not Affected | Not Affected | Not Affected | Not Affected | Not Affected | Not Affected | Not Affected | Not Affected | Not Affected | Not Affected | Not Affected | Not Affected | Not Affected | Not Affected | 0 | 0 | 0 | 0 | 21 | Polygon
Critical Infrastructure | Stormwater Treatment Facilities and Pump Stations | Stormwater Ponds - NHD |  | STFPS_PG_1176 |  | Not Affected | Not Affected | Not Affected | Not Affected | Not Affected | Not Affected | Not Affected | Not Affected | Not Affected | Not Affected | Not Affected | Not Affected | Not Affected | Not Affected | Not Affected | Not Affected | Not Affected | Not Affected | Not Affected | Not Affected | Not Affected | 0 | 0 | 0 | 0 | 21 | Polygon
Critical Infrastructure | Stormwater Treatment Facilities and Pump Stations | Stormwater Ponds - NHD |  | STFPS_PG_1189 |  | Not Affected | Not Affected | Not Affected | Not Affected | Not Affected | Not Affected | Not Affected | Not Affected | Not Affected | Not Affected | Not Affected | Not Affected | Not Affected | Not Affected | Not Affected | Not Affected | Not Affected | Not Affected | Not Affected | Not Affected | Not Affected | 0 | 0 | 0 | 0 | 21 | Polygon
Critical Infrastructure | Stormwater Treatment Facilities and Pump Stations | Stormwater Ponds - NHD |  | STFPS_PG_1191 |  | Not Affected | Not Affected | Not Affected | Not Affected | Not Affected | Not Affected | Not Affected | Not Affected | Not Affected | Not Affected | Not Affected | Not Affected | Not Affected | Not Affected | Not Affected | Not Affected | Not Affected | Not Affected | Not Affected | Not Affected | Not Affected | 0 | 0 | 0 | 0 | 21 | Polygon
Critical Infrastructure | Stormwater Treatment Facilities and Pump Stations | Stormwater Ponds - NHD |  | STFPS_PG_1193 |  | Not Affected | Not Affected | Not Affected | Not Affected | Not Affected | Not Affected | Not Affected | Not Affected | Not Affected | Not Affected | Not Affected | Not Affected | Not Affected | Not Affected | Not Affected | Not Affected | Not Affected | Not Affected | Not Affected | Not Affected | Not Affected | 0 | 0 | 0 | 0 | 21 | Polygon
Critical Infrastructure | Stormwater Treatment Facilities and Pump Stations | Stormwater Ponds - NHD |  | STFPS_PG_1199 |  | Not Affected | Not Affected | Not Affected | Not Affected | Not Affected | Not Affected | Not Affected | Not Affected | Not Affected | Not Affected | Not Affected | Not Affected | Not Affected | Not Affected | Not Affected | Not Affected | Not Affected | Not Affected | Not Affected | Not Affected | Not Affected | 0 | 0 | 0 | 0 | 21 | Polygon
Critical Infrastructure | Stormwater Treatment Facilities and Pump Stations | Stormwater Ponds - NHD |  | STFPS_PG_1204 |  | Not Affected | Not Affected | Not Affected | Not Affected | Not Affected | Not Affected | Not Affected | Not Affected | Not Affected | Not Affected | Not Affected | Not Affected | Not Affected | Not Affected | Not Affected | Not Affected | Not Affected | Not Affected | Not Affected | Not Affected | Not Affected | 0 | 0 | 0 | 0 | 21 | Polygon
Critical Infrastructure | Stormwater Treatment Facilities and Pump Stations | Stormwater Ponds - NHD |  | STFPS_PG_1207 |  | Not Affected | Not Affected | Not Affected | Not Affected | Not Affected | Not Affected | Not Affected | Not Affected | Not Affected | Not Affected | Not Affected | Not Affected | Not Affected | Not Affected | Not Affected | Not Affected | Not Affected | Not Affected | Not Affected | Not Affected | Not Affected | 0 | 0 | 0 | 0 | 21 | Polygon
Critical Infrastructure | Stormwater Treatment Facilities and Pump Stations | Stormwater Ponds - NHD |  | STFPS_PG_1217 |  | Not Affected | Not Affected | Not Affected | Not Affected | Not Affected | Not Affected | Not Affected | Not Affected | Not Affected | Not Affected | Not Affected | Not Affected | Not Affected | Not Affected | Not Affected | Not Affected | Not Affected | Not Affected | Not Affected | Not Affected | Not Affected | 0 | 0 | 0 | 0 | 21 | Polygon
Critical Infrastructure | Stormwater Treatment Facilities and Pump Stations | Stormwater Ponds - NHD |  | STFPS_PG_1223 |  | Not Affected | Not Affected | Not Affected | Not Affected | Not Affected | Not Affected | Not Affected | Not Affected | Not Affected | Not Affected | Not Affected | Not Affected | Not Affected | Not Affected | Not Affected | Not Affected | Not Affected | Not Affected | Not Affected | Not Affected | Not Affected | 0 | 0 | 0 | 0 | 21 | Polygon
Critical Infrastructure | Stormwater Treatment Facilities and Pump Stations | Stormwater Ponds - NHD |  | STFPS_PG_1224 |  | Not Affected | Not Affected | Not Affected | Not Affected | Not Affected | Not Affected | Not Affected | Not Affected | Not Affected | Not Affected | Not Affected | Not Affected | Not Affected | Not Affected | Not Affected | Not Affected | Not Affected | Not Affected | Not Affected | Not Affected | Not Affected | 0 | 0 | 0 | 0 | 21 | Polygon
Critical Infrastructure | Stormwater Treatment Facilities and Pump Stations | Stormwater Ponds - NHD |  | STFPS_PG_1226 |  | Not Affected | Not Affected | Not Affected | Not Affected | Not Affected | Not Affected | Not Affected | Not Affected | Not Affected | Not Affected | Not Affected | Not Affected | Not Affected | Not Affected | Not Affected | Not Affected | Not Affected | Not Affected | Not Affected | Not Affected | Not Affected | 0 | 0 | 0 | 0 | 21 | Polygon
Critical Infrastructure | Stormwater Treatment Facilities and Pump Stations | Stormwater Ponds - NHD |  | STFPS_PG_1229 |  | Not Affected | Not Affected | Not Affected | Not Affected | Not Affected | Not Affected | Not Affected | Not Affected | Not Affected | Not Affected | Not Affected | Not Affected | Not Affected | Not Affected | Not Affected | Not Affected | Not Affected | Not Affected | Not Affected | Not Affected | Not Affected | 0 | 0 | 0 | 0 | 21 | Polygon
Critical Infrastructure | Stormwater Treatment Facilities and Pump Stations | Stormwater Ponds - NHD |  | STFPS_PG_1238 |  | Not Affected | Not Affected | Not Affected | Not Affected | Not Affected | Not Affected | Not Affected | Not Affected | Not Affected | Not Affected | Not Affected | Not Affected | Not Affected | Not Affected | Not Affected | Not Affected | Not Affected | Not Affected | Not Affected | Not Affected | Not Affected | 0 | 0 | 0 | 0 | 21 | Polygon
Critical Infrastructure | Stormwater Treatment Facilities and Pump Stations | Stormwater Ponds - NHD |  | STFPS_PG_1243 |  | Not Affected | Not Affected | Not Affected | Not Affected | Not Affected | Not Affected | Not Affected | Not Affected | Not Affected | Not Affected | Not Affected | Not Affected | Not Affected | Not Affected | Not Affected | Not Affected | Not Affected | Not Affected | Not Affected | Not Affected | Not Affected | 0 | 0 | 0 | 0 | 21 | Polygon
Critical Infrastructure | Stormwater Treatment Facilities and Pump Stations | Stormwater Ponds - NHD |  | STFPS_PG_1245 |  | Not Affected | Not Affected | Not Affected | Not Affected | Not Affected | Not Affected | Not Affected | Not Affected | Not Affected | Not Affected | Not Affected | Not Affected | Not Affected | Not Affected | Not Affected | Not Affected | Not Affected | Not Affected | Not Affected | Not Affected | Not Affected | 0 | 0 | 0 | 0 | 21 | Polygon
Critical Infrastructure | Stormwater Treatment Facilities and Pump Stations | Stormwater Ponds - NHD |  | STFPS_PG_1247 |  | Not Affected | Not Affected | Not Affected | Not Affected | Not Affected | Not Affected | Not Affected | Not Affected | Not Affected | Not Affected | Not Affected | Not Affected | Not Affected | Not Affected | Not Affected | Not Affected | Not Affected | Not Affected | Not Affected | Not Affected | Not Affected | 0 | 0 | 0 | 0 | 21 | Polygon
Critical Infrastructure | Stormwater Treatment Facilities and Pump Stations | Stormwater Ponds - NHD |  | STFPS_PG_1248 |  | Not Affected | Not Affected | Not Affected | Not Affected | Not Affected | Not Affected | Not Affected | Not Affected | Not Affected | Not Affected | Not Affected | Not Affected | Not Affected | Not Affected | Not Affected | Not Affected | Not Affected | Not Affected | Not Affected | Not Affected | Not Affected | 0 | 0 | 0 | 0 | 21 | Polygon
Critical Infrastructure | Stormwater Treatment Facilities and Pump Stations | Stormwater Ponds - NHD |  | STFPS_PG_1250 |  | Not Affected | Not Affected | Not Affected | Not Affected | Not Affected | Not Affected | Not Affected | Not Affected | Not Affected | Not Affected | Not Affected | Not Affected | Not Affected | Not Affected | Not Affected | Not Affected | Not Affected | Not Affected | Not Affected | Not Affected | Not Affected | 0 | 0 | 0 | 0 | 21 | Polygon
Critical Infrastructure | Stormwater Treatment Facilities and Pump Stations | Stormwater Ponds - NHD |  | STFPS_PG_1254 |  | Not Affected | Not Affected | Not Affected | Not Affected | Not Affected | Not Affected | Not Affected | Not Affected | Not Affected | Not Affected | Not Affected | Not Affected | Not Affected | Not Affected | Not Affected | Not Affected | Not Affected | Not Affected | Not Affected | Not Affected | Not Affected | 0 | 0 | 0 | 0 | 21 | Polygon
Critical Infrastructure | Stormwater Treatment Facilities and Pump Stations | Stormwater Ponds - NHD |  | STFPS_PG_1257 |  | Not Affected | Not Affected | Not Affected | Not Affected | Not Affected | Not Affected | Not Affected | Not Affected | Not Affected | Not Affected | Not Affected | Not Affected | Not Affected | Not Affected | Not Affected | Not Affected | Not Affected | Not Affected | Not Affected | Not Affected | Not Affected | 0 | 0 | 0 | 0 | 21 | Polygon
Critical Infrastructure | Stormwater Treatment Facilities and Pump Stations | Stormwater Ponds - NHD |  | STFPS_PG_1266 |  | Not Affected | Not Affected | Not Affected | Not Affected | Not Affected | Not Affected | Not Affected | Not Affected | Not Affected | Not Affected | Not Affected | Not Affected | Not Affected | Not Affected | Not Affected | Not Affected | Not Affected | Not Affected | Not Affected | Not Affected | Not Affected | 0 | 0 | 0 | 0 | 21 | Polygon
Critical Infrastructure | Stormwater Treatment Facilities and Pump Stations | Stormwater Ponds - NHD |  | STFPS_PG_1273 |  | Not Affected | Not Affected | Not Affected | Not Affected | Not Affected | Not Affected | Not Affected | Not Affected | Not Affected | Not Affected | Not Affected | Not Affected | Not Affected | Not Affected | Not Affected | Not Affected | Not Affected | Not Affected | Not Affected | Not Affected | Not Affected | 0 | 0 | 0 | 0 | 21 | Polygon
Critical Infrastructure | Stormwater Treatment Facilities and Pump Stations | Stormwater Ponds - NHD |  | STFPS_PG_1274 |  | Not Affected | Not Affected | Not Affected | Not Affected | Not Affected | Not Affected | Not Affected | Not Affected | Not Affected | Not Affected | Not Affected | Not Affected | Not Affected | Not Affected | Not Affected | Not Affected | Not Affected | Not Affected | Not Affected | Not Affected | Not Affected | 0 | 0 | 0 | 0 | 21 | Polygon
Critical Infrastructure | Stormwater Treatment Facilities and Pump Stations | Stormwater Ponds - NHD |  | STFPS_PG_1275 |  | Not Affected | Not Affected | Not Affected | Not Affected | Not Affected | Not Affected | Not Affected | Not Affected | Not Affected | Not Affected | Not Affected | Not Affected | Not Affected | Not Affected | Not Affected | Not Affected | Not Affected | Not Affected | Not Affected | Not Affected | Not Affected | 0 | 0 | 0 | 0 | 21 | Polygon
Critical Infrastructure | Stormwater Treatment Facilities and Pump Stations | Stormwater Ponds - NHD |  | STFPS_PG_1276 |  | Not Affected | Not Affected | Not Affected | Not Affected | Not Affected | Not Affected | Not Affected | Not Affected | Not Affected | Not Affected | Not Affected | Not Affected | Not Affected | Not Affected | Not Affected | Not Affected | Not Affected | Not Affected | Not Affected | Not Affected | Not Affected | 0 | 0 | 0 | 0 | 21 | Polygon
Critical Infrastructure | Stormwater Treatment Facilities and Pump Stations | Stormwater Ponds - NHD |  | STFPS_PG_1278 |  | Not Affected | Not Affected | Not Affected | Not Affected | Not Affected | Not Affected | Not Affected | Not Affected | Not Affected | Not Affected | Not Affected | Not Affected | Not Affected | Not Affected | Not Affected | Not Affected | Not Affected | Not Affected | Not Affected | Not Affected | Not Affected | 0 | 0 | 0 | 0 | 21 | Polygon
Critical Infrastructure | Stormwater Treatment Facilities and Pump Stations | Stormwater Ponds - NHD |  | STFPS_PG_1279 |  | Not Affected | Not Affected | Not Affected | Not Affected | Not Affected | Not Affected | Not Affected | Not Affected | Not Affected | Not Affected | Not Affected | Not Affected | Not Affected | Not Affected | Not Affected | Not Affected | Not Affected | Not Affected | Not Affected | Not Affected | Not Affected | 0 | 0 | 0 | 0 | 21 | Polygon
Critical Infrastructure | Stormwater Treatment Facilities and Pump Stations | Stormwater Ponds - NHD |  | STFPS_PG_1280 |  | Not Affected | Not Affected | Not Affected | Not Affected | Not Affected | Not Affected | Not Affected | Not Affected | Not Affected | Not Affected | Not Affected | Not Affected | Not Affected | Not Affected | Not Affected | Not Affected | Not Affected | Not Affected | Not Affected | Not Affected | Not Affected | 0 | 0 | 0 | 0 | 21 | Polygon
Critical Infrastructure | Stormwater Treatment Facilities and Pump Stations | Stormwater Ponds - NHD |  | STFPS_PG_1281 |  | Not Affected | Not Affected | Not Affected | Not Affected | Not Affected | Not Affected | Not Affected | Not Affected | Not Affected | Not Affected | Not Affected | Not Affected | Not Affected | Not Affected | Not Affected | Not Affected | Not Affected | Not Affected | Not Affected | Not Affected | Not Affected | 0 | 0 | 0 | 0 | 21 | Polygon
Critical Infrastructure | Stormwater Treatment Facilities and Pump Stations | Stormwater Ponds - NHD |  | STFPS_PG_1282 |  | Not Affected | Not Affected | Not Affected | Not Affected | Not Affected | Not Affected | Not Affected | Not Affected | Not Affected | Not Affected | Not Affected | Not Affected | Not Affected | Not Affected | Not Affected | Not Affected | Not Affected | Not Affected | Not Affected | Not Affected | Not Affected | 0 | 0 | 0 | 0 | 21 | Polygon
Critical Infrastructure | Stormwater Treatment Facilities and Pump Stations | Stormwater Ponds - NHD |  | STFPS_PG_1283 |  | Not Affected | Not Affected | Not Affected | Not Affected | Not Affected | Not Affected | Not Affected | Not Affected | Not Affected | Not Affected | Not Affected | Not Affected | Not Affected | Not Affected | Not Affected | Not Affected | Not Affected | Not Affected | Not Affected | Not Affected | Not Affected | 0 | 0 | 0 | 0 | 21 | Polygon
Critical Infrastructure | Stormwater Treatment Facilities and Pump Stations | Stormwater Ponds - NHD |  | STFPS_PG_1287 |  | Not Affected | Not Affected | Not Affected | Not Affected | Not Affected | Not Affected | Not Affected | Not Affected | Not Affected | Not Affected | Not Affected | Not Affected | Not Affected | Not Affected | Not Affected | Not Affected | Not Affected | Not Affected | Not Affected | Not Affected | Not Affected | 0 | 0 | 0 | 0 | 21 | Polygon
Critical Infrastructure | Stormwater Treatment Facilities and Pump Stations | Stormwater Ponds - NHD |  | STFPS_PG_1288 |  | Not Affected | Not Affected | Not Affected | Not Affected | Not Affected | Not Affected | Not Affected | Not Affected | Not Affected | Not Affected | Not Affected | Not Affected | Not Affected | Not Affected | Not Affected | Not Affected | Not Affected | Not Affected | Not Affected | Not Affected | Not Affected | 0 | 0 | 0 | 0 | 21 | Polygon
Critical Infrastructure | Stormwater Treatment Facilities and Pump Stations | Stormwater Ponds - NHD |  | STFPS_PG_1291 |  | Not Affected | Not Affected | Not Affected | Not Affected | Not Affected | Not Affected | Not Affected | Not Affected | Not Affected | Not Affected | Not Affected | Not Affected | Not Affected | Not Affected | Not Affected | Not Affected | Not Affected | Not Affected | Not Affected | Not Affected | Not Affected | 0 | 0 | 0 | 0 | 21 | Polygon
Critical Infrastructure | Stormwater Treatment Facilities and Pump Stations | Stormwater Ponds - NHD |  | STFPS_PG_1293 |  | Not Affected | Not Affected | Not Affected | Not Affected | Not Affected | Not Affected | Not Affected | Not Affected | Not Affected | Not Affected | Not Affected | Not Affected | Not Affected | Not Affected | Not Affected | Not Affected | Not Affected | Not Affected | Not Affected | Not Affected | Not Affected | 0 | 0 | 0 | 0 | 21 | Polygon
Critical Infrastructure | Stormwater Treatment Facilities and Pump Stations | Stormwater Ponds - NHD |  | STFPS_PG_1294 |  | Not Affected | Not Affected | Not Affected | Not Affected | Not Affected | Not Affected | Not Affected | Not Affected | Not Affected | Not Affected | Not Affected | Not Affected | Not Affected | Not Affected | Not Affected | Not Affected | Not Affected | Not Affected | Not Affected | Not Affected | Not Affected | 0 | 0 | 0 | 0 | 21 | Polygon
Critical Infrastructure | Stormwater Treatment Facilities and Pump Stations | Stormwater Ponds - NHD |  | STFPS_PG_1296 |  | Not Affected | Not Affected | Not Affected | Not Affected | Not Affected | Not Affected | Not Affected | Not Affected | Not Affected | Not Affected | Not Affected | Not Affected | Not Affected | Not Affected | Not Affected | Not Affected | Not Affected | Not Affected | Not Affected | Not Affected | Not Affected | 0 | 0 | 0 | 0 | 21 | Polygon
Critical Infrastructure | Stormwater Treatment Facilities and Pump Stations | Stormwater Ponds - NHD |  | STFPS_PG_1297 |  | Not Affected | Not Affected | Not Affected | Not Affected | Not Affected | Not Affected | Not Affected | Not Affected | Not Affected | Not Affected | Not Affected | Not Affected | Not Affected | Not Affected | Not Affected | Not Affected | Not Affected | Not Affected | Not Affected | Not Affected | Not Affected | 0 | 0 | 0 | 0 | 21 | Polygon
Critical Infrastructure | Stormwater Treatment Facilities and Pump Stations | Stormwater Ponds - NHD |  | STFPS_PG_1299 |  | Not Affected | Not Affected | Not Affected | Not Affected | Not Affected | Not Affected | Not Affected | Not Affected | Not Affected | Not Affected | Not Affected | Not Affected | Not Affected | Not Affected | Not Affected | Not Affected | Not Affected | Not Affected | Not Affected | Not Affected | Not Affected | 0 | 0 | 0 | 0 | 21 | Polygon
Critical Infrastructure | Stormwater Treatment Facilities and Pump Stations | Stormwater Ponds - NHD |  | STFPS_PG_1300 |  | Not Affected | Not Affected | Not Affected | Not Affected | Not Affected | Not Affected | Not Affected | Not Affected | Not Affected | Not Affected | Not Affected | Not Affected | Not Affected | Not Affected | Not Affected | Not Affected | Not Affected | Not Affected | Not Affected | Not Affected | Not Affected | 0 | 0 | 0 | 0 | 21 | Polygon
Critical Infrastructure | Stormwater Treatment Facilities and Pump Stations | Stormwater Ponds - NHD |  | STFPS_PG_1301 |  | Not Affected | Not Affected | Not Affected | Not Affected | Not Affected | Not Affected | Not Affected | Not Affected | Not Affected | Not Affected | Not Affected | Not Affected | Not Affected | Not Affected | Not Affected | Not Affected | Not Affected | Not Affected | Not Affected | Not Affected | Not Affected | 0 | 0 | 0 | 0 | 21 | Polygon
Critical Infrastructure | Stormwater Treatment Facilities and Pump Stations | Stormwater Ponds - NHD |  | STFPS_PG_1302 |  | Not Affected | Not Affected | Not Affected | Not Affected | Not Affected | Not Affected | Not Affected | Not Affected | Not Affected | Not Affected | Not Affected | Not Affected | Not Affected | Not Affected | Not Affected | Not Affected | Not Affected | Not Affected | Not Affected | Not Affected | Not Affected | 0 | 0 | 0 | 0 | 21 | Polygon
Critical Infrastructure | Stormwater Treatment Facilities and Pump Stations | Stormwater Ponds - NHD |  | STFPS_PG_1307 |  | Not Affected | Not Affected | Not Affected | Not Affected | Not Affected | Not Affected | Not Affected | Not Affected | Not Affected | Not Affected | Not Affected | Not Affected | Not Affected | Not Affected | Not Affected | Not Affected | Not Affected | Not Affected | Not Affected | Not Affected | Not Affected | 0 | 0 | 0 | 0 | 21 | Polygon
Critical Infrastructure | Stormwater Treatment Facilities and Pump Stations | Stormwater Ponds - NHD |  | STFPS_PG_1309 |  | Not Affected | Not Affected | Not Affected | Not Affected | Not Affected | Not Affected | Not Affected | Not Affected | Not Affected | Not Affected | Not Affected | Not Affected | Not Affected | Not Affected | Not Affected | Not Affected | Not Affected | Not Affected | Not Affected | Not Affected | Not Affected | 0 | 0 | 0 | 0 | 21 | Polygon
Critical Infrastructure | Stormwater Treatment Facilities and Pump Stations | Stormwater Ponds - NHD |  | STFPS_PG_1311 |  | Not Affected | Not Affected | Not Affected | Not Affected | Not Affected | Not Affected | Not Affected | Not Affected | Not Affected | Not Affected | Not Affected | Not Affected | Not Affected | Not Affected | Not Affected | Not Affected | Not Affected | Not Affected | Not Affected | Not Affected | Not Affected | 0 | 0 | 0 | 0 | 21 | Polygon
Critical Infrastructure | Stormwater Treatment Facilities and Pump Stations | Stormwater Ponds - NHD |  | STFPS_PG_1312 |  | Not Affected | Not Affected | Not Affected | Not Affected | Not Affected | Not Affected | Not Affected | Not Affected | Not Affected | Not Affected | Not Affected | Not Affected | Not Affected | Not Affected | Not Affected | Not Affected | Not Affected | Not Affected | Not Affected | Not Affected | Not Affected | 0 | 0 | 0 | 0 | 21 | Polygon
Critical Infrastructure | Stormwater Treatment Facilities and Pump Stations | Stormwater Ponds - NHD |  | STFPS_PG_1313 |  | Not Affected | Not Affected | Not Affected | Not Affected | Not Affected | Not Affected | Not Affected | Not Affected | Not Affected | Not Affected | Not Affected | Not Affected | Not Affected | Not Affected | Not Affected | Not Affected | Not Affected | Not Affected | Not Affected | Not Affected | Not Affected | 0 | 0 | 0 | 0 | 21 | Polygon
Critical Infrastructure | Stormwater Treatment Facilities and Pump Stations | Stormwater Ponds - NHD |  | STFPS_PG_1318 |  | Not Affected | Not Affected | Not Affected | Not Affected | Not Affected | Not Affected | Not Affected | Not Affected | Not Affected | Not Affected | Not Affected | Not Affected | Not Affected | Not Affected | Not Affected | Not Affected | Not Affected | Not Affected | Not Affected | Not Affected | Not Affected | 0 | 0 | 0 | 0 | 21 | Polygon
Critical Infrastructure | Stormwater Treatment Facilities and Pump Stations | Stormwater Ponds - NHD |  | STFPS_PG_1322 |  | Not Affected | Not Affected | Not Affected | Not Affected | Not Affected | Not Affected | Not Affected | Not Affected | Not Affected | Not Affected | Not Affected | Not Affected | Not Affected | Not Affected | Not Affected | Not Affected | Not Affected | Not Affected | Not Affected | Not Affected | Not Affected | 0 | 0 | 0 | 0 | 21 | Polygon
Critical Infrastructure | Stormwater Treatment Facilities and Pump Stations | Stormwater Ponds - NHD |  | STFPS_PG_1323 |  | Not Affected | Not Affected | Not Affected | Not Affected | Not Affected | Not Affected | Not Affected | Not Affected | Not Affected | Not Affected | Not Affected | Not Affected | Not Affected | Not Affected | Not Affected | Not Affected | Not Affected | Not Affected | Not Affected | Not Affected | Not Affected | 0 | 0 | 0 | 0 | 21 | Polygon
Critical Infrastructure | Stormwater Treatment Facilities and Pump Stations | Stormwater Ponds - NHD |  | STFPS_PG_1325 |  | Not Affected | Not Affected | Not Affected | Not Affected | Not Affected | Not Affected | Not Affected | Not Affected | Not Affected | Not Affected | Not Affected | Not Affected | Not Affected | Not Affected | Not Affected | Not Affected | Not Affected | Not Affected | Not Affected | Not Affected | Not Affected | 0 | 0 | 0 | 0 | 21 | Polygon
Critical Infrastructure | Stormwater Treatment Facilities and Pump Stations | Stormwater Ponds - NHD |  | STFPS_PG_1326 |  | Not Affected | Not Affected | Not Affected | Not Affected | Not Affected | Not Affected | Not Affected | Not Affected | Not Affected | Not Affected | Not Affected | Not Affected | Not Affected | Not Affected | Not Affected | Not Affected | Not Affected | Not Affected | Not Affected | Not Affected | Not Affected | 0 | 0 | 0 | 0 | 21 | Polygon
Critical Infrastructure | Stormwater Treatment Facilities and Pump Stations | Stormwater Ponds - NHD |  | STFPS_PG_1330 |  | Not Affected | Not Affected | Not Affected | Not Affected | Not Affected | Not Affected | Not Affected | Not Affected | Not Affected | Not Affected | Not Affected | Not Affected | Not Affected | Not Affected | Not Affected | Not Affected | Not Affected | Not Affected | Not Affected | Not Affected | Not Affected | 0 | 0 | 0 | 0 | 21 | Polygon
Critical Infrastructure | Stormwater Treatment Facilities and Pump Stations | Stormwater Ponds - NHD |  | STFPS_PG_1331 |  | Not Affected | Not Affected | Not Affected | Not Affected | Not Affected | Not Affected | Not Affected | Not Affected | Not Affected | Not Affected | Not Affected | Not Affected | Not Affected | Not Affected | Not Affected | Not Affected | Not Affected | Not Affected | Not Affected | Not Affected | Not Affected | 0 | 0 | 0 | 0 | 21 | Polygon
Critical Infrastructure | Stormwater Treatment Facilities and Pump Stations | Stormwater Ponds - NHD |  | STFPS_PG_1334 |  | Not Affected | Not Affected | Not Affected | Not Affected | Not Affected | Not Affected | Not Affected | Not Affected | Not Affected | Not Affected | Not Affected | Not Affected | Not Affected | Not Affected | Not Affected | Not Affected | Not Affected | Not Affected | Not Affected | Not Affected | Not Affected | 0 | 0 | 0 | 0 | 21 | Polygon
Critical Infrastructure | Stormwater Treatment Facilities and Pump Stations | Stormwater Ponds - NHD |  | STFPS_PG_1335 |  | Not Affected | Not Affected | Not Affected | Not Affected | Not Affected | Not Affected | Not Affected | Not Affected | Not Affected | Not Affected | Not Affected | Not Affected | Not Affected | Not Affected | Not Affected | Not Affected | Not Affected | Not Affected | Not Affected | Not Affected | Not Affected | 0 | 0 | 0 | 0 | 21 | Polygon
Critical Infrastructure | Stormwater Treatment Facilities and Pump Stations | Stormwater Ponds - NHD |  | STFPS_PG_1336 |  | Not Affected | Not Affected | Not Affected | Not Affected | Not Affected | Not Affected | Not Affected | Not Affected | Not Affected | Not Affected | Not Affected | Not Affected | Not Affected | Not Affected | Not Affected | Not Affected | Not Affected | Not Affected | Not Affected | Not Affected | Not Affected | 0 | 0 | 0 | 0 | 21 | Polygon
Critical Infrastructure | Stormwater Treatment Facilities and Pump Stations | Stormwater Ponds - NHD |  | STFPS_PG_1339 |  | Not Affected | Not Affected | Not Affected | Not Affected | Not Affected | Not Affected | Not Affected | Not Affected | Not Affected | Not Affected | Not Affected | Not Affected | Not Affected | Not Affected | Not Affected | Not Affected | Not Affected | Not Affected | Not Affected | Not Affected | Not Affected | 0 | 0 | 0 | 0 | 21 | Polygon
Critical Infrastructure | Stormwater Treatment Facilities and Pump Stations | Stormwater Ponds - NHD |  | STFPS_PG_1340 |  | Not Affected | Not Affected | Not Affected | Not Affected | Not Affected | Not Affected | Not Affected | Not Affected | Not Affected | Not Affected | Not Affected | Not Affected | Not Affected | Not Affected | Not Affected | Not Affected | Not Affected | Not Affected | Not Affected | Not Affected | Not Affected | 0 | 0 | 0 | 0 | 21 | Polygon
Critical Infrastructure | Stormwater Treatment Facilities and Pump Stations | Stormwater Ponds - NHD |  | STFPS_PG_1342 |  | Not Affected | Not Affected | Not Affected | Not Affected | Not Affected | Not Affected | Not Affected | Not Affected | Not Affected | Not Affected | Not Affected | Not Affected | Not Affected | Not Affected | Not Affected | Not Affected | Not Affected | Not Affected | Not Affected | Not Affected | Not Affected | 0 | 0 | 0 | 0 | 21 | Polygon
Critical Infrastructure | Stormwater Treatment Facilities and Pump Stations | Stormwater Ponds - NHD |  | STFPS_PG_1343 |  | Not Affected | Not Affected | Not Affected | Not Affected | Not Affected | Not Affected | Not Affected | Not Affected | Not Affected | Not Affected | Not Affected | Not Affected | Not Affected | Not Affected | Not Affected | Not Affected | Not Affected | Not Affected | Not Affected | Not Affected | Not Affected | 0 | 0 | 0 | 0 | 21 | Polygon
Critical Infrastructure | Stormwater Treatment Facilities and Pump Stations | Stormwater Ponds - NHD |  | STFPS_PG_1344 |  | Not Affected | Not Affected | Not Affected | Not Affected | Not Affected | Not Affected | Not Affected | Not Affected | Not Affected | Not Affected | Not Affected | Not Affected | Not Affected | Not Affected | Not Affected | Not Affected | Not Affected | Not Affected | Not Affected | Not Affected | Not Affected | 0 | 0 | 0 | 0 | 21 | Polygon
Critical Infrastructure | Stormwater Treatment Facilities and Pump Stations | Stormwater Ponds - NHD |  | STFPS_PG_1345 |  | Not Affected | Not Affected | Not Affected | Not Affected | Not Affected | Not Affected | Not Affected | Not Affected | Not Affected | Not Affected | Not Affected | Not Affected | Not Affected | Not Affected | Not Affected | Not Affected | Not Affected | Not Affected | Not Affected | Not Affected | Not Affected | 0 | 0 | 0 | 0 | 21 | Polygon
Critical Infrastructure | Stormwater Treatment Facilities and Pump Stations | Stormwater Ponds - NHD |  | STFPS_PG_1347 |  | Not Affected | Not Affected | Not Affected | Not Affected | Not Affected | Not Affected | Not Affected | Not Affected | Not Affected | Not Affected | Not Affected | Not Affected | Not Affected | Not Affected | Not Affected | Not Affected | Not Affected | Not Affected | Not Affected | Not Affected | Not Affected | 0 | 0 | 0 | 0 | 21 | Polygon
Critical Infrastructure | Stormwater Treatment Facilities and Pump Stations | Stormwater Ponds - NHD |  | STFPS_PG_1348 |  | Not Affected | Not Affected | Not Affected | Not Affected | Not Affected | Not Affected | Not Affected | Not Affected | Not Affected | Not Affected | Not Affected | Not Affected | Not Affected | Not Affected | Not Affected | Not Affected | Not Affected | Not Affected | Not Affected | Not Affected | Not Affected | 0 | 0 | 0 | 0 | 21 | Polygon
Critical Infrastructure | Stormwater Treatment Facilities and Pump Stations | Stormwater Ponds - NHD |  | STFPS_PG_1349 |  | Not Affected | Not Affected | Not Affected | Not Affected | Not Affected | Not Affected | Not Affected | Not Affected | Not Affected | Not Affected | Not Affected | Not Affected | Not Affected | Not Affected | Not Affected | Not Affected | Not Affected | Not Affected | Not Affected | Not Affected | Not Affected | 0 | 0 | 0 | 0 | 21 | Polygon
Critical Infrastructure | Stormwater Treatment Facilities and Pump Stations | Stormwater Ponds - NHD |  | STFPS_PG_1350 |  | Not Affected | Not Affected | Not Affected | Not Affected | Not Affected | Not Affected | Not Affected | Not Affected | Not Affected | Not Affected | Not Affected | Not Affected | Not Affected | Not Affected | Not Affected | Not Affected | Not Affected | Not Affected | Not Affected | Not Affected | Not Affected | 0 | 0 | 0 | 0 | 21 | Polygon
Critical Infrastructure | Stormwater Treatment Facilities and Pump Stations | Stormwater Ponds - NHD |  | STFPS_PG_1351 |  | Not Affected | Not Affected | Not Affected | Not Affected | Not Affected | Not Affected | Not Affected | Not Affected | Not Affected | Not Affected | Not Affected | Not Affected | Not Affected | Not Affected | Not Affected | Not Affected | Not Affected | Not Affected | Not Affected | Not Affected | Not Affected | 0 | 0 | 0 | 0 | 21 | Polygon
Critical Infrastructure | Stormwater Treatment Facilities and Pump Stations | Stormwater Ponds - NHD |  | STFPS_PG_1352 |  | Not Affected | Not Affected | Not Affected | Not Affected | Not Affected | Not Affected | Not Affected | Not Affected | Not Affected | Not Affected | Not Affected | Not Affected | Not Affected | Not Affected | Not Affected | Not Affected | Not Affected | Not Affected | Not Affected | Not Affected | Not Affected | 0 | 0 | 0 | 0 | 21 | Polygon
Critical Infrastructure | Stormwater Treatment Facilities and Pump Stations | Stormwater Ponds - NHD |  | STFPS_PG_1355 |  | Not Affected | Not Affected | Not Affected | Not Affected | Not Affected | Not Affected | Not Affected | Not Affected | Not Affected | Not Affected | Not Affected | Not Affected | Not Affected | Not Affected | Not Affected | Not Affected | Not Affected | Not Affected | Not Affected | Not Affected | Not Affected | 0 | 0 | 0 | 0 | 21 | Polygon
Critical Infrastructure | Stormwater Treatment Facilities and Pump Stations | Stormwater Ponds - NHD |  | STFPS_PG_1356 |  | Not Affected | Not Affected | Not Affected | Not Affected | Not Affected | Not Affected | Not Affected | Not Affected | Not Affected | Not Affected | Not Affected | Not Affected | Not Affected | Not Affected | Not Affected | Not Affected | Not Affected | Not Affected | Not Affected | Not Affected | Not Affected | 0 | 0 | 0 | 0 | 21 | Polygon
Critical Infrastructure | Stormwater Treatment Facilities and Pump Stations | Stormwater Ponds - NHD |  | STFPS_PG_1357 |  | Not Affected | Not Affected | Not Affected | Not Affected | Not Affected | Not Affected | Not Affected | Not Affected | Not Affected | Not Affected | Not Affected | Not Affected | Not Affected | Not Affected | Not Affected | Not Affected | Not Affected | Not Affected | Not Affected | Not Affected | Not Affected | 0 | 0 | 0 | 0 | 21 | Polygon
Critical Infrastructure | Stormwater Treatment Facilities and Pump Stations | Stormwater Ponds - NHD |  | STFPS_PG_1358 |  | Not Affected | Not Affected | Not Affected | Not Affected | Not Affected | Not Affected | Not Affected | Not Affected | Not Affected | Not Affected | Not Affected | Not Affected | Not Affected | Not Affected | Not Affected | Not Affected | Not Affected | Not Affected | Not Affected | Not Affected | Not Affected | 0 | 0 | 0 | 0 | 21 | Polygon
Critical Infrastructure | Stormwater Treatment Facilities and Pump Stations | Stormwater Ponds - NHD |  | STFPS_PG_1359 |  | Not Affected | Not Affected | Not Affected | Not Affected | Not Affected | Not Affected | Not Affected | Not Affected | Not Affected | Not Affected | Not Affected | Not Affected | Not Affected | Not Affected | Not Affected | Not Affected | Not Affected | Not Affected | Not Affected | Not Affected | Not Affected | 0 | 0 | 0 | 0 | 21 | Polygon
Critical Infrastructure | Stormwater Treatment Facilities and Pump Stations | Stormwater Ponds - NHD |  | STFPS_PG_1360 |  | Not Affected | Not Affected | Not Affected | Not Affected | Not Affected | Not Affected | Not Affected | Not Affected | Not Affected | Not Affected | Not Affected | Not Affected | Not Affected | Not Affected | Not Affected | Not Affected | Not Affected | Not Affected | Not Affected | Not Affected | Not Affected | 0 | 0 | 0 | 0 | 21 | Polygon
Critical Infrastructure | Stormwater Treatment Facilities and Pump Stations | Stormwater Ponds - NHD |  | STFPS_PG_1361 |  | Not Affected | Not Affected | Not Affected | Not Affected | Not Affected | Not Affected | Not Affected | Not Affected | Not Affected | Not Affected | Not Affected | Not Affected | Not Affected | Not Affected | Not Affected | Not Affected | Not Affected | Not Affected | Not Affected | Not Affected | Not Affected | 0 | 0 | 0 | 0 | 21 | Polygon
Critical Infrastructure | Stormwater Treatment Facilities and Pump Stations | Stormwater Ponds - NHD |  | STFPS_PG_1362 |  | Not Affected | Not Affected | Not Affected | Not Affected | Not Affected | Not Affected | Not Affected | Not Affected | Not Affected | Not Affected | Not Affected | Not Affected | Not Affected | Not Affected | Not Affected | Not Affected | Not Affected | Not Affected | Not Affected | Not Affected | Not Affected | 0 | 0 | 0 | 0 | 21 | Polygon
Critical Infrastructure | Stormwater Treatment Facilities and Pump Stations | Stormwater Ponds - NHD |  | STFPS_PG_1363 |  | Not Affected | Not Affected | Not Affected | Not Affected | Not Affected | Not Affected | Not Affected | Not Affected | Not Affected | Not Affected | Not Affected | Not Affected | Not Affected | Not Affected | Not Affected | Not Affected | Not Affected | Not Affected | Not Affected | Not Affected | Not Affected | 0 | 0 | 0 | 0 | 21 | Polygon
Critical Infrastructure | Stormwater Treatment Facilities and Pump Stations | Stormwater Ponds - NHD |  | STFPS_PG_1364 |  | Not Affected | Not Affected | Not Affected | Not Affected | Not Affected | Not Affected | Not Affected | Not Affected | Not Affected | Not Affected | Not Affected | Not Affected | Not Affected | Not Affected | Not Affected | Not Affected | Not Affected | Not Affected | Not Affected | Not Affected | Not Affected | 0 | 0 | 0 | 0 | 21 | Polygon
Critical Infrastructure | Stormwater Treatment Facilities and Pump Stations | Stormwater Ponds - NHD |  | STFPS_PG_1365 |  | Not Affected | Not Affected | Not Affected | Not Affected | Not Affected | Not Affected | Not Affected | Not Affected | Not Affected | Not Affected | Not Affected | Not Affected | Not Affected | Not Affected | Not Affected | Not Affected | Not Affected | Not Affected | Not Affected | Not Affected | Not Affected | 0 | 0 | 0 | 0 | 21 | Polygon
Critical Infrastructure | Stormwater Treatment Facilities and Pump Stations | Stormwater Ponds - NHD |  | STFPS_PG_1366 |  | Not Affected | Not Affected | Not Affected | Not Affected | Not Affected | Not Affected | Not Affected | Not Affected | Not Affected | Not Affected | Not Affected | Not Affected | Not Affected | Not Affected | Not Affected | Not Affected | Not Affected | Not Affected | Not Affected | Not Affected | Not Affected | 0 | 0 | 0 | 0 | 21 | Polygon
Critical Infrastructure | Stormwater Treatment Facilities and Pump Stations | Stormwater Ponds - NHD |  | STFPS_PG_1367 |  | Not Affected | Not Affected | Not Affected | Not Affected | Not Affected | Not Affected | Not Affected | Not Affected | Not Affected | Not Affected | Not Affected | Not Affected | Not Affected | Not Affected | Not Affected | Not Affected | Not Affected | Not Affected | Not Affected | Not Affected | Not Affected | 0 | 0 | 0 | 0 | 21 | Polygon
Critical Infrastructure | Stormwater Treatment Facilities and Pump Stations | Stormwater Ponds - NHD |  | STFPS_PG_1368 |  | Not Affected | Not Affected | Not Affected | Not Affected | Not Affected | Not Affected | Not Affected | Not Affected | Not Affected | Not Affected | Not Affected | Not Affected | Not Affected | Not Affected | Not Affected | Not Affected | Not Affected | Not Affected | Not Affected | Not Affected | Not Affected | 0 | 0 | 0 | 0 | 21 | Polygon
Critical Infrastructure | Stormwater Treatment Facilities and Pump Stations | Stormwater Ponds - NHD |  | STFPS_PG_1369 |  | Not Affected | Not Affected | Not Affected | Not Affected | Not Affected | Not Affected | Not Affected | Not Affected | Not Affected | Not Affected | Not Affected | Not Affected | Not Affected | Not Affected | Not Affected | Not Affected | Not Affected | Not Affected | Not Affected | Not Affected | Not Affected | 0 | 0 | 0 | 0 | 21 | Polygon
Critical Infrastructure | Stormwater Treatment Facilities and Pump Stations | Stormwater Ponds - NHD |  | STFPS_PG_1370 |  | Not Affected | Not Affected | Not Affected | Not Affected | Not Affected | Not Affected | Not Affected | Not Affected | Not Affected | Not Affected | Not Affected | Not Affected | Not Affected | Not Affected | Not Affected | Not Affected | Not Affected | Not Affected | Not Affected | Not Affected | Not Affected | 0 | 0 | 0 | 0 | 21 | Polygon
Critical Infrastructure | Stormwater Treatment Facilities and Pump Stations | Stormwater Ponds - NHD |  | STFPS_PG_1371 |  | Not Affected | Not Affected | Not Affected | Not Affected | Not Affected | Not Affected | Not Affected | Not Affected | Not Affected | Not Affected | Not Affected | Not Affected | Not Affected | Not Affected | Not Affected | Not Affected | Not Affected | Not Affected | Not Affected | Not Affected | Not Affected | 0 | 0 | 0 | 0 | 21 | Polygon
Critical Infrastructure | Stormwater Treatment Facilities and Pump Stations | Stormwater Ponds - NHD |  | STFPS_PG_1372 |  | Not Affected | Not Affected | Not Affected | Not Affected | Not Affected | Not Affected | Not Affected | Not Affected | Not Affected | Not Affected | Not Affected | Not Affected | Not Affected | Not Affected | Not Affected | Not Affected | Not Affected | Not Affected | Not Affected | Not Affected | Not Affected | 0 | 0 | 0 | 0 | 21 | Polygon
Critical Infrastructure | Stormwater Treatment Facilities and Pump Stations | Stormwater Ponds - NHD |  | STFPS_PG_1374 |  | Not Affected | Not Affected | Not Affected | Not Affected | Not Affected | Not Affected | Not Affected | Not Affected | Not Affected | Not Affected | Not Affected | Not Affected | Not Affected | Not Affected | Not Affected | Not Affected | Not Affected | Not Affected | Not Affected | Not Affected | Not Affected | 0 | 0 | 0 | 0 | 21 | Polygon
Critical Infrastructure | Stormwater Treatment Facilities and Pump Stations | Stormwater Ponds - NHD |  | STFPS_PG_1376 |  | Not Affected | Not Affected | Not Affected | Not Affected | Not Affected | Not Affected | Not Affected | Not Affected | Not Affected | Not Affected | Not Affected | Not Affected | Not Affected | Not Affected | Not Affected | Not Affected | Not Affected | Not Affected | Not Affected | Not Affected | Not Affected | 0 | 0 | 0 | 0 | 21 | Polygon
Critical Infrastructure | Stormwater Treatment Facilities and Pump Stations | Stormwater Ponds - NHD |  | STFPS_PG_1377 |  | Not Affected | Not Affected | Not Affected | Not Affected | Not Affected | Not Affected | Not Affected | Not Affected | Not Affected | Not Affected | Not Affected | Not Affected | Not Affected | Not Affected | Not Affected | Not Affected | Not Affected | Not Affected | Not Affected | Not Affected | Not Affected | 0 | 0 | 0 | 0 | 21 | Polygon
Critical Infrastructure | Stormwater Treatment Facilities and Pump Stations | Stormwater Ponds - NHD |  | STFPS_PG_1378 |  | Not Affected | Not Affected | Not Affected | Not Affected | Not Affected | Not Affected | Not Affected | Not Affected | Not Affected | Not Affected | Not Affected | Not Affected | Not Affected | Not Affected | Not Affected | Not Affected | Not Affected | Not Affected | Not Affected | Not Affected | Not Affected | 0 | 0 | 0 | 0 | 21 | Polygon
Critical Infrastructure | Stormwater Treatment Facilities and Pump Stations | Stormwater Ponds - NHD |  | STFPS_PG_1379 |  | Not Affected | Not Affected | Not Affected | Not Affected | Not Affected | Not Affected | Not Affected | Not Affected | Not Affected | Not Affected | Not Affected | Not Affected | Not Affected | Not Affected | Not Affected | Not Affected | Not Affected | Not Affected | Not Affected | Not Affected | Not Affected | 0 | 0 | 0 | 0 | 21 | Polygon
Critical Infrastructure | Stormwater Treatment Facilities and Pump Stations | Stormwater Ponds - NHD |  | STFPS_PG_1380 |  | Not Affected | Not Affected | Not Affected | Not Affected | Not Affected | Not Affected | Not Affected | Not Affected | Not Affected | Not Affected | Not Affected | Not Affected | Not Affected | Not Affected | Not Affected | Not Affected | Not Affected | Not Affected | Not Affected | Not Affected | Not Affected | 0 | 0 | 0 | 0 | 21 | Polygon
Critical Infrastructure | Stormwater Treatment Facilities and Pump Stations | Stormwater Ponds - NHD |  | STFPS_PG_1381 |  | Not Affected | Not Affected | Not Affected | Not Affected | Not Affected | Not Affected | Not Affected | Not Affected | Not Affected | Not Affected | Not Affected | Not Affected | Not Affected | Not Affected | Not Affected | Not Affected | Not Affected | Not Affected | Not Affected | Not Affected | Not Affected | 0 | 0 | 0 | 0 | 21 | Polygon
Critical Infrastructure | Stormwater Treatment Facilities and Pump Stations | Stormwater Ponds - NHD |  | STFPS_PG_1382 |  | Not Affected | Not Affected | Not Affected | Not Affected | Not Affected | Not Affected | Not Affected | Not Affected | Not Affected | Not Affected | Not Affected | Not Affected | Not Affected | Not Affected | Not Affected | Not Affected | Not Affected | Not Affected | Not Affected | Not Affected | Not Affected | 0 | 0 | 0 | 0 | 21 | Polygon
Critical Infrastructure | Stormwater Treatment Facilities and Pump Stations | Stormwater Ponds - NHD |  | STFPS_PG_1383 |  | Not Affected | Not Affected | Not Affected | Not Affected | Not Affected | Not Affected | Not Affected | Not Affected | Not Affected | Not Affected | Not Affected | Not Affected | Not Affected | Not Affected | Not Affected | Not Affected | Not Affected | Not Affected | Not Affected | Not Affected | Not Affected | 0 | 0 | 0 | 0 | 21 | Polygon
Critical Infrastructure | Stormwater Treatment Facilities and Pump Stations | Stormwater Ponds - NHD |  | STFPS_PG_1384 |  | Not Affected | Not Affected | Not Affected | Not Affected | Not Affected | Not Affected | Not Affected | Not Affected | Not Affected | Not Affected | Not Affected | Not Affected | Not Affected | Not Affected | Not Affected | Not Affected | Not Affected | Not Affected | Not Affected | Not Affected | Not Affected | 0 | 0 | 0 | 0 | 21 | Polygon
Critical Infrastructure | Stormwater Treatment Facilities and Pump Stations | Stormwater Ponds - NHD |  | STFPS_PG_1385 |  | Not Affected | Not Affected | Not Affected | Not Affected | Not Affected | Not Affected | Not Affected | Not Affected | Not Affected | Not Affected | Not Affected | Not Affected | Not Affected | Not Affected | Not Affected | Not Affected | Not Affected | Not Affected | Not Affected | Not Affected | Not Affected | 0 | 0 | 0 | 0 | 21 | Polygon
Critical Infrastructure | Stormwater Treatment Facilities and Pump Stations | Stormwater Ponds - NHD |  | STFPS_PG_1386 |  | Not Affected | Not Affected | Not Affected | Not Affected | Not Affected | Not Affected | Not Affected | Not Affected | Not Affected | Not Affected | Not Affected | Not Affected | Not Affected | Not Affected | Not Affected | Not Affected | Not Affected | Not Affected | Not Affected | Not Affected | Not Affected | 0 | 0 | 0 | 0 | 21 | Polygon
Critical Infrastructure | Stormwater Treatment Facilities and Pump Stations | Stormwater Ponds - NHD |  | STFPS_PG_1387 |  | Not Affected | Not Affected | Not Affected | Not Affected | Not Affected | Not Affected | Not Affected | Not Affected | Not Affected | Not Affected | Not Affected | Not Affected | Not Affected | Not Affected | Not Affected | Not Affected | Not Affected | Not Affected | Not Affected | Not Affected | Not Affected | 0 | 0 | 0 | 0 | 21 | Polygon
Critical Infrastructure | Stormwater Treatment Facilities and Pump Stations | Stormwater Ponds - NHD |  | STFPS_PG_1388 |  | Not Affected | Not Affected | Not Affected | Not Affected | Not Affected | Not Affected | Not Affected | Not Affected | Not Affected | Not Affected | Not Affected | Not Affected | Not Affected | Not Affected | Not Affected | Not Affected | Not Affected | Not Affected | Not Affected | Not Affected | Not Affected | 0 | 0 | 0 | 0 | 21 | Polygon
Critical Infrastructure | Stormwater Treatment Facilities and Pump Stations | Stormwater Ponds - NHD |  | STFPS_PG_1389 |  | Not Affected | Not Affected | Not Affected | Not Affected | Not Affected | Not Affected | Not Affected | Not Affected | Not Affected | Not Affected | Not Affected | Not Affected | Not Affected | Not Affected | Not Affected | Not Affected | Not Affected | Not Affected | Not Affected | Not Affected | Not Affected | 0 | 0 | 0 | 0 | 21 | Polygon
Critical Infrastructure | Stormwater Treatment Facilities and Pump Stations | Stormwater Ponds - NHD |  | STFPS_PG_1390 |  | Not Affected | Not Affected | Not Affected | Not Affected | Not Affected | Not Affected | Not Affected | Not Affected | Not Affected | Not Affected | Not Affected | Not Affected | Not Affected | Not Affected | Not Affected | Not Affected | Not Affected | Not Affected | Not Affected | Not Affected | Not Affected | 0 | 0 | 0 | 0 | 21 | Polygon
Critical Infrastructure | Stormwater Treatment Facilities and Pump Stations | Stormwater Ponds - NHD |  | STFPS_PG_1391 |  | Not Affected | Not Affected | Not Affected | Not Affected | Not Affected | Not Affected | Not Affected | Not Affected | Not Affected | Not Affected | Not Affected | Not Affected | Not Affected | Not Affected | Not Affected | Not Affected | Not Affected | Not Affected | Not Affected | Not Affected | Not Affected | 0 | 0 | 0 | 0 | 21 | Polygon
Critical Infrastructure | Stormwater Treatment Facilities and Pump Stations | Stormwater Ponds - NHD |  | STFPS_PG_1393 |  | Not Affected | Not Affected | Not Affected | Not Affected | Not Affected | Not Affected | Not Affected | Not Affected | Not Affected | Not Affected | Not Affected | Not Affected | Not Affected | Not Affected | Not Affected | Not Affected | Not Affected | Not Affected | Not Affected | Not Affected | Not Affected | 0 | 0 | 0 | 0 | 21 | Polygon
Critical Infrastructure | Stormwater Treatment Facilities and Pump Stations | Stormwater Ponds - NHD |  | STFPS_PG_1394 |  | Not Affected | Not Affected | Not Affected | Not Affected | Not Affected | Not Affected | Not Affected | Not Affected | Not Affected | Not Affected | Not Affected | Not Affected | Not Affected | Not Affected | Not Affected | Not Affected | Not Affected | Not Affected | Not Affected | Not Affected | Not Affected | 0 | 0 | 0 | 0 | 21 | Polygon
Critical Infrastructure | Stormwater Treatment Facilities and Pump Stations | Stormwater Ponds - NHD |  | STFPS_PG_1395 |  | Not Affected | Not Affected | Not Affected | Not Affected | Not Affected | Not Affected | Not Affected | Not Affected | Not Affected | Not Affected | Not Affected | Not Affected | Not Affected | Not Affected | Not Affected | Not Affected | Not Affected | Not Affected | Not Affected | Not Affected | Not Affected | 0 | 0 | 0 | 0 | 21 | Polygon
Critical Infrastructure | Stormwater Treatment Facilities and Pump Stations | Stormwater Ponds - NHD |  | STFPS_PG_1396 |  | Not Affected | Not Affected | Not Affected | Not Affected | Not Affected | Not Affected | Not Affected | Not Affected | Not Affected | Not Affected | Not Affected | Not Affected | Not Affected | Not Affected | Not Affected | Not Affected | Not Affected | Not Affected | Not Affected | Not Affected | Not Affected | 0 | 0 | 0 | 0 | 21 | Polygon
Critical Infrastructure | Stormwater Treatment Facilities and Pump Stations | Stormwater Ponds - NHD |  | STFPS_PG_1397 |  | Not Affected | Not Affected | Not Affected | Not Affected | Not Affected | Not Affected | Not Affected | Not Affected | Not Affected | Not Affected | Not Affected | Not Affected | Not Affected | Not Affected | Not Affected | Not Affected | Not Affected | Not Affected | Not Affected | Not Affected | Not Affected | 0 | 0 | 0 | 0 | 21 | Polygon
Critical Infrastructure | Stormwater Treatment Facilities and Pump Stations | Stormwater Ponds - NHD |  | STFPS_PG_1398 |  | Not Affected | Not Affected | Not Affected | Not Affected | Not Affected | Not Affected | Not Affected | Not Affected | Not Affected | Not Affected | Not Affected | Not Affected | Not Affected | Not Affected | Not Affected | Not Affected | Not Affected | Not Affected | Not Affected | Not Affected | Not Affected | 0 | 0 | 0 | 0 | 21 | Polygon
Critical Infrastructure | Stormwater Treatment Facilities and Pump Stations | Stormwater Ponds - NHD |  | STFPS_PG_1399 |  | Not Affected | Not Affected | Not Affected | Not Affected | Not Affected | Not Affected | Not Affected | Not Affected | Not Affected | Not Affected | Not Affected | Not Affected | Not Affected | Not Affected | Not Affected | Not Affected | Not Affected | Not Affected | Not Affected | Not Affected | Not Affected | 0 | 0 | 0 | 0 | 21 | Polygon
Critical Infrastructure | Stormwater Treatment Facilities and Pump Stations | Stormwater Ponds - NHD |  | STFPS_PG_1401 |  | Not Affected | Not Affected | Not Affected | Not Affected | Not Affected | Not Affected | Not Affected | Not Affected | Not Affected | Not Affected | Not Affected | Not Affected | Not Affected | Not Affected | Not Affected | Not Affected | Not Affected | Not Affected | Not Affected | Not Affected | Not Affected | 0 | 0 | 0 | 0 | 21 | Polygon
Critical Infrastructure | Stormwater Treatment Facilities and Pump Stations | Stormwater Ponds - NHD |  | STFPS_PG_1403 |  | Not Affected | Not Affected | Not Affected | Not Affected | Not Affected | Not Affected | Not Affected | Not Affected | Not Affected | Not Affected | Not Affected | Not Affected | Not Affected | Not Affected | Not Affected | Not Affected | Not Affected | Not Affected | Not Affected | Not Affected | Not Affected | 0 | 0 | 0 | 0 | 21 | Polygon
Critical Infrastructure | Stormwater Treatment Facilities and Pump Stations | Stormwater Ponds - NHD |  | STFPS_PG_1404 |  | Not Affected | Not Affected | Not Affected | Not Affected | Not Affected | Not Affected | Not Affected | Not Affected | Not Affected | Not Affected | Not Affected | Not Affected | Not Affected | Not Affected | Not Affected | Not Affected | Not Affected | Not Affected | Not Affected | Not Affected | Not Affected | 0 | 0 | 0 | 0 | 21 | Polygon
Critical Infrastructure | Stormwater Treatment Facilities and Pump Stations | Stormwater Ponds - NHD |  | STFPS_PG_1406 |  | Not Affected | Not Affected | Not Affected | Not Affected | Not Affected | Not Affected | Not Affected | Not Affected | Not Affected | Not Affected | Not Affected | Not Affected | Not Affected | Not Affected | Not Affected | Not Affected | Not Affected | Not Affected | Not Affected | Not Affected | Not Affected | 0 | 0 | 0 | 0 | 21 | Polygon
Critical Infrastructure | Stormwater Treatment Facilities and Pump Stations | Stormwater Ponds - NHD |  | STFPS_PG_1407 |  | Not Affected | Not Affected | Not Affected | Not Affected | Not Affected | Not Affected | Not Affected | Not Affected | Not Affected | Not Affected | Not Affected | Not Affected | Not Affected | Not Affected | Not Affected | Not Affected | Not Affected | Not Affected | Not Affected | Not Affected | Not Affected | 0 | 0 | 0 | 0 | 21 | Polygon
Critical Infrastructure | Stormwater Treatment Facilities and Pump Stations | Stormwater Ponds - NHD |  | STFPS_PG_1409 |  | Not Affected | Not Affected | Not Affected | Not Affected | Not Affected | Not Affected | Not Affected | Not Affected | Not Affected | Not Affected | Not Affected | Not Affected | Not Affected | Not Affected | Not Affected | Not Affected | Not Affected | Not Affected | Not Affected | Not Affected | Not Affected | 0 | 0 | 0 | 0 | 21 | Polygon
Critical Infrastructure | Stormwater Treatment Facilities and Pump Stations | Stormwater Ponds - NHD |  | STFPS_PG_1410 |  | Not Affected | Not Affected | Not Affected | Not Affected | Not Affected | Not Affected | Not Affected | Not Affected | Not Affected | Not Affected | Not Affected | Not Affected | Not Affected | Not Affected | Not Affected | Not Affected | Not Affected | Not Affected | Not Affected | Not Affected | Not Affected | 0 | 0 | 0 | 0 | 21 | Polygon
Critical Infrastructure | Stormwater Treatment Facilities and Pump Stations | Stormwater Ponds - NHD |  | STFPS_PG_1411 |  | Not Affected | Not Affected | Not Affected | Not Affected | Not Affected | Not Affected | Not Affected | Not Affected | Not Affected | Not Affected | Not Affected | Not Affected | Not Affected | Not Affected | Not Affected | Not Affected | Not Affected | Not Affected | Not Affected | Not Affected | Not Affected | 0 | 0 | 0 | 0 | 21 | Polygon
Critical Infrastructure | Stormwater Treatment Facilities and Pump Stations | Stormwater Ponds - NHD |  | STFPS_PG_1413 |  | Not Affected | Not Affected | Not Affected | Not Affected | Not Affected | Not Affected | Not Affected | Not Affected | Not Affected | Not Affected | Not Affected | Not Affected | Not Affected | Not Affected | Not Affected | Not Affected | Not Affected | Not Affected | Not Affected | Not Affected | Not Affected | 0 | 0 | 0 | 0 | 21 | Polygon
Critical Infrastructure | Stormwater Treatment Facilities and Pump Stations | Stormwater Ponds - NHD |  | STFPS_PG_1414 |  | Not Affected | Not Affected | Not Affected | Not Affected | Not Affected | Not Affected | Not Affected | Not Affected | Not Affected | Not Affected | Not Affected | Not Affected | Not Affected | Not Affected | Not Affected | Not Affected | Not Affected | Not Affected | Not Affected | Not Affected | Not Affected | 0 | 0 | 0 | 0 | 21 | Polygon
Critical Infrastructure | Stormwater Treatment Facilities and Pump Stations | Stormwater Ponds - NHD |  | STFPS_PG_1415 |  | Not Affected | Not Affected | Not Affected | Not Affected | Not Affected | Not Affected | Not Affected | Not Affected | Not Affected | Not Affected | Not Affected | Not Affected | Not Affected | Not Affected | Not Affected | Not Affected | Not Affected | Not Affected | Not Affected | Not Affected | Not Affected | 0 | 0 | 0 | 0 | 21 | Polygon
Critical Infrastructure | Stormwater Treatment Facilities and Pump Stations | Stormwater Ponds - NHD |  | STFPS_PG_1416 |  | Not Affected | Not Affected | Not Affected | Not Affected | Not Affected | Not Affected | Not Affected | Not Affected | Not Affected | Not Affected | Not Affected | Not Affected | Not Affected | Not Affected | Not Affected | Not Affected | Not Affected | Not Affected | Not Affected | Not Affected | Not Affected | 0 | 0 | 0 | 0 | 21 | Polygon
Critical Infrastructure | Stormwater Treatment Facilities and Pump Stations | Stormwater Ponds - NHD |  | STFPS_PG_1417 |  | Not Affected | Not Affected | Not Affected | Not Affected | Not Affected | Not Affected | Not Affected | Not Affected | Not Affected | Not Affected | Not Affected | Not Affected | Not Affected | Not Affected | Not Affected | Not Affected | Not Affected | Not Affected | Not Affected | Not Affected | Not Affected | 0 | 0 | 0 | 0 | 21 | Polygon
Critical Infrastructure | Stormwater Treatment Facilities and Pump Stations | Stormwater Ponds - NHD |  | STFPS_PG_1418 |  | Not Affected | Not Affected | Not Affected | Not Affected | Not Affected | Not Affected | Not Affected | Not Affected | Not Affected | Not Affected | Not Affected | Not Affected | Not Affected | Not Affected | Not Affected | Not Affected | Not Affected | Not Affected | Not Affected | Not Affected | Not Affected | 0 | 0 | 0 | 0 | 21 | Polygon
Critical Infrastructure | Stormwater Treatment Facilities and Pump Stations | Stormwater Ponds - NHD |  | STFPS_PG_1419 |  | Not Affected | Not Affected | Not Affected | Not Affected | Not Affected | Not Affected | Not Affected | Not Affected | Not Affected | Not Affected | Not Affected | Not Affected | Not Affected | Not Affected | Not Affected | Not Affected | Not Affected | Not Affected | Not Affected | Not Affected | Not Affected | 0 | 0 | 0 | 0 | 21 | Polygon
Critical Infrastructure | Stormwater Treatment Facilities and Pump Stations | Stormwater Ponds - NHD |  | STFPS_PG_1420 |  | Not Affected | Not Affected | Not Affected | Not Affected | Not Affected | Not Affected | Not Affected | Not Affected | Not Affected | Not Affected | Not Affected | Not Affected | Not Affected | Not Affected | Not Affected | Not Affected | Not Affected | Not Affected | Not Affected | Not Affected | Not Affected | 0 | 0 | 0 | 0 | 21 | Polygon
Critical Infrastructure | Stormwater Treatment Facilities and Pump Stations | Stormwater Ponds - NHD |  | STFPS_PG_1421 |  | Not Affected | Not Affected | Not Affected | Not Affected | Not Affected | Not Affected | Not Affected | Not Affected | Not Affected | Not Affected | Not Affected | Not Affected | Not Affected | Not Affected | Not Affected | Not Affected | Not Affected | Not Affected | Not Affected | Not Affected | Not Affected | 0 | 0 | 0 | 0 | 21 | Polygon
Critical Infrastructure | Stormwater Treatment Facilities and Pump Stations | Stormwater Ponds - NHD |  | STFPS_PG_1422 |  | Not Affected | Not Affected | Not Affected | Not Affected | Not Affected | Not Affected | Not Affected | Not Affected | Not Affected | Not Affected | Not Affected | Not Affected | Not Affected | Not Affected | Not Affected | Not Affected | Not Affected | Not Affected | Not Affected | Not Affected | Not Affected | 0 | 0 | 0 | 0 | 21 | Polygon
Critical Infrastructure | Stormwater Treatment Facilities and Pump Stations | Stormwater Ponds - NHD |  | STFPS_PG_1423 |  | Not Affected | Not Affected | Not Affected | Not Affected | Not Affected | Not Affected | Not Affected | Not Affected | Not Affected | Not Affected | Not Affected | Not Affected | Not Affected | Not Affected | Not Affected | Not Affected | Not Affected | Not Affected | Not Affected | Not Affected | Not Affected | 0 | 0 | 0 | 0 | 21 | Polygon
Critical Infrastructure | Stormwater Treatment Facilities and Pump Stations | Stormwater Ponds - NHD |  | STFPS_PG_1424 |  | Not Affected | Not Affected | Not Affected | Not Affected | Not Affected | Not Affected | Not Affected | Not Affected | Not Affected | Not Affected | Not Affected | Not Affected | Not Affected | Not Affected | Not Affected | Not Affected | Not Affected | Not Affected | Not Affected | Not Affected | Not Affected | 0 | 0 | 0 | 0 | 21 | Polygon
Critical Infrastructure | Stormwater Treatment Facilities and Pump Stations | Stormwater Ponds - NHD |  | STFPS_PG_1425 |  | Not Affected | Not Affected | Not Affected | Not Affected | Not Affected | Not Affected | Not Affected | Not Affected | Not Affected | Not Affected | Not Affected | Not Affected | Not Affected | Not Affected | Not Affected | Not Affected | Not Affected | Not Affected | Not Affected | Not Affected | Not Affected | 0 | 0 | 0 | 0 | 21 | Polygon
Critical Infrastructure | Stormwater Treatment Facilities and Pump Stations | Stormwater Ponds - NHD |  | STFPS_PG_1426 |  | Not Affected | Not Affected | Not Affected | Not Affected | Not Affected | Not Affected | Not Affected | Not Affected | Not Affected | Not Affected | Not Affected | Not Affected | Not Affected | Not Affected | Not Affected | Not Affected | Not Affected | Not Affected | Not Affected | Not Affected | Not Affected | 0 | 0 | 0 | 0 | 21 | Polygon
Critical Infrastructure | Stormwater Treatment Facilities and Pump Stations | Stormwater Ponds - NHD |  | STFPS_PG_1427 |  | Not Affected | Not Affected | Not Affected | Not Affected | Not Affected | Not Affected | Not Affected | Not Affected | Not Affected | Not Affected | Not Affected | Not Affected | Not Affected | Not Affected | Not Affected | Not Affected | Not Affected | Not Affected | Not Affected | Not Affected | Not Affected | 0 | 0 | 0 | 0 | 21 | Polygon
Critical Infrastructure | Stormwater Treatment Facilities and Pump Stations | Stormwater Ponds - NHD |  | STFPS_PG_1430 |  | Not Affected | Not Affected | Not Affected | Not Affected | Not Affected | Not Affected | Not Affected | Not Affected | Not Affected | Not Affected | Not Affected | Not Affected | Not Affected | Not Affected | Not Affected | Not Affected | Not Affected | Not Affected | Not Affected | Not Affected | Not Affected | 0 | 0 | 0 | 0 | 21 | Polygon
Critical Infrastructure | Stormwater Treatment Facilities and Pump Stations | Stormwater Ponds - NHD |  | STFPS_PG_1434 |  | Not Affected | Not Affected | Not Affected | Not Affected | Not Affected | Not Affected | Not Affected | Not Affected | Not Affected | Not Affected | Not Affected | Not Affected | Not Affected | Not Affected | Not Affected | Not Affected | Not Affected | Not Affected | Not Affected | Not Affected | Not Affected | 0 | 0 | 0 | 0 | 21 | Polygon
Critical Infrastructure | Stormwater Treatment Facilities and Pump Stations | Stormwater Ponds - NHD |  | STFPS_PG_1436 |  | Not Affected | Not Affected | Not Affected | Not Affected | Not Affected | Not Affected | Not Affected | Not Affected | Not Affected | Not Affected | Not Affected | Not Affected | Not Affected | Not Affected | Not Affected | Not Affected | Not Affected | Not Affected | Not Affected | Not Affected | Not Affected | 0 | 0 | 0 | 0 | 21 | Polygon
Critical Infrastructure | Stormwater Treatment Facilities and Pump Stations | Stormwater Ponds - NHD |  | STFPS_PG_1437 |  | Not Affected | Not Affected | Not Affected | Not Affected | Not Affected | Not Affected | Not Affected | Not Affected | Not Affected | Not Affected | Not Affected | Not Affected | Not Affected | Not Affected | Not Affected | Not Affected | Not Affected | Not Affected | Not Affected | Not Affected | Not Affected | 0 | 0 | 0 | 0 | 21 | Polygon
Critical Infrastructure | Stormwater Treatment Facilities and Pump Stations | Stormwater Ponds - NHD |  | STFPS_PG_1439 |  | Not Affected | Not Affected | Not Affected | Not Affected | Not Affected | Not Affected | Not Affected | Not Affected | Not Affected | Not Affected | Not Affected | Not Affected | Not Affected | Not Affected | Not Affected | Not Affected | Not Affected | Not Affected | Not Affected | Not Affected | Not Affected | 0 | 0 | 0 | 0 | 21 | Polygon
Critical Infrastructure | Stormwater Treatment Facilities and Pump Stations | Stormwater Ponds - NHD |  | STFPS_PG_1442 |  | Not Affected | Not Affected | Not Affected | Not Affected | Not Affected | Not Affected | Not Affected | Not Affected | Not Affected | Not Affected | Not Affected | Not Affected | Not Affected | Not Affected | Not Affected | Not Affected | Not Affected | Not Affected | Not Affected | Not Affected | Not Affected | 0 | 0 | 0 | 0 | 21 | Polygon
Critical Infrastructure | Stormwater Treatment Facilities and Pump Stations | Stormwater Ponds - NHD |  | STFPS_PG_1446 |  | Not Affected | Not Affected | Not Affected | Not Affected | Not Affected | Not Affected | Not Affected | Not Affected | Not Affected | Not Affected | Not Affected | Not Affected | Not Affected | Not Affected | Not Affected | Not Affected | Not Affected | Not Affected | Not Affected | Not Affected | Not Affected | 0 | 0 | 0 | 0 | 21 | Polygon
Critical Infrastructure | Stormwater Treatment Facilities and Pump Stations | Stormwater Ponds - NHD |  | STFPS_PG_1447 |  | Not Affected | Not Affected | Not Affected | Not Affected | Not Affected | Not Affected | Not Affected | Not Affected | Not Affected | Not Affected | Not Affected | Not Affected | Not Affected | Not Affected | Not Affected | Not Affected | Not Affected | Not Affected | Not Affected | Not Affected | Not Affected | 0 | 0 | 0 | 0 | 21 | Polygon
Critical Infrastructure | Stormwater Treatment Facilities and Pump Stations | Stormwater Ponds - NHD |  | STFPS_PG_1448 |  | Not Affected | Not Affected | Not Affected | Not Affected | Not Affected | Not Affected | Not Affected | Not Affected | Not Affected | Not Affected | Not Affected | Not Affected | Not Affected | Not Affected | Not Affected | Not Affected | Not Affected | Not Affected | Not Affected | Not Affected | Not Affected | 0 | 0 | 0 | 0 | 21 | Polygon
Critical Infrastructure | Stormwater Treatment Facilities and Pump Stations | Stormwater Ponds - NHD |  | STFPS_PG_1449 |  | Not Affected | Not Affected | Not Affected | Not Affected | Not Affected | Not Affected | Not Affected | Not Affected | Not Affected | Not Affected | Not Affected | Not Affected | Not Affected | Not Affected | Not Affected | Not Affected | Not Affected | Not Affected | Not Affected | Not Affected | Not Affected | 0 | 0 | 0 | 0 | 21 | Polygon
Critical Infrastructure | Stormwater Treatment Facilities and Pump Stations | Stormwater Ponds - NHD |  | STFPS_PG_1450 |  | Not Affected | Not Affected | Not Affected | Not Affected | Not Affected | Not Affected | Not Affected | Not Affected | Not Affected | Not Affected | Not Affected | Not Affected | Not Affected | Not Affected | Not Affected | Not Affected | Not Affected | Not Affected | Not Affected | Not Affected | Not Affected | 0 | 0 | 0 | 0 | 21 | Polygon
Critical Infrastructure | Stormwater Treatment Facilities and Pump Stations | Stormwater Ponds - NHD |  | STFPS_PG_1452 |  | Not Affected | Not Affected | Not Affected | Not Affected | Not Affected | Not Affected | Not Affected | Not Affected | Not Affected | Not Affected | Not Affected | Not Affected | Not Affected | Not Affected | Not Affected | Not Affected | Not Affected | Not Affected | Not Affected | Not Affected | Not Affected | 0 | 0 | 0 | 0 | 21 | Polygon
Critical Infrastructure | Stormwater Treatment Facilities and Pump Stations | Stormwater Ponds - NHD |  | STFPS_PG_1453 |  | Not Affected | Not Affected | Not Affected | Not Affected | Not Affected | Not Affected | Not Affected | Not Affected | Not Affected | Not Affected | Not Affected | Not Affected | Not Affected | Not Affected | Not Affected | Not Affected | Not Affected | Not Affected | Not Affected | Not Affected | Not Affected | 0 | 0 | 0 | 0 | 21 | Polygon
Critical Infrastructure | Stormwater Treatment Facilities and Pump Stations | Stormwater Ponds - NHD |  | STFPS_PG_1454 |  | Not Affected | Not Affected | Not Affected | Not Affected | Not Affected | Not Affected | Not Affected | Not Affected | Not Affected | Not Affected | Not Affected | Not Affected | Not Affected | Not Affected | Not Affected | Not Affected | Not Affected | Not Affected | Not Affected | Not Affected | Not Affected | 0 | 0 | 0 | 0 | 21 | Polygon
Critical Infrastructure | Stormwater Treatment Facilities and Pump Stations | Stormwater Ponds - NHD |  | STFPS_PG_1455 |  | Not Affected | Not Affected | Not Affected | Not Affected | Not Affected | Not Affected | Not Affected | Not Affected | Not Affected | Not Affected | Not Affected | Not Affected | Not Affected | Not Affected | Not Affected | Not Affected | Not Affected | Not Affected | Not Affected | Not Affected | Not Affected | 0 | 0 | 0 | 0 | 21 | Polygon
Critical Infrastructure | Stormwater Treatment Facilities and Pump Stations | Stormwater Ponds - NHD |  | STFPS_PG_1456 |  | Not Affected | Not Affected | Not Affected | Not Affected | Not Affected | Not Affected | Not Affected | Not Affected | Not Affected | Not Affected | Not Affected | Not Affected | Not Affected | Not Affected | Not Affected | Not Affected | Not Affected | Not Affected | Not Affected | Not Affected | Not Affected | 0 | 0 | 0 | 0 | 21 | Polygon
Critical Infrastructure | Stormwater Treatment Facilities and Pump Stations | Stormwater Ponds - NHD |  | STFPS_PG_1457 |  | Not Affected | Not Affected | Not Affected | Not Affected | Not Affected | Not Affected | Not Affected | Not Affected | Not Affected | Not Affected | Not Affected | Not Affected | Not Affected | Not Affected | Not Affected | Not Affected | Not Affected | Not Affected | Not Affected | Not Affected | Not Affected | 0 | 0 | 0 | 0 | 21 | Polygon
Critical Infrastructure | Stormwater Treatment Facilities and Pump Stations | Stormwater Ponds - NHD |  | STFPS_PG_1458 |  | Not Affected | Not Affected | Not Affected | Not Affected | Not Affected | Not Affected | Not Affected | Not Affected | Not Affected | Not Affected | Not Affected | Not Affected | Not Affected | Not Affected | Not Affected | Not Affected | Not Affected | Not Affected | Not Affected | Not Affected | Not Affected | 0 | 0 | 0 | 0 | 21 | Polygon
Critical Infrastructure | Stormwater Treatment Facilities and Pump Stations | Stormwater Ponds - NHD |  | STFPS_PG_1459 |  | Not Affected | Not Affected | Not Affected | Not Affected | Not Affected | Not Affected | Not Affected | Not Affected | Not Affected | Not Affected | Not Affected | Not Affected | Not Affected | Not Affected | Not Affected | Not Affected | Not Affected | Not Affected | Not Affected | Not Affected | Not Affected | 0 | 0 | 0 | 0 | 21 | Polygon
Critical Infrastructure | Stormwater Treatment Facilities and Pump Stations | Stormwater Ponds - NHD |  | STFPS_PG_1460 |  | Not Affected | Not Affected | Not Affected | Not Affected | Not Affected | Not Affected | Not Affected | Not Affected | Not Affected | Not Affected | Not Affected | Not Affected | Not Affected | Not Affected | Not Affected | Not Affected | Not Affected | Not Affected | Not Affected | Not Affected | Not Affected | 0 | 0 | 0 | 0 | 21 | Polygon
Critical Infrastructure | Stormwater Treatment Facilities and Pump Stations | Stormwater Ponds - NHD |  | STFPS_PG_1461 |  | Not Affected | Not Affected | Not Affected | Not Affected | Not Affected | Not Affected | Not Affected | Not Affected | Not Affected | Not Affected | Not Affected | Not Affected | Not Affected | Not Affected | Not Affected | Not Affected | Not Affected | Not Affected | Not Affected | Not Affected | Not Affected | 0 | 0 | 0 | 0 | 21 | Polygon
Critical Infrastructure | Stormwater Treatment Facilities and Pump Stations | Stormwater Ponds - NHD |  | STFPS_PG_1462 |  | Not Affected | Not Affected | Not Affected | Not Affected | Not Affected | Not Affected | Not Affected | Not Affected | Not Affected | Not Affected | Not Affected | Not Affected | Not Affected | Not Affected | Not Affected | Not Affected | Not Affected | Not Affected | Not Affected | Not Affected | Not Affected | 0 | 0 | 0 | 0 | 21 | Polygon
Critical Infrastructure | Stormwater Treatment Facilities and Pump Stations | Stormwater Ponds - NHD |  | STFPS_PG_1463 |  | Not Affected | Not Affected | Not Affected | Not Affected | Not Affected | Not Affected | Not Affected | Not Affected | Not Affected | Not Affected | Not Affected | Not Affected | Not Affected | Not Affected | Not Affected | Not Affected | Not Affected | Not Affected | Not Affected | Not Affected | Not Affected | 0 | 0 | 0 | 0 | 21 | Polygon
Critical Infrastructure | Stormwater Treatment Facilities and Pump Stations | Stormwater Ponds - NHD |  | STFPS_PG_1465 |  | Not Affected | Not Affected | Not Affected | Not Affected | Not Affected | Not Affected | Not Affected | Not Affected | Not Affected | Not Affected | Not Affected | Not Affected | Not Affected | Not Affected | Not Affected | Not Affected | Not Affected | Not Affected | Not Affected | Not Affected | Not Affected | 0 | 0 | 0 | 0 | 21 | Polygon
Critical Infrastructure | Stormwater Treatment Facilities and Pump Stations | Stormwater Ponds - NHD |  | STFPS_PG_1466 |  | Not Affected | Not Affected | Not Affected | Not Affected | Not Affected | Not Affected | Not Affected | Not Affected | Not Affected | Not Affected | Not Affected | Not Affected | Not Affected | Not Affected | Not Affected | Not Affected | Not Affected | Not Affected | Not Affected | Not Affected | Not Affected | 0 | 0 | 0 | 0 | 21 | Polygon
Critical Infrastructure | Stormwater Treatment Facilities and Pump Stations | Stormwater Ponds - NHD |  | STFPS_PG_1467 |  | Not Affected | Not Affected | Not Affected | Not Affected | Not Affected | Not Affected | Not Affected | Not Affected | Not Affected | Not Affected | Not Affected | Not Affected | Not Affected | Not Affected | Not Affected | Not Affected | Not Affected | Not Affected | Not Affected | Not Affected | Not Affected | 0 | 0 | 0 | 0 | 21 | Polygon
Critical Infrastructure | Stormwater Treatment Facilities and Pump Stations | Stormwater Ponds - NHD |  | STFPS_PG_1468 |  | Not Affected | Not Affected | Not Affected | Not Affected | Not Affected | Not Affected | Not Affected | Not Affected | Not Affected | Not Affected | Not Affected | Not Affected | Not Affected | Not Affected | Not Affected | Not Affected | Not Affected | Not Affected | Not Affected | Not Affected | Not Affected | 0 | 0 | 0 | 0 | 21 | Polygon
Critical Infrastructure | Stormwater Treatment Facilities and Pump Stations | Stormwater Ponds - NHD |  | STFPS_PG_1469 |  | Not Affected | Not Affected | Not Affected | Not Affected | Not Affected | Not Affected | Not Affected | Not Affected | Not Affected | Not Affected | Not Affected | Not Affected | Not Affected | Not Affected | Not Affected | Not Affected | Not Affected | Not Affected | Not Affected | Not Affected | Not Affected | 0 | 0 | 0 | 0 | 21 | Polygon
Critical Infrastructure | Stormwater Treatment Facilities and Pump Stations | Stormwater Ponds - NHD |  | STFPS_PG_1470 |  | Not Affected | Not Affected | Not Affected | Not Affected | Not Affected | Not Affected | Not Affected | Not Affected | Not Affected | Not Affected | Not Affected | Not Affected | Not Affected | Not Affected | Not Affected | Not Affected | Not Affected | Not Affected | Not Affected | Not Affected | Not Affected | 0 | 0 | 0 | 0 | 21 | Polygon
Critical Infrastructure | Stormwater Treatment Facilities and Pump Stations | Stormwater Ponds - NHD |  | STFPS_PG_1471 |  | Not Affected | Not Affected | Not Affected | Not Affected | Not Affected | Not Affected | Not Affected | Not Affected | Not Affected | Not Affected | Not Affected | Not Affected | Not Affected | Not Affected | Not Affected | Not Affected | Not Affected | Not Affected | Not Affected | Not Affected | Not Affected | 0 | 0 | 0 | 0 | 21 | Polygon
Critical Infrastructure | Stormwater Treatment Facilities and Pump Stations | Stormwater Ponds - NHD |  | STFPS_PG_1472 |  | Not Affected | Not Affected | Not Affected | Not Affected | Not Affected | Not Affected | Not Affected | Not Affected | Not Affected | Not Affected | Not Affected | Not Affected | Not Affected | Not Affected | Not Affected | Not Affected | Not Affected | Not Affected | Not Affected | Not Affected | Not Affected | 0 | 0 | 0 | 0 | 21 | Polygon
Critical Infrastructure | Stormwater Treatment Facilities and Pump Stations | Stormwater Ponds - NHD |  | STFPS_PG_1473 |  | Not Affected | Not Affected | Not Affected | Not Affected | Not Affected | Not Affected | Not Affected | Not Affected | Not Affected | Not Affected | Not Affected | Not Affected | Not Affected | Not Affected | Not Affected | Not Affected | Not Affected | Not Affected | Not Affected | Not Affected | Not Affected | 0 | 0 | 0 | 0 | 21 | Polygon
Critical Infrastructure | Stormwater Treatment Facilities and Pump Stations | Stormwater Ponds - NHD |  | STFPS_PG_1474 |  | Not Affected | Not Affected | Not Affected | Not Affected | Not Affected | Not Affected | Not Affected | Not Affected | Not Affected | Not Affected | Not Affected | Not Affected | Not Affected | Not Affected | Not Affected | Not Affected | Not Affected | Not Affected | Not Affected | Not Affected | Not Affected | 0 | 0 | 0 | 0 | 21 | Polygon
Critical Infrastructure | Stormwater Treatment Facilities and Pump Stations | Stormwater Ponds - NHD |  | STFPS_PG_1475 |  | Not Affected | Not Affected | Not Affected | Not Affected | Not Affected | Not Affected | Not Affected | Not Affected | Not Affected | Not Affected | Not Affected | Not Affected | Not Affected | Not Affected | Not Affected | Not Affected | Not Affected | Not Affected | Not Affected | Not Affected | Not Affected | 0 | 0 | 0 | 0 | 21 | Polygon
Critical Infrastructure | Stormwater Treatment Facilities and Pump Stations | Stormwater Ponds - NHD |  | STFPS_PG_1478 |  | Not Affected | Not Affected | Not Affected | Not Affected | Not Affected | Not Affected | Not Affected | Not Affected | Not Affected | Not Affected | Not Affected | Not Affected | Not Affected | Not Affected | Not Affected | Not Affected | Not Affected | Not Affected | Not Affected | Not Affected | Not Affected | 0 | 0 | 0 | 0 | 21 | Polygon
Critical Infrastructure | Stormwater Treatment Facilities and Pump Stations | Stormwater Ponds - NHD |  | STFPS_PG_1479 |  | Not Affected | Not Affected | Not Affected | Not Affected | Not Affected | Not Affected | Not Affected | Not Affected | Not Affected | Not Affected | Not Affected | Not Affected | Not Affected | Not Affected | Not Affected | Not Affected | Not Affected | Not Affected | Not Affected | Not Affected | Not Affected | 0 | 0 | 0 | 0 | 21 | Polygon
Critical Infrastructure | Stormwater Treatment Facilities and Pump Stations | Stormwater Ponds - NHD |  | STFPS_PG_1480 |  | Not Affected | Not Affected | Not Affected | Not Affected | Not Affected | Not Affected | Not Affected | Not Affected | Not Affected | Not Affected | Not Affected | Not Affected | Not Affected | Not Affected | Not Affected | Not Affected | Not Affected | Not Affected | Not Affected | Not Affected | Not Affected | 0 | 0 | 0 | 0 | 21 | Polygon
Critical Infrastructure | Stormwater Treatment Facilities and Pump Stations | Stormwater Ponds - NHD |  | STFPS_PG_1481 |  | Not Affected | Not Affected | Not Affected | Not Affected | Not Affected | Not Affected | Not Affected | Not Affected | Not Affected | Not Affected | Not Affected | Not Affected | Not Affected | Not Affected | Not Affected | Not Affected | Not Affected | Not Affected | Not Affected | Not Affected | Not Affected | 0 | 0 | 0 | 0 | 21 | Polygon
Critical Infrastructure | Stormwater Treatment Facilities and Pump Stations | Stormwater Ponds - NHD |  | STFPS_PG_1482 |  | Not Affected | Not Affected | Not Affected | Not Affected | Not Affected | Not Affected | Not Affected | Not Affected | Not Affected | Not Affected | Not Affected | Not Affected | Not Affected | Not Affected | Not Affected | Not Affected | Not Affected | Not Affected | Not Affected | Not Affected | Not Affected | 0 | 0 | 0 | 0 | 21 | Polygon
Critical Infrastructure | Stormwater Treatment Facilities and Pump Stations | Stormwater Ponds - NHD |  | STFPS_PG_1483 |  | Not Affected | Not Affected | Not Affected | Not Affected | Not Affected | Not Affected | Not Affected | Not Affected | Not Affected | Not Affected | Not Affected | Not Affected | Not Affected | Not Affected | Not Affected | Not Affected | Not Affected | Not Affected | Not Affected | Not Affected | Not Affected | 0 | 0 | 0 | 0 | 21 | Polygon
Critical Infrastructure | Stormwater Treatment Facilities and Pump Stations | Stormwater Ponds - NHD |  | STFPS_PG_1484 |  | Not Affected | Not Affected | Not Affected | Not Affected | Not Affected | Not Affected | Not Affected | Not Affected | Not Affected | Not Affected | Not Affected | Not Affected | Not Affected | Not Affected | Not Affected | Not Affected | Not Affected | Not Affected | Not Affected | Not Affected | Not Affected | 0 | 0 | 0 | 0 | 21 | Polygon
Critical Infrastructure | Stormwater Treatment Facilities and Pump Stations | Stormwater Ponds - NHD |  | STFPS_PG_1485 |  | Not Affected | Not Affected | Not Affected | Not Affected | Not Affected | Not Affected | Not Affected | Not Affected | Not Affected | Not Affected | Not Affected | Not Affected | Not Affected | Not Affected | Not Affected | Not Affected | Not Affected | Not Affected | Not Affected | Not Affected | Not Affected | 0 | 0 | 0 | 0 | 21 | Polygon
Critical Infrastructure | Stormwater Treatment Facilities and Pump Stations | Stormwater Ponds - NHD |  | STFPS_PG_1487 |  | Not Affected | Not Affected | Not Affected | Not Affected | Not Affected | Not Affected | Not Affected | Not Affected | Not Affected | Not Affected | Not Affected | Not Affected | Not Affected | Not Affected | Not Affected | Not Affected | Not Affected | Not Affected | Not Affected | Not Affected | Not Affected | 0 | 0 | 0 | 0 | 21 | Polygon
Critical Infrastructure | Stormwater Treatment Facilities and Pump Stations | Stormwater Ponds - NHD |  | STFPS_PG_1488 |  | Not Affected | Not Affected | Not Affected | Not Affected | Not Affected | Not Affected | Not Affected | Not Affected | Not Affected | Not Affected | Not Affected | Not Affected | Not Affected | Not Affected | Not Affected | Not Affected | Not Affected | Not Affected | Not Affected | Not Affected | Not Affected | 0 | 0 | 0 | 0 | 21 | Polygon
Critical Infrastructure | Stormwater Treatment Facilities and Pump Stations | Stormwater Ponds - NHD |  | STFPS_PG_1489 |  | Not Affected | Not Affected | Not Affected | Not Affected | Not Affected | Not Affected | Not Affected | Not Affected | Not Affected | Not Affected | Not Affected | Not Affected | Not Affected | Not Affected | Not Affected | Not Affected | Not Affected | Not Affected | Not Affected | Not Affected | Not Affected | 0 | 0 | 0 | 0 | 21 | Polygon
Critical Infrastructure | Stormwater Treatment Facilities and Pump Stations | Stormwater Ponds - NHD |  | STFPS_PG_1490 |  | Not Affected | Not Affected | Not Affected | Not Affected | Not Affected | Not Affected | Not Affected | Not Affected | Not Affected | Not Affected | Not Affected | Not Affected | Not Affected | Not Affected | Not Affected | Not Affected | Not Affected | Not Affected | Not Affected | Not Affected | Not Affected | 0 | 0 | 0 | 0 | 21 | Polygon
Critical Infrastructure | Stormwater Treatment Facilities and Pump Stations | Stormwater Ponds - NHD |  | STFPS_PG_1491 |  | Not Affected | Not Affected | Not Affected | Not Affected | Not Affected | Not Affected | Not Affected | Not Affected | Not Affected | Not Affected | Not Affected | Not Affected | Not Affected | Not Affected | Not Affected | Not Affected | Not Affected | Not Affected | Not Affected | Not Affected | Not Affected | 0 | 0 | 0 | 0 | 21 | Polygon
Critical Infrastructure | Stormwater Treatment Facilities and Pump Stations | Stormwater Ponds - NHD |  | STFPS_PG_1493 |  | Not Affected | Not Affected | Not Affected | Not Affected | Not Affected | Not Affected | Not Affected | Not Affected | Not Affected | Not Affected | Not Affected | Not Affected | Not Affected | Not Affected | Not Affected | Not Affected | Not Affected | Not Affected | Not Affected | Not Affected | Not Affected | 0 | 0 | 0 | 0 | 21 | Polygon
Critical Infrastructure | Stormwater Treatment Facilities and Pump Stations | Stormwater Ponds - NHD |  | STFPS_PG_1494 |  | Not Affected | Not Affected | Not Affected | Not Affected | Not Affected | Not Affected | Not Affected | Not Affected | Not Affected | Not Affected | Not Affected | Not Affected | Not Affected | Not Affected | Not Affected | Not Affected | Not Affected | Not Affected | Not Affected | Not Affected | Not Affected | 0 | 0 | 0 | 0 | 21 | Polygon
Critical Infrastructure | Stormwater Treatment Facilities and Pump Stations | Stormwater Ponds - NHD |  | STFPS_PG_1495 |  | Not Affected | Not Affected | Not Affected | Not Affected | Not Affected | Not Affected | Not Affected | Not Affected | Not Affected | Not Affected | Not Affected | Not Affected | Not Affected | Not Affected | Not Affected | Not Affected | Not Affected | Not Affected | Not Affected | Not Affected | Not Affected | 0 | 0 | 0 | 0 | 21 | Polygon
Critical Infrastructure | Stormwater Treatment Facilities and Pump Stations | Stormwater Ponds - NHD |  | STFPS_PG_1496 |  | Not Affected | Not Affected | Not Affected | Not Affected | Not Affected | Not Affected | Not Affected | Not Affected | Not Affected | Not Affected | Not Affected | Not Affected | Not Affected | Not Affected | Not Affected | Not Affected | Not Affected | Not Affected | Not Affected | Not Affected | Not Affected | 0 | 0 | 0 | 0 | 21 | Polygon
Critical Infrastructure | Stormwater Treatment Facilities and Pump Stations | Stormwater Ponds - NHD |  | STFPS_PG_1497 |  | Not Affected | Not Affected | Not Affected | Not Affected | Not Affected | Not Affected | Not Affected | Not Affected | Not Affected | Not Affected | Not Affected | Not Affected | Not Affected | Not Affected | Not Affected | Not Affected | Not Affected | Not Affected | Not Affected | Not Affected | Not Affected | 0 | 0 | 0 | 0 | 21 | Polygon
Critical Infrastructure | Stormwater Treatment Facilities and Pump Stations | Stormwater Ponds - NHD |  | STFPS_PG_1498 |  | Not Affected | Not Affected | Not Affected | Not Affected | Not Affected | Not Affected | Not Affected | Not Affected | Not Affected | Not Affected | Not Affected | Not Affected | Not Affected | Not Affected | Not Affected | Not Affected | Not Affected | Not Affected | Not Affected | Not Affected | Not Affected | 0 | 0 | 0 | 0 | 21 | Polygon
Critical Infrastructure | Stormwater Treatment Facilities and Pump Stations | Stormwater Ponds - NHD |  | STFPS_PG_1499 |  | Not Affected | Not Affected | Not Affected | Not Affected | Not Affected | Not Affected | Not Affected | Not Affected | Not Affected | Not Affected | Not Affected | Not Affected | Not Affected | Not Affected | Not Affected | Not Affected | Not Affected | Not Affected | Not Affected | Not Affected | Not Affected | 0 | 0 | 0 | 0 | 21 | Polygon
Critical Infrastructure | Stormwater Treatment Facilities and Pump Stations | Stormwater Ponds - NHD |  | STFPS_PG_1500 |  | Not Affected | Not Affected | Not Affected | Not Affected | Not Affected | Not Affected | Not Affected | Not Affected | Not Affected | Not Affected | Not Affected | Not Affected | Not Affected | Not Affected | Not Affected | Not Affected | Not Affected | Not Affected | Not Affected | Not Affected | Not Affected | 0 | 0 | 0 | 0 | 21 | Polygon
Critical Infrastructure | Stormwater Treatment Facilities and Pump Stations | Stormwater Ponds - NHD |  | STFPS_PG_1501 |  | Not Affected | Not Affected | Not Affected | Not Affected | Not Affected | Not Affected | Not Affected | Not Affected | Not Affected | Not Affected | Not Affected | Not Affected | Not Affected | Not Affected | Not Affected | Not Affected | Not Affected | Not Affected | Not Affected | Not Affected | Not Affected | 0 | 0 | 0 | 0 | 21 | Polygon
Critical Infrastructure | Stormwater Treatment Facilities and Pump Stations | Stormwater Ponds - NHD |  | STFPS_PG_1502 |  | Not Affected | Not Affected | Not Affected | Not Affected | Not Affected | Not Affected | Not Affected | Not Affected | Not Affected | Not Affected | Not Affected | Not Affected | Not Affected | Not Affected | Not Affected | Not Affected | Not Affected | Not Affected | Not Affected | Not Affected | Not Affected | 0 | 0 | 0 | 0 | 21 | Polygon
Critical Infrastructure | Stormwater Treatment Facilities and Pump Stations | Stormwater Ponds - NHD |  | STFPS_PG_1503 |  | Not Affected | Not Affected | Not Affected | Not Affected | Not Affected | Not Affected | Not Affected | Not Affected | Not Affected | Not Affected | Not Affected | Not Affected | Not Affected | Not Affected | Not Affected | Not Affected | Not Affected | Not Affected | Not Affected | Not Affected | Not Affected | 0 | 0 | 0 | 0 | 21 | Polygon
Critical Infrastructure | Stormwater Treatment Facilities and Pump Stations | Stormwater Ponds - NHD |  | STFPS_PG_1504 |  | Not Affected | Not Affected | Not Affected | Not Affected | Not Affected | Not Affected | Not Affected | Not Affected | Not Affected | Not Affected | Not Affected | Not Affected | Not Affected | Not Affected | Not Affected | Not Affected | Not Affected | Not Affected | Not Affected | Not Affected | Not Affected | 0 | 0 | 0 | 0 | 21 | Polygon
Critical Infrastructure | Stormwater Treatment Facilities and Pump Stations | Stormwater Ponds - NHD |  | STFPS_PG_1505 |  | Not Affected | Not Affected | Not Affected | Not Affected | Not Affected | Not Affected | Not Affected | Not Affected | Not Affected | Not Affected | Not Affected | Not Affected | Not Affected | Not Affected | Not Affected | Not Affected | Not Affected | Not Affected | Not Affected | Not Affected | Not Affected | 0 | 0 | 0 | 0 | 21 | Polygon
Critical Infrastructure | Stormwater Treatment Facilities and Pump Stations | Stormwater Ponds - NHD |  | STFPS_PG_1506 |  | Not Affected | Not Affected | Not Affected | Not Affected | Not Affected | Not Affected | Not Affected | Not Affected | Not Affected | Not Affected | Not Affected | Not Affected | Not Affected | Not Affected | Not Affected | Not Affected | Not Affected | Not Affected | Not Affected | Not Affected | Not Affected | 0 | 0 | 0 | 0 | 21 | Polygon
Critical Infrastructure | Stormwater Treatment Facilities and Pump Stations | Stormwater Ponds - NHD |  | STFPS_PG_1507 |  | Not Affected | Not Affected | Not Affected | Not Affected | Not Affected | Not Affected | Not Affected | Not Affected | Not Affected | Not Affected | Not Affected | Not Affected | Not Affected | Not Affected | Not Affected | Not Affected | Not Affected | Not Affected | Not Affected | Not Affected | Not Affected | 0 | 0 | 0 | 0 | 21 | Polygon
Critical Infrastructure | Stormwater Treatment Facilities and Pump Stations | Stormwater Ponds - NHD |  | STFPS_PG_1508 |  | Not Affected | Not Affected | Not Affected | Not Affected | Not Affected | Not Affected | Not Affected | Not Affected | Not Affected | Not Affected | Not Affected | Not Affected | Not Affected | Not Affected | Not Affected | Not Affected | Not Affected | Not Affected | Not Affected | Not Affected | Not Affected | 0 | 0 | 0 | 0 | 21 | Polygon
Critical Infrastructure | Stormwater Treatment Facilities and Pump Stations | Stormwater Ponds - NHD |  | STFPS_PG_1509 |  | Not Affected | Not Affected | Not Affected | Not Affected | Not Affected | Not Affected | Not Affected | Not Affected | Not Affected | Not Affected | Not Affected | Not Affected | Not Affected | Not Affected | Not Affected | Not Affected | Not Affected | Not Affected | Not Affected | Not Affected | Not Affected | 0 | 0 | 0 | 0 | 21 | Polygon
Critical Infrastructure | Stormwater Treatment Facilities and Pump Stations | Stormwater Ponds - NHD |  | STFPS_PG_1510 |  | Not Affected | Not Affected | Not Affected | Not Affected | Not Affected | Not Affected | Not Affected | Not Affected | Not Affected | Not Affected | Not Affected | Not Affected | Not Affected | Not Affected | Not Affected | Not Affected | Not Affected | Not Affected | Not Affected | Not Affected | Not Affected | 0 | 0 | 0 | 0 | 21 | Polygon
Critical Infrastructure | Stormwater Treatment Facilities and Pump Stations | Stormwater Ponds - NHD |  | STFPS_PG_1511 |  | Not Affected | Not Affected | Not Affected | Not Affected | Not Affected | Not Affected | Not Affected | Not Affected | Not Affected | Not Affected | Not Affected | Not Affected | Not Affected | Not Affected | Not Affected | Not Affected | Not Affected | Not Affected | Not Affected | Not Affected | Not Affected | 0 | 0 | 0 | 0 | 21 | Polygon
Critical Infrastructure | Stormwater Treatment Facilities and Pump Stations | Stormwater Ponds - NHD |  | STFPS_PG_1512 |  | Not Affected | Not Affected | Not Affected | Not Affected | Not Affected | Not Affected | Not Affected | Not Affected | Not Affected | Not Affected | Not Affected | Not Affected | Not Affected | Not Affected | Not Affected | Not Affected | Not Affected | Not Affected | Not Affected | Not Affected | Not Affected | 0 | 0 | 0 | 0 | 21 | Polygon
Critical Infrastructure | Stormwater Treatment Facilities and Pump Stations | Stormwater Ponds - NHD |  | STFPS_PG_1514 |  | Not Affected | Not Affected | Not Affected | Not Affected | Not Affected | Not Affected | Not Affected | Not Affected | Not Affected | Not Affected | Not Affected | Not Affected | Not Affected | Not Affected | Not Affected | Not Affected | Not Affected | Not Affected | Not Affected | Not Affected | Not Affected | 0 | 0 | 0 | 0 | 21 | Polygon
Critical Infrastructure | Stormwater Treatment Facilities and Pump Stations | Stormwater Ponds - NHD |  | STFPS_PG_1515 |  | Not Affected | Not Affected | Not Affected | Not Affected | Not Affected | Not Affected | Not Affected | Not Affected | Not Affected | Not Affected | Not Affected | Not Affected | Not Affected | Not Affected | Not Affected | Not Affected | Not Affected | Not Affected | Not Affected | Not Affected | Not Affected | 0 | 0 | 0 | 0 | 21 | Polygon
Critical Infrastructure | Stormwater Treatment Facilities and Pump Stations | Stormwater Ponds - NHD |  | STFPS_PG_1516 |  | Not Affected | Not Affected | Not Affected | Not Affected | Not Affected | Not Affected | Not Affected | Not Affected | Not Affected | Not Affected | Not Affected | Not Affected | Not Affected | Not Affected | Not Affected | Not Affected | Not Affected | Not Affected | Not Affected | Not Affected | Not Affected | 0 | 0 | 0 | 0 | 21 | Polygon
Critical Infrastructure | Stormwater Treatment Facilities and Pump Stations | Stormwater Ponds - NHD |  | STFPS_PG_1517 |  | Not Affected | Not Affected | Not Affected | Not Affected | Not Affected | Not Affected | Not Affected | Not Affected | Not Affected | Not Affected | Not Affected | Not Affected | Not Affected | Not Affected | Not Affected | Not Affected | Not Affected | Not Affected | Not Affected | Not Affected | Not Affected | 0 | 0 | 0 | 0 | 21 | Polygon
Critical Infrastructure | Stormwater Treatment Facilities and Pump Stations | Stormwater Ponds - NHD |  | STFPS_PG_1518 |  | Not Affected | Not Affected | Not Affected | Not Affected | Not Affected | Not Affected | Not Affected | Not Affected | Not Affected | Not Affected | Not Affected | Not Affected | Not Affected | Not Affected | Not Affected | Not Affected | Not Affected | Not Affected | Not Affected | Not Affected | Not Affected | 0 | 0 | 0 | 0 | 21 | Polygon
Critical Infrastructure | Stormwater Treatment Facilities and Pump Stations | Stormwater Ponds - NHD |  | STFPS_PG_1519 |  | Not Affected | Not Affected | Not Affected | Not Affected | Not Affected | Not Affected | Not Affected | Not Affected | Not Affected | Not Affected | Not Affected | Not Affected | Not Affected | Not Affected | Not Affected | Not Affected | Not Affected | Not Affected | Not Affected | Not Affected | Not Affected | 0 | 0 | 0 | 0 | 21 | Polygon
Critical Infrastructure | Stormwater Treatment Facilities and Pump Stations | Stormwater Ponds - NHD |  | STFPS_PG_1520 |  | Not Affected | Not Affected | Not Affected | Not Affected | Not Affected | Not Affected | Not Affected | Not Affected | Not Affected | Not Affected | Not Affected | Not Affected | Not Affected | Not Affected | Not Affected | Not Affected | Not Affected | Not Affected | Not Affected | Not Affected | Not Affected | 0 | 0 | 0 | 0 | 21 | Polygon
Critical Infrastructure | Stormwater Treatment Facilities and Pump Stations | Stormwater Ponds - NHD |  | STFPS_PG_1521 |  | Not Affected | Not Affected | Not Affected | Not Affected | Not Affected | Not Affected | Not Affected | Not Affected | Not Affected | Not Affected | Not Affected | Not Affected | Not Affected | Not Affected | Not Affected | Not Affected | Not Affected | Not Affected | Not Affected | Not Affected | Not Affected | 0 | 0 | 0 | 0 | 21 | Polygon
Critical Infrastructure | Stormwater Treatment Facilities and Pump Stations | Stormwater Ponds - NHD |  | STFPS_PG_1522 |  | Not Affected | Not Affected | Not Affected | Not Affected | Not Affected | Not Affected | Not Affected | Not Affected | Not Affected | Not Affected | Not Affected | Not Affected | Not Affected | Not Affected | Not Affected | Not Affected | Not Affected | Not Affected | Not Affected | Not Affected | Not Affected | 0 | 0 | 0 | 0 | 21 | Polygon
Critical Infrastructure | Stormwater Treatment Facilities and Pump Stations | Stormwater Ponds - NHD |  | STFPS_PG_1523 |  | Not Affected | Not Affected | Not Affected | Not Affected | Not Affected | Not Affected | Not Affected | Not Affected | Not Affected | Not Affected | Not Affected | Not Affected | Not Affected | Not Affected | Not Affected | Not Affected | Not Affected | Not Affected | Not Affected | Not Affected | Not Affected | 0 | 0 | 0 | 0 | 21 | Polygon
Critical Infrastructure | Stormwater Treatment Facilities and Pump Stations | Stormwater Ponds - NHD |  | STFPS_PG_1525 |  | Not Affected | Not Affected | Not Affected | Not Affected | Not Affected | Not Affected | Not Affected | Not Affected | Not Affected | Not Affected | Not Affected | Not Affected | Not Affected | Not Affected | Not Affected | Not Affected | Not Affected | Not Affected | Not Affected | Not Affected | Not Affected | 0 | 0 | 0 | 0 | 21 | Polygon
Critical Infrastructure | Stormwater Treatment Facilities and Pump Stations | Stormwater Ponds - NHD |  | STFPS_PG_1526 |  | Not Affected | Not Affected | Not Affected | Not Affected | Not Affected | Not Affected | Not Affected | Not Affected | Not Affected | Not Affected | Not Affected | Not Affected | Not Affected | Not Affected | Not Affected | Not Affected | Not Affected | Not Affected | Not Affected | Not Affected | Not Affected | 0 | 0 | 0 | 0 | 21 | Polygon
Critical Infrastructure | Stormwater Treatment Facilities and Pump Stations | Stormwater Ponds - NHD |  | STFPS_PG_1527 |  | Not Affected | Not Affected | Not Affected | Not Affected | Not Affected | Not Affected | Not Affected | Not Affected | Not Affected | Not Affected | Not Affected | Not Affected | Not Affected | Not Affected | Not Affected | Not Affected | Not Affected | Not Affected | Not Affected | Not Affected | Not Affected | 0 | 0 | 0 | 0 | 21 | Polygon
Critical Infrastructure | Stormwater Treatment Facilities and Pump Stations | Stormwater Ponds - NHD |  | STFPS_PG_1528 |  | Not Affected | Not Affected | Not Affected | Not Affected | Not Affected | Not Affected | Not Affected | Not Affected | Not Affected | Not Affected | Not Affected | Not Affected | Not Affected | Not Affected | Not Affected | Not Affected | Not Affected | Not Affected | Not Affected | Not Affected | Not Affected | 0 | 0 | 0 | 0 | 21 | Polygon
Critical Infrastructure | Stormwater Treatment Facilities and Pump Stations | Stormwater Ponds - NHD |  | STFPS_PG_1529 |  | Not Affected | Not Affected | Not Affected | Not Affected | Not Affected | Not Affected | Not Affected | Not Affected | Not Affected | Not Affected | Not Affected | Not Affected | Not Affected | Not Affected | Not Affected | Not Affected | Not Affected | Not Affected | Not Affected | Not Affected | Not Affected | 0 | 0 | 0 | 0 | 21 | Polygon
Critical Infrastructure | Stormwater Treatment Facilities and Pump Stations | Stormwater Ponds - NHD |  | STFPS_PG_1530 |  | Not Affected | Not Affected | Not Affected | Not Affected | Not Affected | Not Affected | Not Affected | Not Affected | Not Affected | Not Affected | Not Affected | Not Affected | Not Affected | Not Affected | Not Affected | Not Affected | Not Affected | Not Affected | Not Affected | Not Affected | Not Affected | 0 | 0 | 0 | 0 | 21 | Polygon
Critical Infrastructure | Stormwater Treatment Facilities and Pump Stations | Stormwater Ponds - NHD |  | STFPS_PG_1531 |  | Not Affected | Not Affected | Not Affected | Not Affected | Not Affected | Not Affected | Not Affected | Not Affected | Not Affected | Not Affected | Not Affected | Not Affected | Not Affected | Not Affected | Not Affected | Not Affected | Not Affected | Not Affected | Not Affected | Not Affected | Not Affected | 0 | 0 | 0 | 0 | 21 | Polygon
Critical Infrastructure | Stormwater Treatment Facilities and Pump Stations | Stormwater Ponds - NHD |  | STFPS_PG_1532 |  | Not Affected | Not Affected | Not Affected | Not Affected | Not Affected | Not Affected | Not Affected | Not Affected | Not Affected | Not Affected | Not Affected | Not Affected | Not Affected | Not Affected | Not Affected | Not Affected | Not Affected | Not Affected | Not Affected | Not Affected | Not Affected | 0 | 0 | 0 | 0 | 21 | Polygon
Critical Infrastructure | Stormwater Treatment Facilities and Pump Stations | Stormwater Ponds - NHD |  | STFPS_PG_1533 |  | Not Affected | Not Affected | Not Affected | Not Affected | Not Affected | Not Affected | Not Affected | Not Affected | Not Affected | Not Affected | Not Affected | Not Affected | Not Affected | Not Affected | Not Affected | Not Affected | Not Affected | Not Affected | Not Affected | Not Affected | Not Affected | 0 | 0 | 0 | 0 | 21 | Polygon
Critical Infrastructure | Stormwater Treatment Facilities and Pump Stations | Stormwater Ponds - NHD |  | STFPS_PG_1534 |  | Not Affected | Not Affected | Not Affected | Not Affected | Not Affected | Not Affected | Not Affected | Not Affected | Not Affected | Not Affected | Not Affected | Not Affected | Not Affected | Not Affected | Not Affected | Not Affected | Not Affected | Not Affected | Not Affected | Not Affected | Not Affected | 0 | 0 | 0 | 0 | 21 | Polygon
Critical Infrastructure | Stormwater Treatment Facilities and Pump Stations | Stormwater Ponds - NHD |  | STFPS_PG_1536 |  | Not Affected | Not Affected | Not Affected | Not Affected | Not Affected | Not Affected | Not Affected | Not Affected | Not Affected | Not Affected | Not Affected | Not Affected | Not Affected | Not Affected | Not Affected | Not Affected | Not Affected | Not Affected | Not Affected | Not Affected | Not Affected | 0 | 0 | 0 | 0 | 21 | Polygon
Critical Infrastructure | Stormwater Treatment Facilities and Pump Stations | Stormwater Ponds - NHD |  | STFPS_PG_1538 |  | Not Affected | Not Affected | Not Affected | Not Affected | Not Affected | Not Affected | Not Affected | Not Affected | Not Affected | Not Affected | Not Affected | Not Affected | Not Affected | Not Affected | Not Affected | Not Affected | Not Affected | Not Affected | Not Affected | Not Affected | Not Affected | 0 | 0 | 0 | 0 | 21 | Polygon
Critical Infrastructure | Stormwater Treatment Facilities and Pump Stations | Stormwater Ponds - NHD |  | STFPS_PG_1539 |  | Not Affected | Not Affected | Not Affected | Not Affected | Not Affected | Not Affected | Not Affected | Not Affected | Not Affected | Not Affected | Not Affected | Not Affected | Not Affected | Not Affected | Not Affected | Not Affected | Not Affected | Not Affected | Not Affected | Not Affected | Not Affected | 0 | 0 | 0 | 0 | 21 | Polygon
Critical Infrastructure | Stormwater Treatment Facilities and Pump Stations | Stormwater Ponds - NHD |  | STFPS_PG_1540 |  | Not Affected | Not Affected | Not Affected | Not Affected | Not Affected | Not Affected | Not Affected | Not Affected | Not Affected | Not Affected | Not Affected | Not Affected | Not Affected | Not Affected | Not Affected | Not Affected | Not Affected | Not Affected | Not Affected | Not Affected | Not Affected | 0 | 0 | 0 | 0 | 21 | Polygon
Critical Infrastructure | Stormwater Treatment Facilities and Pump Stations | Stormwater Ponds - NHD |  | STFPS_PG_1541 |  | Not Affected | Not Affected | Not Affected | Not Affected | Not Affected | Not Affected | Not Affected | Not Affected | Not Affected | Not Affected | Not Affected | Not Affected | Not Affected | Not Affected | Not Affected | Not Affected | Not Affected | Not Affected | Not Affected | Not Affected | Not Affected | 0 | 0 | 0 | 0 | 21 | Polygon
Critical Infrastructure | Stormwater Treatment Facilities and Pump Stations | Stormwater Ponds - NHD |  | STFPS_PG_1542 |  | Not Affected | Not Affected | Not Affected | Not Affected | Not Affected | Not Affected | Not Affected | Not Affected | Not Affected | Not Affected | Not Affected | Not Affected | Not Affected | Not Affected | Not Affected | Not Affected | Not Affected | Not Affected | Not Affected | Not Affected | Not Affected | 0 | 0 | 0 | 0 | 21 | Polygon
Critical Infrastructure | Stormwater Treatment Facilities and Pump Stations | Stormwater Ponds - NHD |  | STFPS_PG_1543 |  | Not Affected | Not Affected | Not Affected | Not Affected | Not Affected | Not Affected | Not Affected | Not Affected | Not Affected | Not Affected | Not Affected | Not Affected | Not Affected | Not Affected | Not Affected | Not Affected | Not Affected | Not Affected | Not Affected | Not Affected | Not Affected | 0 | 0 | 0 | 0 | 21 | Polygon
Critical Infrastructure | Stormwater Treatment Facilities and Pump Stations | Stormwater Ponds - NHD |  | STFPS_PG_1544 |  | Not Affected | Not Affected | Not Affected | Not Affected | Not Affected | Not Affected | Not Affected | Not Affected | Not Affected | Not Affected | Not Affected | Not Affected | Not Affected | Not Affected | Not Affected | Not Affected | Not Affected | Not Affected | Not Affected | Not Affected | Not Affected | 0 | 0 | 0 | 0 | 21 | Polygon
Critical Infrastructure | Stormwater Treatment Facilities and Pump Stations | Stormwater Ponds - NHD |  | STFPS_PG_1545 |  | Not Affected | Not Affected | Not Affected | Not Affected | Not Affected | Not Affected | Not Affected | Not Affected | Not Affected | Not Affected | Not Affected | Not Affected | Not Affected | Not Affected | Not Affected | Not Affected | Not Affected | Not Affected | Not Affected | Not Affected | Not Affected | 0 | 0 | 0 | 0 | 21 | Polygon
Critical Infrastructure | Stormwater Treatment Facilities and Pump Stations | Stormwater Ponds - NHD |  | STFPS_PG_1546 |  | Not Affected | Not Affected | Not Affected | Not Affected | Not Affected | Not Affected | Not Affected | Not Affected | Not Affected | Not Affected | Not Affected | Not Affected | Not Affected | Not Affected | Not Affected | Not Affected | Not Affected | Not Affected | Not Affected | Not Affected | Not Affected | 0 | 0 | 0 | 0 | 21 | Polygon
Critical Infrastructure | Stormwater Treatment Facilities and Pump Stations | Stormwater Ponds - NHD |  | STFPS_PG_1547 |  | Not Affected | Not Affected | Not Affected | Not Affected | Not Affected | Not Affected | Not Affected | Not Affected | Not Affected | Not Affected | Not Affected | Not Affected | Not Affected | Not Affected | Not Affected | Not Affected | Not Affected | Not Affected | Not Affected | Not Affected | Not Affected | 0 | 0 | 0 | 0 | 21 | Polygon
Critical Infrastructure | Stormwater Treatment Facilities and Pump Stations | Stormwater Ponds - NHD |  | STFPS_PG_1548 |  | Not Affected | Not Affected | Not Affected | Not Affected | Not Affected | Not Affected | Not Affected | Not Affected | Not Affected | Not Affected | Not Affected | Not Affected | Not Affected | Not Affected | Not Affected | Not Affected | Not Affected | Not Affected | Not Affected | Not Affected | Not Affected | 0 | 0 | 0 | 0 | 21 | Polygon
Critical Infrastructure | Stormwater Treatment Facilities and Pump Stations | Stormwater Ponds - NHD |  | STFPS_PG_1549 |  | Not Affected | Not Affected | Not Affected | Not Affected | Not Affected | Not Affected | Not Affected | Not Affected | Not Affected | Not Affected | Not Affected | Not Affected | Not Affected | Not Affected | Not Affected | Not Affected | Not Affected | Not Affected | Not Affected | Not Affected | Not Affected | 0 | 0 | 0 | 0 | 21 | Polygon
Critical Infrastructure | Stormwater Treatment Facilities and Pump Stations | Stormwater Ponds - NHD |  | STFPS_PG_1550 |  | Not Affected | Not Affected | Not Affected | Not Affected | Not Affected | Not Affected | Not Affected | Not Affected | Not Affected | Not Affected | Not Affected | Not Affected | Not Affected | Not Affected | Not Affected | Not Affected | Not Affected | Not Affected | Not Affected | Not Affected | Not Affected | 0 | 0 | 0 | 0 | 21 | Polygon
Critical Infrastructure | Stormwater Treatment Facilities and Pump Stations | Stormwater Ponds - NHD |  | STFPS_PG_1551 |  | Not Affected | Not Affected | Not Affected | Not Affected | Not Affected | Not Affected | Not Affected | Not Affected | Not Affected | Not Affected | Not Affected | Not Affected | Not Affected | Not Affected | Not Affected | Not Affected | Not Affected | Not Affected | Not Affected | Not Affected | Not Affected | 0 | 0 | 0 | 0 | 21 | Polygon
Critical Infrastructure | Stormwater Treatment Facilities and Pump Stations | Stormwater Ponds - NHD |  | STFPS_PG_1552 |  | Not Affected | Not Affected | Not Affected | Not Affected | Not Affected | Not Affected | Not Affected | Not Affected | Not Affected | Not Affected | Not Affected | Not Affected | Not Affected | Not Affected | Not Affected | Not Affected | Not Affected | Not Affected | Not Affected | Not Affected | Not Affected | 0 | 0 | 0 | 0 | 21 | Polygon
Critical Infrastructure | Stormwater Treatment Facilities and Pump Stations | Stormwater Ponds - NHD |  | STFPS_PG_1553 |  | Not Affected | Not Affected | Not Affected | Not Affected | Not Affected | Not Affected | Not Affected | Not Affected | Not Affected | Not Affected | Not Affected | Not Affected | Not Affected | Not Affected | Not Affected | Not Affected | Not Affected | Not Affected | Not Affected | Not Affected | Not Affected | 0 | 0 | 0 | 0 | 21 | Polygon
Critical Infrastructure | Stormwater Treatment Facilities and Pump Stations | Stormwater Ponds - NHD |  | STFPS_PG_1554 |  | Not Affected | Not Affected | Not Affected | Not Affected | Not Affected | Not Affected | Not Affected | Not Affected | Not Affected | Not Affected | Not Affected | Not Affected | Not Affected | Not Affected | Not Affected | Not Affected | Not Affected | Not Affected | Not Affected | Not Affected | Not Affected | 0 | 0 | 0 | 0 | 21 | Polygon
Critical Infrastructure | Stormwater Treatment Facilities and Pump Stations | Stormwater Ponds - NHD |  | STFPS_PG_1555 |  | Not Affected | Not Affected | Not Affected | Not Affected | Not Affected | Not Affected | Not Affected | Not Affected | Not Affected | Not Affected | Not Affected | Not Affected | Not Affected | Not Affected | Not Affected | Not Affected | Not Affected | Not Affected | Not Affected | Not Affected | Not Affected | 0 | 0 | 0 | 0 | 21 | Polygon
Critical Infrastructure | Stormwater Treatment Facilities and Pump Stations | Stormwater Ponds - NHD |  | STFPS_PG_1556 |  | Not Affected | Not Affected | Not Affected | Not Affected | Not Affected | Not Affected | Not Affected | Not Affected | Not Affected | Not Affected | Not Affected | Not Affected | Not Affected | Not Affected | Not Affected | Not Affected | Not Affected | Not Affected | Not Affected | Not Affected | Not Affected | 0 | 0 | 0 | 0 | 21 | Polygon
Critical Infrastructure | Stormwater Treatment Facilities and Pump Stations | Stormwater Ponds - NHD |  | STFPS_PG_1558 |  | Not Affected | Not Affected | Not Affected | Not Affected | Not Affected | Not Affected | Not Affected | Not Affected | Not Affected | Not Affected | Not Affected | Not Affected | Not Affected | Not Affected | Not Affected | Not Affected | Not Affected | Not Affected | Not Affected | Not Affected | Not Affected | 0 | 0 | 0 | 0 | 21 | Polygon
Critical Infrastructure | Stormwater Treatment Facilities and Pump Stations | Stormwater Ponds - NHD |  | STFPS_PG_1559 |  | Not Affected | Not Affected | Not Affected | Not Affected | Not Affected | Not Affected | Not Affected | Not Affected | Not Affected | Not Affected | Not Affected | Not Affected | Not Affected | Not Affected | Not Affected | Not Affected | Not Affected | Not Affected | Not Affected | Not Affected | Not Affected | 0 | 0 | 0 | 0 | 21 | Polygon
Critical Infrastructure | Stormwater Treatment Facilities and Pump Stations | Stormwater Ponds - NHD |  | STFPS_PG_1560 |  | Not Affected | Not Affected | Not Affected | Not Affected | Not Affected | Not Affected | Not Affected | Not Affected | Not Affected | Not Affected | Not Affected | Not Affected | Not Affected | Not Affected | Not Affected | Not Affected | Not Affected | Not Affected | Not Affected | Not Affected | Not Affected | 0 | 0 | 0 | 0 | 21 | Polygon
Critical Infrastructure | Stormwater Treatment Facilities and Pump Stations | Stormwater Ponds - NHD |  | STFPS_PG_1561 |  | Not Affected | Not Affected | Not Affected | Not Affected | Not Affected | Not Affected | Not Affected | Not Affected | Not Affected | Not Affected | Not Affected | Not Affected | Not Affected | Not Affected | Not Affected | Not Affected | Not Affected | Not Affected | Not Affected | Not Affected | Not Affected | 0 | 0 | 0 | 0 | 21 | Polygon
Critical Infrastructure | Stormwater Treatment Facilities and Pump Stations | Stormwater Ponds - NHD |  | STFPS_PG_1562 |  | Not Affected | Not Affected | Not Affected | Not Affected | Not Affected | Not Affected | Not Affected | Not Affected | Not Affected | Not Affected | Not Affected | Not Affected | Not Affected | Not Affected | Not Affected | Not Affected | Not Affected | Not Affected | Not Affected | Not Affected | Not Affected | 0 | 0 | 0 | 0 | 21 | Polygon
Critical Infrastructure | Stormwater Treatment Facilities and Pump Stations | Stormwater Ponds - NHD |  | STFPS_PG_1563 |  | Not Affected | Not Affected | Not Affected | Not Affected | Not Affected | Not Affected | Not Affected | Not Affected | Not Affected | Not Affected | Not Affected | Not Affected | Not Affected | Not Affected | Not Affected | Not Affected | Not Affected | Not Affected | Not Affected | Not Affected | Not Affected | 0 | 0 | 0 | 0 | 21 | Polygon
Critical Infrastructure | Stormwater Treatment Facilities and Pump Stations | Stormwater Ponds - NHD |  | STFPS_PG_1564 |  | Not Affected | Not Affected | Not Affected | Not Affected | Not Affected | Not Affected | Not Affected | Not Affected | Not Affected | Not Affected | Not Affected | Not Affected | Not Affected | Not Affected | Not Affected | Not Affected | Not Affected | Not Affected | Not Affected | Not Affected | Not Affected | 0 | 0 | 0 | 0 | 21 | Polygon
Critical Infrastructure | Stormwater Treatment Facilities and Pump Stations | Stormwater Ponds - NHD |  | STFPS_PG_1565 |  | Not Affected | Not Affected | Not Affected | Not Affected | Not Affected | Not Affected | Not Affected | Not Affected | Not Affected | Not Affected | Not Affected | Not Affected | Not Affected | Not Affected | Not Affected | Not Affected | Not Affected | Not Affected | Not Affected | Not Affected | Not Affected | 0 | 0 | 0 | 0 | 21 | Polygon
Critical Infrastructure | Stormwater Treatment Facilities and Pump Stations | Stormwater Ponds - NHD |  | STFPS_PG_1566 |  | Not Affected | Not Affected | Not Affected | Not Affected | Not Affected | Not Affected | Not Affected | Not Affected | Not Affected | Not Affected | Not Affected | Not Affected | Not Affected | Not Affected | Not Affected | Not Affected | Not Affected | Not Affected | Not Affected | Not Affected | Not Affected | 0 | 0 | 0 | 0 | 21 | Polygon
Critical Infrastructure | Stormwater Treatment Facilities and Pump Stations | Stormwater Ponds - NHD |  | STFPS_PG_1567 |  | Not Affected | Not Affected | Not Affected | Not Affected | Not Affected | Not Affected | Not Affected | Not Affected | Not Affected | Not Affected | Not Affected | Not Affected | Not Affected | Not Affected | Not Affected | Not Affected | Not Affected | Not Affected | Not Affected | Not Affected | Not Affected | 0 | 0 | 0 | 0 | 21 | Polygon
Critical Infrastructure | Stormwater Treatment Facilities and Pump Stations | Stormwater Ponds - NHD |  | STFPS_PG_1568 |  | Not Affected | Not Affected | Not Affected | Not Affected | Not Affected | Not Affected | Not Affected | Not Affected | Not Affected | Not Affected | Not Affected | Not Affected | Not Affected | Not Affected | Not Affected | Not Affected | Not Affected | Not Affected | Not Affected | Not Affected | Not Affected | 0 | 0 | 0 | 0 | 21 | Polygon
Critical Infrastructure | Stormwater Treatment Facilities and Pump Stations | Stormwater Ponds - NHD |  | STFPS_PG_1569 |  | Not Affected | Not Affected | Not Affected | Not Affected | Not Affected | Not Affected | Not Affected | Not Affected | Not Affected | Not Affected | Not Affected | Not Affected | Not Affected | Not Affected | Not Affected | Not Affected | Not Affected | Not Affected | Not Affected | Not Affected | Not Affected | 0 | 0 | 0 | 0 | 21 | Polygon
Critical Infrastructure | Stormwater Treatment Facilities and Pump Stations | Stormwater Ponds - NHD |  | STFPS_PG_1570 |  | Not Affected | Not Affected | Not Affected | Not Affected | Not Affected | Not Affected | Not Affected | Not Affected | Not Affected | Not Affected | Not Affected | Not Affected | Not Affected | Not Affected | Not Affected | Not Affected | Not Affected | Not Affected | Not Affected | Not Affected | Not Affected | 0 | 0 | 0 | 0 | 21 | Polygon
Critical Infrastructure | Stormwater Treatment Facilities and Pump Stations | Stormwater Ponds - NHD |  | STFPS_PG_1571 |  | Not Affected | Not Affected | Not Affected | Not Affected | Not Affected | Not Affected | Not Affected | Not Affected | Not Affected | Not Affected | Not Affected | Not Affected | Not Affected | Not Affected | Not Affected | Not Affected | Not Affected | Not Affected | Not Affected | Not Affected | Not Affected | 0 | 0 | 0 | 0 | 21 | Polygon
Critical Infrastructure | Stormwater Treatment Facilities and Pump Stations | Stormwater Ponds - NHD |  | STFPS_PG_1572 |  | Not Affected | Not Affected | Not Affected | Not Affected | Not Affected | Not Affected | Not Affected | Not Affected | Not Affected | Not Affected | Not Affected | Not Affected | Not Affected | Not Affected | Not Affected | Not Affected | Not Affected | Not Affected | Not Affected | Not Affected | Not Affected | 0 | 0 | 0 | 0 | 21 | Polygon
Critical Infrastructure | Stormwater Treatment Facilities and Pump Stations | Stormwater Ponds - NHD |  | STFPS_PG_1573 |  | Not Affected | Not Affected | Not Affected | Not Affected | Not Affected | Not Affected | Not Affected | Not Affected | Not Affected | Not Affected | Not Affected | Not Affected | Not Affected | Not Affected | Not Affected | Not Affected | Not Affected | Not Affected | Not Affected | Not Affected | Not Affected | 0 | 0 | 0 | 0 | 21 | Polygon
Critical Infrastructure | Stormwater Treatment Facilities and Pump Stations | Stormwater Ponds - NHD |  | STFPS_PG_1574 |  | Not Affected | Not Affected | Not Affected | Not Affected | Not Affected | Not Affected | Not Affected | Not Affected | Not Affected | Not Affected | Not Affected | Not Affected | Not Affected | Not Affected | Not Affected | Not Affected | Not Affected | Not Affected | Not Affected | Not Affected | Not Affected | 0 | 0 | 0 | 0 | 21 | Polygon
Critical Infrastructure | Stormwater Treatment Facilities and Pump Stations | Stormwater Ponds - NHD |  | STFPS_PG_1575 |  | Not Affected | Not Affected | Not Affected | Not Affected | Not Affected | Not Affected | Not Affected | Not Affected | Not Affected | Not Affected | Not Affected | Not Affected | Not Affected | Not Affected | Not Affected | Not Affected | Not Affected | Not Affected | Not Affected | Not Affected | Not Affected | 0 | 0 | 0 | 0 | 21 | Polygon
Critical Infrastructure | Stormwater Treatment Facilities and Pump Stations | Stormwater Ponds - NHD |  | STFPS_PG_1576 |  | Not Affected | Not Affected | Not Affected | Not Affected | Not Affected | Not Affected | Not Affected | Not Affected | Not Affected | Not Affected | Not Affected | Not Affected | Not Affected | Not Affected | Not Affected | Not Affected | Not Affected | Not Affected | Not Affected | Not Affected | Not Affected | 0 | 0 | 0 | 0 | 21 | Polygon
Critical Infrastructure | Stormwater Treatment Facilities and Pump Stations | Stormwater Ponds - NHD |  | STFPS_PG_1577 |  | Not Affected | Not Affected | Not Affected | Not Affected | Not Affected | Not Affected | Not Affected | Not Affected | Not Affected | Not Affected | Not Affected | Not Affected | Not Affected | Not Affected | Not Affected | Not Affected | Not Affected | Not Affected | Not Affected | Not Affected | Not Affected | 0 | 0 | 0 | 0 | 21 | Polygon
Critical Infrastructure | Stormwater Treatment Facilities and Pump Stations | Stormwater Ponds - NHD |  | STFPS_PG_1578 |  | Not Affected | Not Affected | Not Affected | Not Affected | Not Affected | Not Affected | Not Affected | Not Affected | Not Affected | Not Affected | Not Affected | Not Affected | Not Affected | Not Affected | Not Affected | Not Affected | Not Affected | Not Affected | Not Affected | Not Affected | Not Affected | 0 | 0 | 0 | 0 | 21 | Polygon
Critical Infrastructure | Stormwater Treatment Facilities and Pump Stations | Stormwater Ponds - NHD |  | STFPS_PG_1579 |  | Not Affected | Not Affected | Not Affected | Not Affected | Not Affected | Not Affected | Not Affected | Not Affected | Not Affected | Not Affected | Not Affected | Not Affected | Not Affected | Not Affected | Not Affected | Not Affected | Not Affected | Not Affected | Not Affected | Not Affected | Not Affected | 0 | 0 | 0 | 0 | 21 | Polygon
Critical Infrastructure | Stormwater Treatment Facilities and Pump Stations | Stormwater Ponds - NHD |  | STFPS_PG_1580 |  | Not Affected | Not Affected | Not Affected | Not Affected | Not Affected | Not Affected | Not Affected | Not Affected | Not Affected | Not Affected | Not Affected | Not Affected | Not Affected | Not Affected | Not Affected | Not Affected | Not Affected | Not Affected | Not Affected | Not Affected | Not Affected | 0 | 0 | 0 | 0 | 21 | Polygon
Critical Infrastructure | Stormwater Treatment Facilities and Pump Stations | Stormwater Ponds - NHD |  | STFPS_PG_1581 |  | Not Affected | Not Affected | Not Affected | Not Affected | Not Affected | Not Affected | Not Affected | Not Affected | Not Affected | Not Affected | Not Affected | Not Affected | Not Affected | Not Affected | Not Affected | Not Affected | Not Affected | Not Affected | Not Affected | Not Affected | Not Affected | 0 | 0 | 0 | 0 | 21 | Polygon
Critical Infrastructure | Stormwater Treatment Facilities and Pump Stations | Stormwater Ponds - NHD |  | STFPS_PG_1582 |  | Not Affected | Not Affected | Not Affected | Not Affected | Not Affected | Not Affected | Not Affected | Not Affected | Not Affected | Not Affected | Not Affected | Not Affected | Not Affected | Not Affected | Not Affected | Not Affected | Not Affected | Not Affected | Not Affected | Not Affected | Not Affected | 0 | 0 | 0 | 0 | 21 | Polygon
Critical Infrastructure | Stormwater Treatment Facilities and Pump Stations | Stormwater Ponds - NHD |  | STFPS_PG_1583 |  | Not Affected | Not Affected | Not Affected | Not Affected | Not Affected | Not Affected | Not Affected | Not Affected | Not Affected | Not Affected | Not Affected | Not Affected | Not Affected | Not Affected | Not Affected | Not Affected | Not Affected | Not Affected | Not Affected | Not Affected | Not Affected | 0 | 0 | 0 | 0 | 21 | Polygon
Critical Infrastructure | Stormwater Treatment Facilities and Pump Stations | Stormwater Ponds - NHD |  | STFPS_PG_1584 |  | Not Affected | Not Affected | Not Affected | Not Affected | Not Affected | Not Affected | Not Affected | Not Affected | Not Affected | Not Affected | Not Affected | Not Affected | Not Affected | Not Affected | Not Affected | Not Affected | Not Affected | Not Affected | Not Affected | Not Affected | Not Affected | 0 | 0 | 0 | 0 | 21 | Polygon
Critical Infrastructure | Stormwater Treatment Facilities and Pump Stations | Stormwater Ponds - NHD |  | STFPS_PG_1585 |  | Not Affected | Not Affected | Not Affected | Not Affected | Not Affected | Not Affected | Not Affected | Not Affected | Not Affected | Not Affected | Not Affected | Not Affected | Not Affected | Not Affected | Not Affected | Not Affected | Not Affected | Not Affected | Not Affected | Not Affected | Not Affected | 0 | 0 | 0 | 0 | 21 | Polygon
Critical Infrastructure | Stormwater Treatment Facilities and Pump Stations | Stormwater Ponds - NHD |  | STFPS_PG_1586 |  | Not Affected | Not Affected | Not Affected | Not Affected | Not Affected | Not Affected | Not Affected | Not Affected | Not Affected | Not Affected | Not Affected | Not Affected | Not Affected | Not Affected | Not Affected | Not Affected | Not Affected | Not Affected | Not Affected | Not Affected | Not Affected | 0 | 0 | 0 | 0 | 21 | Polygon
Critical Infrastructure | Stormwater Treatment Facilities and Pump Stations | Stormwater Ponds - NHD |  | STFPS_PG_1588 |  | Not Affected | Not Affected | Not Affected | Not Affected | Not Affected | Not Affected | Not Affected | Not Affected | Not Affected | Not Affected | Not Affected | Not Affected | Not Affected | Not Affected | Not Affected | Not Affected | Not Affected | Not Affected | Not Affected | Not Affected | Not Affected | 0 | 0 | 0 | 0 | 21 | Polygon
Critical Infrastructure | Stormwater Treatment Facilities and Pump Stations | Stormwater Ponds - NHD |  | STFPS_PG_1589 |  | Not Affected | Not Affected | Not Affected | Not Affected | Not Affected | Not Affected | Not Affected | Not Affected | Not Affected | Not Affected | Not Affected | Not Affected | Not Affected | Not Affected | Not Affected | Not Affected | Not Affected | Not Affected | Not Affected | Not Affected | Not Affected | 0 | 0 | 0 | 0 | 21 | Polygon
Critical Infrastructure | Stormwater Treatment Facilities and Pump Stations | Stormwater Ponds - NHD |  | STFPS_PG_1590 |  | Not Affected | Not Affected | Not Affected | Not Affected | Not Affected | Not Affected | Not Affected | Not Affected | Not Affected | Not Affected | Not Affected | Not Affected | Not Affected | Not Affected | Not Affected | Not Affected | Not Affected | Not Affected | Not Affected | Not Affected | Not Affected | 0 | 0 | 0 | 0 | 21 | Polygon
Critical Infrastructure | Stormwater Treatment Facilities and Pump Stations | Stormwater Ponds - NHD |  | STFPS_PG_1591 |  | Not Affected | Not Affected | Not Affected | Not Affected | Not Affected | Not Affected | Not Affected | Not Affected | Not Affected | Not Affected | Not Affected | Not Affected | Not Affected | Not Affected | Not Affected | Not Affected | Not Affected | Not Affected | Not Affected | Not Affected | Not Affected | 0 | 0 | 0 | 0 | 21 | Polygon
Critical Infrastructure | Stormwater Treatment Facilities and Pump Stations | Stormwater Ponds - NHD |  | STFPS_PG_1593 |  | Not Affected | Not Affected | Not Affected | Not Affected | Not Affected | Not Affected | Not Affected | Not Affected | Not Affected | Not Affected | Not Affected | Not Affected | Not Affected | Not Affected | Not Affected | Not Affected | Not Affected | Not Affected | Not Affected | Not Affected | Not Affected | 0 | 0 | 0 | 0 | 21 | Polygon
Critical Infrastructure | Stormwater Treatment Facilities and Pump Stations | Stormwater Ponds - NHD |  | STFPS_PG_1594 |  | Not Affected | Not Affected | Not Affected | Not Affected | Not Affected | Not Affected | Not Affected | Not Affected | Not Affected | Not Affected | Not Affected | Not Affected | Not Affected | Not Affected | Not Affected | Not Affected | Not Affected | Not Affected | Not Affected | Not Affected | Not Affected | 0 | 0 | 0 | 0 | 21 | Polygon
Critical Infrastructure | Stormwater Treatment Facilities and Pump Stations | Stormwater Ponds - NHD |  | STFPS_PG_1596 |  | Not Affected | Not Affected | Not Affected | Not Affected | Not Affected | Not Affected | Not Affected | Not Affected | Not Affected | Not Affected | Not Affected | Not Affected | Not Affected | Not Affected | Not Affected | Not Affected | Not Affected | Not Affected | Not Affected | Not Affected | Not Affected | 0 | 0 | 0 | 0 | 21 | Polygon
Critical Infrastructure | Stormwater Treatment Facilities and Pump Stations | Stormwater Ponds - NHD |  | STFPS_PG_1597 |  | Not Affected | Not Affected | Not Affected | Not Affected | Not Affected | Not Affected | Not Affected | Not Affected | Not Affected | Not Affected | Not Affected | Not Affected | Not Affected | Not Affected | Not Affected | Not Affected | Not Affected | Not Affected | Not Affected | Not Affected | Not Affected | 0 | 0 | 0 | 0 | 21 | Polygon
Critical Infrastructure | Stormwater Treatment Facilities and Pump Stations | Stormwater Ponds - NHD |  | STFPS_PG_1598 |  | Not Affected | Not Affected | Not Affected | Not Affected | Not Affected | Not Affected | Not Affected | Not Affected | Not Affected | Not Affected | Not Affected | Not Affected | Not Affected | Not Affected | Not Affected | Not Affected | Not Affected | Not Affected | Not Affected | Not Affected | Not Affected | 0 | 0 | 0 | 0 | 21 | Polygon
Critical Infrastructure | Stormwater Treatment Facilities and Pump Stations | Stormwater Ponds - NHD |  | STFPS_PG_1600 |  | Not Affected | Not Affected | Not Affected | Not Affected | Not Affected | Not Affected | Not Affected | Not Affected | Not Affected | Not Affected | Not Affected | Not Affected | Not Affected | Not Affected | Not Affected | Not Affected | Not Affected | Not Affected | Not Affected | Not Affected | Not Affected | 0 | 0 | 0 | 0 | 21 | Polygon
Critical Infrastructure | Stormwater Treatment Facilities and Pump Stations | Stormwater Ponds - NHD |  | STFPS_PG_1602 |  | Not Affected | Not Affected | Not Affected | Not Affected | Not Affected | Not Affected | Not Affected | Not Affected | Not Affected | Not Affected | Not Affected | Not Affected | Not Affected | Not Affected | Not Affected | Not Affected | Not Affected | Not Affected | Not Affected | Not Affected | Not Affected | 0 | 0 | 0 | 0 | 21 | Polygon
Critical Infrastructure | Stormwater Treatment Facilities and Pump Stations | Stormwater Ponds - NHD |  | STFPS_PG_1604 |  | Not Affected | Not Affected | Not Affected | Not Affected | Not Affected | Not Affected | Not Affected | Not Affected | Not Affected | Not Affected | Not Affected | Not Affected | Not Affected | Not Affected | Not Affected | Not Affected | Not Affected | Not Affected | Not Affected | Not Affected | Not Affected | 0 | 0 | 0 | 0 | 21 | Polygon
Critical Infrastructure | Stormwater Treatment Facilities and Pump Stations | Stormwater Ponds - NHD |  | STFPS_PG_1605 |  | Not Affected | Not Affected | Not Affected | Not Affected | Not Affected | Not Affected | Not Affected | Not Affected | Not Affected | Not Affected | Not Affected | Not Affected | Not Affected | Not Affected | Not Affected | Not Affected | Not Affected | Not Affected | Not Affected | Not Affected | Not Affected | 0 | 0 | 0 | 0 | 21 | Polygon
Critical Infrastructure | Stormwater Treatment Facilities and Pump Stations | Stormwater Ponds - NHD |  | STFPS_PG_1607 |  | Not Affected | Not Affected | Not Affected | Not Affected | Not Affected | Not Affected | Not Affected | Not Affected | Not Affected | Not Affected | Not Affected | Not Affected | Not Affected | Not Affected | Not Affected | Not Affected | Not Affected | Not Affected | Not Affected | Not Affected | Not Affected | 0 | 0 | 0 | 0 | 21 | Polygon
Critical Infrastructure | Stormwater Treatment Facilities and Pump Stations | Stormwater Ponds - NHD |  | STFPS_PG_1608 |  | Not Affected | Not Affected | Not Affected | Not Affected | Not Affected | Not Affected | Not Affected | Not Affected | Not Affected | Not Affected | Not Affected | Not Affected | Not Affected | Not Affected | Not Affected | Not Affected | Not Affected | Not Affected | Not Affected | Not Affected | Not Affected | 0 | 0 | 0 | 0 | 21 | Polygon
Critical Infrastructure | Stormwater Treatment Facilities and Pump Stations | Stormwater Ponds - NHD |  | STFPS_PG_1609 |  | Not Affected | Not Affected | Not Affected | Not Affected | Not Affected | Not Affected | Not Affected | Not Affected | Not Affected | Not Affected | Not Affected | Not Affected | Not Affected | Not Affected | Not Affected | Not Affected | Not Affected | Not Affected | Not Affected | Not Affected | Not Affected | 0 | 0 | 0 | 0 | 21 | Polygon
Critical Infrastructure | Stormwater Treatment Facilities and Pump Stations | Stormwater Ponds - NHD |  | STFPS_PG_1611 |  | Not Affected | Not Affected | Not Affected | Not Affected | Not Affected | Not Affected | Not Affected | Not Affected | Not Affected | Not Affected | Not Affected | Not Affected | Not Affected | Not Affected | Not Affected | Not Affected | Not Affected | Not Affected | Not Affected | Not Affected | Not Affected | 0 | 0 | 0 | 0 | 21 | Polygon
Critical Infrastructure | Stormwater Treatment Facilities and Pump Stations | Stormwater Ponds - NHD |  | STFPS_PG_1612 |  | Not Affected | Not Affected | Not Affected | Not Affected | Not Affected | Not Affected | Not Affected | Not Affected | Not Affected | Not Affected | Not Affected | Not Affected | Not Affected | Not Affected | Not Affected | Not Affected | Not Affected | Not Affected | Not Affected | Not Affected | Not Affected | 0 | 0 | 0 | 0 | 21 | Polygon
Critical Infrastructure | Stormwater Treatment Facilities and Pump Stations | Stormwater Ponds - NHD |  | STFPS_PG_1613 |  | Not Affected | Not Affected | Not Affected | Not Affected | Not Affected | Not Affected | Not Affected | Not Affected | Not Affected | Not Affected | Not Affected | Not Affected | Not Affected | Not Affected | Not Affected | Not Affected | Not Affected | Not Affected | Not Affected | Not Affected | Not Affected | 0 | 0 | 0 | 0 | 21 | Polygon
Critical Infrastructure | Stormwater Treatment Facilities and Pump Stations | Stormwater Ponds - NHD |  | STFPS_PG_1614 |  | Not Affected | Not Affected | Not Affected | Not Affected | Not Affected | Not Affected | Not Affected | Not Affected | Not Affected | Not Affected | Not Affected | Not Affected | Not Affected | Not Affected | Not Affected | Not Affected | Not Affected | Not Affected | Not Affected | Not Affected | Not Affected | 0 | 0 | 0 | 0 | 21 | Polygon
Critical Infrastructure | Stormwater Treatment Facilities and Pump Stations | Stormwater Ponds - NHD |  | STFPS_PG_1616 |  | Not Affected | Not Affected | Not Affected | Not Affected | Not Affected | Not Affected | Not Affected | Not Affected | Not Affected | Not Affected | Not Affected | Not Affected | Not Affected | Not Affected | Not Affected | Not Affected | Not Affected | Not Affected | Not Affected | Not Affected | Not Affected | 0 | 0 | 0 | 0 | 21 | Polygon
Critical Infrastructure | Stormwater Treatment Facilities and Pump Stations | Stormwater Ponds - NHD |  | STFPS_PG_1617 |  | Not Affected | Not Affected | Not Affected | Not Affected | Not Affected | Not Affected | Not Affected | Not Affected | Not Affected | Not Affected | Not Affected | Not Affected | Not Affected | Not Affected | Not Affected | Not Affected | Not Affected | Not Affected | Not Affected | Not Affected | Not Affected | 0 | 0 | 0 | 0 | 21 | Polygon
Critical Infrastructure | Stormwater Treatment Facilities and Pump Stations | Stormwater Ponds - NHD |  | STFPS_PG_1618 |  | Not Affected | Not Affected | Not Affected | Not Affected | Not Affected | Not Affected | Not Affected | Not Affected | Not Affected | Not Affected | Not Affected | Not Affected | Not Affected | Not Affected | Not Affected | Not Affected | Not Affected | Not Affected | Not Affected | Not Affected | Not Affected | 0 | 0 | 0 | 0 | 21 | Polygon
Critical Infrastructure | Stormwater Treatment Facilities and Pump Stations | Stormwater Ponds - NHD |  | STFPS_PG_1619 |  | Not Affected | Not Affected | Not Affected | Not Affected | Not Affected | Not Affected | Not Affected | Not Affected | Not Affected | Not Affected | Not Affected | Not Affected | Not Affected | Not Affected | Not Affected | Not Affected | Not Affected | Not Affected | Not Affected | Not Affected | Not Affected | 0 | 0 | 0 | 0 | 21 | Polygon
Critical Infrastructure | Stormwater Treatment Facilities and Pump Stations | Stormwater Ponds - NHD |  | STFPS_PG_1620 |  | Not Affected | Not Affected | Not Affected | Not Affected | Not Affected | Not Affected | Not Affected | Not Affected | Not Affected | Not Affected | Not Affected | Not Affected | Not Affected | Not Affected | Not Affected | Not Affected | Not Affected | Not Affected | Not Affected | Not Affected | Not Affected | 0 | 0 | 0 | 0 | 21 | Polygon
Critical Infrastructure | Stormwater Treatment Facilities and Pump Stations | Stormwater Ponds - NHD |  | STFPS_PG_1622 |  | Not Affected | Not Affected | Not Affected | Not Affected | Not Affected | Not Affected | Not Affected | Not Affected | Not Affected | Not Affected | Not Affected | Not Affected | Not Affected | Not Affected | Not Affected | Not Affected | Not Affected | Not Affected | Not Affected | Not Affected | Not Affected | 0 | 0 | 0 | 0 | 21 | Polygon
Critical Infrastructure | Stormwater Treatment Facilities and Pump Stations | Stormwater Ponds - NHD |  | STFPS_PG_1623 |  | Not Affected | Not Affected | Not Affected | Not Affected | Not Affected | Not Affected | Not Affected | Not Affected | Not Affected | Not Affected | Not Affected | Not Affected | Not Affected | Not Affected | Not Affected | Not Affected | Not Affected | Not Affected | Not Affected | Not Affected | Not Affected | 0 | 0 | 0 | 0 | 21 | Polygon
Critical Infrastructure | Stormwater Treatment Facilities and Pump Stations | Stormwater Ponds - NHD |  | STFPS_PG_1624 |  | Not Affected | Not Affected | Not Affected | Not Affected | Not Affected | Not Affected | Not Affected | Not Affected | Not Affected | Not Affected | Not Affected | Not Affected | Not Affected | Not Affected | Not Affected | Not Affected | Not Affected | Not Affected | Not Affected | Not Affected | Not Affected | 0 | 0 | 0 | 0 | 21 | Polygon
Critical Infrastructure | Stormwater Treatment Facilities and Pump Stations | Stormwater Ponds - NHD |  | STFPS_PG_1625 |  | Not Affected | Not Affected | Not Affected | Not Affected | Not Affected | Not Affected | Not Affected | Not Affected | Not Affected | Not Affected | Not Affected | Not Affected | Not Affected | Not Affected | Not Affected | Not Affected | Not Affected | Not Affected | Not Affected | Not Affected | Not Affected | 0 | 0 | 0 | 0 | 21 | Polygon
Critical Infrastructure | Stormwater Treatment Facilities and Pump Stations | Stormwater Ponds - NHD |  | STFPS_PG_1626 |  | Not Affected | Not Affected | Not Affected | Not Affected | Not Affected | Not Affected | Not Affected | Not Affected | Not Affected | Not Affected | Not Affected | Not Affected | Not Affected | Not Affected | Not Affected | Not Affected | Not Affected | Not Affected | Not Affected | Not Affected | Not Affected | 0 | 0 | 0 | 0 | 21 | Polygon
Critical Infrastructure | Stormwater Treatment Facilities and Pump Stations | Stormwater Ponds - NHD |  | STFPS_PG_1627 |  | Not Affected | Not Affected | Not Affected | Not Affected | Not Affected | Not Affected | Not Affected | Not Affected | Not Affected | Not Affected | Not Affected | Not Affected | Not Affected | Not Affected | Not Affected | Not Affected | Not Affected | Not Affected | Not Affected | Not Affected | Not Affected | 0 | 0 | 0 | 0 | 21 | Polygon
Critical Infrastructure | Stormwater Treatment Facilities and Pump Stations | Stormwater Ponds - NHD |  | STFPS_PG_1628 |  | Not Affected | Not Affected | Not Affected | Not Affected | Not Affected | Not Affected | Not Affected | Not Affected | Not Affected | Not Affected | Not Affected | Not Affected | Not Affected | Not Affected | Not Affected | Not Affected | Not Affected | Not Affected | Not Affected | Not Affected | Not Affected | 0 | 0 | 0 | 0 | 21 | Polygon
Critical Infrastructure | Stormwater Treatment Facilities and Pump Stations | Stormwater Ponds - NHD |  | STFPS_PG_1629 |  | Not Affected | Not Affected | Not Affected | Not Affected | Not Affected | Not Affected | Not Affected | Not Affected | Not Affected | Not Affected | Not Affected | Not Affected | Not Affected | Not Affected | Not Affected | Not Affected | Not Affected | Not Affected | Not Affected | Not Affected | Not Affected | 0 | 0 | 0 | 0 | 21 | Polygon
Critical Infrastructure | Stormwater Treatment Facilities and Pump Stations | Stormwater Ponds - NHD |  | STFPS_PG_1630 |  | Not Affected | Not Affected | Not Affected | Not Affected | Not Affected | Not Affected | Not Affected | Not Affected | Not Affected | Not Affected | Not Affected | Not Affected | Not Affected | Not Affected | Not Affected | Not Affected | Not Affected | Not Affected | Not Affected | Not Affected | Not Affected | 0 | 0 | 0 | 0 | 21 | Polygon
Critical Infrastructure | Stormwater Treatment Facilities and Pump Stations | Stormwater Ponds - NHD |  | STFPS_PG_1631 |  | Not Affected | Not Affected | Not Affected | Not Affected | Not Affected | Not Affected | Not Affected | Not Affected | Not Affected | Not Affected | Not Affected | Not Affected | Not Affected | Not Affected | Not Affected | Not Affected | Not Affected | Not Affected | Not Affected | Not Affected | Not Affected | 0 | 0 | 0 | 0 | 21 | Polygon
Critical Infrastructure | Stormwater Treatment Facilities and Pump Stations | Stormwater Ponds - NHD |  | STFPS_PG_1632 |  | Not Affected | Not Affected | Not Affected | Not Affected | Not Affected | Not Affected | Not Affected | Not Affected | Not Affected | Not Affected | Not Affected | Not Affected | Not Affected | Not Affected | Not Affected | Not Affected | Not Affected | Not Affected | Not Affected | Not Affected | Not Affected | 0 | 0 | 0 | 0 | 21 | Polygon
Critical Infrastructure | Stormwater Treatment Facilities and Pump Stations | Stormwater Ponds - NHD |  | STFPS_PG_1633 |  | Not Affected | Not Affected | Not Affected | Not Affected | Not Affected | Not Affected | Not Affected | Not Affected | Not Affected | Not Affected | Not Affected | Not Affected | Not Affected | Not Affected | Not Affected | Not Affected | Not Affected | Not Affected | Not Affected | Not Affected | Not Affected | 0 | 0 | 0 | 0 | 21 | Polygon
Critical Infrastructure | Stormwater Treatment Facilities and Pump Stations | Stormwater Ponds - NHD |  | STFPS_PG_1634 |  | Not Affected | Not Affected | Not Affected | Not Affected | Not Affected | Not Affected | Not Affected | Not Affected | Not Affected | Not Affected | Not Affected | Not Affected | Not Affected | Not Affected | Not Affected | Not Affected | Not Affected | Not Affected | Not Affected | Not Affected | Not Affected | 0 | 0 | 0 | 0 | 21 | Polygon
Critical Infrastructure | Stormwater Treatment Facilities and Pump Stations | Stormwater Ponds - NHD |  | STFPS_PG_1635 |  | Not Affected | Not Affected | Not Affected | Not Affected | Not Affected | Not Affected | Not Affected | Not Affected | Not Affected | Not Affected | Not Affected | Not Affected | Not Affected | Not Affected | Not Affected | Not Affected | Not Affected | Not Affected | Not Affected | Not Affected | Not Affected | 0 | 0 | 0 | 0 | 21 | Polygon
Critical Infrastructure | Stormwater Treatment Facilities and Pump Stations | Stormwater Ponds - NHD |  | STFPS_PG_1636 |  | Not Affected | Not Affected | Not Affected | Not Affected | Not Affected | Not Affected | Not Affected | Not Affected | Not Affected | Not Affected | Not Affected | Not Affected | Not Affected | Not Affected | Not Affected | Not Affected | Not Affected | Not Affected | Not Affected | Not Affected | Not Affected | 0 | 0 | 0 | 0 | 21 | Polygon
Critical Infrastructure | Stormwater Treatment Facilities and Pump Stations | Stormwater Ponds - NHD |  | STFPS_PG_1637 |  | Not Affected | Not Affected | Not Affected | Not Affected | Not Affected | Not Affected | Not Affected | Not Affected | Not Affected | Not Affected | Not Affected | Not Affected | Not Affected | Not Affected | Not Affected | Not Affected | Not Affected | Not Affected | Not Affected | Not Affected | Not Affected | 0 | 0 | 0 | 0 | 21 | Polygon
Critical Infrastructure | Stormwater Treatment Facilities and Pump Stations | Stormwater Ponds - NHD |  | STFPS_PG_1638 |  | Not Affected | Not Affected | Not Affected | Not Affected | Not Affected | Not Affected | Not Affected | Not Affected | Not Affected | Not Affected | Not Affected | Not Affected | Not Affected | Not Affected | Not Affected | Not Affected | Not Affected | Not Affected | Not Affected | Not Affected | Not Affected | 0 | 0 | 0 | 0 | 21 | Polygon
Critical Infrastructure | Stormwater Treatment Facilities and Pump Stations | Stormwater Ponds - NHD |  | STFPS_PG_1639 |  | Not Affected | Not Affected | Not Affected | Not Affected | Not Affected | Not Affected | Not Affected | Not Affected | Not Affected | Not Affected | Not Affected | Not Affected | Not Affected | Not Affected | Not Affected | Not Affected | Not Affected | Not Affected | Not Affected | Not Affected | Not Affected | 0 | 0 | 0 | 0 | 21 | Polygon
Critical Infrastructure | Stormwater Treatment Facilities and Pump Stations | Stormwater Ponds - NHD |  | STFPS_PG_1640 |  | Not Affected | Not Affected | Not Affected | Not Affected | Not Affected | Not Affected | Not Affected | Not Affected | Not Affected | Not Affected | Not Affected | Not Affected | Not Affected | Not Affected | Not Affected | Not Affected | Not Affected | Not Affected | Not Affected | Not Affected | Not Affected | 0 | 0 | 0 | 0 | 21 | Polygon
Critical Infrastructure | Stormwater Treatment Facilities and Pump Stations | Stormwater Ponds - NHD |  | STFPS_PG_1641 |  | Not Affected | Not Affected | Not Affected | Not Affected | Not Affected | Not Affected | Not Affected | Not Affected | Not Affected | Not Affected | Not Affected | Not Affected | Not Affected | Not Affected | Not Affected | Not Affected | Not Affected | Not Affected | Not Affected | Not Affected | Not Affected | 0 | 0 | 0 | 0 | 21 | Polygon
Critical Infrastructure | Stormwater Treatment Facilities and Pump Stations | Stormwater Ponds - NHD |  | STFPS_PG_1642 |  | Not Affected | Not Affected | Not Affected | Not Affected | Not Affected | Not Affected | Not Affected | Not Affected | Not Affected | Not Affected | Not Affected | Not Affected | Not Affected | Not Affected | Not Affected | Not Affected | Not Affected | Not Affected | Not Affected | Not Affected | Not Affected | 0 | 0 | 0 | 0 | 21 | Polygon
Critical Infrastructure | Stormwater Treatment Facilities and Pump Stations | Stormwater Ponds - NHD |  | STFPS_PG_1644 |  | Not Affected | Not Affected | Not Affected | Not Affected | Not Affected | Not Affected | Not Affected | Not Affected | Not Affected | Not Affected | Not Affected | Not Affected | Not Affected | Not Affected | Not Affected | Not Affected | Not Affected | Not Affected | Not Affected | Not Affected | Not Affected | 0 | 0 | 0 | 0 | 21 | Polygon
Critical Infrastructure | Stormwater Treatment Facilities and Pump Stations | Stormwater Ponds - NHD |  | STFPS_PG_1645 |  | Not Affected | Not Affected | Not Affected | Not Affected | Not Affected | Not Affected | Not Affected | Not Affected | Not Affected | Not Affected | Not Affected | Not Affected | Not Affected | Not Affected | Not Affected | Not Affected | Not Affected | Not Affected | Not Affected | Not Affected | Not Affected | 0 | 0 | 0 | 0 | 21 | Polygon
Critical Infrastructure | Stormwater Treatment Facilities and Pump Stations | Stormwater Ponds - NHD |  | STFPS_PG_1646 |  | Not Affected | Not Affected | Not Affected | Not Affected | Not Affected | Not Affected | Not Affected | Not Affected | Not Affected | Not Affected | Not Affected | Not Affected | Not Affected | Not Affected | Not Affected | Not Affected | Not Affected | Not Affected | Not Affected | Not Affected | Not Affected | 0 | 0 | 0 | 0 | 21 | Polygon
Critical Infrastructure | Stormwater Treatment Facilities and Pump Stations | Stormwater Ponds - NHD |  | STFPS_PG_1647 |  | Not Affected | Not Affected | Not Affected | Not Affected | Not Affected | Not Affected | Not Affected | Not Affected | Not Affected | Not Affected | Not Affected | Not Affected | Not Affected | Not Affected | Not Affected | Not Affected | Not Affected | Not Affected | Not Affected | Not Affected | Not Affected | 0 | 0 | 0 | 0 | 21 | Polygon
Critical Infrastructure | Stormwater Treatment Facilities and Pump Stations | Stormwater Ponds - NHD |  | STFPS_PG_1648 |  | Not Affected | Not Affected | Not Affected | Not Affected | Not Affected | Not Affected | Not Affected | Not Affected | Not Affected | Not Affected | Not Affected | Not Affected | Not Affected | Not Affected | Not Affected | Not Affected | Not Affected | Not Affected | Not Affected | Not Affected | Not Affected | 0 | 0 | 0 | 0 | 21 | Polygon
Critical Infrastructure | Stormwater Treatment Facilities and Pump Stations | Stormwater Ponds - NHD |  | STFPS_PG_1649 |  | Not Affected | Not Affected | Not Affected | Not Affected | Not Affected | Not Affected | Not Affected | Not Affected | Not Affected | Not Affected | Not Affected | Not Affected | Not Affected | Not Affected | Not Affected | Not Affected | Not Affected | Not Affected | Not Affected | Not Affected | Not Affected | 0 | 0 | 0 | 0 | 21 | Polygon
Critical Infrastructure | Stormwater Treatment Facilities and Pump Stations | Stormwater Ponds - NHD |  | STFPS_PG_1650 |  | Not Affected | Not Affected | Not Affected | Not Affected | Not Affected | Not Affected | Not Affected | Not Affected | Not Affected | Not Affected | Not Affected | Not Affected | Not Affected | Not Affected | Not Affected | Not Affected | Not Affected | Not Affected | Not Affected | Not Affected | Not Affected | 0 | 0 | 0 | 0 | 21 | Polygon
Critical Infrastructure | Stormwater Treatment Facilities and Pump Stations | Stormwater Ponds - NHD |  | STFPS_PG_1652 |  | Not Affected | Not Affected | Not Affected | Not Affected | Not Affected | Not Affected | Not Affected | Not Affected | Not Affected | Not Affected | Not Affected | Not Affected | Not Affected | Not Affected | Not Affected | Not Affected | Not Affected | Not Affected | Not Affected | Not Affected | Not Affected | 0 | 0 | 0 | 0 | 21 | Polygon
Critical Infrastructure | Stormwater Treatment Facilities and Pump Stations | Stormwater Ponds - NHD |  | STFPS_PG_1653 |  | Not Affected | Not Affected | Not Affected | Not Affected | Not Affected | Not Affected | Not Affected | Not Affected | Not Affected | Not Affected | Not Affected | Not Affected | Not Affected | Not Affected | Not Affected | Not Affected | Not Affected | Not Affected | Not Affected | Not Affected | Not Affected | 0 | 0 | 0 | 0 | 21 | Polygon
Critical Infrastructure | Stormwater Treatment Facilities and Pump Stations | Stormwater Ponds - NHD |  | STFPS_PG_1654 |  | Not Affected | Not Affected | Not Affected | Not Affected | Not Affected | Not Affected | Not Affected | Not Affected | Not Affected | Not Affected | Not Affected | Not Affected | Not Affected | Not Affected | Not Affected | Not Affected | Not Affected | Not Affected | Not Affected | Not Affected | Not Affected | 0 | 0 | 0 | 0 | 21 | Polygon
Critical Infrastructure | Stormwater Treatment Facilities and Pump Stations | Stormwater Ponds - NHD |  | STFPS_PG_1655 |  | Not Affected | Not Affected | Not Affected | Not Affected | Not Affected | Not Affected | Not Affected | Not Affected | Not Affected | Not Affected | Not Affected | Not Affected | Not Affected | Not Affected | Not Affected | Not Affected | Not Affected | Not Affected | Not Affected | Not Affected | Not Affected | 0 | 0 | 0 | 0 | 21 | Polygon
Critical Infrastructure | Stormwater Treatment Facilities and Pump Stations | Stormwater Ponds - NHD |  | STFPS_PG_1656 |  | Not Affected | Not Affected | Not Affected | Not Affected | Not Affected | Not Affected | Not Affected | Not Affected | Not Affected | Not Affected | Not Affected | Not Affected | Not Affected | Not Affected | Not Affected | Not Affected | Not Affected | Not Affected | Not Affected | Not Affected | Not Affected | 0 | 0 | 0 | 0 | 21 | Polygon
Critical Infrastructure | Stormwater Treatment Facilities and Pump Stations | Stormwater Ponds - NHD |  | STFPS_PG_1657 |  | Not Affected | Not Affected | Not Affected | Not Affected | Not Affected | Not Affected | Not Affected | Not Affected | Not Affected | Not Affected | Not Affected | Not Affected | Not Affected | Not Affected | Not Affected | Not Affected | Not Affected | Not Affected | Not Affected | Not Affected | Not Affected | 0 | 0 | 0 | 0 | 21 | Polygon
Critical Infrastructure | Stormwater Treatment Facilities and Pump Stations | Stormwater Ponds - NHD |  | STFPS_PG_1658 |  | Not Affected | Not Affected | Not Affected | Not Affected | Not Affected | Not Affected | Not Affected | Not Affected | Not Affected | Not Affected | Not Affected | Not Affected | Not Affected | Not Affected | Not Affected | Not Affected | Not Affected | Not Affected | Not Affected | Not Affected | Not Affected | 0 | 0 | 0 | 0 | 21 | Polygon
Critical Infrastructure | Stormwater Treatment Facilities and Pump Stations | Stormwater Ponds - NHD |  | STFPS_PG_1659 |  | Not Affected | Not Affected | Not Affected | Not Affected | Not Affected | Not Affected | Not Affected | Not Affected | Not Affected | Not Affected | Not Affected | Not Affected | Not Affected | Not Affected | Not Affected | Not Affected | Not Affected | Not Affected | Not Affected | Not Affected | Not Affected | 0 | 0 | 0 | 0 | 21 | Polygon
Critical Infrastructure | Stormwater Treatment Facilities and Pump Stations | Stormwater Ponds - NHD |  | STFPS_PG_1661 |  | Not Affected | Not Affected | Not Affected | Not Affected | Not Affected | Not Affected | Not Affected | Not Affected | Not Affected | Not Affected | Not Affected | Not Affected | Not Affected | Not Affected | Not Affected | Not Affected | Not Affected | Not Affected | Not Affected | Not Affected | Not Affected | 0 | 0 | 0 | 0 | 21 | Polygon
Critical Infrastructure | Stormwater Treatment Facilities and Pump Stations | Stormwater Ponds - NHD |  | STFPS_PG_1662 |  | Not Affected | Not Affected | Not Affected | Not Affected | Not Affected | Not Affected | Not Affected | Not Affected | Not Affected | Not Affected | Not Affected | Not Affected | Not Affected | Not Affected | Not Affected | Not Affected | Not Affected | Not Affected | Not Affected | Not Affected | Not Affected | 0 | 0 | 0 | 0 | 21 | Polygon
Critical Infrastructure | Stormwater Treatment Facilities and Pump Stations | Stormwater Ponds - NHD |  | STFPS_PG_1663 |  | Not Affected | Not Affected | Not Affected | Not Affected | Not Affected | Not Affected | Not Affected | Not Affected | Not Affected | Not Affected | Not Affected | Not Affected | Not Affected | Not Affected | Not Affected | Not Affected | Not Affected | Not Affected | Not Affected | Not Affected | Not Affected | 0 | 0 | 0 | 0 | 21 | Polygon
Critical Infrastructure | Stormwater Treatment Facilities and Pump Stations | Stormwater Ponds - NHD |  | STFPS_PG_1664 |  | Not Affected | Not Affected | Not Affected | Not Affected | Not Affected | Not Affected | Not Affected | Not Affected | Not Affected | Not Affected | Not Affected | Not Affected | Not Affected | Not Affected | Not Affected | Not Affected | Not Affected | Not Affected | Not Affected | Not Affected | Not Affected | 0 | 0 | 0 | 0 | 21 | Polygon
Critical Infrastructure | Stormwater Treatment Facilities and Pump Stations | Stormwater Ponds - NHD |  | STFPS_PG_1665 |  | Not Affected | Not Affected | Not Affected | Not Affected | Not Affected | Not Affected | Not Affected | Not Affected | Not Affected | Not Affected | Not Affected | Not Affected | Not Affected | Not Affected | Not Affected | Not Affected | Not Affected | Not Affected | Not Affected | Not Affected | Not Affected | 0 | 0 | 0 | 0 | 21 | Polygon
Critical Infrastructure | Stormwater Treatment Facilities and Pump Stations | Stormwater Ponds - NHD |  | STFPS_PG_1666 |  | Not Affected | Not Affected | Not Affected | Not Affected | Not Affected | Not Affected | Not Affected | Not Affected | Not Affected | Not Affected | Not Affected | Not Affected | Not Affected | Not Affected | Not Affected | Not Affected | Not Affected | Not Affected | Not Affected | Not Affected | Not Affected | 0 | 0 | 0 | 0 | 21 | Polygon
Critical Infrastructure | Stormwater Treatment Facilities and Pump Stations | Stormwater Ponds - NHD |  | STFPS_PG_1667 |  | Not Affected | Not Affected | Not Affected | Not Affected | Not Affected | Not Affected | Not Affected | Not Affected | Not Affected | Not Affected | Not Affected | Not Affected | Not Affected | Not Affected | Not Affected | Not Affected | Not Affected | Not Affected | Not Affected | Not Affected | Not Affected | 0 | 0 | 0 | 0 | 21 | Polygon
Critical Infrastructure | Stormwater Treatment Facilities and Pump Stations | Stormwater Ponds - NHD |  | STFPS_PG_1668 |  | Not Affected | Not Affected | Not Affected | Not Affected | Not Affected | Not Affected | Not Affected | Not Affected | Not Affected | Not Affected | Not Affected | Not Affected | Not Affected | Not Affected | Not Affected | Not Affected | Not Affected | Not Affected | Not Affected | Not Affected | Not Affected | 0 | 0 | 0 | 0 | 21 | Polygon
Critical Infrastructure | Stormwater Treatment Facilities and Pump Stations | Stormwater Ponds - NHD |  | STFPS_PG_1669 |  | Not Affected | Not Affected | Not Affected | Not Affected | Not Affected | Not Affected | Not Affected | Not Affected | Not Affected | Not Affected | Not Affected | Not Affected | Not Affected | Not Affected | Not Affected | Not Affected | Not Affected | Not Affected | Not Affected | Not Affected | Not Affected | 0 | 0 | 0 | 0 | 21 | Polygon
Critical Infrastructure | Stormwater Treatment Facilities and Pump Stations | Stormwater Ponds - NHD |  | STFPS_PG_1670 |  | Not Affected | Not Affected | Not Affected | Not Affected | Not Affected | Not Affected | Not Affected | Not Affected | Not Affected | Not Affected | Not Affected | Not Affected | Not Affected | Not Affected | Not Affected | Not Affected | Not Affected | Not Affected | Not Affected | Not Affected | Not Affected | 0 | 0 | 0 | 0 | 21 | Polygon
Critical Infrastructure | Stormwater Treatment Facilities and Pump Stations | Stormwater Ponds - NHD |  | STFPS_PG_1671 |  | Not Affected | Not Affected | Not Affected | Not Affected | Not Affected | Not Affected | Not Affected | Not Affected | Not Affected | Not Affected | Not Affected | Not Affected | Not Affected | Not Affected | Not Affected | Not Affected | Not Affected | Not Affected | Not Affected | Not Affected | Not Affected | 0 | 0 | 0 | 0 | 21 | Polygon
Critical Infrastructure | Stormwater Treatment Facilities and Pump Stations | Stormwater Ponds - NHD |  | STFPS_PG_1672 |  | Not Affected | Not Affected | Not Affected | Not Affected | Not Affected | Not Affected | Not Affected | Not Affected | Not Affected | Not Affected | Not Affected | Not Affected | Not Affected | Not Affected | Not Affected | Not Affected | Not Affected | Not Affected | Not Affected | Not Affected | Not Affected | 0 | 0 | 0 | 0 | 21 | Polygon
Critical Infrastructure | Stormwater Treatment Facilities and Pump Stations | Stormwater Ponds - NHD |  | STFPS_PG_1673 |  | Not Affected | Not Affected | Not Affected | Not Affected | Not Affected | Not Affected | Not Affected | Not Affected | Not Affected | Not Affected | Not Affected | Not Affected | Not Affected | Not Affected | Not Affected | Not Affected | Not Affected | Not Affected | Not Affected | Not Affected | Not Affected | 0 | 0 | 0 | 0 | 21 | Polygon
Critical Infrastructure | Stormwater Treatment Facilities and Pump Stations | Stormwater Ponds - NHD |  | STFPS_PG_1674 |  | Not Affected | Not Affected | Not Affected | Not Affected | Not Affected | Not Affected | Not Affected | Not Affected | Not Affected | Not Affected | Not Affected | Not Affected | Not Affected | Not Affected | Not Affected | Not Affected | Not Affected | Not Affected | Not Affected | Not Affected | Not Affected | 0 | 0 | 0 | 0 | 21 | Polygon
Critical Infrastructure | Stormwater Treatment Facilities and Pump Stations | Stormwater Ponds - NHD |  | STFPS_PG_1675 |  | Not Affected | Not Affected | Not Affected | Not Affected | Not Affected | Not Affected | Not Affected | Not Affected | Not Affected | Not Affected | Not Affected | Not Affected | Not Affected | Not Affected | Not Affected | Not Affected | Not Affected | Not Affected | Not Affected | Not Affected | Not Affected | 0 | 0 | 0 | 0 | 21 | Polygon
Critical Infrastructure | Stormwater Treatment Facilities and Pump Stations | Stormwater Ponds - NHD |  | STFPS_PG_1677 |  | Not Affected | Not Affected | Not Affected | Not Affected | Not Affected | Not Affected | Not Affected | Not Affected | Not Affected | Not Affected | Not Affected | Not Affected | Not Affected | Not Affected | Not Affected | Not Affected | Not Affected | Not Affected | Not Affected | Not Affected | Not Affected | 0 | 0 | 0 | 0 | 21 | Polygon
Critical Infrastructure | Stormwater Treatment Facilities and Pump Stations | Stormwater Ponds - NHD |  | STFPS_PG_1678 |  | Not Affected | Not Affected | Not Affected | Not Affected | Not Affected | Not Affected | Not Affected | Not Affected | Not Affected | Not Affected | Not Affected | Not Affected | Not Affected | Not Affected | Not Affected | Not Affected | Not Affected | Not Affected | Not Affected | Not Affected | Not Affected | 0 | 0 | 0 | 0 | 21 | Polygon
Critical Infrastructure | Stormwater Treatment Facilities and Pump Stations | Stormwater Ponds - NHD |  | STFPS_PG_1679 |  | Not Affected | Not Affected | Not Affected | Not Affected | Not Affected | Not Affected | Not Affected | Not Affected | Not Affected | Not Affected | Not Affected | Not Affected | Not Affected | Not Affected | Not Affected | Not Affected | Not Affected | Not Affected | Not Affected | Not Affected | Not Affected | 0 | 0 | 0 | 0 | 21 | Polygon
Critical Infrastructure | Stormwater Treatment Facilities and Pump Stations | Stormwater Ponds - NHD |  | STFPS_PG_1681 |  | Not Affected | Not Affected | Not Affected | Not Affected | Not Affected | Not Affected | Not Affected | Not Affected | Not Affected | Not Affected | Not Affected | Not Affected | Not Affected | Not Affected | Not Affected | Not Affected | Not Affected | Not Affected | Not Affected | Not Affected | Not Affected | 0 | 0 | 0 | 0 | 21 | Polygon
Critical Infrastructure | Stormwater Treatment Facilities and Pump Stations | Stormwater Ponds - NHD |  | STFPS_PG_1682 |  | Not Affected | Not Affected | Not Affected | Not Affected | Not Affected | Not Affected | Not Affected | Not Affected | Not Affected | Not Affected | Not Affected | Not Affected | Not Affected | Not Affected | Not Affected | Not Affected | Not Affected | Not Affected | Not Affected | Not Affected | Not Affected | 0 | 0 | 0 | 0 | 21 | Polygon
Critical Infrastructure | Stormwater Treatment Facilities and Pump Stations | Stormwater Ponds - NHD |  | STFPS_PG_1683 |  | Not Affected | Not Affected | Not Affected | Not Affected | Not Affected | Not Affected | Not Affected | Not Affected | Not Affected | Not Affected | Not Affected | Not Affected | Not Affected | Not Affected | Not Affected | Not Affected | Not Affected | Not Affected | Not Affected | Not Affected | Not Affected | 0 | 0 | 0 | 0 | 21 | Polygon
Critical Infrastructure | Stormwater Treatment Facilities and Pump Stations | Stormwater Ponds - NHD |  | STFPS_PG_1684 |  | Not Affected | Not Affected | Not Affected | Not Affected | Not Affected | Not Affected | Not Affected | Not Affected | Not Affected | Not Affected | Not Affected | Not Affected | Not Affected | Not Affected | Not Affected | Not Affected | Not Affected | Not Affected | Not Affected | Not Affected | Not Affected | 0 | 0 | 0 | 0 | 21 | Polygon
Critical Infrastructure | Stormwater Treatment Facilities and Pump Stations | Stormwater Ponds - NHD |  | STFPS_PG_1685 |  | Not Affected | Not Affected | Not Affected | Not Affected | Not Affected | Not Affected | Not Affected | Not Affected | Not Affected | Not Affected | Not Affected | Not Affected | Not Affected | Not Affected | Not Affected | Not Affected | Not Affected | Not Affected | Not Affected | Not Affected | Not Affected | 0 | 0 | 0 | 0 | 21 | Polygon
Critical Infrastructure | Stormwater Treatment Facilities and Pump Stations | Stormwater Ponds - NHD |  | STFPS_PG_1686 |  | Not Affected | Not Affected | Not Affected | Not Affected | Not Affected | Not Affected | Not Affected | Not Affected | Not Affected | Not Affected | Not Affected | Not Affected | Not Affected | Not Affected | Not Affected | Not Affected | Not Affected | Not Affected | Not Affected | Not Affected | Not Affected | 0 | 0 | 0 | 0 | 21 | Polygon
Critical Infrastructure | Stormwater Treatment Facilities and Pump Stations | Stormwater Ponds - NHD |  | STFPS_PG_1687 |  | Not Affected | Not Affected | Not Affected | Not Affected | Not Affected | Not Affected | Not Affected | Not Affected | Not Affected | Not Affected | Not Affected | Not Affected | Not Affected | Not Affected | Not Affected | Not Affected | Not Affected | Not Affected | Not Affected | Not Affected | Not Affected | 0 | 0 | 0 | 0 | 21 | Polygon
Critical Infrastructure | Stormwater Treatment Facilities and Pump Stations | Stormwater Ponds - NHD |  | STFPS_PG_1688 |  | Not Affected | Not Affected | Not Affected | Not Affected | Not Affected | Not Affected | Not Affected | Not Affected | Not Affected | Not Affected | Not Affected | Not Affected | Not Affected | Not Affected | Not Affected | Not Affected | Not Affected | Not Affected | Not Affected | Not Affected | Not Affected | 0 | 0 | 0 | 0 | 21 | Polygon
Critical Infrastructure | Stormwater Treatment Facilities and Pump Stations | Stormwater Ponds - NHD |  | STFPS_PG_1689 |  | Not Affected | Not Affected | Not Affected | Not Affected | Not Affected | Not Affected | Not Affected | Not Affected | Not Affected | Not Affected | Not Affected | Not Affected | Not Affected | Not Affected | Not Affected | Not Affected | Not Affected | Not Affected | Not Affected | Not Affected | Not Affected | 0 | 0 | 0 | 0 | 21 | Polygon
Critical Infrastructure | Stormwater Treatment Facilities and Pump Stations | Stormwater Ponds - NHD |  | STFPS_PG_1690 |  | Not Affected | Not Affected | Not Affected | Not Affected | Not Affected | Not Affected | Not Affected | Not Affected | Not Affected | Not Affected | Not Affected | Not Affected | Not Affected | Not Affected | Not Affected | Not Affected | Not Affected | Not Affected | Not Affected | Not Affected | Not Affected | 0 | 0 | 0 | 0 | 21 | Polygon
Critical Infrastructure | Stormwater Treatment Facilities and Pump Stations | Stormwater Ponds - NHD |  | STFPS_PG_1691 |  | Not Affected | Not Affected | Not Affected | Not Affected | Not Affected | Not Affected | Not Affected | Not Affected | Not Affected | Not Affected | Not Affected | Not Affected | Not Affected | Not Affected | Not Affected | Not Affected | Not Affected | Not Affected | Not Affected | Not Affected | Not Affected | 0 | 0 | 0 | 0 | 21 | Polygon
Critical Infrastructure | Stormwater Treatment Facilities and Pump Stations | Stormwater Ponds - NHD |  | STFPS_PG_1692 |  | Not Affected | Not Affected | Not Affected | Not Affected | Not Affected | Not Affected | Not Affected | Not Affected | Not Affected | Not Affected | Not Affected | Not Affected | Not Affected | Not Affected | Not Affected | Not Affected | Not Affected | Not Affected | Not Affected | Not Affected | Not Affected | 0 | 0 | 0 | 0 | 21 | Polygon
Critical Infrastructure | Stormwater Treatment Facilities and Pump Stations | Stormwater Ponds - NHD |  | STFPS_PG_1693 |  | Not Affected | Not Affected | Not Affected | Not Affected | Not Affected | Not Affected | Not Affected | Not Affected | Not Affected | Not Affected | Not Affected | Not Affected | Not Affected | Not Affected | Not Affected | Not Affected | Not Affected | Not Affected | Not Affected | Not Affected | Not Affected | 0 | 0 | 0 | 0 | 21 | Polygon
Critical Infrastructure | Stormwater Treatment Facilities and Pump Stations | Stormwater Ponds - NHD |  | STFPS_PG_1694 |  | Not Affected | Not Affected | Not Affected | Not Affected | Not Affected | Not Affected | Not Affected | Not Affected | Not Affected | Not Affected | Not Affected | Not Affected | Not Affected | Not Affected | Not Affected | Not Affected | Not Affected | Not Affected | Not Affected | Not Affected | Not Affected | 0 | 0 | 0 | 0 | 21 | Polygon
Critical Infrastructure | Stormwater Treatment Facilities and Pump Stations | Stormwater Ponds - NHD |  | STFPS_PG_1695 |  | Not Affected | Not Affected | Not Affected | Not Affected | Not Affected | Not Affected | Not Affected | Not Affected | Not Affected | Not Affected | Not Affected | Not Affected | Not Affected | Not Affected | Not Affected | Not Affected | Not Affected | Not Affected | Not Affected | Not Affected | Not Affected | 0 | 0 | 0 | 0 | 21 | Polygon
Critical Infrastructure | Stormwater Treatment Facilities and Pump Stations | Stormwater Ponds - NHD |  | STFPS_PG_1696 |  | Not Affected | Not Affected | Not Affected | Not Affected | Not Affected | Not Affected | Not Affected | Not Affected | Not Affected | Not Affected | Not Affected | Not Affected | Not Affected | Not Affected | Not Affected | Not Affected | Not Affected | Not Affected | Not Affected | Not Affected | Not Affected | 0 | 0 | 0 | 0 | 21 | Polygon
Critical Infrastructure | Stormwater Treatment Facilities and Pump Stations | Stormwater Ponds - NHD |  | STFPS_PG_1697 |  | Not Affected | Not Affected | Not Affected | Not Affected | Not Affected | Not Affected | Not Affected | Not Affected | Not Affected | Not Affected | Not Affected | Not Affected | Not Affected | Not Affected | Not Affected | Not Affected | Not Affected | Not Affected | Not Affected | Not Affected | Not Affected | 0 | 0 | 0 | 0 | 21 | Polygon
Critical Infrastructure | Stormwater Treatment Facilities and Pump Stations | Stormwater Ponds - NHD |  | STFPS_PG_1698 |  | Not Affected | Not Affected | Not Affected | Not Affected | Not Affected | Not Affected | Not Affected | Not Affected | Not Affected | Not Affected | Not Affected | Not Affected | Not Affected | Not Affected | Not Affected | Not Affected | Not Affected | Not Affected | Not Affected | Not Affected | Not Affected | 0 | 0 | 0 | 0 | 21 | Polygon
Critical Infrastructure | Stormwater Treatment Facilities and Pump Stations | Stormwater Ponds - NHD |  | STFPS_PG_1699 |  | Not Affected | Not Affected | Not Affected | Not Affected | Not Affected | Not Affected | Not Affected | Not Affected | Not Affected | Not Affected | Not Affected | Not Affected | Not Affected | Not Affected | Not Affected | Not Affected | Not Affected | Not Affected | Not Affected | Not Affected | Not Affected | 0 | 0 | 0 | 0 | 21 | Polygon
Critical Infrastructure | Stormwater Treatment Facilities and Pump Stations | Stormwater Ponds - NHD |  | STFPS_PG_1700 |  | Not Affected | Not Affected | Not Affected | Not Affected | Not Affected | Not Affected | Not Affected | Not Affected | Not Affected | Not Affected | Not Affected | Not Affected | Not Affected | Not Affected | Not Affected | Not Affected | Not Affected | Not Affected | Not Affected | Not Affected | Not Affected | 0 | 0 | 0 | 0 | 21 | Polygon
Critical Infrastructure | Stormwater Treatment Facilities and Pump Stations | Stormwater Ponds - NHD |  | STFPS_PG_1701 |  | Not Affected | Not Affected | Not Affected | Not Affected | Not Affected | Not Affected | Not Affected | Not Affected | Not Affected | Not Affected | Not Affected | Not Affected | Not Affected | Not Affected | Not Affected | Not Affected | Not Affected | Not Affected | Not Affected | Not Affected | Not Affected | 0 | 0 | 0 | 0 | 21 | Polygon
Critical Infrastructure | Stormwater Treatment Facilities and Pump Stations | Stormwater Ponds - NHD |  | STFPS_PG_1702 |  | Not Affected | Not Affected | Not Affected | Not Affected | Not Affected | Not Affected | Not Affected | Not Affected | Not Affected | Not Affected | Not Affected | Not Affected | Not Affected | Not Affected | Not Affected | Not Affected | Not Affected | Not Affected | Not Affected | Not Affected | Not Affected | 0 | 0 | 0 | 0 | 21 | Polygon
Critical Infrastructure | Stormwater Treatment Facilities and Pump Stations | Stormwater Ponds - NHD |  | STFPS_PG_1703 |  | Not Affected | Not Affected | Not Affected | Not Affected | Not Affected | Not Affected | Not Affected | Not Affected | Not Affected | Not Affected | Not Affected | Not Affected | Not Affected | Not Affected | Not Affected | Not Affected | Not Affected | Not Affected | Not Affected | Not Affected | Not Affected | 0 | 0 | 0 | 0 | 21 | Polygon
Critical Infrastructure | Stormwater Treatment Facilities and Pump Stations | Stormwater Ponds - NHD |  | STFPS_PG_1704 |  | Not Affected | Not Affected | Not Affected | Not Affected | Not Affected | Not Affected | Not Affected | Not Affected | Not Affected | Not Affected | Not Affected | Not Affected | Not Affected | Not Affected | Not Affected | Not Affected | Not Affected | Not Affected | Not Affected | Not Affected | Not Affected | 0 | 0 | 0 | 0 | 21 | Polygon
Critical Infrastructure | Stormwater Treatment Facilities and Pump Stations | Stormwater Ponds - NHD |  | STFPS_PG_1705 |  | Not Affected | Not Affected | Not Affected | Not Affected | Not Affected | Not Affected | Not Affected | Not Affected | Not Affected | Not Affected | Not Affected | Not Affected | Not Affected | Not Affected | Not Affected | Not Affected | Not Affected | Not Affected | Not Affected | Not Affected | Not Affected | 0 | 0 | 0 | 0 | 21 | Polygon
Critical Infrastructure | Stormwater Treatment Facilities and Pump Stations | Stormwater Ponds - NHD |  | STFPS_PG_1706 |  | Not Affected | Not Affected | Not Affected | Not Affected | Not Affected | Not Affected | Not Affected | Not Affected | Not Affected | Not Affected | Not Affected | Not Affected | Not Affected | Not Affected | Not Affected | Not Affected | Not Affected | Not Affected | Not Affected | Not Affected | Not Affected | 0 | 0 | 0 | 0 | 21 | Polygon
Critical Infrastructure | Stormwater Treatment Facilities and Pump Stations | Stormwater Ponds - NHD |  | STFPS_PG_1707 |  | Not Affected | Not Affected | Not Affected | Not Affected | Not Affected | Not Affected | Not Affected | Not Affected | Not Affected | Not Affected | Not Affected | Not Affected | Not Affected | Not Affected | Not Affected | Not Affected | Not Affected | Not Affected | Not Affected | Not Affected | Not Affected | 0 | 0 | 0 | 0 | 21 | Polygon
Critical Infrastructure | Stormwater Treatment Facilities and Pump Stations | Stormwater Ponds - NHD |  | STFPS_PG_1708 |  | Not Affected | Not Affected | Not Affected | Not Affected | Not Affected | Not Affected | Not Affected | Not Affected | Not Affected | Not Affected | Not Affected | Not Affected | Not Affected | Not Affected | Not Affected | Not Affected | Not Affected | Not Affected | Not Affected | Not Affected | Not Affected | 0 | 0 | 0 | 0 | 21 | Polygon
Critical Infrastructure | Stormwater Treatment Facilities and Pump Stations | Stormwater Ponds - NHD |  | STFPS_PG_1709 |  | Not Affected | Not Affected | Not Affected | Not Affected | Not Affected | Not Affected | Not Affected | Not Affected | Not Affected | Not Affected | Not Affected | Not Affected | Not Affected | Not Affected | Not Affected | Not Affected | Not Affected | Not Affected | Not Affected | Not Affected | Not Affected | 0 | 0 | 0 | 0 | 21 | Polygon
Critical Infrastructure | Stormwater Treatment Facilities and Pump Stations | Stormwater Ponds - NHD |  | STFPS_PG_1710 |  | Not Affected | Not Affected | Not Affected | Not Affected | Not Affected | Not Affected | Not Affected | Not Affected | Not Affected | Not Affected | Not Affected | Not Affected | Not Affected | Not Affected | Not Affected | Not Affected | Not Affected | Not Affected | Not Affected | Not Affected | Not Affected | 0 | 0 | 0 | 0 | 21 | Polygon
Critical Infrastructure | Stormwater Treatment Facilities and Pump Stations | Stormwater Ponds - NHD |  | STFPS_PG_1711 |  | Not Affected | Not Affected | Not Affected | Not Affected | Not Affected | Not Affected | Not Affected | Not Affected | Not Affected | Not Affected | Not Affected | Not Affected | Not Affected | Not Affected | Not Affected | Not Affected | Not Affected | Not Affected | Not Affected | Not Affected | Not Affected | 0 | 0 | 0 | 0 | 21 | Polygon
Critical Infrastructure | Stormwater Treatment Facilities and Pump Stations | Stormwater Ponds - NHD |  | STFPS_PG_1712 |  | Not Affected | Not Affected | Not Affected | Not Affected | Not Affected | Not Affected | Not Affected | Not Affected | Not Affected | Not Affected | Not Affected | Not Affected | Not Affected | Not Affected | Not Affected | Not Affected | Not Affected | Not Affected | Not Affected | Not Affected | Not Affected | 0 | 0 | 0 | 0 | 21 | Polygon
Critical Infrastructure | Stormwater Treatment Facilities and Pump Stations | Stormwater Ponds - NHD |  | STFPS_PG_1713 |  | Not Affected | Not Affected | Not Affected | Not Affected | Not Affected | Not Affected | Not Affected | Not Affected | Not Affected | Not Affected | Not Affected | Not Affected | Not Affected | Not Affected | Not Affected | Not Affected | Not Affected | Not Affected | Not Affected | Not Affected | Not Affected | 0 | 0 | 0 | 0 | 21 | Polygon
Critical Infrastructure | Stormwater Treatment Facilities and Pump Stations | Stormwater Ponds - NHD |  | STFPS_PG_1714 |  | Not Affected | Not Affected | Not Affected | Not Affected | Not Affected | Not Affected | Not Affected | Not Affected | Not Affected | Not Affected | Not Affected | Not Affected | Not Affected | Not Affected | Not Affected | Not Affected | Not Affected | Not Affected | Not Affected | Not Affected | Not Affected | 0 | 0 | 0 | 0 | 21 | Polygon
Critical Infrastructure | Stormwater Treatment Facilities and Pump Stations | Stormwater Ponds - NHD |  | STFPS_PG_1715 |  | Not Affected | Not Affected | Not Affected | Not Affected | Not Affected | Not Affected | Not Affected | Not Affected | Not Affected | Not Affected | Not Affected | Not Affected | Not Affected | Not Affected | Not Affected | Not Affected | Not Affected | Not Affected | Not Affected | Not Affected | Not Affected | 0 | 0 | 0 | 0 | 21 | Polygon
Critical Infrastructure | Stormwater Treatment Facilities and Pump Stations | Stormwater Ponds - NHD |  | STFPS_PG_1716 |  | Not Affected | Not Affected | Not Affected | Not Affected | Not Affected | Not Affected | Not Affected | Not Affected | Not Affected | Not Affected | Not Affected | Not Affected | Not Affected | Not Affected | Not Affected | Not Affected | Not Affected | Not Affected | Not Affected | Not Affected | Not Affected | 0 | 0 | 0 | 0 | 21 | Polygon
Critical Infrastructure | Stormwater Treatment Facilities and Pump Stations | Stormwater Ponds - NHD |  | STFPS_PG_1717 |  | Not Affected | Not Affected | Not Affected | Not Affected | Not Affected | Not Affected | Not Affected | Not Affected | Not Affected | Not Affected | Not Affected | Not Affected | Not Affected | Not Affected | Not Affected | Not Affected | Not Affected | Not Affected | Not Affected | Not Affected | Not Affected | 0 | 0 | 0 | 0 | 21 | Polygon
Critical Infrastructure | Stormwater Treatment Facilities and Pump Stations | Stormwater Ponds - NHD |  | STFPS_PG_1718 |  | Not Affected | Not Affected | Not Affected | Not Affected | Not Affected | Not Affected | Not Affected | Not Affected | Not Affected | Not Affected | Not Affected | Not Affected | Not Affected | Not Affected | Not Affected | Not Affected | Not Affected | Not Affected | Not Affected | Not Affected | Not Affected | 0 | 0 | 0 | 0 | 21 | Polygon
Critical Infrastructure | Stormwater Treatment Facilities and Pump Stations | Stormwater Ponds - NHD |  | STFPS_PG_1719 |  | Not Affected | Not Affected | Not Affected | Not Affected | Not Affected | Not Affected | Not Affected | Not Affected | Not Affected | Not Affected | Not Affected | Not Affected | Not Affected | Not Affected | Not Affected | Not Affected | Not Affected | Not Affected | Not Affected | Not Affected | Not Affected | 0 | 0 | 0 | 0 | 21 | Polygon
Critical Infrastructure | Stormwater Treatment Facilities and Pump Stations | Stormwater Ponds - NHD |  | STFPS_PG_1720 |  | Not Affected | Not Affected | Not Affected | Not Affected | Not Affected | Not Affected | Not Affected | Not Affected | Not Affected | Not Affected | Not Affected | Not Affected | Not Affected | Not Affected | Not Affected | Not Affected | Not Affected | Not Affected | Not Affected | Not Affected | Not Affected | 0 | 0 | 0 | 0 | 21 | Polygon
Critical Infrastructure | Stormwater Treatment Facilities and Pump Stations | Stormwater Ponds - NHD |  | STFPS_PG_1721 |  | Not Affected | Not Affected | Not Affected | Not Affected | Not Affected | Not Affected | Not Affected | Not Affected | Not Affected | Not Affected | Not Affected | Not Affected | Not Affected | Not Affected | Not Affected | Not Affected | Not Affected | Not Affected | Not Affected | Not Affected | Not Affected | 0 | 0 | 0 | 0 | 21 | Polygon
Critical Infrastructure | Stormwater Treatment Facilities and Pump Stations | Stormwater Ponds - NHD |  | STFPS_PG_1722 |  | Not Affected | Not Affected | Not Affected | Not Affected | Not Affected | Not Affected | Not Affected | Not Affected | Not Affected | Not Affected | Not Affected | Not Affected | Not Affected | Not Affected | Not Affected | Not Affected | Not Affected | Not Affected | Not Affected | Not Affected | Not Affected | 0 | 0 | 0 | 0 | 21 | Polygon
Critical Infrastructure | Stormwater Treatment Facilities and Pump Stations | Stormwater Ponds - NHD |  | STFPS_PG_1723 |  | Not Affected | Not Affected | Not Affected | Not Affected | Not Affected | Not Affected | Not Affected | Not Affected | Not Affected | Not Affected | Not Affected | Not Affected | Not Affected | Not Affected | Not Affected | Not Affected | Not Affected | Not Affected | Not Affected | Not Affected | Not Affected | 0 | 0 | 0 | 0 | 21 | Polygon
Critical Infrastructure | Stormwater Treatment Facilities and Pump Stations | Stormwater Ponds - NHD |  | STFPS_PG_1724 |  | Not Affected | Not Affected | Not Affected | Not Affected | Not Affected | Not Affected | Not Affected | Not Affected | Not Affected | Not Affected | Not Affected | Not Affected | Not Affected | Not Affected | Not Affected | Not Affected | Not Affected | Not Affected | Not Affected | Not Affected | Not Affected | 0 | 0 | 0 | 0 | 21 | Polygon
Critical Infrastructure | Stormwater Treatment Facilities and Pump Stations | Stormwater Ponds - NHD |  | STFPS_PG_1725 |  | Not Affected | Not Affected | Not Affected | Not Affected | Not Affected | Not Affected | Not Affected | Not Affected | Not Affected | Not Affected | Not Affected | Not Affected | Not Affected | Not Affected | Not Affected | Not Affected | Not Affected | Not Affected | Not Affected | Not Affected | Not Affected | 0 | 0 | 0 | 0 | 21 | Polygon
Critical Infrastructure | Stormwater Treatment Facilities and Pump Stations | Stormwater Ponds - NHD |  | STFPS_PG_1726 |  | Not Affected | Not Affected | Not Affected | Not Affected | Not Affected | Not Affected | Not Affected | Not Affected | Not Affected | Not Affected | Not Affected | Not Affected | Not Affected | Not Affected | Not Affected | Not Affected | Not Affected | Not Affected | Not Affected | Not Affected | Not Affected | 0 | 0 | 0 | 0 | 21 | Polygon
Critical Infrastructure | Stormwater Treatment Facilities and Pump Stations | Stormwater Ponds - NHD |  | STFPS_PG_1727 |  | Not Affected | Not Affected | Not Affected | Not Affected | Not Affected | Not Affected | Not Affected | Not Affected | Not Affected | Not Affected | Not Affected | Not Affected | Not Affected | Not Affected | Not Affected | Not Affected | Not Affected | Not Affected | Not Affected | Not Affected | Not Affected | 0 | 0 | 0 | 0 | 21 | Polygon
Critical Infrastructure | Stormwater Treatment Facilities and Pump Stations | Stormwater Ponds - NHD |  | STFPS_PG_1728 |  | Not Affected | Not Affected | Not Affected | Not Affected | Not Affected | Not Affected | Not Affected | Not Affected | Not Affected | Not Affected | Not Affected | Not Affected | Not Affected | Not Affected | Not Affected | Not Affected | Not Affected | Not Affected | Not Affected | Not Affected | Not Affected | 0 | 0 | 0 | 0 | 21 | Polygon
Critical Infrastructure | Stormwater Treatment Facilities and Pump Stations | Stormwater Ponds - NHD |  | STFPS_PG_1730 |  | Not Affected | Not Affected | Not Affected | Not Affected | Not Affected | Not Affected | Not Affected | Not Affected | Not Affected | Not Affected | Not Affected | Not Affected | Not Affected | Not Affected | Not Affected | Not Affected | Not Affected | Not Affected | Not Affected | Not Affected | Not Affected | 0 | 0 | 0 | 0 | 21 | Polygon
Critical Infrastructure | Stormwater Treatment Facilities and Pump Stations | Stormwater Ponds - NHD |  | STFPS_PG_1731 |  | Not Affected | Not Affected | Not Affected | Not Affected | Not Affected | Not Affected | Not Affected | Not Affected | Not Affected | Not Affected | Not Affected | Not Affected | Not Affected | Not Affected | Not Affected | Not Affected | Not Affected | Not Affected | Not Affected | Not Affected | Not Affected | 0 | 0 | 0 | 0 | 21 | Polygon
Critical Infrastructure | Stormwater Treatment Facilities and Pump Stations | Stormwater Ponds - NHD |  | STFPS_PG_1732 |  | Not Affected | Not Affected | Not Affected | Not Affected | Not Affected | Not Affected | Not Affected | Not Affected | Not Affected | Not Affected | Not Affected | Not Affected | Not Affected | Not Affected | Not Affected | Not Affected | Not Affected | Not Affected | Not Affected | Not Affected | Not Affected | 0 | 0 | 0 | 0 | 21 | Polygon
Critical Infrastructure | Stormwater Treatment Facilities and Pump Stations | Stormwater Ponds - NHD |  | STFPS_PG_1733 |  | Not Affected | Not Affected | Not Affected | Not Affected | Not Affected | Not Affected | Not Affected | Not Affected | Not Affected | Not Affected | Not Affected | Not Affected | Not Affected | Not Affected | Not Affected | Not Affected | Not Affected | Not Affected | Not Affected | Not Affected | Not Affected | 0 | 0 | 0 | 0 | 21 | Polygon
Critical Infrastructure | Stormwater Treatment Facilities and Pump Stations | Stormwater Ponds - NHD |  | STFPS_PG_1734 |  | Not Affected | Not Affected | Not Affected | Not Affected | Not Affected | Not Affected | Not Affected | Not Affected | Not Affected | Not Affected | Not Affected | Not Affected | Not Affected | Not Affected | Not Affected | Not Affected | Not Affected | Not Affected | Not Affected | Not Affected | Not Affected | 0 | 0 | 0 | 0 | 21 | Polygon
Critical Infrastructure | Stormwater Treatment Facilities and Pump Stations | Stormwater Ponds - NHD |  | STFPS_PG_1735 |  | Not Affected | Not Affected | Not Affected | Not Affected | Not Affected | Not Affected | Not Affected | Not Affected | Not Affected | Not Affected | Not Affected | Not Affected | Not Affected | Not Affected | Not Affected | Not Affected | Not Affected | Not Affected | Not Affected | Not Affected | Not Affected | 0 | 0 | 0 | 0 | 21 | Polygon
Critical Infrastructure | Stormwater Treatment Facilities and Pump Stations | Stormwater Ponds - NHD |  | STFPS_PG_1736 |  | Not Affected | Not Affected | Not Affected | Not Affected | Not Affected | Not Affected | Not Affected | Not Affected | Not Affected | Not Affected | Not Affected | Not Affected | Not Affected | Not Affected | Not Affected | Not Affected | Not Affected | Not Affected | Not Affected | Not Affected | Not Affected | 0 | 0 | 0 | 0 | 21 | Polygon
Critical Infrastructure | Stormwater Treatment Facilities and Pump Stations | Stormwater Ponds - NHD |  | STFPS_PG_1737 |  | Not Affected | Not Affected | Not Affected | Not Affected | Not Affected | Not Affected | Not Affected | Not Affected | Not Affected | Not Affected | Not Affected | Not Affected | Not Affected | Not Affected | Not Affected | Not Affected | Not Affected | Not Affected | Not Affected | Not Affected | Not Affected | 0 | 0 | 0 | 0 | 21 | Polygon
Critical Infrastructure | Stormwater Treatment Facilities and Pump Stations | Stormwater Ponds - NHD |  | STFPS_PG_1738 |  | Not Affected | Not Affected | Not Affected | Not Affected | Not Affected | Not Affected | Not Affected | Not Affected | Not Affected | Not Affected | Not Affected | Not Affected | Not Affected | Not Affected | Not Affected | Not Affected | Not Affected | Not Affected | Not Affected | Not Affected | Not Affected | 0 | 0 | 0 | 0 | 21 | Polygon
Critical Infrastructure | Stormwater Treatment Facilities and Pump Stations | Stormwater Ponds - NHD |  | STFPS_PG_1739 |  | Not Affected | Not Affected | Not Affected | Not Affected | Not Affected | Not Affected | Not Affected | Not Affected | Not Affected | Not Affected | Not Affected | Not Affected | Not Affected | Not Affected | Not Affected | Not Affected | Not Affected | Not Affected | Not Affected | Not Affected | Not Affected | 0 | 0 | 0 | 0 | 21 | Polygon
Critical Infrastructure | Stormwater Treatment Facilities and Pump Stations | Stormwater Ponds - NHD |  | STFPS_PG_1740 |  | Not Affected | Not Affected | Not Affected | Not Affected | Not Affected | Not Affected | Not Affected | Not Affected | Not Affected | Not Affected | Not Affected | Not Affected | Not Affected | Not Affected | Not Affected | Not Affected | Not Affected | Not Affected | Not Affected | Not Affected | Not Affected | 0 | 0 | 0 | 0 | 21 | Polygon
Critical Infrastructure | Stormwater Treatment Facilities and Pump Stations | Stormwater Ponds - NHD |  | STFPS_PG_1741 |  | Not Affected | Not Affected | Not Affected | Not Affected | Not Affected | Not Affected | Not Affected | Not Affected | Not Affected | Not Affected | Not Affected | Not Affected | Not Affected | Not Affected | Not Affected | Not Affected | Not Affected | Not Affected | Not Affected | Not Affected | Not Affected | 0 | 0 | 0 | 0 | 21 | Polygon
Critical Infrastructure | Stormwater Treatment Facilities and Pump Stations | Stormwater Ponds - NHD |  | STFPS_PG_1742 |  | Not Affected | Not Affected | Not Affected | Not Affected | Not Affected | Not Affected | Not Affected | Not Affected | Not Affected | Not Affected | Not Affected | Not Affected | Not Affected | Not Affected | Not Affected | Not Affected | Not Affected | Not Affected | Not Affected | Not Affected | Not Affected | 0 | 0 | 0 | 0 | 21 | Polygon
Critical Infrastructure | Stormwater Treatment Facilities and Pump Stations | Stormwater Ponds - NHD |  | STFPS_PG_1743 |  | Not Affected | Not Affected | Not Affected | Not Affected | Not Affected | Not Affected | Not Affected | Not Affected | Not Affected | Not Affected | Not Affected | Not Affected | Not Affected | Not Affected | Not Affected | Not Affected | Not Affected | Not Affected | Not Affected | Not Affected | Not Affected | 0 | 0 | 0 | 0 | 21 | Polygon
Critical Infrastructure | Stormwater Treatment Facilities and Pump Stations | Stormwater Ponds - NHD |  | STFPS_PG_1744 |  | Not Affected | Not Affected | Not Affected | Not Affected | Not Affected | Not Affected | Not Affected | Not Affected | Not Affected | Not Affected | Not Affected | Not Affected | Not Affected | Not Affected | Not Affected | Not Affected | Not Affected | Not Affected | Not Affected | Not Affected | Not Affected | 0 | 0 | 0 | 0 | 21 | Polygon
Critical Infrastructure | Stormwater Treatment Facilities and Pump Stations | Stormwater Ponds - NHD |  | STFPS_PG_1745 |  | Not Affected | Not Affected | Not Affected | Not Affected | Not Affected | Not Affected | Not Affected | Not Affected | Not Affected | Not Affected | Not Affected | Not Affected | Not Affected | Not Affected | Not Affected | Not Affected | Not Affected | Not Affected | Not Affected | Not Affected | Not Affected | 0 | 0 | 0 | 0 | 21 | Polygon
Critical Infrastructure | Stormwater Treatment Facilities and Pump Stations | Stormwater Ponds - NHD |  | STFPS_PG_1746 |  | Not Affected | Not Affected | Not Affected | Not Affected | Not Affected | Not Affected | Not Affected | Not Affected | Not Affected | Not Affected | Not Affected | Not Affected | Not Affected | Not Affected | Not Affected | Not Affected | Not Affected | Not Affected | Not Affected | Not Affected | Not Affected | 0 | 0 | 0 | 0 | 21 | Polygon
Critical Infrastructure | Stormwater Treatment Facilities and Pump Stations | Stormwater Ponds - NHD |  | STFPS_PG_1747 |  | Not Affected | Not Affected | Not Affected | Not Affected | Not Affected | Not Affected | Not Affected | Not Affected | Not Affected | Not Affected | Not Affected | Not Affected | Not Affected | Not Affected | Not Affected | Not Affected | Not Affected | Not Affected | Not Affected | Not Affected | Not Affected | 0 | 0 | 0 | 0 | 21 | Polygon
Critical Infrastructure | Stormwater Treatment Facilities and Pump Stations | Stormwater Ponds - NHD |  | STFPS_PG_1748 |  | Not Affected | Not Affected | Not Affected | Not Affected | Not Affected | Not Affected | Not Affected | Not Affected | Not Affected | Not Affected | Not Affected | Not Affected | Not Affected | Not Affected | Not Affected | Not Affected | Not Affected | Not Affected | Not Affected | Not Affected | Not Affected | 0 | 0 | 0 | 0 | 21 | Polygon
Critical Infrastructure | Stormwater Treatment Facilities and Pump Stations | Stormwater Ponds - NHD |  | STFPS_PG_1749 |  | Not Affected | Not Affected | Not Affected | Not Affected | Not Affected | Not Affected | Not Affected | Not Affected | Not Affected | Not Affected | Not Affected | Not Affected | Not Affected | Not Affected | Not Affected | Not Affected | Not Affected | Not Affected | Not Affected | Not Affected | Not Affected | 0 | 0 | 0 | 0 | 21 | Polygon
Critical Infrastructure | Stormwater Treatment Facilities and Pump Stations | Stormwater Ponds - NHD |  | STFPS_PG_1750 |  | Not Affected | Not Affected | Not Affected | Not Affected | Not Affected | Not Affected | Not Affected | Not Affected | Not Affected | Not Affected | Not Affected | Not Affected | Not Affected | Not Affected | Not Affected | Not Affected | Not Affected | Not Affected | Not Affected | Not Affected | Not Affected | 0 | 0 | 0 | 0 | 21 | Polygon
Critical Infrastructure | Stormwater Treatment Facilities and Pump Stations | Stormwater Ponds - NHD |  | STFPS_PG_1751 |  | Not Affected | Not Affected | Not Affected | Not Affected | Not Affected | Not Affected | Not Affected | Not Affected | Not Affected | Not Affected | Not Affected | Not Affected | Not Affected | Not Affected | Not Affected | Not Affected | Not Affected | Not Affected | Not Affected | Not Affected | Not Affected | 0 | 0 | 0 | 0 | 21 | Polygon
Critical Infrastructure | Stormwater Treatment Facilities and Pump Stations | Stormwater Ponds - NHD |  | STFPS_PG_1752 |  | Not Affected | Not Affected | Not Affected | Not Affected | Not Affected | Not Affected | Not Affected | Not Affected | Not Affected | Not Affected | Not Affected | Not Affected | Not Affected | Not Affected | Not Affected | Not Affected | Not Affected | Not Affected | Not Affected | Not Affected | Not Affected | 0 | 0 | 0 | 0 | 21 | Polygon
Critical Infrastructure | Stormwater Treatment Facilities and Pump Stations | Stormwater Ponds - NHD |  | STFPS_PG_1753 |  | Not Affected | Not Affected | Not Affected | Not Affected | Not Affected | Not Affected | Not Affected | Not Affected | Not Affected | Not Affected | Not Affected | Not Affected | Not Affected | Not Affected | Not Affected | Not Affected | Not Affected | Not Affected | Not Affected | Not Affected | Not Affected | 0 | 0 | 0 | 0 | 21 | Polygon
Critical Infrastructure | Stormwater Treatment Facilities and Pump Stations | Stormwater Ponds - NHD |  | STFPS_PG_1754 |  | Not Affected | Not Affected | Not Affected | Not Affected | Not Affected | Not Affected | Not Affected | Not Affected | Not Affected | Not Affected | Not Affected | Not Affected | Not Affected | Not Affected | Not Affected | Not Affected | Not Affected | Not Affected | Not Affected | Not Affected | Not Affected | 0 | 0 | 0 | 0 | 21 | Polygon
Critical Infrastructure | Stormwater Treatment Facilities and Pump Stations | Stormwater Ponds - NHD |  | STFPS_PG_1755 |  | Not Affected | Not Affected | Not Affected | Not Affected | Not Affected | Not Affected | Not Affected | Not Affected | Not Affected | Not Affected | Not Affected | Not Affected | Not Affected | Not Affected | Not Affected | Not Affected | Not Affected | Not Affected | Not Affected | Not Affected | Not Affected | 0 | 0 | 0 | 0 | 21 | Polygon
Critical Infrastructure | Stormwater Treatment Facilities and Pump Stations | Stormwater Ponds - NHD |  | STFPS_PG_1756 |  | Not Affected | Not Affected | Not Affected | Not Affected | Not Affected | Not Affected | Not Affected | Not Affected | Not Affected | Not Affected | Not Affected | Not Affected | Not Affected | Not Affected | Not Affected | Not Affected | Not Affected | Not Affected | Not Affected | Not Affected | Not Affected | 0 | 0 | 0 | 0 | 21 | Polygon
Critical Infrastructure | Stormwater Treatment Facilities and Pump Stations | Stormwater Ponds - NHD |  | STFPS_PG_1757 |  | Not Affected | Not Affected | Not Affected | Not Affected | Not Affected | Not Affected | Not Affected | Not Affected | Not Affected | Not Affected | Not Affected | Not Affected | Not Affected | Not Affected | Not Affected | Not Affected | Not Affected | Not Affected | Not Affected | Not Affected | Not Affected | 0 | 0 | 0 | 0 | 21 | Polygon
Critical Infrastructure | Stormwater Treatment Facilities and Pump Stations | Stormwater Ponds - NHD |  | STFPS_PG_1758 |  | Not Affected | Not Affected | Not Affected | Not Affected | Not Affected | Not Affected | Not Affected | Not Affected | Not Affected | Not Affected | Not Affected | Not Affected | Not Affected | Not Affected | Not Affected | Not Affected | Not Affected | Not Affected | Not Affected | Not Affected | Not Affected | 0 | 0 | 0 | 0 | 21 | Polygon
Critical Infrastructure | Stormwater Treatment Facilities and Pump Stations | Stormwater Ponds - NHD |  | STFPS_PG_1759 |  | Not Affected | Not Affected | Not Affected | Not Affected | Not Affected | Not Affected | Not Affected | Not Affected | Not Affected | Not Affected | Not Affected | Not Affected | Not Affected | Not Affected | Not Affected | Not Affected | Not Affected | Not Affected | Not Affected | Not Affected | Not Affected | 0 | 0 | 0 | 0 | 21 | Polygon
Critical Infrastructure | Stormwater Treatment Facilities and Pump Stations | Stormwater Ponds - NHD |  | STFPS_PG_1760 |  | Not Affected | Not Affected | Not Affected | Not Affected | Not Affected | Not Affected | Not Affected | Not Affected | Not Affected | Not Affected | Not Affected | Not Affected | Not Affected | Not Affected | Not Affected | Not Affected | Not Affected | Not Affected | Not Affected | Not Affected | Not Affected | 0 | 0 | 0 | 0 | 21 | Polygon
Critical Infrastructure | Stormwater Treatment Facilities and Pump Stations | Stormwater Ponds - NHD |  | STFPS_PG_1761 |  | Not Affected | Not Affected | Not Affected | Not Affected | Not Affected | Not Affected | Not Affected | Not Affected | Not Affected | Not Affected | Not Affected | Not Affected | Not Affected | Not Affected | Not Affected | Not Affected | Not Affected | Not Affected | Not Affected | Not Affected | Not Affected | 0 | 0 | 0 | 0 | 21 | Polygon
Critical Infrastructure | Stormwater Treatment Facilities and Pump Stations | Stormwater Ponds - NHD |  | STFPS_PG_1762 |  | Not Affected | Not Affected | Not Affected | Not Affected | Not Affected | Not Affected | Not Affected | Not Affected | Not Affected | Not Affected | Not Affected | Not Affected | Not Affected | Not Affected | Not Affected | Not Affected | Not Affected | Not Affected | Not Affected | Not Affected | Not Affected | 0 | 0 | 0 | 0 | 21 | Polygon
Critical Infrastructure | Stormwater Treatment Facilities and Pump Stations | Stormwater Ponds - NHD |  | STFPS_PG_1763 |  | Not Affected | Not Affected | Not Affected | Not Affected | Not Affected | Not Affected | Not Affected | Not Affected | Not Affected | Not Affected | Not Affected | Not Affected | Not Affected | Not Affected | Not Affected | Not Affected | Not Affected | Not Affected | Not Affected | Not Affected | Not Affected | 0 | 0 | 0 | 0 | 21 | Polygon
Critical Infrastructure | Stormwater Treatment Facilities and Pump Stations | Stormwater Ponds - NHD |  | STFPS_PG_1764 |  | Not Affected | Not Affected | Not Affected | Not Affected | Not Affected | Not Affected | Not Affected | Not Affected | Not Affected | Not Affected | Not Affected | Not Affected | Not Affected | Not Affected | Not Affected | Not Affected | Not Affected | Not Affected | Not Affected | Not Affected | Not Affected | 0 | 0 | 0 | 0 | 21 | Polygon
Critical Infrastructure | Stormwater Treatment Facilities and Pump Stations | Stormwater Ponds - NHD |  | STFPS_PG_1765 |  | Not Affected | Not Affected | Not Affected | Not Affected | Not Affected | Not Affected | Not Affected | Not Affected | Not Affected | Not Affected | Not Affected | Not Affected | Not Affected | Not Affected | Not Affected | Not Affected | Not Affected | Not Affected | Not Affected | Not Affected | Not Affected | 0 | 0 | 0 | 0 | 21 | Polygon
Critical Infrastructure | Stormwater Treatment Facilities and Pump Stations | Stormwater Ponds - NHD |  | STFPS_PG_1766 |  | Not Affected | Not Affected | Not Affected | Not Affected | Not Affected | Not Affected | Not Affected | Not Affected | Not Affected | Not Affected | Not Affected | Not Affected | Not Affected | Not Affected | Not Affected | Not Affected | Not Affected | Not Affected | Not Affected | Not Affected | Not Affected | 0 | 0 | 0 | 0 | 21 | Polygon
Critical Infrastructure | Stormwater Treatment Facilities and Pump Stations | Stormwater Ponds - NHD |  | STFPS_PG_1767 |  | Not Affected | Not Affected | Not Affected | Not Affected | Not Affected | Not Affected | Not Affected | Not Affected | Not Affected | Not Affected | Not Affected | Not Affected | Not Affected | Not Affected | Not Affected | Not Affected | Not Affected | Not Affected | Not Affected | Not Affected | Not Affected | 0 | 0 | 0 | 0 | 21 | Polygon
Critical Infrastructure | Stormwater Treatment Facilities and Pump Stations | Stormwater Ponds - NHD |  | STFPS_PG_1768 |  | Not Affected | Not Affected | Not Affected | Not Affected | Not Affected | Not Affected | Not Affected | Not Affected | Not Affected | Not Affected | Not Affected | Not Affected | Not Affected | Not Affected | Not Affected | Not Affected | Not Affected | Not Affected | Not Affected | Not Affected | Not Affected | 0 | 0 | 0 | 0 | 21 | Polygon
Critical Infrastructure | Stormwater Treatment Facilities and Pump Stations | Stormwater Ponds - NHD |  | STFPS_PG_1769 |  | Not Affected | Not Affected | Not Affected | Not Affected | Not Affected | Not Affected | Not Affected | Not Affected | Not Affected | Not Affected | Not Affected | Not Affected | Not Affected | Not Affected | Not Affected | Not Affected | Not Affected | Not Affected | Not Affected | Not Affected | Not Affected | 0 | 0 | 0 | 0 | 21 | Polygon
Critical Infrastructure | Stormwater Treatment Facilities and Pump Stations | Stormwater Ponds - NHD |  | STFPS_PG_1770 |  | Not Affected | Not Affected | Not Affected | Not Affected | Not Affected | Not Affected | Not Affected | Not Affected | Not Affected | Not Affected | Not Affected | Not Affected | Not Affected | Not Affected | Not Affected | Not Affected | Not Affected | Not Affected | Not Affected | Not Affected | Not Affected | 0 | 0 | 0 | 0 | 21 | Polygon
Critical Infrastructure | Stormwater Treatment Facilities and Pump Stations | Stormwater Ponds - NHD |  | STFPS_PG_1771 |  | Not Affected | Not Affected | Not Affected | Not Affected | Not Affected | Not Affected | Not Affected | Not Affected | Not Affected | Not Affected | Not Affected | Not Affected | Not Affected | Not Affected | Not Affected | Not Affected | Not Affected | Not Affected | Not Affected | Not Affected | Not Affected | 0 | 0 | 0 | 0 | 21 | Polygon
Critical Infrastructure | Stormwater Treatment Facilities and Pump Stations | Stormwater Ponds - NHD |  | STFPS_PG_1772 |  | Not Affected | Not Affected | Not Affected | Not Affected | Not Affected | Not Affected | Not Affected | Not Affected | Not Affected | Not Affected | Not Affected | Not Affected | Not Affected | Not Affected | Not Affected | Not Affected | Not Affected | Not Affected | Not Affected | Not Affected | Not Affected | 0 | 0 | 0 | 0 | 21 | Polygon
Critical Infrastructure | Stormwater Treatment Facilities and Pump Stations | Stormwater Ponds - NHD |  | STFPS_PG_1773 |  | Not Affected | Not Affected | Not Affected | Not Affected | Not Affected | Not Affected | Not Affected | Not Affected | Not Affected | Not Affected | Not Affected | Not Affected | Not Affected | Not Affected | Not Affected | Not Affected | Not Affected | Not Affected | Not Affected | Not Affected | Not Affected | 0 | 0 | 0 | 0 | 21 | Polygon
Critical Infrastructure | Stormwater Treatment Facilities and Pump Stations | Stormwater Ponds - NHD |  | STFPS_PG_1774 |  | Not Affected | Not Affected | Not Affected | Not Affected | Not Affected | Not Affected | Not Affected | Not Affected | Not Affected | Not Affected | Not Affected | Not Affected | Not Affected | Not Affected | Not Affected | Not Affected | Not Affected | Not Affected | Not Affected | Not Affected | Not Affected | 0 | 0 | 0 | 0 | 21 | Polygon
Critical Infrastructure | Stormwater Treatment Facilities and Pump Stations | Stormwater Ponds - NHD |  | STFPS_PG_1775 |  | Not Affected | Not Affected | Not Affected | Not Affected | Not Affected | Not Affected | Not Affected | Not Affected | Not Affected | Not Affected | Not Affected | Not Affected | Not Affected | Not Affected | Not Affected | Not Affected | Not Affected | Not Affected | Not Affected | Not Affected | Not Affected | 0 | 0 | 0 | 0 | 21 | Polygon
Critical Infrastructure | Stormwater Treatment Facilities and Pump Stations | Stormwater Ponds - NHD |  | STFPS_PG_1776 |  | Not Affected | Not Affected | Not Affected | Not Affected | Not Affected | Not Affected | Not Affected | Not Affected | Not Affected | Not Affected | Not Affected | Not Affected | Not Affected | Not Affected | Not Affected | Not Affected | Not Affected | Not Affected | Not Affected | Not Affected | Not Affected | 0 | 0 | 0 | 0 | 21 | Polygon
Critical Infrastructure | Stormwater Treatment Facilities and Pump Stations | Stormwater Ponds - NHD |  | STFPS_PG_1777 |  | Not Affected | Not Affected | Not Affected | Not Affected | Not Affected | Not Affected | Not Affected | Not Affected | Not Affected | Not Affected | Not Affected | Not Affected | Not Affected | Not Affected | Not Affected | Not Affected | Not Affected | Not Affected | Not Affected | Not Affected | Not Affected | 0 | 0 | 0 | 0 | 21 | Polygon
Critical Infrastructure | Stormwater Treatment Facilities and Pump Stations | Stormwater Ponds - NHD |  | STFPS_PG_1778 |  | Not Affected | Not Affected | Not Affected | Not Affected | Not Affected | Not Affected | Not Affected | Not Affected | Not Affected | Not Affected | Not Affected | Not Affected | Not Affected | Not Affected | Not Affected | Not Affected | Not Affected | Not Affected | Not Affected | Not Affected | Not Affected | 0 | 0 | 0 | 0 | 21 | Polygon
Critical Infrastructure | Stormwater Treatment Facilities and Pump Stations | Stormwater Ponds - NHD |  | STFPS_PG_1779 |  | Not Affected | Not Affected | Not Affected | Not Affected | Not Affected | Not Affected | Not Affected | Not Affected | Not Affected | Not Affected | Not Affected | Not Affected | Not Affected | Not Affected | Not Affected | Not Affected | Not Affected | Not Affected | Not Affected | Not Affected | Not Affected | 0 | 0 | 0 | 0 | 21 | Polygon
Critical Infrastructure | Stormwater Treatment Facilities and Pump Stations | Stormwater Ponds - NHD |  | STFPS_PG_1780 |  | Not Affected | Not Affected | Not Affected | Not Affected | Not Affected | Not Affected | Not Affected | Not Affected | Not Affected | Not Affected | Not Affected | Not Affected | Not Affected | Not Affected | Not Affected | Not Affected | Not Affected | Not Affected | Not Affected | Not Affected | Not Affected | 0 | 0 | 0 | 0 | 21 | Polygon
Critical Infrastructure | Stormwater Treatment Facilities and Pump Stations | Stormwater Ponds - NHD |  | STFPS_PG_1781 |  | Not Affected | Not Affected | Not Affected | Not Affected | Not Affected | Not Affected | Not Affected | Not Affected | Not Affected | Not Affected | Not Affected | Not Affected | Not Affected | Not Affected | Not Affected | Not Affected | Not Affected | Not Affected | Not Affected | Not Affected | Not Affected | 0 | 0 | 0 | 0 | 21 | Polygon
Critical Infrastructure | Stormwater Treatment Facilities and Pump Stations | Stormwater Ponds - NHD |  | STFPS_PG_1783 |  | Not Affected | Not Affected | Not Affected | Not Affected | Not Affected | Not Affected | Not Affected | Not Affected | Not Affected | Not Affected | Not Affected | Not Affected | Not Affected | Not Affected | Not Affected | Not Affected | Not Affected | Not Affected | Not Affected | Not Affected | Not Affected | 0 | 0 | 0 | 0 | 21 | Polygon
Critical Infrastructure | Stormwater Treatment Facilities and Pump Stations | Stormwater Ponds - NHD |  | STFPS_PG_1784 |  | Not Affected | Not Affected | Not Affected | Not Affected | Not Affected | Not Affected | Not Affected | Not Affected | Not Affected | Not Affected | Not Affected | Not Affected | Not Affected | Not Affected | Not Affected | Not Affected | Not Affected | Not Affected | Not Affected | Not Affected | Not Affected | 0 | 0 | 0 | 0 | 21 | Polygon
Critical Infrastructure | Stormwater Treatment Facilities and Pump Stations | Stormwater Ponds - NHD |  | STFPS_PG_1785 |  | Not Affected | Not Affected | Not Affected | Not Affected | Not Affected | Not Affected | Not Affected | Not Affected | Not Affected | Not Affected | Not Affected | Not Affected | Not Affected | Not Affected | Not Affected | Not Affected | Not Affected | Not Affected | Not Affected | Not Affected | Not Affected | 0 | 0 | 0 | 0 | 21 | Polygon
Critical Infrastructure | Stormwater Treatment Facilities and Pump Stations | Stormwater Ponds - NHD |  | STFPS_PG_1786 |  | Not Affected | Not Affected | Not Affected | Not Affected | Not Affected | Not Affected | Not Affected | Not Affected | Not Affected | Not Affected | Not Affected | Not Affected | Not Affected | Not Affected | Not Affected | Not Affected | Not Affected | Not Affected | Not Affected | Not Affected | Not Affected | 0 | 0 | 0 | 0 | 21 | Polygon
Critical Infrastructure | Stormwater Treatment Facilities and Pump Stations | Stormwater Ponds - NHD |  | STFPS_PG_1787 |  | Not Affected | Not Affected | Not Affected | Not Affected | Not Affected | Not Affected | Not Affected | Not Affected | Not Affected | Not Affected | Not Affected | Not Affected | Not Affected | Not Affected | Not Affected | Not Affected | Not Affected | Not Affected | Not Affected | Not Affected | Not Affected | 0 | 0 | 0 | 0 | 21 | Polygon
Critical Infrastructure | Stormwater Treatment Facilities and Pump Stations | Stormwater Ponds - NHD |  | STFPS_PG_1788 |  | Not Affected | Not Affected | Not Affected | Not Affected | Not Affected | Not Affected | Not Affected | Not Affected | Not Affected | Not Affected | Not Affected | Not Affected | Not Affected | Not Affected | Not Affected | Not Affected | Not Affected | Not Affected | Not Affected | Not Affected | Not Affected | 0 | 0 | 0 | 0 | 21 | Polygon
Critical Infrastructure | Stormwater Treatment Facilities and Pump Stations | Stormwater Ponds - NHD |  | STFPS_PG_1789 |  | Not Affected | Not Affected | Not Affected | Not Affected | Not Affected | Not Affected | Not Affected | Not Affected | Not Affected | Not Affected | Not Affected | Not Affected | Not Affected | Not Affected | Not Affected | Not Affected | Not Affected | Not Affected | Not Affected | Not Affected | Not Affected | 0 | 0 | 0 | 0 | 21 | Polygon
Critical Infrastructure | Stormwater Treatment Facilities and Pump Stations | Stormwater Ponds - NHD |  | STFPS_PG_1790 |  | Not Affected | Not Affected | Not Affected | Not Affected | Not Affected | Not Affected | Not Affected | Not Affected | Not Affected | Not Affected | Not Affected | Not Affected | Not Affected | Not Affected | Not Affected | Not Affected | Not Affected | Not Affected | Not Affected | Not Affected | Not Affected | 0 | 0 | 0 | 0 | 21 | Polygon
Critical Infrastructure | Stormwater Treatment Facilities and Pump Stations | Stormwater Ponds - NHD |  | STFPS_PG_1791 |  | Not Affected | Not Affected | Not Affected | Not Affected | Not Affected | Not Affected | Not Affected | Not Affected | Not Affected | Not Affected | Not Affected | Not Affected | Not Affected | Not Affected | Not Affected | Not Affected | Not Affected | Not Affected | Not Affected | Not Affected | Not Affected | 0 | 0 | 0 | 0 | 21 | Polygon
Critical Infrastructure | Stormwater Treatment Facilities and Pump Stations | Stormwater Ponds - NHD |  | STFPS_PG_1792 |  | Not Affected | Not Affected | Not Affected | Not Affected | Not Affected | Not Affected | Not Affected | Not Affected | Not Affected | Not Affected | Not Affected | Not Affected | Not Affected | Not Affected | Not Affected | Not Affected | Not Affected | Not Affected | Not Affected | Not Affected | Not Affected | 0 | 0 | 0 | 0 | 21 | Polygon
Critical Infrastructure | Stormwater Treatment Facilities and Pump Stations | Stormwater Ponds - NHD |  | STFPS_PG_1793 |  | Not Affected | Not Affected | Not Affected | Not Affected | Not Affected | Not Affected | Not Affected | Not Affected | Not Affected | Not Affected | Not Affected | Not Affected | Not Affected | Not Affected | Not Affected | Not Affected | Not Affected | Not Affected | Not Affected | Not Affected | Not Affected | 0 | 0 | 0 | 0 | 21 | Polygon
Critical Infrastructure | Stormwater Treatment Facilities and Pump Stations | Stormwater Ponds - NHD |  | STFPS_PG_1794 |  | Not Affected | Not Affected | Not Affected | Not Affected | Not Affected | Not Affected | Not Affected | Not Affected | Not Affected | Not Affected | Not Affected | Not Affected | Not Affected | Not Affected | Not Affected | Not Affected | Not Affected | Not Affected | Not Affected | Not Affected | Not Affected | 0 | 0 | 0 | 0 | 21 | Polygon
Critical Infrastructure | Stormwater Treatment Facilities and Pump Stations | Stormwater Ponds - NHD |  | STFPS_PG_1795 |  | Not Affected | Not Affected | Not Affected | Not Affected | Not Affected | Not Affected | Not Affected | Not Affected | Not Affected | Not Affected | Not Affected | Not Affected | Not Affected | Not Affected | Not Affected | Not Affected | Not Affected | Not Affected | Not Affected | Not Affected | Not Affected | 0 | 0 | 0 | 0 | 21 | Polygon
Critical Infrastructure | Stormwater Treatment Facilities and Pump Stations | Stormwater Ponds - NHD |  | STFPS_PG_1796 |  | Not Affected | Not Affected | Not Affected | Not Affected | Not Affected | Not Affected | Not Affected | Not Affected | Not Affected | Not Affected | Not Affected | Not Affected | Not Affected | Not Affected | Not Affected | Not Affected | Not Affected | Not Affected | Not Affected | Not Affected | Not Affected | 0 | 0 | 0 | 0 | 21 | Polygon
Critical Infrastructure | Stormwater Treatment Facilities and Pump Stations | Stormwater Ponds - NHD |  | STFPS_PG_1797 |  | Not Affected | Not Affected | Not Affected | Not Affected | Not Affected | Not Affected | Not Affected | Not Affected | Not Affected | Not Affected | Not Affected | Not Affected | Not Affected | Not Affected | Not Affected | Not Affected | Not Affected | Not Affected | Not Affected | Not Affected | Not Affected | 0 | 0 | 0 | 0 | 21 | Polygon
Critical Infrastructure | Stormwater Treatment Facilities and Pump Stations | Stormwater Ponds - NHD |  | STFPS_PG_1798 |  | Not Affected | Not Affected | Not Affected | Not Affected | Not Affected | Not Affected | Not Affected | Not Affected | Not Affected | Not Affected | Not Affected | Not Affected | Not Affected | Not Affected | Not Affected | Not Affected | Not Affected | Not Affected | Not Affected | Not Affected | Not Affected | 0 | 0 | 0 | 0 | 21 | Polygon
Critical Infrastructure | Stormwater Treatment Facilities and Pump Stations | Stormwater Ponds - NHD |  | STFPS_PG_1799 |  | Not Affected | Not Affected | Not Affected | Not Affected | Not Affected | Not Affected | Not Affected | Not Affected | Not Affected | Not Affected | Not Affected | Not Affected | Not Affected | Not Affected | Not Affected | Not Affected | Not Affected | Not Affected | Not Affected | Not Affected | Not Affected | 0 | 0 | 0 | 0 | 21 | Polygon
Critical Infrastructure | Stormwater Treatment Facilities and Pump Stations | Stormwater Ponds - NHD |  | STFPS_PG_1800 |  | Not Affected | Not Affected | Not Affected | Not Affected | Not Affected | Not Affected | Not Affected | Not Affected | Not Affected | Not Affected | Not Affected | Not Affected | Not Affected | Not Affected | Not Affected | Not Affected | Not Affected | Not Affected | Not Affected | Not Affected | Not Affected | 0 | 0 | 0 | 0 | 21 | Polygon
Critical Infrastructure | Stormwater Treatment Facilities and Pump Stations | Stormwater Ponds - NHD |  | STFPS_PG_1802 |  | Not Affected | Not Affected | Not Affected | Not Affected | Not Affected | Not Affected | Not Affected | Not Affected | Not Affected | Not Affected | Not Affected | Not Affected | Not Affected | Not Affected | Not Affected | Not Affected | Not Affected | Not Affected | Not Affected | Not Affected | Not Affected | 0 | 0 | 0 | 0 | 21 | Polygon
Critical Infrastructure | Stormwater Treatment Facilities and Pump Stations | Stormwater Ponds - NHD |  | STFPS_PG_1803 |  | Not Affected | Not Affected | Not Affected | Not Affected | Not Affected | Not Affected | Not Affected | Not Affected | Not Affected | Not Affected | Not Affected | Not Affected | Not Affected | Not Affected | Not Affected | Not Affected | Not Affected | Not Affected | Not Affected | Not Affected | Not Affected | 0 | 0 | 0 | 0 | 21 | Polygon
Critical Infrastructure | Stormwater Treatment Facilities and Pump Stations | Stormwater Ponds - NHD |  | STFPS_PG_1804 |  | Not Affected | Not Affected | Not Affected | Not Affected | Not Affected | Not Affected | Not Affected | Not Affected | Not Affected | Not Affected | Not Affected | Not Affected | Not Affected | Not Affected | Not Affected | Not Affected | Not Affected | Not Affected | Not Affected | Not Affected | Not Affected | 0 | 0 | 0 | 0 | 21 | Polygon
Critical Infrastructure | Stormwater Treatment Facilities and Pump Stations | Stormwater Ponds - NHD |  | STFPS_PG_1805 |  | Not Affected | Not Affected | Not Affected | Not Affected | Not Affected | Not Affected | Not Affected | Not Affected | Not Affected | Not Affected | Not Affected | Not Affected | Not Affected | Not Affected | Not Affected | Not Affected | Not Affected | Not Affected | Not Affected | Not Affected | Not Affected | 0 | 0 | 0 | 0 | 21 | Polygon
Critical Infrastructure | Stormwater Treatment Facilities and Pump Stations | Stormwater Ponds - NHD |  | STFPS_PG_1806 |  | Not Affected | Not Affected | Not Affected | Not Affected | Not Affected | Not Affected | Not Affected | Not Affected | Not Affected | Not Affected | Not Affected | Not Affected | Not Affected | Not Affected | Not Affected | Not Affected | Not Affected | Not Affected | Not Affected | Not Affected | Not Affected | 0 | 0 | 0 | 0 | 21 | Polygon
Critical Infrastructure | Stormwater Treatment Facilities and Pump Stations | Stormwater Ponds - NHD |  | STFPS_PG_1807 |  | Not Affected | Not Affected | Not Affected | Not Affected | Not Affected | Not Affected | Not Affected | Not Affected | Not Affected | Not Affected | Not Affected | Not Affected | Not Affected | Not Affected | Not Affected | Not Affected | Not Affected | Not Affected | Not Affected | Not Affected | Not Affected | 0 | 0 | 0 | 0 | 21 | Polygon
Critical Infrastructure | Stormwater Treatment Facilities and Pump Stations | Stormwater Ponds - NHD |  | STFPS_PG_1808 |  | Not Affected | Not Affected | Not Affected | Not Affected | Not Affected | Not Affected | Not Affected | Not Affected | Not Affected | Not Affected | Not Affected | Not Affected | Not Affected | Not Affected | Not Affected | Not Affected | Not Affected | Not Affected | Not Affected | Not Affected | Not Affected | 0 | 0 | 0 | 0 | 21 | Polygon
Critical Infrastructure | Stormwater Treatment Facilities and Pump Stations | Stormwater Ponds - NHD |  | STFPS_PG_1809 |  | Not Affected | Not Affected | Not Affected | Not Affected | Not Affected | Not Affected | Not Affected | Not Affected | Not Affected | Not Affected | Not Affected | Not Affected | Not Affected | Not Affected | Not Affected | Not Affected | Not Affected | Not Affected | Not Affected | Not Affected | Not Affected | 0 | 0 | 0 | 0 | 21 | Polygon
Critical Infrastructure | Stormwater Treatment Facilities and Pump Stations | Stormwater Ponds - NHD |  | STFPS_PG_1810 |  | Not Affected | Not Affected | Not Affected | Not Affected | Not Affected | Not Affected | Not Affected | Not Affected | Not Affected | Not Affected | Not Affected | Not Affected | Not Affected | Not Affected | Not Affected | Not Affected | Not Affected | Not Affected | Not Affected | Not Affected | Not Affected | 0 | 0 | 0 | 0 | 21 | Polygon
Critical Infrastructure | Stormwater Treatment Facilities and Pump Stations | Stormwater Ponds - NHD |  | STFPS_PG_1811 |  | Not Affected | Not Affected | Not Affected | Not Affected | Not Affected | Not Affected | Not Affected | Not Affected | Not Affected | Not Affected | Not Affected | Not Affected | Not Affected | Not Affected | Not Affected | Not Affected | Not Affected | Not Affected | Not Affected | Not Affected | Not Affected | 0 | 0 | 0 | 0 | 21 | Polygon
Critical Infrastructure | Stormwater Treatment Facilities and Pump Stations | Stormwater Ponds - NHD |  | STFPS_PG_1812 |  | Not Affected | Not Affected | Not Affected | Not Affected | Not Affected | Not Affected | Not Affected | Not Affected | Not Affected | Not Affected | Not Affected | Not Affected | Not Affected | Not Affected | Not Affected | Not Affected | Not Affected | Not Affected | Not Affected | Not Affected | Not Affected | 0 | 0 | 0 | 0 | 21 | Polygon
Critical Infrastructure | Stormwater Treatment Facilities and Pump Stations | Stormwater Ponds - NHD |  | STFPS_PG_1813 |  | Not Affected | Not Affected | Not Affected | Not Affected | Not Affected | Not Affected | Not Affected | Not Affected | Not Affected | Not Affected | Not Affected | Not Affected | Not Affected | Not Affected | Not Affected | Not Affected | Not Affected | Not Affected | Not Affected | Not Affected | Not Affected | 0 | 0 | 0 | 0 | 21 | Polygon
Critical Infrastructure | Stormwater Treatment Facilities and Pump Stations | Stormwater Ponds - NHD |  | STFPS_PG_1814 |  | Not Affected | Not Affected | Not Affected | Not Affected | Not Affected | Not Affected | Not Affected | Not Affected | Not Affected | Not Affected | Not Affected | Not Affected | Not Affected | Not Affected | Not Affected | Not Affected | Not Affected | Not Affected | Not Affected | Not Affected | Not Affected | 0 | 0 | 0 | 0 | 21 | Polygon
Critical Infrastructure | Stormwater Treatment Facilities and Pump Stations | Stormwater Ponds - NHD |  | STFPS_PG_1815 |  | Not Affected | Not Affected | Not Affected | Not Affected | Not Affected | Not Affected | Not Affected | Not Affected | Not Affected | Not Affected | Not Affected | Not Affected | Not Affected | Not Affected | Not Affected | Not Affected | Not Affected | Not Affected | Not Affected | Not Affected | Not Affected | 0 | 0 | 0 | 0 | 21 | Polygon
Critical Infrastructure | Stormwater Treatment Facilities and Pump Stations | Stormwater Ponds - NHD |  | STFPS_PG_1816 |  | Not Affected | Not Affected | Not Affected | Not Affected | Not Affected | Not Affected | Not Affected | Not Affected | Not Affected | Not Affected | Not Affected | Not Affected | Not Affected | Not Affected | Not Affected | Not Affected | Not Affected | Not Affected | Not Affected | Not Affected | Not Affected | 0 | 0 | 0 | 0 | 21 | Polygon
Critical Infrastructure | Stormwater Treatment Facilities and Pump Stations | Stormwater Ponds - NHD |  | STFPS_PG_1817 |  | Not Affected | Not Affected | Not Affected | Not Affected | Not Affected | Not Affected | Not Affected | Not Affected | Not Affected | Not Affected | Not Affected | Not Affected | Not Affected | Not Affected | Not Affected | Not Affected | Not Affected | Not Affected | Not Affected | Not Affected | Not Affected | 0 | 0 | 0 | 0 | 21 | Polygon
Critical Infrastructure | Stormwater Treatment Facilities and Pump Stations | Stormwater Ponds - NHD |  | STFPS_PG_1818 |  | Not Affected | Not Affected | Not Affected | Not Affected | Not Affected | Not Affected | Not Affected | Not Affected | Not Affected | Not Affected | Not Affected | Not Affected | Not Affected | Not Affected | Not Affected | Not Affected | Not Affected | Not Affected | Not Affected | Not Affected | Not Affected | 0 | 0 | 0 | 0 | 21 | Polygon
Critical Infrastructure | Stormwater Treatment Facilities and Pump Stations | Stormwater Ponds - NHD |  | STFPS_PG_1820 |  | Not Affected | Not Affected | Not Affected | Not Affected | Not Affected | Not Affected | Not Affected | Not Affected | Not Affected | Not Affected | Not Affected | Not Affected | Not Affected | Not Affected | Not Affected | Not Affected | Not Affected | Not Affected | Not Affected | Not Affected | Not Affected | 0 | 0 | 0 | 0 | 21 | Polygon
Critical Infrastructure | Stormwater Treatment Facilities and Pump Stations | Stormwater Ponds - NHD |  | STFPS_PG_1821 |  | Not Affected | Not Affected | Not Affected | Not Affected | Not Affected | Not Affected | Not Affected | Not Affected | Not Affected | Not Affected | Not Affected | Not Affected | Not Affected | Not Affected | Not Affected | Not Affected | Not Affected | Not Affected | Not Affected | Not Affected | Not Affected | 0 | 0 | 0 | 0 | 21 | Polygon
Critical Infrastructure | Stormwater Treatment Facilities and Pump Stations | Stormwater Ponds - NHD |  | STFPS_PG_1822 |  | Not Affected | Not Affected | Not Affected | Not Affected | Not Affected | Not Affected | Not Affected | Not Affected | Not Affected | Not Affected | Not Affected | Not Affected | Not Affected | Not Affected | Not Affected | Not Affected | Not Affected | Not Affected | Not Affected | Not Affected | Not Affected | 0 | 0 | 0 | 0 | 21 | Polygon
Critical Infrastructure | Stormwater Treatment Facilities and Pump Stations | Stormwater Ponds - NHD |  | STFPS_PG_1823 |  | Not Affected | Not Affected | Not Affected | Not Affected | Not Affected | Not Affected | Not Affected | Not Affected | Not Affected | Not Affected | Not Affected | Not Affected | Not Affected | Not Affected | Not Affected | Not Affected | Not Affected | Not Affected | Not Affected | Not Affected | Not Affected | 0 | 0 | 0 | 0 | 21 | Polygon
Critical Infrastructure | Stormwater Treatment Facilities and Pump Stations | Stormwater Ponds - NHD |  | STFPS_PG_1824 |  | Not Affected | Not Affected | Not Affected | Not Affected | Not Affected | Not Affected | Not Affected | Not Affected | Not Affected | Not Affected | Not Affected | Not Affected | Not Affected | Not Affected | Not Affected | Not Affected | Not Affected | Not Affected | Not Affected | Not Affected | Not Affected | 0 | 0 | 0 | 0 | 21 | Polygon
Critical Infrastructure | Stormwater Treatment Facilities and Pump Stations | Stormwater Ponds - NHD |  | STFPS_PG_1825 |  | Not Affected | Not Affected | Not Affected | Not Affected | Not Affected | Not Affected | Not Affected | Not Affected | Not Affected | Not Affected | Not Affected | Not Affected | Not Affected | Not Affected | Not Affected | Not Affected | Not Affected | Not Affected | Not Affected | Not Affected | Not Affected | 0 | 0 | 0 | 0 | 21 | Polygon
Critical Infrastructure | Stormwater Treatment Facilities and Pump Stations | Stormwater Ponds - NHD |  | STFPS_PG_1826 |  | Not Affected | Not Affected | Not Affected | Not Affected | Not Affected | Not Affected | Not Affected | Not Affected | Not Affected | Not Affected | Not Affected | Not Affected | Not Affected | Not Affected | Not Affected | Not Affected | Not Affected | Not Affected | Not Affected | Not Affected | Not Affected | 0 | 0 | 0 | 0 | 21 | Polygon
Critical Infrastructure | Stormwater Treatment Facilities and Pump Stations | Stormwater Ponds - NHD |  | STFPS_PG_1827 |  | Not Affected | Not Affected | Not Affected | Not Affected | Not Affected | Not Affected | Not Affected | Not Affected | Not Affected | Not Affected | Not Affected | Not Affected | Not Affected | Not Affected | Not Affected | Not Affected | Not Affected | Not Affected | Not Affected | Not Affected | Not Affected | 0 | 0 | 0 | 0 | 21 | Polygon
Critical Infrastructure | Stormwater Treatment Facilities and Pump Stations | Stormwater Ponds - NHD |  | STFPS_PG_1828 |  | Not Affected | Not Affected | Not Affected | Not Affected | Not Affected | Not Affected | Not Affected | Not Affected | Not Affected | Not Affected | Not Affected | Not Affected | Not Affected | Not Affected | Not Affected | Not Affected | Not Affected | Not Affected | Not Affected | Not Affected | Not Affected | 0 | 0 | 0 | 0 | 21 | Polygon
Critical Infrastructure | Stormwater Treatment Facilities and Pump Stations | Stormwater Ponds - NHD |  | STFPS_PG_1829 |  | Not Affected | Not Affected | Not Affected | Not Affected | Not Affected | Not Affected | Not Affected | Not Affected | Not Affected | Not Affected | Not Affected | Not Affected | Not Affected | Not Affected | Not Affected | Not Affected | Not Affected | Not Affected | Not Affected | Not Affected | Not Affected | 0 | 0 | 0 | 0 | 21 | Polygon
Critical Infrastructure | Stormwater Treatment Facilities and Pump Stations | Stormwater Ponds - NHD |  | STFPS_PG_1830 |  | Not Affected | Not Affected | Not Affected | Not Affected | Not Affected | Not Affected | Not Affected | Not Affected | Not Affected | Not Affected | Not Affected | Not Affected | Not Affected | Not Affected | Not Affected | Not Affected | Not Affected | Not Affected | Not Affected | Not Affected | Not Affected | 0 | 0 | 0 | 0 | 21 | Polygon
Critical Infrastructure | Stormwater Treatment Facilities and Pump Stations | Stormwater Ponds - NHD |  | STFPS_PG_1831 |  | Not Affected | Not Affected | Not Affected | Not Affected | Not Affected | Not Affected | Not Affected | Not Affected | Not Affected | Not Affected | Not Affected | Not Affected | Not Affected | Not Affected | Not Affected | Not Affected | Not Affected | Not Affected | Not Affected | Not Affected | Not Affected | 0 | 0 | 0 | 0 | 21 | Polygon
Critical Infrastructure | Stormwater Treatment Facilities and Pump Stations | Stormwater Ponds - NHD |  | STFPS_PG_1833 |  | Not Affected | Not Affected | Not Affected | Not Affected | Not Affected | Not Affected | Not Affected | Not Affected | Not Affected | Not Affected | Not Affected | Not Affected | Not Affected | Not Affected | Not Affected | Not Affected | Not Affected | Not Affected | Not Affected | Not Affected | Not Affected | 0 | 0 | 0 | 0 | 21 | Polygon
Critical Infrastructure | Stormwater Treatment Facilities and Pump Stations | Stormwater Ponds - NHD |  | STFPS_PG_1834 |  | Not Affected | Not Affected | Not Affected | Not Affected | Not Affected | Not Affected | Not Affected | Not Affected | Not Affected | Not Affected | Not Affected | Not Affected | Not Affected | Not Affected | Not Affected | Not Affected | Not Affected | Not Affected | Not Affected | Not Affected | Not Affected | 0 | 0 | 0 | 0 | 21 | Polygon
Critical Infrastructure | Stormwater Treatment Facilities and Pump Stations | Stormwater Ponds - NHD |  | STFPS_PG_1835 |  | Not Affected | Not Affected | Not Affected | Not Affected | Not Affected | Not Affected | Not Affected | Not Affected | Not Affected | Not Affected | Not Affected | Not Affected | Not Affected | Not Affected | Not Affected | Not Affected | Not Affected | Not Affected | Not Affected | Not Affected | Not Affected | 0 | 0 | 0 | 0 | 21 | Polygon
Critical Infrastructure | Stormwater Treatment Facilities and Pump Stations | Stormwater Ponds - NHD |  | STFPS_PG_1836 |  | Not Affected | Not Affected | Not Affected | Not Affected | Not Affected | Not Affected | Not Affected | Not Affected | Not Affected | Not Affected | Not Affected | Not Affected | Not Affected | Not Affected | Not Affected | Not Affected | Not Affected | Not Affected | Not Affected | Not Affected | Not Affected | 0 | 0 | 0 | 0 | 21 | Polygon
Critical Infrastructure | Stormwater Treatment Facilities and Pump Stations | Stormwater Ponds - NHD |  | STFPS_PG_1837 |  | Not Affected | Not Affected | Not Affected | Not Affected | Not Affected | Not Affected | Not Affected | Not Affected | Not Affected | Not Affected | Not Affected | Not Affected | Not Affected | Not Affected | Not Affected | Not Affected | Not Affected | Not Affected | Not Affected | Not Affected | Not Affected | 0 | 0 | 0 | 0 | 21 | Polygon
Critical Infrastructure | Stormwater Treatment Facilities and Pump Stations | Stormwater Ponds - NHD |  | STFPS_PG_1838 |  | Not Affected | Not Affected | Not Affected | Not Affected | Not Affected | Not Affected | Not Affected | Not Affected | Not Affected | Not Affected | Not Affected | Not Affected | Not Affected | Not Affected | Not Affected | Not Affected | Not Affected | Not Affected | Not Affected | Not Affected | Not Affected | 0 | 0 | 0 | 0 | 21 | Polygon
Critical Infrastructure | Stormwater Treatment Facilities and Pump Stations | Stormwater Ponds - NHD |  | STFPS_PG_1839 |  | Not Affected | Not Affected | Not Affected | Not Affected | Not Affected | Not Affected | Not Affected | Not Affected | Not Affected | Not Affected | Not Affected | Not Affected | Not Affected | Not Affected | Not Affected | Not Affected | Not Affected | Not Affected | Not Affected | Not Affected | Not Affected | 0 | 0 | 0 | 0 | 21 | Polygon
Critical Infrastructure | Stormwater Treatment Facilities and Pump Stations | Stormwater Ponds - NHD |  | STFPS_PG_1840 |  | Not Affected | Not Affected | Not Affected | Not Affected | Not Affected | Not Affected | Not Affected | Not Affected | Not Affected | Not Affected | Not Affected | Not Affected | Not Affected | Not Affected | Not Affected | Not Affected | Not Affected | Not Affected | Not Affected | Not Affected | Not Affected | 0 | 0 | 0 | 0 | 21 | Polygon
Critical Infrastructure | Stormwater Treatment Facilities and Pump Stations | Stormwater Ponds - NHD |  | STFPS_PG_1841 |  | Not Affected | Not Affected | Not Affected | Not Affected | Not Affected | Not Affected | Not Affected | Not Affected | Not Affected | Not Affected | Not Affected | Not Affected | Not Affected | Not Affected | Not Affected | Not Affected | Not Affected | Not Affected | Not Affected | Not Affected | Not Affected | 0 | 0 | 0 | 0 | 21 | Polygon
Critical Infrastructure | Stormwater Treatment Facilities and Pump Stations | Stormwater Ponds - NHD |  | STFPS_PG_1842 |  | Not Affected | Not Affected | Not Affected | Not Affected | Not Affected | Not Affected | Not Affected | Not Affected | Not Affected | Not Affected | Not Affected | Not Affected | Not Affected | Not Affected | Not Affected | Not Affected | Not Affected | Not Affected | Not Affected | Not Affected | Not Affected | 0 | 0 | 0 | 0 | 21 | Polygon
Critical Infrastructure | Stormwater Treatment Facilities and Pump Stations | Stormwater Ponds - NHD |  | STFPS_PG_1843 |  | Not Affected | Not Affected | Not Affected | Not Affected | Not Affected | Not Affected | Not Affected | Not Affected | Not Affected | Not Affected | Not Affected | Not Affected | Not Affected | Not Affected | Not Affected | Not Affected | Not Affected | Not Affected | Not Affected | Not Affected | Not Affected | 0 | 0 | 0 | 0 | 21 | Polygon
Critical Infrastructure | Stormwater Treatment Facilities and Pump Stations | Stormwater Ponds - NHD |  | STFPS_PG_1845 |  | Not Affected | Not Affected | Not Affected | Not Affected | Not Affected | Not Affected | Not Affected | Not Affected | Not Affected | Not Affected | Not Affected | Not Affected | Not Affected | Not Affected | Not Affected | Not Affected | Not Affected | Not Affected | Not Affected | Not Affected | Not Affected | 0 | 0 | 0 | 0 | 21 | Polygon
Critical Infrastructure | Stormwater Treatment Facilities and Pump Stations | Stormwater Ponds - NHD |  | STFPS_PG_1846 |  | Not Affected | Not Affected | Not Affected | Not Affected | Not Affected | Not Affected | Not Affected | Not Affected | Not Affected | Not Affected | Not Affected | Not Affected | Not Affected | Not Affected | Not Affected | Not Affected | Not Affected | Not Affected | Not Affected | Not Affected | Not Affected | 0 | 0 | 0 | 0 | 21 | Polygon
Critical Infrastructure | Stormwater Treatment Facilities and Pump Stations | Stormwater Ponds - NHD |  | STFPS_PG_1847 |  | Not Affected | Not Affected | Not Affected | Not Affected | Not Affected | Not Affected | Not Affected | Not Affected | Not Affected | Not Affected | Not Affected | Not Affected | Not Affected | Not Affected | Not Affected | Not Affected | Not Affected | Not Affected | Not Affected | Not Affected | Not Affected | 0 | 0 | 0 | 0 | 21 | Polygon
Critical Infrastructure | Stormwater Treatment Facilities and Pump Stations | Stormwater Ponds - NHD |  | STFPS_PG_1849 |  | Not Affected | Not Affected | Not Affected | Not Affected | Not Affected | Not Affected | Not Affected | Not Affected | Not Affected | Not Affected | Not Affected | Not Affected | Not Affected | Not Affected | Not Affected | Not Affected | Not Affected | Not Affected | Not Affected | Not Affected | Not Affected | 0 | 0 | 0 | 0 | 21 | Polygon
Critical Infrastructure | Stormwater Treatment Facilities and Pump Stations | Stormwater Ponds - NHD |  | STFPS_PG_1850 |  | Not Affected | Not Affected | Not Affected | Not Affected | Not Affected | Not Affected | Not Affected | Not Affected | Not Affected | Not Affected | Not Affected | Not Affected | Not Affected | Not Affected | Not Affected | Not Affected | Not Affected | Not Affected | Not Affected | Not Affected | Not Affected | 0 | 0 | 0 | 0 | 21 | Polygon
Critical Infrastructure | Stormwater Treatment Facilities and Pump Stations | Stormwater Ponds - NHD |  | STFPS_PG_1851 |  | Not Affected | Not Affected | Not Affected | Not Affected | Not Affected | Not Affected | Not Affected | Not Affected | Not Affected | Not Affected | Not Affected | Not Affected | Not Affected | Not Affected | Not Affected | Not Affected | Not Affected | Not Affected | Not Affected | Not Affected | Not Affected | 0 | 0 | 0 | 0 | 21 | Polygon
Critical Infrastructure | Stormwater Treatment Facilities and Pump Stations | Stormwater Ponds - NHD |  | STFPS_PG_1852 |  | Not Affected | Not Affected | Not Affected | Not Affected | Not Affected | Not Affected | Not Affected | Not Affected | Not Affected | Not Affected | Not Affected | Not Affected | Not Affected | Not Affected | Not Affected | Not Affected | Not Affected | Not Affected | Not Affected | Not Affected | Not Affected | 0 | 0 | 0 | 0 | 21 | Polygon
Critical Infrastructure | Stormwater Treatment Facilities and Pump Stations | Stormwater Ponds - NHD |  | STFPS_PG_1853 |  | Not Affected | Not Affected | Not Affected | Not Affected | Not Affected | Not Affected | Not Affected | Not Affected | Not Affected | Not Affected | Not Affected | Not Affected | Not Affected | Not Affected | Not Affected | Not Affected | Not Affected | Not Affected | Not Affected | Not Affected | Not Affected | 0 | 0 | 0 | 0 | 21 | Polygon
Critical Infrastructure | Stormwater Treatment Facilities and Pump Stations | Stormwater Ponds - NHD |  | STFPS_PG_1857 |  | Not Affected | Not Affected | Not Affected | Not Affected | Not Affected | Not Affected | Not Affected | Not Affected | Not Affected | Not Affected | Not Affected | Not Affected | Not Affected | Not Affected | Not Affected | Not Affected | Not Affected | Not Affected | Not Affected | Not Affected | Not Affected | 0 | 0 | 0 | 0 | 21 | Polygon
Critical Infrastructure | Stormwater Treatment Facilities and Pump Stations | Stormwater Ponds - NHD |  | STFPS_PG_1858 |  | Not Affected | Not Affected | Not Affected | Not Affected | Not Affected | Not Affected | Not Affected | Not Affected | Not Affected | Not Affected | Not Affected | Not Affected | Not Affected | Not Affected | Not Affected | Not Affected | Not Affected | Not Affected | Not Affected | Not Affected | Not Affected | 0 | 0 | 0 | 0 | 21 | Polygon
Critical Infrastructure | Stormwater Treatment Facilities and Pump Stations | Stormwater Ponds - NHD |  | STFPS_PG_1859 |  | Not Affected | Not Affected | Not Affected | Not Affected | Not Affected | Not Affected | Not Affected | Not Affected | Not Affected | Not Affected | Not Affected | Not Affected | Not Affected | Not Affected | Not Affected | Not Affected | Not Affected | Not Affected | Not Affected | Not Affected | Not Affected | 0 | 0 | 0 | 0 | 21 | Polygon
Critical Infrastructure | Stormwater Treatment Facilities and Pump Stations | Stormwater Ponds - NHD |  | STFPS_PG_1860 |  | Not Affected | Not Affected | Not Affected | Not Affected | Not Affected | Not Affected | Not Affected | Not Affected | Not Affected | Not Affected | Not Affected | Not Affected | Not Affected | Not Affected | Not Affected | Not Affected | Not Affected | Not Affected | Not Affected | Not Affected | Not Affected | 0 | 0 | 0 | 0 | 21 | Polygon
Critical Infrastructure | Stormwater Treatment Facilities and Pump Stations | Stormwater Ponds - NHD |  | STFPS_PG_1861 |  | Not Affected | Not Affected | Not Affected | Not Affected | Not Affected | Not Affected | Not Affected | Not Affected | Not Affected | Not Affected | Not Affected | Not Affected | Not Affected | Not Affected | Not Affected | Not Affected | Not Affected | Not Affected | Not Affected | Not Affected | Not Affected | 0 | 0 | 0 | 0 | 21 | Polygon
Critical Infrastructure | Stormwater Treatment Facilities and Pump Stations | Stormwater Ponds - NHD |  | STFPS_PG_1862 |  | Not Affected | Not Affected | Not Affected | Not Affected | Not Affected | Not Affected | Not Affected | Not Affected | Not Affected | Not Affected | Not Affected | Not Affected | Not Affected | Not Affected | Not Affected | Not Affected | Not Affected | Not Affected | Not Affected | Not Affected | Not Affected | 0 | 0 | 0 | 0 | 21 | Polygon
Critical Infrastructure | Stormwater Treatment Facilities and Pump Stations | Stormwater Ponds - NHD |  | STFPS_PG_1863 |  | Not Affected | Not Affected | Not Affected | Not Affected | Not Affected | Not Affected | Not Affected | Not Affected | Not Affected | Not Affected | Not Affected | Not Affected | Not Affected | Not Affected | Not Affected | Not Affected | Not Affected | Not Affected | Not Affected | Not Affected | Not Affected | 0 | 0 | 0 | 0 | 21 | Polygon
Critical Infrastructure | Stormwater Treatment Facilities and Pump Stations | Stormwater Ponds - NHD |  | STFPS_PG_1864 |  | Not Affected | Not Affected | Not Affected | Not Affected | Not Affected | Not Affected | Not Affected | Not Affected | Not Affected | Not Affected | Not Affected | Not Affected | Not Affected | Not Affected | Not Affected | Not Affected | Not Affected | Not Affected | Not Affected | Not Affected | Not Affected | 0 | 0 | 0 | 0 | 21 | Polygon
Critical Infrastructure | Stormwater Treatment Facilities and Pump Stations | Stormwater Ponds - NHD |  | STFPS_PG_1865 |  | Not Affected | Not Affected | Not Affected | Not Affected | Not Affected | Not Affected | Not Affected | Not Affected | Not Affected | Not Affected | Not Affected | Not Affected | Not Affected | Not Affected | Not Affected | Not Affected | Not Affected | Not Affected | Not Affected | Not Affected | Not Affected | 0 | 0 | 0 | 0 | 21 | Polygon
Critical Infrastructure | Stormwater Treatment Facilities and Pump Stations | Stormwater Ponds - NHD |  | STFPS_PG_1867 |  | Not Affected | Not Affected | Not Affected | Not Affected | Not Affected | Not Affected | Not Affected | Not Affected | Not Affected | Not Affected | Not Affected | Not Affected | Not Affected | Not Affected | Not Affected | Not Affected | Not Affected | Not Affected | Not Affected | Not Affected | Not Affected | 0 | 0 | 0 | 0 | 21 | Polygon
Critical Infrastructure | Stormwater Treatment Facilities and Pump Stations | Stormwater Ponds - NHD |  | STFPS_PG_1868 |  | Not Affected | Not Affected | Not Affected | Not Affected | Not Affected | Not Affected | Not Affected | Not Affected | Not Affected | Not Affected | Not Affected | Not Affected | Not Affected | Not Affected | Not Affected | Not Affected | Not Affected | Not Affected | Not Affected | Not Affected | Not Affected | 0 | 0 | 0 | 0 | 21 | Polygon
Critical Infrastructure | Stormwater Treatment Facilities and Pump Stations | Stormwater Ponds - NHD |  | STFPS_PG_1869 |  | Not Affected | Not Affected | Not Affected | Not Affected | Not Affected | Not Affected | Not Affected | Not Affected | Not Affected | Not Affected | Not Affected | Not Affected | Not Affected | Not Affected | Not Affected | Not Affected | Not Affected | Not Affected | Not Affected | Not Affected | Not Affected | 0 | 0 | 0 | 0 | 21 | Polygon
Critical Infrastructure | Stormwater Treatment Facilities and Pump Stations | Stormwater Ponds - NHD |  | STFPS_PG_1870 |  | Not Affected | Not Affected | Not Affected | Not Affected | Not Affected | Not Affected | Not Affected | Not Affected | Not Affected | Not Affected | Not Affected | Not Affected | Not Affected | Not Affected | Not Affected | Not Affected | Not Affected | Not Affected | Not Affected | Not Affected | Not Affected | 0 | 0 | 0 | 0 | 21 | Polygon
Critical Infrastructure | Stormwater Treatment Facilities and Pump Stations | Stormwater Ponds - NHD |  | STFPS_PG_1871 |  | Not Affected | Not Affected | Not Affected | Not Affected | Not Affected | Not Affected | Not Affected | Not Affected | Not Affected | Not Affected | Not Affected | Not Affected | Not Affected | Not Affected | Not Affected | Not Affected | Not Affected | Not Affected | Not Affected | Not Affected | Not Affected | 0 | 0 | 0 | 0 | 21 | Polygon
Critical Infrastructure | Stormwater Treatment Facilities and Pump Stations | Stormwater Ponds - NHD |  | STFPS_PG_1872 |  | Not Affected | Not Affected | Not Affected | Not Affected | Not Affected | Not Affected | Not Affected | Not Affected | Not Affected | Not Affected | Not Affected | Not Affected | Not Affected | Not Affected | Not Affected | Not Affected | Not Affected | Not Affected | Not Affected | Not Affected | Not Affected | 0 | 0 | 0 | 0 | 21 | Polygon
Critical Infrastructure | Stormwater Treatment Facilities and Pump Stations | Stormwater Ponds - NHD |  | STFPS_PG_1873 |  | Not Affected | Not Affected | Not Affected | Not Affected | Not Affected | Not Affected | Not Affected | Not Affected | Not Affected | Not Affected | Not Affected | Not Affected | Not Affected | Not Affected | Not Affected | Not Affected | Not Affected | Not Affected | Not Affected | Not Affected | Not Affected | 0 | 0 | 0 | 0 | 21 | Polygon
Critical Infrastructure | Stormwater Treatment Facilities and Pump Stations | Stormwater Ponds - NHD |  | STFPS_PG_1874 |  | Not Affected | Not Affected | Not Affected | Not Affected | Not Affected | Not Affected | Not Affected | Not Affected | Not Affected | Not Affected | Not Affected | Not Affected | Not Affected | Not Affected | Not Affected | Not Affected | Not Affected | Not Affected | Not Affected | Not Affected | Not Affected | 0 | 0 | 0 | 0 | 21 | Polygon
Critical Infrastructure | Stormwater Treatment Facilities and Pump Stations | Stormwater Ponds - NHD |  | STFPS_PG_1875 |  | Not Affected | Not Affected | Not Affected | Not Affected | Not Affected | Not Affected | Not Affected | Not Affected | Not Affected | Not Affected | Not Affected | Not Affected | Not Affected | Not Affected | Not Affected | Not Affected | Not Affected | Not Affected | Not Affected | Not Affected | Not Affected | 0 | 0 | 0 | 0 | 21 | Polygon
Critical Infrastructure | Stormwater Treatment Facilities and Pump Stations | Stormwater Ponds - NHD |  | STFPS_PG_1876 |  | Not Affected | Not Affected | Not Affected | Not Affected | Not Affected | Not Affected | Not Affected | Not Affected | Not Affected | Not Affected | Not Affected | Not Affected | Not Affected | Not Affected | Not Affected | Not Affected | Not Affected | Not Affected | Not Affected | Not Affected | Not Affected | 0 | 0 | 0 | 0 | 21 | Polygon
Critical Infrastructure | Stormwater Treatment Facilities and Pump Stations | Stormwater Ponds - NHD |  | STFPS_PG_1877 |  | Not Affected | Not Affected | Not Affected | Not Affected | Not Affected | Not Affected | Not Affected | Not Affected | Not Affected | Not Affected | Not Affected | Not Affected | Not Affected | Not Affected | Not Affected | Not Affected | Not Affected | Not Affected | Not Affected | Not Affected | Not Affected | 0 | 0 | 0 | 0 | 21 | Polygon
Critical Infrastructure | Stormwater Treatment Facilities and Pump Stations | Stormwater Ponds - NHD |  | STFPS_PG_1878 |  | Not Affected | Not Affected | Not Affected | Not Affected | Not Affected | Not Affected | Not Affected | Not Affected | Not Affected | Not Affected | Not Affected | Not Affected | Not Affected | Not Affected | Not Affected | Not Affected | Not Affected | Not Affected | Not Affected | Not Affected | Not Affected | 0 | 0 | 0 | 0 | 21 | Polygon
Critical Infrastructure | Stormwater Treatment Facilities and Pump Stations | Stormwater Ponds - NHD |  | STFPS_PG_1879 |  | Not Affected | Not Affected | Not Affected | Not Affected | Not Affected | Not Affected | Not Affected | Not Affected | Not Affected | Not Affected | Not Affected | Not Affected | Not Affected | Not Affected | Not Affected | Not Affected | Not Affected | Not Affected | Not Affected | Not Affected | Not Affected | 0 | 0 | 0 | 0 | 21 | Polygon
Critical Infrastructure | Stormwater Treatment Facilities and Pump Stations | Stormwater Ponds - NHD |  | STFPS_PG_1880 |  | Not Affected | Not Affected | Not Affected | Not Affected | Not Affected | Not Affected | Not Affected | Not Affected | Not Affected | Not Affected | Not Affected | Not Affected | Not Affected | Not Affected | Not Affected | Not Affected | Not Affected | Not Affected | Not Affected | Not Affected | Not Affected | 0 | 0 | 0 | 0 | 21 | Polygon
Critical Infrastructure | Stormwater Treatment Facilities and Pump Stations | Stormwater Ponds - NHD |  | STFPS_PG_1881 |  | Not Affected | Not Affected | Not Affected | Not Affected | Not Affected | Not Affected | Not Affected | Not Affected | Not Affected | Not Affected | Not Affected | Not Affected | Not Affected | Not Affected | Not Affected | Not Affected | Not Affected | Not Affected | Not Affected | Not Affected | Not Affected | 0 | 0 | 0 | 0 | 21 | Polygon
Critical Infrastructure | Stormwater Treatment Facilities and Pump Stations | Stormwater Ponds - NHD |  | STFPS_PG_1882 |  | Not Affected | Not Affected | Not Affected | Not Affected | Not Affected | Not Affected | Not Affected | Not Affected | Not Affected | Not Affected | Not Affected | Not Affected | Not Affected | Not Affected | Not Affected | Not Affected | Not Affected | Not Affected | Not Affected | Not Affected | Not Affected | 0 | 0 | 0 | 0 | 21 | Polygon
Critical Infrastructure | Stormwater Treatment Facilities and Pump Stations | Stormwater Ponds - NHD |  | STFPS_PG_1884 |  | Not Affected | Not Affected | Not Affected | Not Affected | Not Affected | Not Affected | Not Affected | Not Affected | Not Affected | Not Affected | Not Affected | Not Affected | Not Affected | Not Affected | Not Affected | Not Affected | Not Affected | Not Affected | Not Affected | Not Affected | Not Affected | 0 | 0 | 0 | 0 | 21 | Polygon
Critical Infrastructure | Stormwater Treatment Facilities and Pump Stations | Stormwater Ponds - NHD |  | STFPS_PG_1885 |  | Not Affected | Not Affected | Not Affected | Not Affected | Not Affected | Not Affected | Not Affected | Not Affected | Not Affected | Not Affected | Not Affected | Not Affected | Not Affected | Not Affected | Not Affected | Not Affected | Not Affected | Not Affected | Not Affected | Not Affected | Not Affected | 0 | 0 | 0 | 0 | 21 | Polygon
Critical Infrastructure | Stormwater Treatment Facilities and Pump Stations | Stormwater Ponds - NHD |  | STFPS_PG_1886 |  | Not Affected | Not Affected | Not Affected | Not Affected | Not Affected | Not Affected | Not Affected | Not Affected | Not Affected | Not Affected | Not Affected | Not Affected | Not Affected | Not Affected | Not Affected | Not Affected | Not Affected | Not Affected | Not Affected | Not Affected | Not Affected | 0 | 0 | 0 | 0 | 21 | Polygon
Critical Infrastructure | Stormwater Treatment Facilities and Pump Stations | Stormwater Ponds - NHD |  | STFPS_PG_1887 |  | Not Affected | Not Affected | Not Affected | Not Affected | Not Affected | Not Affected | Not Affected | Not Affected | Not Affected | Not Affected | Not Affected | Not Affected | Not Affected | Not Affected | Not Affected | Not Affected | Not Affected | Not Affected | Not Affected | Not Affected | Not Affected | 0 | 0 | 0 | 0 | 21 | Polygon
Critical Infrastructure | Stormwater Treatment Facilities and Pump Stations | Stormwater Ponds - NHD |  | STFPS_PG_1888 |  | Not Affected | Not Affected | Not Affected | Not Affected | Not Affected | Not Affected | Not Affected | Not Affected | Not Affected | Not Affected | Not Affected | Not Affected | Not Affected | Not Affected | Not Affected | Not Affected | Not Affected | Not Affected | Not Affected | Not Affected | Not Affected | 0 | 0 | 0 | 0 | 21 | Polygon
Critical Infrastructure | Stormwater Treatment Facilities and Pump Stations | Stormwater Ponds - NHD |  | STFPS_PG_1889 |  | Not Affected | Not Affected | Not Affected | Not Affected | Not Affected | Not Affected | Not Affected | Not Affected | Not Affected | Not Affected | Not Affected | Not Affected | Not Affected | Not Affected | Not Affected | Not Affected | Not Affected | Not Affected | Not Affected | Not Affected | Not Affected | 0 | 0 | 0 | 0 | 21 | Polygon
Critical Infrastructure | Stormwater Treatment Facilities and Pump Stations | Stormwater Ponds - NHD |  | STFPS_PG_1890 |  | Not Affected | Not Affected | Not Affected | Not Affected | Not Affected | Not Affected | Not Affected | Not Affected | Not Affected | Not Affected | Not Affected | Not Affected | Not Affected | Not Affected | Not Affected | Not Affected | Not Affected | Not Affected | Not Affected | Not Affected | Not Affected | 0 | 0 | 0 | 0 | 21 | Polygon
Critical Infrastructure | Stormwater Treatment Facilities and Pump Stations | Stormwater Ponds - NHD |  | STFPS_PG_1891 |  | Not Affected | Not Affected | Not Affected | Not Affected | Not Affected | Not Affected | Not Affected | Not Affected | Not Affected | Not Affected | Not Affected | Not Affected | Not Affected | Not Affected | Not Affected | Not Affected | Not Affected | Not Affected | Not Affected | Not Affected | Not Affected | 0 | 0 | 0 | 0 | 21 | Polygon
Critical Infrastructure | Stormwater Treatment Facilities and Pump Stations | Stormwater Ponds - NHD |  | STFPS_PG_1892 |  | Not Affected | Not Affected | Not Affected | Not Affected | Not Affected | Not Affected | Not Affected | Not Affected | Not Affected | Not Affected | Not Affected | Not Affected | Not Affected | Not Affected | Not Affected | Not Affected | Not Affected | Not Affected | Not Affected | Not Affected | Not Affected | 0 | 0 | 0 | 0 | 21 | Polygon
Critical Infrastructure | Stormwater Treatment Facilities and Pump Stations | Stormwater Ponds - NHD |  | STFPS_PG_1893 |  | Not Affected | Not Affected | Not Affected | Not Affected | Not Affected | Not Affected | Not Affected | Not Affected | Not Affected | Not Affected | Not Affected | Not Affected | Not Affected | Not Affected | Not Affected | Not Affected | Not Affected | Not Affected | Not Affected | Not Affected | Not Affected | 0 | 0 | 0 | 0 | 21 | Polygon
Critical Infrastructure | Stormwater Treatment Facilities and Pump Stations | Stormwater Ponds - NHD |  | STFPS_PG_1894 |  | Not Affected | Not Affected | Not Affected | Not Affected | Not Affected | Not Affected | Not Affected | Not Affected | Not Affected | Not Affected | Not Affected | Not Affected | Not Affected | Not Affected | Not Affected | Not Affected | Not Affected | Not Affected | Not Affected | Not Affected | Not Affected | 0 | 0 | 0 | 0 | 21 | Polygon
Critical Infrastructure | Stormwater Treatment Facilities and Pump Stations | Stormwater Ponds - NHD |  | STFPS_PG_1895 |  | Not Affected | Not Affected | Not Affected | Not Affected | Not Affected | Not Affected | Not Affected | Not Affected | Not Affected | Not Affected | Not Affected | Not Affected | Not Affected | Not Affected | Not Affected | Not Affected | Not Affected | Not Affected | Not Affected | Not Affected | Not Affected | 0 | 0 | 0 | 0 | 21 | Polygon
Critical Infrastructure | Stormwater Treatment Facilities and Pump Stations | Stormwater Ponds - NHD |  | STFPS_PG_1896 |  | Not Affected | Not Affected | Not Affected | Not Affected | Not Affected | Not Affected | Not Affected | Not Affected | Not Affected | Not Affected | Not Affected | Not Affected | Not Affected | Not Affected | Not Affected | Not Affected | Not Affected | Not Affected | Not Affected | Not Affected | Not Affected | 0 | 0 | 0 | 0 | 21 | Polygon
Critical Infrastructure | Stormwater Treatment Facilities and Pump Stations | Stormwater Ponds - NHD |  | STFPS_PG_1897 |  | Not Affected | Not Affected | Not Affected | Not Affected | Not Affected | Not Affected | Not Affected | Not Affected | Not Affected | Not Affected | Not Affected | Not Affected | Not Affected | Not Affected | Not Affected | Not Affected | Not Affected | Not Affected | Not Affected | Not Affected | Not Affected | 0 | 0 | 0 | 0 | 21 | Polygon
Critical Infrastructure | Stormwater Treatment Facilities and Pump Stations | Stormwater Ponds - NHD |  | STFPS_PG_1899 |  | Not Affected | Not Affected | Not Affected | Not Affected | Not Affected | Not Affected | Not Affected | Not Affected | Not Affected | Not Affected | Not Affected | Not Affected | Not Affected | Not Affected | Not Affected | Not Affected | Not Affected | Not Affected | Not Affected | Not Affected | Not Affected | 0 | 0 | 0 | 0 | 21 | Polygon
Critical Infrastructure | Stormwater Treatment Facilities and Pump Stations | Stormwater Ponds - NHD |  | STFPS_PG_1900 |  | Not Affected | Not Affected | Not Affected | Not Affected | Not Affected | Not Affected | Not Affected | Not Affected | Not Affected | Not Affected | Not Affected | Not Affected | Not Affected | Not Affected | Not Affected | Not Affected | Not Affected | Not Affected | Not Affected | Not Affected | Not Affected | 0 | 0 | 0 | 0 | 21 | Polygon
Critical Infrastructure | Stormwater Treatment Facilities and Pump Stations | Stormwater Ponds - NHD |  | STFPS_PG_1901 |  | Not Affected | Not Affected | Not Affected | Not Affected | Not Affected | Not Affected | Not Affected | Not Affected | Not Affected | Not Affected | Not Affected | Not Affected | Not Affected | Not Affected | Not Affected | Not Affected | Not Affected | Not Affected | Not Affected | Not Affected | Not Affected | 0 | 0 | 0 | 0 | 21 | Polygon
Critical Infrastructure | Stormwater Treatment Facilities and Pump Stations | Stormwater Ponds - NHD |  | STFPS_PG_1902 |  | Not Affected | Not Affected | Not Affected | Not Affected | Not Affected | Not Affected | Not Affected | Not Affected | Not Affected | Not Affected | Not Affected | Not Affected | Not Affected | Not Affected | Not Affected | Not Affected | Not Affected | Not Affected | Not Affected | Not Affected | Not Affected | 0 | 0 | 0 | 0 | 21 | Polygon
Critical Infrastructure | Stormwater Treatment Facilities and Pump Stations | Stormwater Ponds - NHD |  | STFPS_PG_1903 |  | Not Affected | Not Affected | Not Affected | Not Affected | Not Affected | Not Affected | Not Affected | Not Affected | Not Affected | Not Affected | Not Affected | Not Affected | Not Affected | Not Affected | Not Affected | Not Affected | Not Affected | Not Affected | Not Affected | Not Affected | Not Affected | 0 | 0 | 0 | 0 | 21 | Polygon
Critical Infrastructure | Stormwater Treatment Facilities and Pump Stations | Stormwater Ponds - NHD |  | STFPS_PG_1904 |  | Not Affected | Not Affected | Not Affected | Not Affected | Not Affected | Not Affected | Not Affected | Not Affected | Not Affected | Not Affected | Not Affected | Not Affected | Not Affected | Not Affected | Not Affected | Not Affected | Not Affected | Not Affected | Not Affected | Not Affected | Not Affected | 0 | 0 | 0 | 0 | 21 | Polygon
Critical Infrastructure | Stormwater Treatment Facilities and Pump Stations | Stormwater Ponds - NHD |  | STFPS_PG_1905 |  | Not Affected | Not Affected | Not Affected | Not Affected | Not Affected | Not Affected | Not Affected | Not Affected | Not Affected | Not Affected | Not Affected | Not Affected | Not Affected | Not Affected | Not Affected | Not Affected | Not Affected | Not Affected | Not Affected | Not Affected | Not Affected | 0 | 0 | 0 | 0 | 21 | Polygon
Critical Infrastructure | Stormwater Treatment Facilities and Pump Stations | Stormwater Ponds - NHD |  | STFPS_PG_1906 |  | Not Affected | Not Affected | Not Affected | Not Affected | Not Affected | Not Affected | Not Affected | Not Affected | Not Affected | Not Affected | Not Affected | Not Affected | Not Affected | Not Affected | Not Affected | Not Affected | Not Affected | Not Affected | Not Affected | Not Affected | Not Affected | 0 | 0 | 0 | 0 | 21 | Polygon
Critical Infrastructure | Stormwater Treatment Facilities and Pump Stations | Stormwater Ponds - NHD |  | STFPS_PG_1907 |  | Not Affected | Not Affected | Not Affected | Not Affected | Not Affected | Not Affected | Not Affected | Not Affected | Not Affected | Not Affected | Not Affected | Not Affected | Not Affected | Not Affected | Not Affected | Not Affected | Not Affected | Not Affected | Not Affected | Not Affected | Not Affected | 0 | 0 | 0 | 0 | 21 | Polygon
Critical Infrastructure | Stormwater Treatment Facilities and Pump Stations | Stormwater Ponds - NHD |  | STFPS_PG_1908 |  | Not Affected | Not Affected | Not Affected | Not Affected | Not Affected | Not Affected | Not Affected | Not Affected | Not Affected | Not Affected | Not Affected | Not Affected | Not Affected | Not Affected | Not Affected | Not Affected | Not Affected | Not Affected | Not Affected | Not Affected | Not Affected | 0 | 0 | 0 | 0 | 21 | Polygon
Critical Infrastructure | Stormwater Treatment Facilities and Pump Stations | Stormwater Ponds - NHD |  | STFPS_PG_1909 |  | Not Affected | Not Affected | Not Affected | Not Affected | Not Affected | Not Affected | Not Affected | Not Affected | Not Affected | Not Affected | Not Affected | Not Affected | Not Affected | Not Affected | Not Affected | Not Affected | Not Affected | Not Affected | Not Affected | Not Affected | Not Affected | 0 | 0 | 0 | 0 | 21 | Polygon
Critical Infrastructure | Stormwater Treatment Facilities and Pump Stations | Stormwater Ponds - NHD |  | STFPS_PG_1910 |  | Not Affected | Not Affected | Not Affected | Not Affected | Not Affected | Not Affected | Not Affected | Not Affected | Not Affected | Not Affected | Not Affected | Not Affected | Not Affected | Not Affected | Not Affected | Not Affected | Not Affected | Not Affected | Not Affected | Not Affected | Not Affected | 0 | 0 | 0 | 0 | 21 | Polygon
Critical Infrastructure | Stormwater Treatment Facilities and Pump Stations | Stormwater Ponds - NHD |  | STFPS_PG_1911 |  | Not Affected | Not Affected | Not Affected | Not Affected | Not Affected | Not Affected | Not Affected | Not Affected | Not Affected | Not Affected | Not Affected | Not Affected | Not Affected | Not Affected | Not Affected | Not Affected | Not Affected | Not Affected | Not Affected | Not Affected | Not Affected | 0 | 0 | 0 | 0 | 21 | Polygon
Critical Infrastructure | Stormwater Treatment Facilities and Pump Stations | Stormwater Ponds - NHD |  | STFPS_PG_1912 |  | Not Affected | Not Affected | Not Affected | Not Affected | Not Affected | Not Affected | Not Affected | Not Affected | Not Affected | Not Affected | Not Affected | Not Affected | Not Affected | Not Affected | Not Affected | Not Affected | Not Affected | Not Affected | Not Affected | Not Affected | Not Affected | 0 | 0 | 0 | 0 | 21 | Polygon
Critical Infrastructure | Stormwater Treatment Facilities and Pump Stations | Stormwater Ponds - NHD |  | STFPS_PG_1913 |  | Not Affected | Not Affected | Not Affected | Not Affected | Not Affected | Not Affected | Not Affected | Not Affected | Not Affected | Not Affected | Not Affected | Not Affected | Not Affected | Not Affected | Not Affected | Not Affected | Not Affected | Not Affected | Not Affected | Not Affected | Not Affected | 0 | 0 | 0 | 0 | 21 | Polygon
Critical Infrastructure | Stormwater Treatment Facilities and Pump Stations | Stormwater Ponds - NHD |  | STFPS_PG_1914 |  | Not Affected | Not Affected | Not Affected | Not Affected | Not Affected | Not Affected | Not Affected | Not Affected | Not Affected | Not Affected | Not Affected | Not Affected | Not Affected | Not Affected | Not Affected | Not Affected | Not Affected | Not Affected | Not Affected | Not Affected | Not Affected | 0 | 0 | 0 | 0 | 21 | Polygon
Critical Infrastructure | Stormwater Treatment Facilities and Pump Stations | Stormwater Ponds - NHD |  | STFPS_PG_1915 |  | Not Affected | Not Affected | Not Affected | Not Affected | Not Affected | Not Affected | Not Affected | Not Affected | Not Affected | Not Affected | Not Affected | Not Affected | Not Affected | Not Affected | Not Affected | Not Affected | Not Affected | Not Affected | Not Affected | Not Affected | Not Affected | 0 | 0 | 0 | 0 | 21 | Polygon
Critical Infrastructure | Stormwater Treatment Facilities and Pump Stations | Stormwater Ponds - NHD |  | STFPS_PG_1916 |  | Not Affected | Not Affected | Not Affected | Not Affected | Not Affected | Not Affected | Not Affected | Not Affected | Not Affected | Not Affected | Not Affected | Not Affected | Not Affected | Not Affected | Not Affected | Not Affected | Not Affected | Not Affected | Not Affected | Not Affected | Not Affected | 0 | 0 | 0 | 0 | 21 | Polygon
Critical Infrastructure | Stormwater Treatment Facilities and Pump Stations | Stormwater Ponds - NHD |  | STFPS_PG_1917 |  | Not Affected | Not Affected | Not Affected | Not Affected | Not Affected | Not Affected | Not Affected | Not Affected | Not Affected | Not Affected | Not Affected | Not Affected | Not Affected | Not Affected | Not Affected | Not Affected | Not Affected | Not Affected | Not Affected | Not Affected | Not Affected | 0 | 0 | 0 | 0 | 21 | Polygon
Critical Infrastructure | Stormwater Treatment Facilities and Pump Stations | Stormwater Ponds - NHD |  | STFPS_PG_1918 |  | Not Affected | Not Affected | Not Affected | Not Affected | Not Affected | Not Affected | Not Affected | Not Affected | Not Affected | Not Affected | Not Affected | Not Affected | Not Affected | Not Affected | Not Affected | Not Affected | Not Affected | Not Affected | Not Affected | Not Affected | Not Affected | 0 | 0 | 0 | 0 | 21 | Polygon
Critical Infrastructure | Stormwater Treatment Facilities and Pump Stations | Stormwater Ponds - NHD |  | STFPS_PG_1919 |  | Not Affected | Not Affected | Not Affected | Not Affected | Not Affected | Not Affected | Not Affected | Not Affected | Not Affected | Not Affected | Not Affected | Not Affected | Not Affected | Not Affected | Not Affected | Not Affected | Not Affected | Not Affected | Not Affected | Not Affected | Not Affected | 0 | 0 | 0 | 0 | 21 | Polygon
Critical Infrastructure | Stormwater Treatment Facilities and Pump Stations | Stormwater Ponds - NHD |  | STFPS_PG_1920 |  | Not Affected | Not Affected | Not Affected | Not Affected | Not Affected | Not Affected | Not Affected | Not Affected | Not Affected | Not Affected | Not Affected | Not Affected | Not Affected | Not Affected | Not Affected | Not Affected | Not Affected | Not Affected | Not Affected | Not Affected | Not Affected | 0 | 0 | 0 | 0 | 21 | Polygon
Critical Infrastructure | Stormwater Treatment Facilities and Pump Stations | Stormwater Ponds - NHD |  | STFPS_PG_1921 |  | Not Affected | Not Affected | Not Affected | Not Affected | Not Affected | Not Affected | Not Affected | Not Affected | Not Affected | Not Affected | Not Affected | Not Affected | Not Affected | Not Affected | Not Affected | Not Affected | Not Affected | Not Affected | Not Affected | Not Affected | Not Affected | 0 | 0 | 0 | 0 | 21 | Polygon
Critical Infrastructure | Stormwater Treatment Facilities and Pump Stations | Stormwater Ponds - NHD |  | STFPS_PG_1922 |  | Not Affected | Not Affected | Not Affected | Not Affected | Not Affected | Not Affected | Not Affected | Not Affected | Not Affected | Not Affected | Not Affected | Not Affected | Not Affected | Not Affected | Not Affected | Not Affected | Not Affected | Not Affected | Not Affected | Not Affected | Not Affected | 0 | 0 | 0 | 0 | 21 | Polygon
Critical Infrastructure | Stormwater Treatment Facilities and Pump Stations | Stormwater Ponds - NHD |  | STFPS_PG_1923 |  | Not Affected | Not Affected | Not Affected | Not Affected | Not Affected | Not Affected | Not Affected | Not Affected | Not Affected | Not Affected | Not Affected | Not Affected | Not Affected | Not Affected | Not Affected | Not Affected | Not Affected | Not Affected | Not Affected | Not Affected | Not Affected | 0 | 0 | 0 | 0 | 21 | Polygon
Critical Infrastructure | Stormwater Treatment Facilities and Pump Stations | Stormwater Ponds - NHD |  | STFPS_PG_1924 |  | Not Affected | Not Affected | Not Affected | Not Affected | Not Affected | Not Affected | Not Affected | Not Affected | Not Affected | Not Affected | Not Affected | Not Affected | Not Affected | Not Affected | Not Affected | Not Affected | Not Affected | Not Affected | Not Affected | Not Affected | Not Affected | 0 | 0 | 0 | 0 | 21 | Polygon
Critical Infrastructure | Stormwater Treatment Facilities and Pump Stations | Stormwater Ponds - NHD |  | STFPS_PG_1925 |  | Not Affected | Not Affected | Not Affected | Not Affected | Not Affected | Not Affected | Not Affected | Not Affected | Not Affected | Not Affected | Not Affected | Not Affected | Not Affected | Not Affected | Not Affected | Not Affected | Not Affected | Not Affected | Not Affected | Not Affected | Not Affected | 0 | 0 | 0 | 0 | 21 | Polygon
Critical Infrastructure | Stormwater Treatment Facilities and Pump Stations | Stormwater Ponds - NHD |  | STFPS_PG_1926 |  | Not Affected | Not Affected | Not Affected | Not Affected | Not Affected | Not Affected | Not Affected | Not Affected | Not Affected | Not Affected | Not Affected | Not Affected | Not Affected | Not Affected | Not Affected | Not Affected | Not Affected | Not Affected | Not Affected | Not Affected | Not Affected | 0 | 0 | 0 | 0 | 21 | Polygon
Critical Infrastructure | Stormwater Treatment Facilities and Pump Stations | Stormwater Ponds - NHD |  | STFPS_PG_1927 |  | Not Affected | Not Affected | Not Affected | Not Affected | Not Affected | Not Affected | Not Affected | Not Affected | Not Affected | Not Affected | Not Affected | Not Affected | Not Affected | Not Affected | Not Affected | Not Affected | Not Affected | Not Affected | Not Affected | Not Affected | Not Affected | 0 | 0 | 0 | 0 | 21 | Polygon
Critical Infrastructure | Stormwater Treatment Facilities and Pump Stations | Stormwater Ponds - NHD |  | STFPS_PG_1928 |  | Not Affected | Not Affected | Not Affected | Not Affected | Not Affected | Not Affected | Not Affected | Not Affected | Not Affected | Not Affected | Not Affected | Not Affected | Not Affected | Not Affected | Not Affected | Not Affected | Not Affected | Not Affected | Not Affected | Not Affected | Not Affected | 0 | 0 | 0 | 0 | 21 | Polygon
Critical Infrastructure | Stormwater Treatment Facilities and Pump Stations | Stormwater Ponds - NHD |  | STFPS_PG_1929 |  | Not Affected | Not Affected | Not Affected | Not Affected | Not Affected | Not Affected | Not Affected | Not Affected | Not Affected | Not Affected | Not Affected | Not Affected | Not Affected | Not Affected | Not Affected | Not Affected | Not Affected | Not Affected | Not Affected | Not Affected | Not Affected | 0 | 0 | 0 | 0 | 21 | Polygon
Critical Infrastructure | Stormwater Treatment Facilities and Pump Stations | Stormwater Ponds - NHD |  | STFPS_PG_1930 |  | Not Affected | Not Affected | Not Affected | Not Affected | Not Affected | Not Affected | Not Affected | Not Affected | Not Affected | Not Affected | Not Affected | Not Affected | Not Affected | Not Affected | Not Affected | Not Affected | Not Affected | Not Affected | Not Affected | Not Affected | Not Affected | 0 | 0 | 0 | 0 | 21 | Polygon
Critical Infrastructure | Stormwater Treatment Facilities and Pump Stations | Stormwater Ponds - NHD |  | STFPS_PG_1931 |  | Not Affected | Not Affected | Not Affected | Not Affected | Not Affected | Not Affected | Not Affected | Not Affected | Not Affected | Not Affected | Not Affected | Not Affected | Not Affected | Not Affected | Not Affected | Not Affected | Not Affected | Not Affected | Not Affected | Not Affected | Not Affected | 0 | 0 | 0 | 0 | 21 | Polygon
Critical Infrastructure | Stormwater Treatment Facilities and Pump Stations | Stormwater Ponds - NHD |  | STFPS_PG_1933 |  | Not Affected | Not Affected | Not Affected | Not Affected | Not Affected | Not Affected | Not Affected | Not Affected | Not Affected | Not Affected | Not Affected | Not Affected | Not Affected | Not Affected | Not Affected | Not Affected | Not Affected | Not Affected | Not Affected | Not Affected | Not Affected | 0 | 0 | 0 | 0 | 21 | Polygon
Critical Infrastructure | Stormwater Treatment Facilities and Pump Stations | Stormwater Ponds - NHD |  | STFPS_PG_1934 |  | Not Affected | Not Affected | Not Affected | Not Affected | Not Affected | Not Affected | Not Affected | Not Affected | Not Affected | Not Affected | Not Affected | Not Affected | Not Affected | Not Affected | Not Affected | Not Affected | Not Affected | Not Affected | Not Affected | Not Affected | Not Affected | 0 | 0 | 0 | 0 | 21 | Polygon
Critical Infrastructure | Stormwater Treatment Facilities and Pump Stations | Stormwater Ponds - NHD |  | STFPS_PG_1935 |  | Not Affected | Not Affected | Not Affected | Not Affected | Not Affected | Not Affected | Not Affected | Not Affected | Not Affected | Not Affected | Not Affected | Not Affected | Not Affected | Not Affected | Not Affected | Not Affected | Not Affected | Not Affected | Not Affected | Not Affected | Not Affected | 0 | 0 | 0 | 0 | 21 | Polygon
Critical Infrastructure | Stormwater Treatment Facilities and Pump Stations | Stormwater Ponds - NHD |  | STFPS_PG_1936 |  | Not Affected | Not Affected | Not Affected | Not Affected | Not Affected | Not Affected | Not Affected | Not Affected | Not Affected | Not Affected | Not Affected | Not Affected | Not Affected | Not Affected | Not Affected | Not Affected | Not Affected | Not Affected | Not Affected | Not Affected | Not Affected | 0 | 0 | 0 | 0 | 21 | Polygon
Critical Infrastructure | Stormwater Treatment Facilities and Pump Stations | Stormwater Ponds - NHD |  | STFPS_PG_1937 |  | Not Affected | Not Affected | Not Affected | Not Affected | Not Affected | Not Affected | Not Affected | Not Affected | Not Affected | Not Affected | Not Affected | Not Affected | Not Affected | Not Affected | Not Affected | Not Affected | Not Affected | Not Affected | Not Affected | Not Affected | Not Affected | 0 | 0 | 0 | 0 | 21 | Polygon
Critical Infrastructure | Stormwater Treatment Facilities and Pump Stations | Stormwater Ponds - NHD |  | STFPS_PG_1938 |  | Not Affected | Not Affected | Not Affected | Not Affected | Not Affected | Not Affected | Not Affected | Not Affected | Not Affected | Not Affected | Not Affected | Not Affected | Not Affected | Not Affected | Not Affected | Not Affected | Not Affected | Not Affected | Not Affected | Not Affected | Not Affected | 0 | 0 | 0 | 0 | 21 | Polygon
Critical Infrastructure | Stormwater Treatment Facilities and Pump Stations | Stormwater Ponds - NHD |  | STFPS_PG_1939 |  | Not Affected | Not Affected | Not Affected | Not Affected | Not Affected | Not Affected | Not Affected | Not Affected | Not Affected | Not Affected | Not Affected | Not Affected | Not Affected | Not Affected | Not Affected | Not Affected | Not Affected | Not Affected | Not Affected | Not Affected | Not Affected | 0 | 0 | 0 | 0 | 21 | Polygon
Critical Infrastructure | Stormwater Treatment Facilities and Pump Stations | Stormwater Ponds - NHD |  | STFPS_PG_1940 |  | Not Affected | Not Affected | Not Affected | Not Affected | Not Affected | Not Affected | Not Affected | Not Affected | Not Affected | Not Affected | Not Affected | Not Affected | Not Affected | Not Affected | Not Affected | Not Affected | Not Affected | Not Affected | Not Affected | Not Affected | Not Affected | 0 | 0 | 0 | 0 | 21 | Polygon
Critical Infrastructure | Stormwater Treatment Facilities and Pump Stations | Stormwater Ponds - NHD |  | STFPS_PG_1941 |  | Not Affected | Not Affected | Not Affected | Not Affected | Not Affected | Not Affected | Not Affected | Not Affected | Not Affected | Not Affected | Not Affected | Not Affected | Not Affected | Not Affected | Not Affected | Not Affected | Not Affected | Not Affected | Not Affected | Not Affected | Not Affected | 0 | 0 | 0 | 0 | 21 | Polygon
Critical Infrastructure | Stormwater Treatment Facilities and Pump Stations | Stormwater Ponds - NHD |  | STFPS_PG_1942 |  | Not Affected | Not Affected | Not Affected | Not Affected | Not Affected | Not Affected | Not Affected | Not Affected | Not Affected | Not Affected | Not Affected | Not Affected | Not Affected | Not Affected | Not Affected | Not Affected | Not Affected | Not Affected | Not Affected | Not Affected | Not Affected | 0 | 0 | 0 | 0 | 21 | Polygon
Critical Infrastructure | Stormwater Treatment Facilities and Pump Stations | Stormwater Ponds - NHD |  | STFPS_PG_1943 |  | Not Affected | Not Affected | Not Affected | Not Affected | Not Affected | Not Affected | Not Affected | Not Affected | Not Affected | Not Affected | Not Affected | Not Affected | Not Affected | Not Affected | Not Affected | Not Affected | Not Affected | Not Affected | Not Affected | Not Affected | Not Affected | 0 | 0 | 0 | 0 | 21 | Polygon
Critical Infrastructure | Stormwater Treatment Facilities and Pump Stations | Stormwater Ponds - NHD |  | STFPS_PG_1944 |  | Not Affected | Not Affected | Not Affected | Not Affected | Not Affected | Not Affected | Not Affected | Not Affected | Not Affected | Not Affected | Not Affected | Not Affected | Not Affected | Not Affected | Not Affected | Not Affected | Not Affected | Not Affected | Not Affected | Not Affected | Not Affected | 0 | 0 | 0 | 0 | 21 | Polygon
Critical Infrastructure | Stormwater Treatment Facilities and Pump Stations | Stormwater Ponds - NHD |  | STFPS_PG_1945 |  | Not Affected | Not Affected | Not Affected | Not Affected | Not Affected | Not Affected | Not Affected | Not Affected | Not Affected | Not Affected | Not Affected | Not Affected | Not Affected | Not Affected | Not Affected | Not Affected | Not Affected | Not Affected | Not Affected | Not Affected | Not Affected | 0 | 0 | 0 | 0 | 21 | Polygon
Critical Infrastructure | Stormwater Treatment Facilities and Pump Stations | Stormwater Ponds - NHD |  | STFPS_PG_1946 |  | Not Affected | Not Affected | Not Affected | Not Affected | Not Affected | Not Affected | Not Affected | Not Affected | Not Affected | Not Affected | Not Affected | Not Affected | Not Affected | Not Affected | Not Affected | Not Affected | Not Affected | Not Affected | Not Affected | Not Affected | Not Affected | 0 | 0 | 0 | 0 | 21 | Polygon
Critical Infrastructure | Stormwater Treatment Facilities and Pump Stations | Stormwater Ponds - NHD |  | STFPS_PG_1947 |  | Not Affected | Not Affected | Not Affected | Not Affected | Not Affected | Not Affected | Not Affected | Not Affected | Not Affected | Not Affected | Not Affected | Not Affected | Not Affected | Not Affected | Not Affected | Not Affected | Not Affected | Not Affected | Not Affected | Not Affected | Not Affected | 0 | 0 | 0 | 0 | 21 | Polygon
Critical Infrastructure | Stormwater Treatment Facilities and Pump Stations | Stormwater Ponds - NHD |  | STFPS_PG_1948 |  | Not Affected | Not Affected | Not Affected | Not Affected | Not Affected | Not Affected | Not Affected | Not Affected | Not Affected | Not Affected | Not Affected | Not Affected | Not Affected | Not Affected | Not Affected | Not Affected | Not Affected | Not Affected | Not Affected | Not Affected | Not Affected | 0 | 0 | 0 | 0 | 21 | Polygon
Critical Infrastructure | Stormwater Treatment Facilities and Pump Stations | Stormwater Ponds - NHD |  | STFPS_PG_1949 |  | Not Affected | Not Affected | Not Affected | Not Affected | Not Affected | Not Affected | Not Affected | Not Affected | Not Affected | Not Affected | Not Affected | Not Affected | Not Affected | Not Affected | Not Affected | Not Affected | Not Affected | Not Affected | Not Affected | Not Affected | Not Affected | 0 | 0 | 0 | 0 | 21 | Polygon
Critical Infrastructure | Stormwater Treatment Facilities and Pump Stations | Stormwater Ponds - NHD |  | STFPS_PG_1950 |  | Not Affected | Not Affected | Not Affected | Not Affected | Not Affected | Not Affected | Not Affected | Not Affected | Not Affected | Not Affected | Not Affected | Not Affected | Not Affected | Not Affected | Not Affected | Not Affected | Not Affected | Not Affected | Not Affected | Not Affected | Not Affected | 0 | 0 | 0 | 0 | 21 | Polygon
Critical Infrastructure | Stormwater Treatment Facilities and Pump Stations | Stormwater Ponds - NHD |  | STFPS_PG_1951 |  | Not Affected | Not Affected | Not Affected | Not Affected | Not Affected | Not Affected | Not Affected | Not Affected | Not Affected | Not Affected | Not Affected | Not Affected | Not Affected | Not Affected | Not Affected | Not Affected | Not Affected | Not Affected | Not Affected | Not Affected | Not Affected | 0 | 0 | 0 | 0 | 21 | Polygon
Critical Infrastructure | Stormwater Treatment Facilities and Pump Stations | Stormwater Ponds - NHD |  | STFPS_PG_1952 |  | Not Affected | Not Affected | Not Affected | Not Affected | Not Affected | Not Affected | Not Affected | Not Affected | Not Affected | Not Affected | Not Affected | Not Affected | Not Affected | Not Affected | Not Affected | Not Affected | Not Affected | Not Affected | Not Affected | Not Affected | Not Affected | 0 | 0 | 0 | 0 | 21 | Polygon
Critical Infrastructure | Stormwater Treatment Facilities and Pump Stations | Stormwater Ponds - NHD |  | STFPS_PG_1953 |  | Not Affected | Not Affected | Not Affected | Not Affected | Not Affected | Not Affected | Not Affected | Not Affected | Not Affected | Not Affected | Not Affected | Not Affected | Not Affected | Not Affected | Not Affected | Not Affected | Not Affected | Not Affected | Not Affected | Not Affected | Not Affected | 0 | 0 | 0 | 0 | 21 | Polygon
Critical Infrastructure | Stormwater Treatment Facilities and Pump Stations | Stormwater Ponds - NHD |  | STFPS_PG_1954 |  | Not Affected | Not Affected | Not Affected | Not Affected | Not Affected | Not Affected | Not Affected | Not Affected | Not Affected | Not Affected | Not Affected | Not Affected | Not Affected | Not Affected | Not Affected | Not Affected | Not Affected | Not Affected | Not Affected | Not Affected | Not Affected | 0 | 0 | 0 | 0 | 21 | Polygon
Critical Infrastructure | Stormwater Treatment Facilities and Pump Stations | Stormwater Ponds - NHD |  | STFPS_PG_1955 |  | Not Affected | Not Affected | Not Affected | Not Affected | Not Affected | Not Affected | Not Affected | Not Affected | Not Affected | Not Affected | Not Affected | Not Affected | Not Affected | Not Affected | Not Affected | Not Affected | Not Affected | Not Affected | Not Affected | Not Affected | Not Affected | 0 | 0 | 0 | 0 | 21 | Polygon
Critical Infrastructure | Stormwater Treatment Facilities and Pump Stations | Stormwater Ponds - NHD |  | STFPS_PG_1956 |  | Not Affected | Not Affected | Not Affected | Not Affected | Not Affected | Not Affected | Not Affected | Not Affected | Not Affected | Not Affected | Not Affected | Not Affected | Not Affected | Not Affected | Not Affected | Not Affected | Not Affected | Not Affected | Not Affected | Not Affected | Not Affected | 0 | 0 | 0 | 0 | 21 | Polygon
Critical Infrastructure | Stormwater Treatment Facilities and Pump Stations | Stormwater Ponds - NHD |  | STFPS_PG_1957 |  | Not Affected | Not Affected | Not Affected | Not Affected | Not Affected | Not Affected | Not Affected | Not Affected | Not Affected | Not Affected | Not Affected | Not Affected | Not Affected | Not Affected | Not Affected | Not Affected | Not Affected | Not Affected | Not Affected | Not Affected | Not Affected | 0 | 0 | 0 | 0 | 21 | Polygon
Critical Infrastructure | Stormwater Treatment Facilities and Pump Stations | Stormwater Ponds - NHD |  | STFPS_PG_1958 |  | Not Affected | Not Affected | Not Affected | Not Affected | Not Affected | Not Affected | Not Affected | Not Affected | Not Affected | Not Affected | Not Affected | Not Affected | Not Affected | Not Affected | Not Affected | Not Affected | Not Affected | Not Affected | Not Affected | Not Affected | Not Affected | 0 | 0 | 0 | 0 | 21 | Polygon
Critical Infrastructure | Stormwater Treatment Facilities and Pump Stations | Stormwater Ponds - NHD |  | STFPS_PG_1959 |  | Not Affected | Not Affected | Not Affected | Not Affected | Not Affected | Not Affected | Not Affected | Not Affected | Not Affected | Not Affected | Not Affected | Not Affected | Not Affected | Not Affected | Not Affected | Not Affected | Not Affected | Not Affected | Not Affected | Not Affected | Not Affected | 0 | 0 | 0 | 0 | 21 | Polygon
Critical Infrastructure | Stormwater Treatment Facilities and Pump Stations | Stormwater Ponds - NHD |  | STFPS_PG_1960 |  | Not Affected | Not Affected | Not Affected | Not Affected | Not Affected | Not Affected | Not Affected | Not Affected | Not Affected | Not Affected | Not Affected | Not Affected | Not Affected | Not Affected | Not Affected | Not Affected | Not Affected | Not Affected | Not Affected | Not Affected | Not Affected | 0 | 0 | 0 | 0 | 21 | Polygon
Critical Infrastructure | Stormwater Treatment Facilities and Pump Stations | Stormwater Ponds - NHD |  | STFPS_PG_1961 |  | Not Affected | Not Affected | Not Affected | Not Affected | Not Affected | Not Affected | Not Affected | Not Affected | Not Affected | Not Affected | Not Affected | Not Affected | Not Affected | Not Affected | Not Affected | Not Affected | Not Affected | Not Affected | Not Affected | Not Affected | Not Affected | 0 | 0 | 0 | 0 | 21 | Polygon
Critical Infrastructure | Stormwater Treatment Facilities and Pump Stations | Stormwater Ponds - NHD |  | STFPS_PG_1962 |  | Not Affected | Not Affected | Not Affected | Not Affected | Not Affected | Not Affected | Not Affected | Not Affected | Not Affected | Not Affected | Not Affected | Not Affected | Not Affected | Not Affected | Not Affected | Not Affected | Not Affected | Not Affected | Not Affected | Not Affected | Not Affected | 0 | 0 | 0 | 0 | 21 | Polygon
Critical Infrastructure | Stormwater Treatment Facilities and Pump Stations | Stormwater Ponds - NHD |  | STFPS_PG_1963 |  | Not Affected | Not Affected | Not Affected | Not Affected | Not Affected | Not Affected | Not Affected | Not Affected | Not Affected | Not Affected | Not Affected | Not Affected | Not Affected | Not Affected | Not Affected | Not Affected | Not Affected | Not Affected | Not Affected | Not Affected | Not Affected | 0 | 0 | 0 | 0 | 21 | Polygon
Critical Infrastructure | Stormwater Treatment Facilities and Pump Stations | Stormwater Ponds - NHD |  | STFPS_PG_1964 |  | Not Affected | Not Affected | Not Affected | Not Affected | Not Affected | Not Affected | Not Affected | Not Affected | Not Affected | Not Affected | Not Affected | Not Affected | Not Affected | Not Affected | Not Affected | Not Affected | Not Affected | Not Affected | Not Affected | Not Affected | Not Affected | 0 | 0 | 0 | 0 | 21 | Polygon
Critical Infrastructure | Stormwater Treatment Facilities and Pump Stations | Stormwater Ponds - NHD |  | STFPS_PG_1965 |  | Not Affected | Not Affected | Not Affected | Not Affected | Not Affected | Not Affected | Not Affected | Not Affected | Not Affected | Not Affected | Not Affected | Not Affected | Not Affected | Not Affected | Not Affected | Not Affected | Not Affected | Not Affected | Not Affected | Not Affected | Not Affected | 0 | 0 | 0 | 0 | 21 | Polygon
Critical Infrastructure | Stormwater Treatment Facilities and Pump Stations | Stormwater Ponds - NHD |  | STFPS_PG_1966 |  | Not Affected | Not Affected | Not Affected | Not Affected | Not Affected | Not Affected | Not Affected | Not Affected | Not Affected | Not Affected | Not Affected | Not Affected | Not Affected | Not Affected | Not Affected | Not Affected | Not Affected | Not Affected | Not Affected | Not Affected | Not Affected | 0 | 0 | 0 | 0 | 21 | Polygon
Critical Infrastructure | Stormwater Treatment Facilities and Pump Stations | Stormwater Ponds - NHD |  | STFPS_PG_1967 |  | Not Affected | Not Affected | Not Affected | Not Affected | Not Affected | Not Affected | Not Affected | Not Affected | Not Affected | Not Affected | Not Affected | Not Affected | Not Affected | Not Affected | Not Affected | Not Affected | Not Affected | Not Affected | Not Affected | Not Affected | Not Affected | 0 | 0 | 0 | 0 | 21 | Polygon
Critical Infrastructure | Stormwater Treatment Facilities and Pump Stations | Stormwater Ponds - NHD |  | STFPS_PG_1968 |  | Not Affected | Not Affected | Not Affected | Not Affected | Not Affected | Not Affected | Not Affected | Not Affected | Not Affected | Not Affected | Not Affected | Not Affected | Not Affected | Not Affected | Not Affected | Not Affected | Not Affected | Not Affected | Not Affected | Not Affected | Not Affected | 0 | 0 | 0 | 0 | 21 | Polygon
Critical Infrastructure | Stormwater Treatment Facilities and Pump Stations | Stormwater Ponds - NHD |  | STFPS_PG_1969 |  | Not Affected | Not Affected | Not Affected | Not Affected | Not Affected | Not Affected | Not Affected | Not Affected | Not Affected | Not Affected | Not Affected | Not Affected | Not Affected | Not Affected | Not Affected | Not Affected | Not Affected | Not Affected | Not Affected | Not Affected | Not Affected | 0 | 0 | 0 | 0 | 21 | Polygon
Critical Infrastructure | Stormwater Treatment Facilities and Pump Stations | Stormwater Ponds - NHD |  | STFPS_PG_1970 |  | Not Affected | Not Affected | Not Affected | Not Affected | Not Affected | Not Affected | Not Affected | Not Affected | Not Affected | Not Affected | Not Affected | Not Affected | Not Affected | Not Affected | Not Affected | Not Affected | Not Affected | Not Affected | Not Affected | Not Affected | Not Affected | 0 | 0 | 0 | 0 | 21 | Polygon
Critical Infrastructure | Stormwater Treatment Facilities and Pump Stations | Stormwater Ponds - NHD |  | STFPS_PG_1971 |  | Not Affected | Not Affected | Not Affected | Not Affected | Not Affected | Not Affected | Not Affected | Not Affected | Not Affected | Not Affected | Not Affected | Not Affected | Not Affected | Not Affected | Not Affected | Not Affected | Not Affected | Not Affected | Not Affected | Not Affected | Not Affected | 0 | 0 | 0 | 0 | 21 | Polygon
Critical Infrastructure | Stormwater Treatment Facilities and Pump Stations | Stormwater Ponds - NHD |  | STFPS_PG_1972 |  | Not Affected | Not Affected | Not Affected | Not Affected | Not Affected | Not Affected | Not Affected | Not Affected | Not Affected | Not Affected | Not Affected | Not Affected | Not Affected | Not Affected | Not Affected | Not Affected | Not Affected | Not Affected | Not Affected | Not Affected | Not Affected | 0 | 0 | 0 | 0 | 21 | Polygon
Critical Infrastructure | Stormwater Treatment Facilities and Pump Stations | Stormwater Ponds - NHD |  | STFPS_PG_1973 |  | Not Affected | Not Affected | Not Affected | Not Affected | Not Affected | Not Affected | Not Affected | Not Affected | Not Affected | Not Affected | Not Affected | Not Affected | Not Affected | Not Affected | Not Affected | Not Affected | Not Affected | Not Affected | Not Affected | Not Affected | Not Affected | 0 | 0 | 0 | 0 | 21 | Polygon
Critical Infrastructure | Stormwater Treatment Facilities and Pump Stations | Stormwater Ponds - NHD |  | STFPS_PG_1974 |  | Not Affected | Not Affected | Not Affected | Not Affected | Not Affected | Not Affected | Not Affected | Not Affected | Not Affected | Not Affected | Not Affected | Not Affected | Not Affected | Not Affected | Not Affected | Not Affected | Not Affected | Not Affected | Not Affected | Not Affected | Not Affected | 0 | 0 | 0 | 0 | 21 | Polygon
Critical Infrastructure | Stormwater Treatment Facilities and Pump Stations | Stormwater Ponds - NHD |  | STFPS_PG_1975 |  | Not Affected | Not Affected | Not Affected | Not Affected | Not Affected | Not Affected | Not Affected | Not Affected | Not Affected | Not Affected | Not Affected | Not Affected | Not Affected | Not Affected | Not Affected | Not Affected | Not Affected | Not Affected | Not Affected | Not Affected | Not Affected | 0 | 0 | 0 | 0 | 21 | Polygon
Critical Infrastructure | Stormwater Treatment Facilities and Pump Stations | Stormwater Ponds - NHD |  | STFPS_PG_1976 |  | Not Affected | Not Affected | Not Affected | Not Affected | Not Affected | Not Affected | Not Affected | Not Affected | Not Affected | Not Affected | Not Affected | Not Affected | Not Affected | Not Affected | Not Affected | Not Affected | Not Affected | Not Affected | Not Affected | Not Affected | Not Affected | 0 | 0 | 0 | 0 | 21 | Polygon
Critical Infrastructure | Stormwater Treatment Facilities and Pump Stations | Stormwater Ponds - NHD |  | STFPS_PG_1977 |  | Not Affected | Not Affected | Not Affected | Not Affected | Not Affected | Not Affected | Not Affected | Not Affected | Not Affected | Not Affected | Not Affected | Not Affected | Not Affected | Not Affected | Not Affected | Not Affected | Not Affected | Not Affected | Not Affected | Not Affected | Not Affected | 0 | 0 | 0 | 0 | 21 | Polygon
Critical Infrastructure | Stormwater Treatment Facilities and Pump Stations | Stormwater Ponds - NHD |  | STFPS_PG_1978 |  | Not Affected | Not Affected | Not Affected | Not Affected | Not Affected | Not Affected | Not Affected | Not Affected | Not Affected | Not Affected | Not Affected | Not Affected | Not Affected | Not Affected | Not Affected | Not Affected | Not Affected | Not Affected | Not Affected | Not Affected | Not Affected | 0 | 0 | 0 | 0 | 21 | Polygon
Critical Infrastructure | Stormwater Treatment Facilities and Pump Stations | Stormwater Ponds - NHD |  | STFPS_PG_1979 |  | Not Affected | Not Affected | Not Affected | Not Affected | Not Affected | Not Affected | Not Affected | Not Affected | Not Affected | Not Affected | Not Affected | Not Affected | Not Affected | Not Affected | Not Affected | Not Affected | Not Affected | Not Affected | Not Affected | Not Affected | Not Affected | 0 | 0 | 0 | 0 | 21 | Polygon
Critical Infrastructure | Stormwater Treatment Facilities and Pump Stations | Stormwater Ponds - NHD |  | STFPS_PG_1980 |  | Not Affected | Not Affected | Not Affected | Not Affected | Not Affected | Not Affected | Not Affected | Not Affected | Not Affected | Not Affected | Not Affected | Not Affected | Not Affected | Not Affected | Not Affected | Not Affected | Not Affected | Not Affected | Not Affected | Not Affected | Not Affected | 0 | 0 | 0 | 0 | 21 | Polygon
Critical Infrastructure | Stormwater Treatment Facilities and Pump Stations | Stormwater Ponds - NHD |  | STFPS_PG_1981 |  | Not Affected | Not Affected | Not Affected | Not Affected | Not Affected | Not Affected | Not Affected | Not Affected | Not Affected | Not Affected | Not Affected | Not Affected | Not Affected | Not Affected | Not Affected | Not Affected | Not Affected | Not Affected | Not Affected | Not Affected | Not Affected | 0 | 0 | 0 | 0 | 21 | Polygon
Critical Infrastructure | Stormwater Treatment Facilities and Pump Stations | Stormwater Ponds - NHD |  | STFPS_PG_1982 |  | Not Affected | Not Affected | Not Affected | Not Affected | Not Affected | Not Affected | Not Affected | Not Affected | Not Affected | Not Affected | Not Affected | Not Affected | Not Affected | Not Affected | Not Affected | Not Affected | Not Affected | Not Affected | Not Affected | Not Affected | Not Affected | 0 | 0 | 0 | 0 | 21 | Polygon
Critical Infrastructure | Stormwater Treatment Facilities and Pump Stations | Stormwater Ponds - NHD |  | STFPS_PG_1983 |  | Not Affected | Not Affected | Not Affected | Not Affected | Not Affected | Not Affected | Not Affected | Not Affected | Not Affected | Not Affected | Not Affected | Not Affected | Not Affected | Not Affected | Not Affected | Not Affected | Not Affected | Not Affected | Not Affected | Not Affected | Not Affected | 0 | 0 | 0 | 0 | 21 | Polygon
Critical Infrastructure | Stormwater Treatment Facilities and Pump Stations | Stormwater Ponds - NHD |  | STFPS_PG_1984 |  | Not Affected | Not Affected | Not Affected | Not Affected | Not Affected | Not Affected | Not Affected | Not Affected | Not Affected | Not Affected | Not Affected | Not Affected | Not Affected | Not Affected | Not Affected | Not Affected | Not Affected | Not Affected | Not Affected | Not Affected | Not Affected | 0 | 0 | 0 | 0 | 21 | Polygon
Critical Infrastructure | Stormwater Treatment Facilities and Pump Stations | Stormwater Ponds - NHD |  | STFPS_PG_1985 |  | Not Affected | Not Affected | Not Affected | Not Affected | Not Affected | Not Affected | Not Affected | Not Affected | Not Affected | Not Affected | Not Affected | Not Affected | Not Affected | Not Affected | Not Affected | Not Affected | Not Affected | Not Affected | Not Affected | Not Affected | Not Affected | 0 | 0 | 0 | 0 | 21 | Polygon
Critical Infrastructure | Stormwater Treatment Facilities and Pump Stations | Stormwater Ponds - NHD |  | STFPS_PG_1986 |  | Not Affected | Not Affected | Not Affected | Not Affected | Not Affected | Not Affected | Not Affected | Not Affected | Not Affected | Not Affected | Not Affected | Not Affected | Not Affected | Not Affected | Not Affected | Not Affected | Not Affected | Not Affected | Not Affected | Not Affected | Not Affected | 0 | 0 | 0 | 0 | 21 | Polygon
Critical Infrastructure | Stormwater Treatment Facilities and Pump Stations | Stormwater Ponds - NHD |  | STFPS_PG_1987 |  | Not Affected | Not Affected | Not Affected | Not Affected | Not Affected | Not Affected | Not Affected | Not Affected | Not Affected | Not Affected | Not Affected | Not Affected | Not Affected | Not Affected | Not Affected | Not Affected | Not Affected | Not Affected | Not Affected | Not Affected | Not Affected | 0 | 0 | 0 | 0 | 21 | Polygon
Critical Infrastructure | Stormwater Treatment Facilities and Pump Stations | Stormwater Ponds - NHD |  | STFPS_PG_1988 |  | Not Affected | Not Affected | Not Affected | Not Affected | Not Affected | Not Affected | Not Affected | Not Affected | Not Affected | Not Affected | Not Affected | Not Affected | Not Affected | Not Affected | Not Affected | Not Affected | Not Affected | Not Affected | Not Affected | Not Affected | Not Affected | 0 | 0 | 0 | 0 | 21 | Polygon
Critical Infrastructure | Stormwater Treatment Facilities and Pump Stations | Stormwater Ponds - NHD |  | STFPS_PG_1989 |  | Not Affected | Not Affected | Not Affected | Not Affected | Not Affected | Not Affected | Not Affected | Not Affected | Not Affected | Not Affected | Not Affected | Not Affected | Not Affected | Not Affected | Not Affected | Not Affected | Not Affected | Not Affected | Not Affected | Not Affected | Not Affected | 0 | 0 | 0 | 0 | 21 | Polygon
Critical Infrastructure | Stormwater Treatment Facilities and Pump Stations | Stormwater Ponds - NHD |  | STFPS_PG_1990 |  | Not Affected | Not Affected | Not Affected | Not Affected | Not Affected | Not Affected | Not Affected | Not Affected | Not Affected | Not Affected | Not Affected | Not Affected | Not Affected | Not Affected | Not Affected | Not Affected | Not Affected | Not Affected | Not Affected | Not Affected | Not Affected | 0 | 0 | 0 | 0 | 21 | Polygon
Critical Infrastructure | Stormwater Treatment Facilities and Pump Stations | Stormwater Ponds - NHD |  | STFPS_PG_1991 |  | Not Affected | Not Affected | Not Affected | Not Affected | Not Affected | Not Affected | Not Affected | Not Affected | Not Affected | Not Affected | Not Affected | Not Affected | Not Affected | Not Affected | Not Affected | Not Affected | Not Affected | Not Affected | Not Affected | Not Affected | Not Affected | 0 | 0 | 0 | 0 | 21 | Polygon
Critical Infrastructure | Stormwater Treatment Facilities and Pump Stations | Stormwater Ponds - NHD |  | STFPS_PG_1992 |  | Not Affected | Not Affected | Not Affected | Not Affected | Not Affected | Not Affected | Not Affected | Not Affected | Not Affected | Not Affected | Not Affected | Not Affected | Not Affected | Not Affected | Not Affected | Not Affected | Not Affected | Not Affected | Not Affected | Not Affected | Not Affected | 0 | 0 | 0 | 0 | 21 | Polygon
Critical Infrastructure | Stormwater Treatment Facilities and Pump Stations | Stormwater Ponds - NHD |  | STFPS_PG_1993 |  | Not Affected | Not Affected | Not Affected | Not Affected | Not Affected | Not Affected | Not Affected | Not Affected | Not Affected | Not Affected | Not Affected | Not Affected | Not Affected | Not Affected | Not Affected | Not Affected | Not Affected | Not Affected | Not Affected | Not Affected | Not Affected | 0 | 0 | 0 | 0 | 21 | Polygon
Critical Infrastructure | Stormwater Treatment Facilities and Pump Stations | Stormwater Ponds - NHD |  | STFPS_PG_1994 |  | Not Affected | Not Affected | Not Affected | Not Affected | Not Affected | Not Affected | Not Affected | Not Affected | Not Affected | Not Affected | Not Affected | Not Affected | Not Affected | Not Affected | Not Affected | Not Affected | Not Affected | Not Affected | Not Affected | Not Affected | Not Affected | 0 | 0 | 0 | 0 | 21 | Polygon
Critical Infrastructure | Stormwater Treatment Facilities and Pump Stations | Stormwater Ponds - NHD |  | STFPS_PG_1995 |  | Not Affected | Not Affected | Not Affected | Not Affected | Not Affected | Not Affected | Not Affected | Not Affected | Not Affected | Not Affected | Not Affected | Not Affected | Not Affected | Not Affected | Not Affected | Not Affected | Not Affected | Not Affected | Not Affected | Not Affected | Not Affected | 0 | 0 | 0 | 0 | 21 | Polygon
Critical Infrastructure | Stormwater Treatment Facilities and Pump Stations | Stormwater Ponds - NHD |  | STFPS_PG_1996 |  | Not Affected | Not Affected | Not Affected | Not Affected | Not Affected | Not Affected | Not Affected | Not Affected | Not Affected | Not Affected | Not Affected | Not Affected | Not Affected | Not Affected | Not Affected | Not Affected | Not Affected | Not Affected | Not Affected | Not Affected | Not Affected | 0 | 0 | 0 | 0 | 21 | Polygon
Critical Infrastructure | Stormwater Treatment Facilities and Pump Stations | Stormwater Ponds - NHD |  | STFPS_PG_1997 |  | Not Affected | Not Affected | Not Affected | Not Affected | Not Affected | Not Affected | Not Affected | Not Affected | Not Affected | Not Affected | Not Affected | Not Affected | Not Affected | Not Affected | Not Affected | Not Affected | Not Affected | Not Affected | Not Affected | Not Affected | Not Affected | 0 | 0 | 0 | 0 | 21 | Polygon
Critical Infrastructure | Stormwater Treatment Facilities and Pump Stations | Stormwater Ponds - NHD |  | STFPS_PG_1998 |  | Not Affected | Not Affected | Not Affected | Not Affected | Not Affected | Not Affected | Not Affected | Not Affected | Not Affected | Not Affected | Not Affected | Not Affected | Not Affected | Not Affected | Not Affected | Not Affected | Not Affected | Not Affected | Not Affected | Not Affected | Not Affected | 0 | 0 | 0 | 0 | 21 | Polygon
Critical Infrastructure | Stormwater Treatment Facilities and Pump Stations | Stormwater Ponds - NHD |  | STFPS_PG_1999 |  | Not Affected | Not Affected | Not Affected | Not Affected | Not Affected | Not Affected | Not Affected | Not Affected | Not Affected | Not Affected | Not Affected | Not Affected | Not Affected | Not Affected | Not Affected | Not Affected | Not Affected | Not Affected | Not Affected | Not Affected | Not Affected | 0 | 0 | 0 | 0 | 21 | Polygon
Critical Infrastructure | Stormwater Treatment Facilities and Pump Stations | Stormwater Ponds - NHD |  | STFPS_PG_2000 |  | Not Affected | Not Affected | Not Affected | Not Affected | Not Affected | Not Affected | Not Affected | Not Affected | Not Affected | Not Affected | Not Affected | Not Affected | Not Affected | Not Affected | Not Affected | Not Affected | Not Affected | Not Affected | Not Affected | Not Affected | Not Affected | 0 | 0 | 0 | 0 | 21 | Polygon
Critical Infrastructure | Stormwater Treatment Facilities and Pump Stations | Stormwater Ponds - NHD |  | STFPS_PG_2001 |  | Not Affected | Not Affected | Not Affected | Not Affected | Not Affected | Not Affected | Not Affected | Not Affected | Not Affected | Not Affected | Not Affected | Not Affected | Not Affected | Not Affected | Not Affected | Not Affected | Not Affected | Not Affected | Not Affected | Not Affected | Not Affected | 0 | 0 | 0 | 0 | 21 | Polygon
Critical Infrastructure | Stormwater Treatment Facilities and Pump Stations | Stormwater Ponds - NHD |  | STFPS_PG_2002 |  | Not Affected | Not Affected | Not Affected | Not Affected | Not Affected | Not Affected | Not Affected | Not Affected | Not Affected | Not Affected | Not Affected | Not Affected | Not Affected | Not Affected | Not Affected | Not Affected | Not Affected | Not Affected | Not Affected | Not Affected | Not Affected | 0 | 0 | 0 | 0 | 21 | Polygon
Critical Infrastructure | Stormwater Treatment Facilities and Pump Stations | Stormwater Ponds - NHD |  | STFPS_PG_2003 |  | Not Affected | Not Affected | Not Affected | Not Affected | Not Affected | Not Affected | Not Affected | Not Affected | Not Affected | Not Affected | Not Affected | Not Affected | Not Affected | Not Affected | Not Affected | Not Affected | Not Affected | Not Affected | Not Affected | Not Affected | Not Affected | 0 | 0 | 0 | 0 | 21 | Polygon
Critical Infrastructure | Stormwater Treatment Facilities and Pump Stations | Stormwater Ponds - NHD |  | STFPS_PG_2004 |  | Not Affected | Not Affected | Not Affected | Not Affected | Not Affected | Not Affected | Not Affected | Not Affected | Not Affected | Not Affected | Not Affected | Not Affected | Not Affected | Not Affected | Not Affected | Not Affected | Not Affected | Not Affected | Not Affected | Not Affected | Not Affected | 0 | 0 | 0 | 0 | 21 | Polygon
Critical Infrastructure | Stormwater Treatment Facilities and Pump Stations | Stormwater Ponds - NHD |  | STFPS_PG_2005 |  | Not Affected | Not Affected | Not Affected | Not Affected | Not Affected | Not Affected | Not Affected | Not Affected | Not Affected | Not Affected | Not Affected | Not Affected | Not Affected | Not Affected | Not Affected | Not Affected | Not Affected | Not Affected | Not Affected | Not Affected | Not Affected | 0 | 0 | 0 | 0 | 21 | Polygon
Critical Infrastructure | Stormwater Treatment Facilities and Pump Stations | Stormwater Ponds - NHD |  | STFPS_PG_2006 |  | Not Affected | Not Affected | Not Affected | Not Affected | Not Affected | Not Affected | Not Affected | Not Affected | Not Affected | Not Affected | Not Affected | Not Affected | Not Affected | Not Affected | Not Affected | Not Affected | Not Affected | Not Affected | Not Affected | Not Affected | Not Affected | 0 | 0 | 0 | 0 | 21 | Polygon
Critical Infrastructure | Stormwater Treatment Facilities and Pump Stations | Stormwater Ponds - NHD |  | STFPS_PG_2007 |  | Not Affected | Not Affected | Not Affected | Not Affected | Not Affected | Not Affected | Not Affected | Not Affected | Not Affected | Not Affected | Not Affected | Not Affected | Not Affected | Not Affected | Not Affected | Not Affected | Not Affected | Not Affected | Not Affected | Not Affected | Not Affected | 0 | 0 | 0 | 0 | 21 | Polygon
Critical Infrastructure | Stormwater Treatment Facilities and Pump Stations | Stormwater Ponds - NHD |  | STFPS_PG_2008 |  | Not Affected | Not Affected | Not Affected | Not Affected | Not Affected | Not Affected | Not Affected | Not Affected | Not Affected | Not Affected | Not Affected | Not Affected | Not Affected | Not Affected | Not Affected | Not Affected | Not Affected | Not Affected | Not Affected | Not Affected | Not Affected | 0 | 0 | 0 | 0 | 21 | Polygon
Critical Infrastructure | Stormwater Treatment Facilities and Pump Stations | Stormwater Ponds - NHD |  | STFPS_PG_2009 |  | Not Affected | Not Affected | Not Affected | Not Affected | Not Affected | Not Affected | Not Affected | Not Affected | Not Affected | Not Affected | Not Affected | Not Affected | Not Affected | Not Affected | Not Affected | Not Affected | Not Affected | Not Affected | Not Affected | Not Affected | Not Affected | 0 | 0 | 0 | 0 | 21 | Polygon
Critical Infrastructure | Stormwater Treatment Facilities and Pump Stations | Stormwater Ponds - NHD |  | STFPS_PG_2010 |  | Not Affected | Not Affected | Not Affected | Not Affected | Not Affected | Not Affected | Not Affected | Not Affected | Not Affected | Not Affected | Not Affected | Not Affected | Not Affected | Not Affected | Not Affected | Not Affected | Not Affected | Not Affected | Not Affected | Not Affected | Not Affected | 0 | 0 | 0 | 0 | 21 | Polygon
Critical Infrastructure | Stormwater Treatment Facilities and Pump Stations | Stormwater Ponds - NHD |  | STFPS_PG_2011 |  | Not Affected | Not Affected | Not Affected | Not Affected | Not Affected | Not Affected | Not Affected | Not Affected | Not Affected | Not Affected | Not Affected | Not Affected | Not Affected | Not Affected | Not Affected | Not Affected | Not Affected | Not Affected | Not Affected | Not Affected | Not Affected | 0 | 0 | 0 | 0 | 21 | Polygon
Critical Infrastructure | Stormwater Treatment Facilities and Pump Stations | Stormwater Ponds - NHD |  | STFPS_PG_2012 |  | Not Affected | Not Affected | Not Affected | Not Affected | Not Affected | Not Affected | Not Affected | Not Affected | Not Affected | Not Affected | Not Affected | Not Affected | Not Affected | Not Affected | Not Affected | Not Affected | Not Affected | Not Affected | Not Affected | Not Affected | Not Affected | 0 | 0 | 0 | 0 | 21 | Polygon
Critical Infrastructure | Stormwater Treatment Facilities and Pump Stations | Stormwater Ponds - NHD |  | STFPS_PG_2013 |  | Not Affected | Not Affected | Not Affected | Not Affected | Not Affected | Not Affected | Not Affected | Not Affected | Not Affected | Not Affected | Not Affected | Not Affected | Not Affected | Not Affected | Not Affected | Not Affected | Not Affected | Not Affected | Not Affected | Not Affected | Not Affected | 0 | 0 | 0 | 0 | 21 | Polygon
Critical Infrastructure | Stormwater Treatment Facilities and Pump Stations | Stormwater Ponds - NHD |  | STFPS_PG_2014 |  | Not Affected | Not Affected | Not Affected | Not Affected | Not Affected | Not Affected | Not Affected | Not Affected | Not Affected | Not Affected | Not Affected | Not Affected | Not Affected | Not Affected | Not Affected | Not Affected | Not Affected | Not Affected | Not Affected | Not Affected | Not Affected | 0 | 0 | 0 | 0 | 21 | Polygon
Critical Infrastructure | Stormwater Treatment Facilities and Pump Stations | Stormwater Ponds - NHD |  | STFPS_PG_2015 |  | Not Affected | Not Affected | Not Affected | Not Affected | Not Affected | Not Affected | Not Affected | Not Affected | Not Affected | Not Affected | Not Affected | Not Affected | Not Affected | Not Affected | Not Affected | Not Affected | Not Affected | Not Affected | Not Affected | Not Affected | Not Affected | 0 | 0 | 0 | 0 | 21 | Polygon
Critical Infrastructure | Stormwater Treatment Facilities and Pump Stations | Stormwater Ponds - NHD |  | STFPS_PG_2016 |  | Not Affected | Not Affected | Not Affected | Not Affected | Not Affected | Not Affected | Not Affected | Not Affected | Not Affected | Not Affected | Not Affected | Not Affected | Not Affected | Not Affected | Not Affected | Not Affected | Not Affected | Not Affected | Not Affected | Not Affected | Not Affected | 0 | 0 | 0 | 0 | 21 | Polygon
Critical Infrastructure | Stormwater Treatment Facilities and Pump Stations | Stormwater Ponds - NHD |  | STFPS_PG_2017 |  | Not Affected | Not Affected | Not Affected | Not Affected | Not Affected | Not Affected | Not Affected | Not Affected | Not Affected | Not Affected | Not Affected | Not Affected | Not Affected | Not Affected | Not Affected | Not Affected | Not Affected | Not Affected | Not Affected | Not Affected | Not Affected | 0 | 0 | 0 | 0 | 21 | Polygon
Critical Infrastructure | Stormwater Treatment Facilities and Pump Stations | Stormwater Ponds - NHD |  | STFPS_PG_2018 |  | Not Affected | Not Affected | Not Affected | Not Affected | Not Affected | Not Affected | Not Affected | Not Affected | Not Affected | Not Affected | Not Affected | Not Affected | Not Affected | Not Affected | Not Affected | Not Affected | Not Affected | Not Affected | Not Affected | Not Affected | Not Affected | 0 | 0 | 0 | 0 | 21 | Polygon
Critical Infrastructure | Stormwater Treatment Facilities and Pump Stations | Stormwater Ponds - NHD |  | STFPS_PG_2020 |  | Not Affected | Not Affected | Not Affected | Not Affected | Not Affected | Not Affected | Not Affected | Not Affected | Not Affected | Not Affected | Not Affected | Not Affected | Not Affected | Not Affected | Not Affected | Not Affected | Not Affected | Not Affected | Not Affected | Not Affected | Not Affected | 0 | 0 | 0 | 0 | 21 | Polygon
Critical Infrastructure | Stormwater Treatment Facilities and Pump Stations | Stormwater Ponds - NHD |  | STFPS_PG_2021 |  | Not Affected | Not Affected | Not Affected | Not Affected | Not Affected | Not Affected | Not Affected | Not Affected | Not Affected | Not Affected | Not Affected | Not Affected | Not Affected | Not Affected | Not Affected | Not Affected | Not Affected | Not Affected | Not Affected | Not Affected | Not Affected | 0 | 0 | 0 | 0 | 21 | Polygon
Critical Infrastructure | Stormwater Treatment Facilities and Pump Stations | Stormwater Ponds - NHD |  | STFPS_PG_2024 |  | Not Affected | Not Affected | Not Affected | Not Affected | Not Affected | Not Affected | Not Affected | Not Affected | Not Affected | Not Affected | Not Affected | Not Affected | Not Affected | Not Affected | Not Affected | Not Affected | Not Affected | Not Affected | Not Affected | Not Affected | Not Affected | 0 | 0 | 0 | 0 | 21 | Polygon
Critical Infrastructure | Stormwater Treatment Facilities and Pump Stations | Stormwater Ponds - NHD |  | STFPS_PG_2025 |  | Not Affected | Not Affected | Not Affected | Not Affected | Not Affected | Not Affected | Not Affected | Not Affected | Not Affected | Not Affected | Not Affected | Not Affected | Not Affected | Not Affected | Not Affected | Not Affected | Not Affected | Not Affected | Not Affected | Not Affected | Not Affected | 0 | 0 | 0 | 0 | 21 | Polygon
Critical Infrastructure | Stormwater Treatment Facilities and Pump Stations | Stormwater Ponds - NHD |  | STFPS_PG_2027 |  | Not Affected | Not Affected | Not Affected | Not Affected | Not Affected | Not Affected | Not Affected | Not Affected | Not Affected | Not Affected | Not Affected | Not Affected | Not Affected | Not Affected | Not Affected | Not Affected | Not Affected | Not Affected | Not Affected | Not Affected | Not Affected | 0 | 0 | 0 | 0 | 21 | Polygon
Critical Infrastructure | Stormwater Treatment Facilities and Pump Stations | Stormwater Ponds - NHD |  | STFPS_PG_2028 |  | Not Affected | Not Affected | Not Affected | Not Affected | Not Affected | Not Affected | Not Affected | Not Affected | Not Affected | Not Affected | Not Affected | Not Affected | Not Affected | Not Affected | Not Affected | Not Affected | Not Affected | Not Affected | Not Affected | Not Affected | Not Affected | 0 | 0 | 0 | 0 | 21 | Polygon
Critical Infrastructure | Stormwater Treatment Facilities and Pump Stations | Stormwater Ponds - NHD |  | STFPS_PG_2029 |  | Not Affected | Not Affected | Not Affected | Not Affected | Not Affected | Not Affected | Not Affected | Not Affected | Not Affected | Not Affected | Not Affected | Not Affected | Not Affected | Not Affected | Not Affected | Not Affected | Not Affected | Not Affected | Not Affected | Not Affected | Not Affected | 0 | 0 | 0 | 0 | 21 | Polygon
Critical Infrastructure | Stormwater Treatment Facilities and Pump Stations | Stormwater Ponds - NHD |  | STFPS_PG_2030 |  | Not Affected | Not Affected | Not Affected | Not Affected | Not Affected | Not Affected | Not Affected | Not Affected | Not Affected | Not Affected | Not Affected | Not Affected | Not Affected | Not Affected | Not Affected | Not Affected | Not Affected | Not Affected | Not Affected | Not Affected | Not Affected | 0 | 0 | 0 | 0 | 21 | Polygon
Critical Infrastructure | Stormwater Treatment Facilities and Pump Stations | Stormwater Ponds - NHD |  | STFPS_PG_2031 |  | Not Affected | Not Affected | Not Affected | Not Affected | Not Affected | Not Affected | Not Affected | Not Affected | Not Affected | Not Affected | Not Affected | Not Affected | Not Affected | Not Affected | Not Affected | Not Affected | Not Affected | Not Affected | Not Affected | Not Affected | Not Affected | 0 | 0 | 0 | 0 | 21 | Polygon
Critical Infrastructure | Stormwater Treatment Facilities and Pump Stations | Stormwater Ponds - NHD |  | STFPS_PG_2032 |  | Not Affected | Not Affected | Not Affected | Not Affected | Not Affected | Not Affected | Not Affected | Not Affected | Not Affected | Not Affected | Not Affected | Not Affected | Not Affected | Not Affected | Not Affected | Not Affected | Not Affected | Not Affected | Not Affected | Not Affected | Not Affected | 0 | 0 | 0 | 0 | 21 | Polygon
Critical Infrastructure | Stormwater Treatment Facilities and Pump Stations | Stormwater Ponds - NHD |  | STFPS_PG_2033 |  | Not Affected | Not Affected | Not Affected | Not Affected | Not Affected | Not Affected | Not Affected | Not Affected | Not Affected | Not Affected | Not Affected | Not Affected | Not Affected | Not Affected | Not Affected | Not Affected | Not Affected | Not Affected | Not Affected | Not Affected | Not Affected | 0 | 0 | 0 | 0 | 21 | Polygon
Critical Infrastructure | Stormwater Treatment Facilities and Pump Stations | Stormwater Ponds - NHD |  | STFPS_PG_2034 |  | Not Affected | Not Affected | Not Affected | Not Affected | Not Affected | Not Affected | Not Affected | Not Affected | Not Affected | Not Affected | Not Affected | Not Affected | Not Affected | Not Affected | Not Affected | Not Affected | Not Affected | Not Affected | Not Affected | Not Affected | Not Affected | 0 | 0 | 0 | 0 | 21 | Polygon
Critical Infrastructure | Stormwater Treatment Facilities and Pump Stations | Stormwater Ponds - NHD |  | STFPS_PG_2035 |  | Not Affected | Not Affected | Not Affected | Not Affected | Not Affected | Not Affected | Not Affected | Not Affected | Not Affected | Not Affected | Not Affected | Not Affected | Not Affected | Not Affected | Not Affected | Not Affected | Not Affected | Not Affected | Not Affected | Not Affected | Not Affected | 0 | 0 | 0 | 0 | 21 | Polygon
Critical Infrastructure | Stormwater Treatment Facilities and Pump Stations | Stormwater Ponds - NHD |  | STFPS_PG_2036 |  | Not Affected | Not Affected | Not Affected | Not Affected | Not Affected | Not Affected | Not Affected | Not Affected | Not Affected | Not Affected | Not Affected | Not Affected | Not Affected | Not Affected | Not Affected | Not Affected | Not Affected | Not Affected | Not Affected | Not Affected | Not Affected | 0 | 0 | 0 | 0 | 21 | Polygon
Critical Infrastructure | Stormwater Treatment Facilities and Pump Stations | Stormwater Ponds - NHD |  | STFPS_PG_2037 |  | Not Affected | Not Affected | Not Affected | Not Affected | Not Affected | Not Affected | Not Affected | Not Affected | Not Affected | Not Affected | Not Affected | Not Affected | Not Affected | Not Affected | Not Affected | Not Affected | Not Affected | Not Affected | Not Affected | Not Affected | Not Affected | 0 | 0 | 0 | 0 | 21 | Polygon
Critical Infrastructure | Stormwater Treatment Facilities and Pump Stations | Stormwater Ponds - NHD |  | STFPS_PG_2038 |  | Not Affected | Not Affected | Not Affected | Not Affected | Not Affected | Not Affected | Not Affected | Not Affected | Not Affected | Not Affected | Not Affected | Not Affected | Not Affected | Not Affected | Not Affected | Not Affected | Not Affected | Not Affected | Not Affected | Not Affected | Not Affected | 0 | 0 | 0 | 0 | 21 | Polygon
Critical Infrastructure | Stormwater Treatment Facilities and Pump Stations | Stormwater Ponds - NHD |  | STFPS_PG_2039 |  | Not Affected | Not Affected | Not Affected | Not Affected | Not Affected | Not Affected | Not Affected | Not Affected | Not Affected | Not Affected | Not Affected | Not Affected | Not Affected | Not Affected | Not Affected | Not Affected | Not Affected | Not Affected | Not Affected | Not Affected | Not Affected | 0 | 0 | 0 | 0 | 21 | Polygon
Critical Infrastructure | Stormwater Treatment Facilities and Pump Stations | Stormwater Ponds - NHD |  | STFPS_PG_2040 |  | Not Affected | Not Affected | Not Affected | Not Affected | Not Affected | Not Affected | Not Affected | Not Affected | Not Affected | Not Affected | Not Affected | Not Affected | Not Affected | Not Affected | Not Affected | Not Affected | Not Affected | Not Affected | Not Affected | Not Affected | Not Affected | 0 | 0 | 0 | 0 | 21 | Polygon
Critical Infrastructure | Stormwater Treatment Facilities and Pump Stations | Stormwater Ponds - NHD |  | STFPS_PG_2041 |  | Not Affected | Not Affected | Not Affected | Not Affected | Not Affected | Not Affected | Not Affected | Not Affected | Not Affected | Not Affected | Not Affected | Not Affected | Not Affected | Not Affected | Not Affected | Not Affected | Not Affected | Not Affected | Not Affected | Not Affected | Not Affected | 0 | 0 | 0 | 0 | 21 | Polygon
Critical Infrastructure | Stormwater Treatment Facilities and Pump Stations | Stormwater Ponds - NHD |  | STFPS_PG_2042 |  | Not Affected | Not Affected | Not Affected | Not Affected | Not Affected | Not Affected | Not Affected | Not Affected | Not Affected | Not Affected | Not Affected | Not Affected | Not Affected | Not Affected | Not Affected | Not Affected | Not Affected | Not Affected | Not Affected | Not Affected | Not Affected | 0 | 0 | 0 | 0 | 21 | Polygon
Critical Infrastructure | Stormwater Treatment Facilities and Pump Stations | Stormwater Ponds - NHD |  | STFPS_PG_2043 |  | Not Affected | Not Affected | Not Affected | Not Affected | Not Affected | Not Affected | Not Affected | Not Affected | Not Affected | Not Affected | Not Affected | Not Affected | Not Affected | Not Affected | Not Affected | Not Affected | Not Affected | Not Affected | Not Affected | Not Affected | Not Affected | 0 | 0 | 0 | 0 | 21 | Polygon
Critical Infrastructure | Stormwater Treatment Facilities and Pump Stations | Stormwater Ponds - NHD |  | STFPS_PG_2044 |  | Not Affected | Not Affected | Not Affected | Not Affected | Not Affected | Not Affected | Not Affected | Not Affected | Not Affected | Not Affected | Not Affected | Not Affected | Not Affected | Not Affected | Not Affected | Not Affected | Not Affected | Not Affected | Not Affected | Not Affected | Not Affected | 0 | 0 | 0 | 0 | 21 | Polygon
Critical Infrastructure | Stormwater Treatment Facilities and Pump Stations | Stormwater Ponds - NHD |  | STFPS_PG_2045 |  | Not Affected | Not Affected | Not Affected | Not Affected | Not Affected | Not Affected | Not Affected | Not Affected | Not Affected | Not Affected | Not Affected | Not Affected | Not Affected | Not Affected | Not Affected | Not Affected | Not Affected | Not Affected | Not Affected | Not Affected | Not Affected | 0 | 0 | 0 | 0 | 21 | Polygon
Critical Infrastructure | Stormwater Treatment Facilities and Pump Stations | Stormwater Ponds - NHD |  | STFPS_PG_2046 |  | Not Affected | Not Affected | Not Affected | Not Affected | Not Affected | Not Affected | Not Affected | Not Affected | Not Affected | Not Affected | Not Affected | Not Affected | Not Affected | Not Affected | Not Affected | Not Affected | Not Affected | Not Affected | Not Affected | Not Affected | Not Affected | 0 | 0 | 0 | 0 | 21 | Polygon
Critical Infrastructure | Stormwater Treatment Facilities and Pump Stations | Stormwater Ponds - NHD |  | STFPS_PG_2047 |  | Not Affected | Not Affected | Not Affected | Not Affected | Not Affected | Not Affected | Not Affected | Not Affected | Not Affected | Not Affected | Not Affected | Not Affected | Not Affected | Not Affected | Not Affected | Not Affected | Not Affected | Not Affected | Not Affected | Not Affected | Not Affected | 0 | 0 | 0 | 0 | 21 | Polygon
Critical Infrastructure | Stormwater Treatment Facilities and Pump Stations | Stormwater Ponds - NHD |  | STFPS_PG_2049 |  | Not Affected | Not Affected | Not Affected | Not Affected | Not Affected | Not Affected | Not Affected | Not Affected | Not Affected | Not Affected | Not Affected | Not Affected | Not Affected | Not Affected | Not Affected | Not Affected | Not Affected | Not Affected | Not Affected | Not Affected | Not Affected | 0 | 0 | 0 | 0 | 21 | Polygon
Critical Infrastructure | Stormwater Treatment Facilities and Pump Stations | Stormwater Ponds - NHD |  | STFPS_PG_2050 |  | Not Affected | Not Affected | Not Affected | Not Affected | Not Affected | Not Affected | Not Affected | Not Affected | Not Affected | Not Affected | Not Affected | Not Affected | Not Affected | Not Affected | Not Affected | Not Affected | Not Affected | Not Affected | Not Affected | Not Affected | Not Affected | 0 | 0 | 0 | 0 | 21 | Polygon
Critical Infrastructure | Stormwater Treatment Facilities and Pump Stations | Stormwater Ponds - NHD |  | STFPS_PG_2051 |  | Not Affected | Not Affected | Not Affected | Not Affected | Not Affected | Not Affected | Not Affected | Not Affected | Not Affected | Not Affected | Not Affected | Not Affected | Not Affected | Not Affected | Not Affected | Not Affected | Not Affected | Not Affected | Not Affected | Not Affected | Not Affected | 0 | 0 | 0 | 0 | 21 | Polygon
Critical Infrastructure | Stormwater Treatment Facilities and Pump Stations | Stormwater Ponds - NHD |  | STFPS_PG_2052 |  | Not Affected | Not Affected | Not Affected | Not Affected | Not Affected | Not Affected | Not Affected | Not Affected | Not Affected | Not Affected | Not Affected | Not Affected | Not Affected | Not Affected | Not Affected | Not Affected | Not Affected | Not Affected | Not Affected | Not Affected | Not Affected | 0 | 0 | 0 | 0 | 21 | Polygon
Critical Infrastructure | Stormwater Treatment Facilities and Pump Stations | Stormwater Ponds - NHD |  | STFPS_PG_2053 |  | Not Affected | Not Affected | Not Affected | Not Affected | Not Affected | Not Affected | Not Affected | Not Affected | Not Affected | Not Affected | Not Affected | Not Affected | Not Affected | Not Affected | Not Affected | Not Affected | Not Affected | Not Affected | Not Affected | Not Affected | Not Affected | 0 | 0 | 0 | 0 | 21 | Polygon
Critical Infrastructure | Stormwater Treatment Facilities and Pump Stations | Stormwater Ponds - NHD |  | STFPS_PG_2054 |  | Not Affected | Not Affected | Not Affected | Not Affected | Not Affected | Not Affected | Not Affected | Not Affected | Not Affected | Not Affected | Not Affected | Not Affected | Not Affected | Not Affected | Not Affected | Not Affected | Not Affected | Not Affected | Not Affected | Not Affected | Not Affected | 0 | 0 | 0 | 0 | 21 | Polygon
Critical Infrastructure | Stormwater Treatment Facilities and Pump Stations | Stormwater Ponds - NHD |  | STFPS_PG_2055 |  | Not Affected | Not Affected | Not Affected | Not Affected | Not Affected | Not Affected | Not Affected | Not Affected | Not Affected | Not Affected | Not Affected | Not Affected | Not Affected | Not Affected | Not Affected | Not Affected | Not Affected | Not Affected | Not Affected | Not Affected | Not Affected | 0 | 0 | 0 | 0 | 21 | Polygon
Critical Infrastructure | Stormwater Treatment Facilities and Pump Stations | Stormwater Ponds - NHD |  | STFPS_PG_2056 |  | Not Affected | Not Affected | Not Affected | Not Affected | Not Affected | Not Affected | Not Affected | Not Affected | Not Affected | Not Affected | Not Affected | Not Affected | Not Affected | Not Affected | Not Affected | Not Affected | Not Affected | Not Affected | Not Affected | Not Affected | Not Affected | 0 | 0 | 0 | 0 | 21 | Polygon
Critical Infrastructure | Stormwater Treatment Facilities and Pump Stations | Stormwater Ponds - NHD |  | STFPS_PG_2057 |  | Not Affected | Not Affected | Not Affected | Not Affected | Not Affected | Not Affected | Not Affected | Not Affected | Not Affected | Not Affected | Not Affected | Not Affected | Not Affected | Not Affected | Not Affected | Not Affected | Not Affected | Not Affected | Not Affected | Not Affected | Not Affected | 0 | 0 | 0 | 0 | 21 | Polygon
Critical Infrastructure | Stormwater Treatment Facilities and Pump Stations | Stormwater Ponds - NHD |  | STFPS_PG_2058 |  | Not Affected | Not Affected | Not Affected | Not Affected | Not Affected | Not Affected | Not Affected | Not Affected | Not Affected | Not Affected | Not Affected | Not Affected | Not Affected | Not Affected | Not Affected | Not Affected | Not Affected | Not Affected | Not Affected | Not Affected | Not Affected | 0 | 0 | 0 | 0 | 21 | Polygon
Critical Infrastructure | Stormwater Treatment Facilities and Pump Stations | Stormwater Ponds - NHD |  | STFPS_PG_2059 |  | Not Affected | Not Affected | Not Affected | Not Affected | Not Affected | Not Affected | Not Affected | Not Affected | Not Affected | Not Affected | Not Affected | Not Affected | Not Affected | Not Affected | Not Affected | Not Affected | Not Affected | Not Affected | Not Affected | Not Affected | Not Affected | 0 | 0 | 0 | 0 | 21 | Polygon
Critical Infrastructure | Stormwater Treatment Facilities and Pump Stations | Stormwater Ponds - NHD |  | STFPS_PG_2061 |  | Not Affected | Not Affected | Not Affected | Not Affected | Not Affected | Not Affected | Not Affected | Not Affected | Not Affected | Not Affected | Not Affected | Not Affected | Not Affected | Not Affected | Not Affected | Not Affected | Not Affected | Not Affected | Not Affected | Not Affected | Not Affected | 0 | 0 | 0 | 0 | 21 | Polygon
Critical Infrastructure | Stormwater Treatment Facilities and Pump Stations | Stormwater Ponds - NHD |  | STFPS_PG_2062 |  | Not Affected | Not Affected | Not Affected | Not Affected | Not Affected | Not Affected | Not Affected | Not Affected | Not Affected | Not Affected | Not Affected | Not Affected | Not Affected | Not Affected | Not Affected | Not Affected | Not Affected | Not Affected | Not Affected | Not Affected | Not Affected | 0 | 0 | 0 | 0 | 21 | Polygon
Critical Infrastructure | Stormwater Treatment Facilities and Pump Stations | Stormwater Ponds - NHD |  | STFPS_PG_2063 |  | Not Affected | Not Affected | Not Affected | Not Affected | Not Affected | Not Affected | Not Affected | Not Affected | Not Affected | Not Affected | Not Affected | Not Affected | Not Affected | Not Affected | Not Affected | Not Affected | Not Affected | Not Affected | Not Affected | Not Affected | Not Affected | 0 | 0 | 0 | 0 | 21 | Polygon
Critical Infrastructure | Stormwater Treatment Facilities and Pump Stations | Stormwater Ponds - NHD |  | STFPS_PG_2064 |  | Not Affected | Not Affected | Not Affected | Not Affected | Not Affected | Not Affected | Not Affected | Not Affected | Not Affected | Not Affected | Not Affected | Not Affected | Not Affected | Not Affected | Not Affected | Not Affected | Not Affected | Not Affected | Not Affected | Not Affected | Not Affected | 0 | 0 | 0 | 0 | 21 | Polygon
Critical Infrastructure | Stormwater Treatment Facilities and Pump Stations | Stormwater Ponds - NHD |  | STFPS_PG_2065 |  | Not Affected | Not Affected | Not Affected | Not Affected | Not Affected | Not Affected | Not Affected | Not Affected | Not Affected | Not Affected | Not Affected | Not Affected | Not Affected | Not Affected | Not Affected | Not Affected | Not Affected | Not Affected | Not Affected | Not Affected | Not Affected | 0 | 0 | 0 | 0 | 21 | Polygon
Critical Infrastructure | Stormwater Treatment Facilities and Pump Stations | Stormwater Ponds - NHD |  | STFPS_PG_2066 |  | Not Affected | Not Affected | Not Affected | Not Affected | Not Affected | Not Affected | Not Affected | Not Affected | Not Affected | Not Affected | Not Affected | Not Affected | Not Affected | Not Affected | Not Affected | Not Affected | Not Affected | Not Affected | Not Affected | Not Affected | Not Affected | 0 | 0 | 0 | 0 | 21 | Polygon
Critical Infrastructure | Stormwater Treatment Facilities and Pump Stations | Stormwater Ponds - NHD |  | STFPS_PG_2067 |  | Not Affected | Not Affected | Not Affected | Not Affected | Not Affected | Not Affected | Not Affected | Not Affected | Not Affected | Not Affected | Not Affected | Not Affected | Not Affected | Not Affected | Not Affected | Not Affected | Not Affected | Not Affected | Not Affected | Not Affected | Not Affected | 0 | 0 | 0 | 0 | 21 | Polygon
Critical Infrastructure | Stormwater Treatment Facilities and Pump Stations | Stormwater Ponds - NHD |  | STFPS_PG_2068 |  | Not Affected | Not Affected | Not Affected | Not Affected | Not Affected | Not Affected | Not Affected | Not Affected | Not Affected | Not Affected | Not Affected | Not Affected | Not Affected | Not Affected | Not Affected | Not Affected | Not Affected | Not Affected | Not Affected | Not Affected | Not Affected | 0 | 0 | 0 | 0 | 21 | Polygon
Critical Infrastructure | Stormwater Treatment Facilities and Pump Stations | Stormwater Ponds - NHD |  | STFPS_PG_2069 |  | Not Affected | Not Affected | Not Affected | Not Affected | Not Affected | Not Affected | Not Affected | Not Affected | Not Affected | Not Affected | Not Affected | Not Affected | Not Affected | Not Affected | Not Affected | Not Affected | Not Affected | Not Affected | Not Affected | Not Affected | Not Affected | 0 | 0 | 0 | 0 | 21 | Polygon
Critical Infrastructure | Stormwater Treatment Facilities and Pump Stations | Stormwater Ponds - NHD |  | STFPS_PG_2070 |  | Not Affected | Not Affected | Not Affected | Not Affected | Not Affected | Not Affected | Not Affected | Not Affected | Not Affected | Not Affected | Not Affected | Not Affected | Not Affected | Not Affected | Not Affected | Not Affected | Not Affected | Not Affected | Not Affected | Not Affected | Not Affected | 0 | 0 | 0 | 0 | 21 | Polygon
Critical Infrastructure | Stormwater Treatment Facilities and Pump Stations | Stormwater Ponds - NHD |  | STFPS_PG_2071 |  | Not Affected | Not Affected | Not Affected | Not Affected | Not Affected | Not Affected | Not Affected | Not Affected | Not Affected | Not Affected | Not Affected | Not Affected | Not Affected | Not Affected | Not Affected | Not Affected | Not Affected | Not Affected | Not Affected | Not Affected | Not Affected | 0 | 0 | 0 | 0 | 21 | Polygon
Critical Infrastructure | Stormwater Treatment Facilities and Pump Stations | Stormwater Ponds - NHD |  | STFPS_PG_2072 |  | Not Affected | Not Affected | Not Affected | Not Affected | Not Affected | Not Affected | Not Affected | Not Affected | Not Affected | Not Affected | Not Affected | Not Affected | Not Affected | Not Affected | Not Affected | Not Affected | Not Affected | Not Affected | Not Affected | Not Affected | Not Affected | 0 | 0 | 0 | 0 | 21 | Polygon
Critical Infrastructure | Stormwater Treatment Facilities and Pump Stations | Stormwater Ponds - NHD |  | STFPS_PG_2073 |  | Not Affected | Not Affected | Not Affected | Not Affected | Not Affected | Not Affected | Not Affected | Not Affected | Not Affected | Not Affected | Not Affected | Not Affected | Not Affected | Not Affected | Not Affected | Not Affected | Not Affected | Not Affected | Not Affected | Not Affected | Not Affected | 0 | 0 | 0 | 0 | 21 | Polygon
Critical Infrastructure | Stormwater Treatment Facilities and Pump Stations | Stormwater Ponds - NHD |  | STFPS_PG_2074 |  | Not Affected | Not Affected | Not Affected | Not Affected | Not Affected | Not Affected | Not Affected | Not Affected | Not Affected | Not Affected | Not Affected | Not Affected | Not Affected | Not Affected | Not Affected | Not Affected | Not Affected | Not Affected | Not Affected | Not Affected | Not Affected | 0 | 0 | 0 | 0 | 21 | Polygon
Critical Infrastructure | Stormwater Treatment Facilities and Pump Stations | Stormwater Ponds - NHD |  | STFPS_PG_2075 |  | Not Affected | Not Affected | Not Affected | Not Affected | Not Affected | Not Affected | Not Affected | Not Affected | Not Affected | Not Affected | Not Affected | Not Affected | Not Affected | Not Affected | Not Affected | Not Affected | Not Affected | Not Affected | Not Affected | Not Affected | Not Affected | 0 | 0 | 0 | 0 | 21 | Polygon
Critical Infrastructure | Stormwater Treatment Facilities and Pump Stations | Stormwater Ponds - NHD |  | STFPS_PG_2077 |  | Not Affected | Not Affected | Not Affected | Not Affected | Not Affected | Not Affected | Not Affected | Not Affected | Not Affected | Not Affected | Not Affected | Not Affected | Not Affected | Not Affected | Not Affected | Not Affected | Not Affected | Not Affected | Not Affected | Not Affected | Not Affected | 0 | 0 | 0 | 0 | 21 | Polygon
Critical Infrastructure | Stormwater Treatment Facilities and Pump Stations | Stormwater Ponds - NHD |  | STFPS_PG_2078 |  | Not Affected | Not Affected | Not Affected | Not Affected | Not Affected | Not Affected | Not Affected | Not Affected | Not Affected | Not Affected | Not Affected | Not Affected | Not Affected | Not Affected | Not Affected | Not Affected | Not Affected | Not Affected | Not Affected | Not Affected | Not Affected | 0 | 0 | 0 | 0 | 21 | Polygon
Critical Infrastructure | Stormwater Treatment Facilities and Pump Stations | Stormwater Ponds - NHD |  | STFPS_PG_2079 |  | Not Affected | Not Affected | Not Affected | Not Affected | Not Affected | Not Affected | Not Affected | Not Affected | Not Affected | Not Affected | Not Affected | Not Affected | Not Affected | Not Affected | Not Affected | Not Affected | Not Affected | Not Affected | Not Affected | Not Affected | Not Affected | 0 | 0 | 0 | 0 | 21 | Polygon
Critical Infrastructure | Stormwater Treatment Facilities and Pump Stations | Stormwater Ponds - NHD |  | STFPS_PG_2080 |  | Not Affected | Not Affected | Not Affected | Not Affected | Not Affected | Not Affected | Not Affected | Not Affected | Not Affected | Not Affected | Not Affected | Not Affected | Not Affected | Not Affected | Not Affected | Not Affected | Not Affected | Not Affected | Not Affected | Not Affected | Not Affected | 0 | 0 | 0 | 0 | 21 | Polygon
Critical Infrastructure | Stormwater Treatment Facilities and Pump Stations | Stormwater Ponds - NHD |  | STFPS_PG_2082 |  | Not Affected | Not Affected | Not Affected | Not Affected | Not Affected | Not Affected | Not Affected | Not Affected | Not Affected | Not Affected | Not Affected | Not Affected | Not Affected | Not Affected | Not Affected | Not Affected | Not Affected | Not Affected | Not Affected | Not Affected | Not Affected | 0 | 0 | 0 | 0 | 21 | Polygon
Critical Infrastructure | Stormwater Treatment Facilities and Pump Stations | Stormwater Ponds - NHD |  | STFPS_PG_2083 |  | Not Affected | Not Affected | Not Affected | Not Affected | Not Affected | Not Affected | Not Affected | Not Affected | Not Affected | Not Affected | Not Affected | Not Affected | Not Affected | Not Affected | Not Affected | Not Affected | Not Affected | Not Affected | Not Affected | Not Affected | Not Affected | 0 | 0 | 0 | 0 | 21 | Polygon
Critical Infrastructure | Stormwater Treatment Facilities and Pump Stations | Stormwater Ponds - NHD |  | STFPS_PG_2084 |  | Not Affected | Not Affected | Not Affected | Not Affected | Not Affected | Not Affected | Not Affected | Not Affected | Not Affected | Not Affected | Not Affected | Not Affected | Not Affected | Not Affected | Not Affected | Not Affected | Not Affected | Not Affected | Not Affected | Not Affected | Not Affected | 0 | 0 | 0 | 0 | 21 | Polygon
Critical Infrastructure | Stormwater Treatment Facilities and Pump Stations | Stormwater Ponds - NHD |  | STFPS_PG_2085 |  | Not Affected | Not Affected | Not Affected | Not Affected | Not Affected | Not Affected | Not Affected | Not Affected | Not Affected | Not Affected | Not Affected | Not Affected | Not Affected | Not Affected | Not Affected | Not Affected | Not Affected | Not Affected | Not Affected | Not Affected | Not Affected | 0 | 0 | 0 | 0 | 21 | Polygon
Critical Infrastructure | Stormwater Treatment Facilities and Pump Stations | Stormwater Ponds - NHD |  | STFPS_PG_2086 |  | Not Affected | Not Affected | Not Affected | Not Affected | Not Affected | Not Affected | Not Affected | Not Affected | Not Affected | Not Affected | Not Affected | Not Affected | Not Affected | Not Affected | Not Affected | Not Affected | Not Affected | Not Affected | Not Affected | Not Affected | Not Affected | 0 | 0 | 0 | 0 | 21 | Polygon
Critical Infrastructure | Stormwater Treatment Facilities and Pump Stations | Stormwater Ponds - NHD |  | STFPS_PG_2089 |  | Not Affected | Not Affected | Not Affected | Not Affected | Not Affected | Not Affected | Not Affected | Not Affected | Not Affected | Not Affected | Not Affected | Not Affected | Not Affected | Not Affected | Not Affected | Not Affected | Not Affected | Not Affected | Not Affected | Not Affected | Not Affected | 0 | 0 | 0 | 0 | 21 | Polygon
Critical Infrastructure | Stormwater Treatment Facilities and Pump Stations | Stormwater Ponds - NHD |  | STFPS_PG_2091 |  | Not Affected | Not Affected | Not Affected | Not Affected | Not Affected | Not Affected | Not Affected | Not Affected | Not Affected | Not Affected | Not Affected | Not Affected | Not Affected | Not Affected | Not Affected | Not Affected | Not Affected | Not Affected | Not Affected | Not Affected | Not Affected | 0 | 0 | 0 | 0 | 21 | Polygon
Critical Infrastructure | Stormwater Treatment Facilities and Pump Stations | Stormwater Ponds - NHD |  | STFPS_PG_2092 |  | Not Affected | Not Affected | Not Affected | Not Affected | Not Affected | Not Affected | Not Affected | Not Affected | Not Affected | Not Affected | Not Affected | Not Affected | Not Affected | Not Affected | Not Affected | Not Affected | Not Affected | Not Affected | Not Affected | Not Affected | Not Affected | 0 | 0 | 0 | 0 | 21 | Polygon
Critical Infrastructure | Stormwater Treatment Facilities and Pump Stations | Stormwater Ponds - NHD |  | STFPS_PG_2093 |  | Not Affected | Not Affected | Not Affected | Not Affected | Not Affected | Not Affected | Not Affected | Not Affected | Not Affected | Not Affected | Not Affected | Not Affected | Not Affected | Not Affected | Not Affected | Not Affected | Not Affected | Not Affected | Not Affected | Not Affected | Not Affected | 0 | 0 | 0 | 0 | 21 | Polygon
Critical Infrastructure | Stormwater Treatment Facilities and Pump Stations | Stormwater Ponds - NHD |  | STFPS_PG_2094 |  | Not Affected | Not Affected | Not Affected | Not Affected | Not Affected | Not Affected | Not Affected | Not Affected | Not Affected | Not Affected | Not Affected | Not Affected | Not Affected | Not Affected | Not Affected | Not Affected | Not Affected | Not Affected | Not Affected | Not Affected | Not Affected | 0 | 0 | 0 | 0 | 21 | Polygon
Critical Infrastructure | Stormwater Treatment Facilities and Pump Stations | Stormwater Ponds - NHD |  | STFPS_PG_2095 |  | Not Affected | Not Affected | Not Affected | Not Affected | Not Affected | Not Affected | Not Affected | Not Affected | Not Affected | Not Affected | Not Affected | Not Affected | Not Affected | Not Affected | Not Affected | Not Affected | Not Affected | Not Affected | Not Affected | Not Affected | Not Affected | 0 | 0 | 0 | 0 | 21 | Polygon
Critical Infrastructure | Stormwater Treatment Facilities and Pump Stations | Stormwater Ponds - NHD |  | STFPS_PG_2096 |  | Not Affected | Not Affected | Not Affected | Not Affected | Not Affected | Not Affected | Not Affected | Not Affected | Not Affected | Not Affected | Not Affected | Not Affected | Not Affected | Not Affected | Not Affected | Not Affected | Not Affected | Not Affected | Not Affected | Not Affected | Not Affected | 0 | 0 | 0 | 0 | 21 | Polygon
Critical Infrastructure | Stormwater Treatment Facilities and Pump Stations | Stormwater Ponds - NHD |  | STFPS_PG_2097 |  | Not Affected | Not Affected | Not Affected | Not Affected | Not Affected | Not Affected | Not Affected | Not Affected | Not Affected | Not Affected | Not Affected | Not Affected | Not Affected | Not Affected | Not Affected | Not Affected | Not Affected | Not Affected | Not Affected | Not Affected | Not Affected | 0 | 0 | 0 | 0 | 21 | Polygon
Critical Infrastructure | Stormwater Treatment Facilities and Pump Stations | Stormwater Ponds - NHD |  | STFPS_PG_2098 |  | Not Affected | Not Affected | Not Affected | Not Affected | Not Affected | Not Affected | Not Affected | Not Affected | Not Affected | Not Affected | Not Affected | Not Affected | Not Affected | Not Affected | Not Affected | Not Affected | Not Affected | Not Affected | Not Affected | Not Affected | Not Affected | 0 | 0 | 0 | 0 | 21 | Polygon
Critical Infrastructure | Stormwater Treatment Facilities and Pump Stations | Stormwater Ponds - NHD |  | STFPS_PG_2099 |  | Not Affected | Not Affected | Not Affected | Not Affected | Not Affected | Not Affected | Not Affected | Not Affected | Not Affected | Not Affected | Not Affected | Not Affected | Not Affected | Not Affected | Not Affected | Not Affected | Not Affected | Not Affected | Not Affected | Not Affected | Not Affected | 0 | 0 | 0 | 0 | 21 | Polygon
Critical Infrastructure | Stormwater Treatment Facilities and Pump Stations | Stormwater Ponds - NHD |  | STFPS_PG_2100 |  | Not Affected | Not Affected | Not Affected | Not Affected | Not Affected | Not Affected | Not Affected | Not Affected | Not Affected | Not Affected | Not Affected | Not Affected | Not Affected | Not Affected | Not Affected | Not Affected | Not Affected | Not Affected | Not Affected | Not Affected | Not Affected | 0 | 0 | 0 | 0 | 21 | Polygon
Critical Infrastructure | Stormwater Treatment Facilities and Pump Stations | Stormwater Ponds - NHD |  | STFPS_PG_2101 |  | Not Affected | Not Affected | Not Affected | Not Affected | Not Affected | Not Affected | Not Affected | Not Affected | Not Affected | Not Affected | Not Affected | Not Affected | Not Affected | Not Affected | Not Affected | Not Affected | Not Affected | Not Affected | Not Affected | Not Affected | Not Affected | 0 | 0 | 0 | 0 | 21 | Polygon
Critical Infrastructure | Stormwater Treatment Facilities and Pump Stations | Stormwater Ponds - NHD |  | STFPS_PG_2102 |  | Not Affected | Not Affected | Not Affected | Not Affected | Not Affected | Not Affected | Not Affected | Not Affected | Not Affected | Not Affected | Not Affected | Not Affected | Not Affected | Not Affected | Not Affected | Not Affected | Not Affected | Not Affected | Not Affected | Not Affected | Not Affected | 0 | 0 | 0 | 0 | 21 | Polygon
Critical Infrastructure | Stormwater Treatment Facilities and Pump Stations | Stormwater Ponds - NHD |  | STFPS_PG_2103 |  | Not Affected | Not Affected | Not Affected | Not Affected | Not Affected | Not Affected | Not Affected | Not Affected | Not Affected | Not Affected | Not Affected | Not Affected | Not Affected | Not Affected | Not Affected | Not Affected | Not Affected | Not Affected | Not Affected | Not Affected | Not Affected | 0 | 0 | 0 | 0 | 21 | Polygon
Critical Infrastructure | Stormwater Treatment Facilities and Pump Stations | Stormwater Ponds - NHD |  | STFPS_PG_2104 |  | Not Affected | Not Affected | Not Affected | Not Affected | Not Affected | Not Affected | Not Affected | Not Affected | Not Affected | Not Affected | Not Affected | Not Affected | Not Affected | Not Affected | Not Affected | Not Affected | Not Affected | Not Affected | Not Affected | Not Affected | Not Affected | 0 | 0 | 0 | 0 | 21 | Polygon
Critical Infrastructure | Stormwater Treatment Facilities and Pump Stations | Stormwater Ponds - NHD |  | STFPS_PG_2105 |  | Not Affected | Not Affected | Not Affected | Not Affected | Not Affected | Not Affected | Not Affected | Not Affected | Not Affected | Not Affected | Not Affected | Not Affected | Not Affected | Not Affected | Not Affected | Not Affected | Not Affected | Not Affected | Not Affected | Not Affected | Not Affected | 0 | 0 | 0 | 0 | 21 | Polygon
Critical Infrastructure | Stormwater Treatment Facilities and Pump Stations | Stormwater Ponds - NHD |  | STFPS_PG_2106 |  | Not Affected | Not Affected | Not Affected | Not Affected | Not Affected | Not Affected | Not Affected | Not Affected | Not Affected | Not Affected | Not Affected | Not Affected | Not Affected | Not Affected | Not Affected | Not Affected | Not Affected | Not Affected | Not Affected | Not Affected | Not Affected | 0 | 0 | 0 | 0 | 21 | Polygon
Critical Infrastructure | Stormwater Treatment Facilities and Pump Stations | Stormwater Ponds - NHD |  | STFPS_PG_2107 |  | Not Affected | Not Affected | Not Affected | Not Affected | Not Affected | Not Affected | Not Affected | Not Affected | Not Affected | Not Affected | Not Affected | Not Affected | Not Affected | Not Affected | Not Affected | Not Affected | Not Affected | Not Affected | Not Affected | Not Affected | Not Affected | 0 | 0 | 0 | 0 | 21 | Polygon
Critical Infrastructure | Stormwater Treatment Facilities and Pump Stations | Stormwater Ponds - NHD |  | STFPS_PG_2108 |  | Not Affected | Not Affected | Not Affected | Not Affected | Not Affected | Not Affected | Not Affected | Not Affected | Not Affected | Not Affected | Not Affected | Not Affected | Not Affected | Not Affected | Not Affected | Not Affected | Not Affected | Not Affected | Not Affected | Not Affected | Not Affected | 0 | 0 | 0 | 0 | 21 | Polygon
Critical Infrastructure | Stormwater Treatment Facilities and Pump Stations | Stormwater Ponds - NHD |  | STFPS_PG_2109 |  | Not Affected | Not Affected | Not Affected | Not Affected | Not Affected | Not Affected | Not Affected | Not Affected | Not Affected | Not Affected | Not Affected | Not Affected | Not Affected | Not Affected | Not Affected | Not Affected | Not Affected | Not Affected | Not Affected | Not Affected | Not Affected | 0 | 0 | 0 | 0 | 21 | Polygon
Critical Infrastructure | Stormwater Treatment Facilities and Pump Stations | Stormwater Ponds - NHD |  | STFPS_PG_2110 |  | Not Affected | Not Affected | Not Affected | Not Affected | Not Affected | Not Affected | Not Affected | Not Affected | Not Affected | Not Affected | Not Affected | Not Affected | Not Affected | Not Affected | Not Affected | Not Affected | Not Affected | Not Affected | Not Affected | Not Affected | Not Affected | 0 | 0 | 0 | 0 | 21 | Polygon
Critical Infrastructure | Stormwater Treatment Facilities and Pump Stations | Stormwater Ponds - NHD |  | STFPS_PG_2111 |  | Not Affected | Not Affected | Not Affected | Not Affected | Not Affected | Not Affected | Not Affected | Not Affected | Not Affected | Not Affected | Not Affected | Not Affected | Not Affected | Not Affected | Not Affected | Not Affected | Not Affected | Not Affected | Not Affected | Not Affected | Not Affected | 0 | 0 | 0 | 0 | 21 | Polygon
Critical Infrastructure | Stormwater Treatment Facilities and Pump Stations | Stormwater Ponds - NHD |  | STFPS_PG_2112 |  | Not Affected | Not Affected | Not Affected | Not Affected | Not Affected | Not Affected | Not Affected | Not Affected | Not Affected | Not Affected | Not Affected | Not Affected | Not Affected | Not Affected | Not Affected | Not Affected | Not Affected | Not Affected | Not Affected | Not Affected | Not Affected | 0 | 0 | 0 | 0 | 21 | Polygon
Critical Infrastructure | Stormwater Treatment Facilities and Pump Stations | Stormwater Ponds - NHD |  | STFPS_PG_2113 |  | Not Affected | Not Affected | Not Affected | Not Affected | Not Affected | Not Affected | Not Affected | Not Affected | Not Affected | Not Affected | Not Affected | Not Affected | Not Affected | Not Affected | Not Affected | Not Affected | Not Affected | Not Affected | Not Affected | Not Affected | Not Affected | 0 | 0 | 0 | 0 | 21 | Polygon
Critical Infrastructure | Stormwater Treatment Facilities and Pump Stations | Stormwater Ponds - NHD |  | STFPS_PG_2114 |  | Not Affected | Not Affected | Not Affected | Not Affected | Not Affected | Not Affected | Not Affected | Not Affected | Not Affected | Not Affected | Not Affected | Not Affected | Not Affected | Not Affected | Not Affected | Not Affected | Not Affected | Not Affected | Not Affected | Not Affected | Not Affected | 0 | 0 | 0 | 0 | 21 | Polygon
Critical Infrastructure | Stormwater Treatment Facilities and Pump Stations | Stormwater Ponds - NHD |  | STFPS_PG_2115 |  | Not Affected | Not Affected | Not Affected | Not Affected | Not Affected | Not Affected | Not Affected | Not Affected | Not Affected | Not Affected | Not Affected | Not Affected | Not Affected | Not Affected | Not Affected | Not Affected | Not Affected | Not Affected | Not Affected | Not Affected | Not Affected | 0 | 0 | 0 | 0 | 21 | Polygon
Critical Infrastructure | Stormwater Treatment Facilities and Pump Stations | Stormwater Ponds - NHD |  | STFPS_PG_2116 |  | Not Affected | Not Affected | Not Affected | Not Affected | Not Affected | Not Affected | Not Affected | Not Affected | Not Affected | Not Affected | Not Affected | Not Affected | Not Affected | Not Affected | Not Affected | Not Affected | Not Affected | Not Affected | Not Affected | Not Affected | Not Affected | 0 | 0 | 0 | 0 | 21 | Polygon
Critical Infrastructure | Stormwater Treatment Facilities and Pump Stations | Stormwater Ponds - NHD |  | STFPS_PG_2117 |  | Not Affected | Not Affected | Not Affected | Not Affected | Not Affected | Not Affected | Not Affected | Not Affected | Not Affected | Not Affected | Not Affected | Not Affected | Not Affected | Not Affected | Not Affected | Not Affected | Not Affected | Not Affected | Not Affected | Not Affected | Not Affected | 0 | 0 | 0 | 0 | 21 | Polygon
Critical Infrastructure | Stormwater Treatment Facilities and Pump Stations | Stormwater Ponds - NHD |  | STFPS_PG_2119 |  | Not Affected | Not Affected | Not Affected | Not Affected | Not Affected | Not Affected | Not Affected | Not Affected | Not Affected | Not Affected | Not Affected | Not Affected | Not Affected | Not Affected | Not Affected | Not Affected | Not Affected | Not Affected | Not Affected | Not Affected | Not Affected | 0 | 0 | 0 | 0 | 21 | Polygon
Critical Infrastructure | Stormwater Treatment Facilities and Pump Stations | Stormwater Ponds - NHD |  | STFPS_PG_2122 |  | Not Affected | Not Affected | Not Affected | Not Affected | Not Affected | Not Affected | Not Affected | Not Affected | Not Affected | Not Affected | Not Affected | Not Affected | Not Affected | Not Affected | Not Affected | Not Affected | Not Affected | Not Affected | Not Affected | Not Affected | Not Affected | 0 | 0 | 0 | 0 | 21 | Polygon
Critical Infrastructure | Stormwater Treatment Facilities and Pump Stations | Stormwater Ponds - NHD |  | STFPS_PG_2123 |  | Not Affected | Not Affected | Not Affected | Not Affected | Not Affected | Not Affected | Not Affected | Not Affected | Not Affected | Not Affected | Not Affected | Not Affected | Not Affected | Not Affected | Not Affected | Not Affected | Not Affected | Not Affected | Not Affected | Not Affected | Not Affected | 0 | 0 | 0 | 0 | 21 | Polygon
Critical Infrastructure | Stormwater Treatment Facilities and Pump Stations | Stormwater Ponds - NHD |  | STFPS_PG_2124 |  | Not Affected | Not Affected | Not Affected | Not Affected | Not Affected | Not Affected | Not Affected | Not Affected | Not Affected | Not Affected | Not Affected | Not Affected | Not Affected | Not Affected | Not Affected | Not Affected | Not Affected | Not Affected | Not Affected | Not Affected | Not Affected | 0 | 0 | 0 | 0 | 21 | Polygon
Critical Infrastructure | Stormwater Treatment Facilities and Pump Stations | Stormwater Ponds - NHD |  | STFPS_PG_2125 |  | Not Affected | Not Affected | Not Affected | Not Affected | Not Affected | Not Affected | Not Affected | Not Affected | Not Affected | Not Affected | Not Affected | Not Affected | Not Affected | Not Affected | Not Affected | Not Affected | Not Affected | Not Affected | Not Affected | Not Affected | Not Affected | 0 | 0 | 0 | 0 | 21 | Polygon
Critical Infrastructure | Stormwater Treatment Facilities and Pump Stations | Stormwater Ponds - NHD |  | STFPS_PG_2126 |  | Not Affected | Not Affected | Not Affected | Not Affected | Not Affected | Not Affected | Not Affected | Not Affected | Not Affected | Not Affected | Not Affected | Not Affected | Not Affected | Not Affected | Not Affected | Not Affected | Not Affected | Not Affected | Not Affected | Not Affected | Not Affected | 0 | 0 | 0 | 0 | 21 | Polygon
Critical Infrastructure | Stormwater Treatment Facilities and Pump Stations | Stormwater Ponds - NHD |  | STFPS_PG_2127 |  | Not Affected | Not Affected | Not Affected | Not Affected | Not Affected | Not Affected | Not Affected | Not Affected | Not Affected | Not Affected | Not Affected | Not Affected | Not Affected | Not Affected | Not Affected | Not Affected | Not Affected | Not Affected | Not Affected | Not Affected | Not Affected | 0 | 0 | 0 | 0 | 21 | Polygon
Critical Infrastructure | Stormwater Treatment Facilities and Pump Stations | Stormwater Ponds - NHD |  | STFPS_PG_2128 |  | Not Affected | Not Affected | Not Affected | Not Affected | Not Affected | Not Affected | Not Affected | Not Affected | Not Affected | Not Affected | Not Affected | Not Affected | Not Affected | Not Affected | Not Affected | Not Affected | Not Affected | Not Affected | Not Affected | Not Affected | Not Affected | 0 | 0 | 0 | 0 | 21 | Polygon
Critical Infrastructure | Stormwater Treatment Facilities and Pump Stations | Stormwater Ponds - NHD |  | STFPS_PG_2129 |  | Not Affected | Not Affected | Not Affected | Not Affected | Not Affected | Not Affected | Not Affected | Not Affected | Not Affected | Not Affected | Not Affected | Not Affected | Not Affected | Not Affected | Not Affected | Not Affected | Not Affected | Not Affected | Not Affected | Not Affected | Not Affected | 0 | 0 | 0 | 0 | 21 | Polygon
Critical Infrastructure | Stormwater Treatment Facilities and Pump Stations | Stormwater Ponds - NHD |  | STFPS_PG_2130 |  | Not Affected | Not Affected | Not Affected | Not Affected | Not Affected | Not Affected | Not Affected | Not Affected | Not Affected | Not Affected | Not Affected | Not Affected | Not Affected | Not Affected | Not Affected | Not Affected | Not Affected | Not Affected | Not Affected | Not Affected | Not Affected | 0 | 0 | 0 | 0 | 21 | Polygon
Critical Infrastructure | Stormwater Treatment Facilities and Pump Stations | Stormwater Ponds - NHD |  | STFPS_PG_2131 |  | Not Affected | Not Affected | Not Affected | Not Affected | Not Affected | Not Affected | Not Affected | Not Affected | Not Affected | Not Affected | Not Affected | Not Affected | Not Affected | Not Affected | Not Affected | Not Affected | Not Affected | Not Affected | Not Affected | Not Affected | Not Affected | 0 | 0 | 0 | 0 | 21 | Polygon
Critical Infrastructure | Stormwater Treatment Facilities and Pump Stations | Stormwater Ponds - NHD |  | STFPS_PG_2132 |  | Not Affected | Not Affected | Not Affected | Not Affected | Not Affected | Not Affected | Not Affected | Not Affected | Not Affected | Not Affected | Not Affected | Not Affected | Not Affected | Not Affected | Not Affected | Not Affected | Not Affected | Not Affected | Not Affected | Not Affected | Not Affected | 0 | 0 | 0 | 0 | 21 | Polygon
Critical Infrastructure | Stormwater Treatment Facilities and Pump Stations | Stormwater Ponds - NHD |  | STFPS_PG_2133 |  | Not Affected | Not Affected | Not Affected | Not Affected | Not Affected | Not Affected | Not Affected | Not Affected | Not Affected | Not Affected | Not Affected | Not Affected | Not Affected | Not Affected | Not Affected | Not Affected | Not Affected | Not Affected | Not Affected | Not Affected | Not Affected | 0 | 0 | 0 | 0 | 21 | Polygon
Critical Infrastructure | Stormwater Treatment Facilities and Pump Stations | Stormwater Ponds - NHD |  | STFPS_PG_2134 |  | Not Affected | Not Affected | Not Affected | Not Affected | Not Affected | Not Affected | Not Affected | Not Affected | Not Affected | Not Affected | Not Affected | Not Affected | Not Affected | Not Affected | Not Affected | Not Affected | Not Affected | Not Affected | Not Affected | Not Affected | Not Affected | 0 | 0 | 0 | 0 | 21 | Polygon
Critical Infrastructure | Stormwater Treatment Facilities and Pump Stations | Stormwater Ponds - NHD |  | STFPS_PG_2135 |  | Not Affected | Not Affected | Not Affected | Not Affected | Not Affected | Not Affected | Not Affected | Not Affected | Not Affected | Not Affected | Not Affected | Not Affected | Not Affected | Not Affected | Not Affected | Not Affected | Not Affected | Not Affected | Not Affected | Not Affected | Not Affected | 0 | 0 | 0 | 0 | 21 | Polygon
Critical Infrastructure | Stormwater Treatment Facilities and Pump Stations | Stormwater Ponds - NHD |  | STFPS_PG_2136 |  | Not Affected | Not Affected | Not Affected | Not Affected | Not Affected | Not Affected | Not Affected | Not Affected | Not Affected | Not Affected | Not Affected | Not Affected | Not Affected | Not Affected | Not Affected | Not Affected | Not Affected | Not Affected | Not Affected | Not Affected | Not Affected | 0 | 0 | 0 | 0 | 21 | Polygon
Critical Infrastructure | Stormwater Treatment Facilities and Pump Stations | Stormwater Ponds - NHD |  | STFPS_PG_2137 |  | Not Affected | Not Affected | Not Affected | Not Affected | Not Affected | Not Affected | Not Affected | Not Affected | Not Affected | Not Affected | Not Affected | Not Affected | Not Affected | Not Affected | Not Affected | Not Affected | Not Affected | Not Affected | Not Affected | Not Affected | Not Affected | 0 | 0 | 0 | 0 | 21 | Polygon
Critical Infrastructure | Stormwater Treatment Facilities and Pump Stations | Stormwater Ponds - NHD |  | STFPS_PG_2138 |  | Not Affected | Not Affected | Not Affected | Not Affected | Not Affected | Not Affected | Not Affected | Not Affected | Not Affected | Not Affected | Not Affected | Not Affected | Not Affected | Not Affected | Not Affected | Not Affected | Not Affected | Not Affected | Not Affected | Not Affected | Not Affected | 0 | 0 | 0 | 0 | 21 | Polygon
Critical Infrastructure | Stormwater Treatment Facilities and Pump Stations | Stormwater Ponds - NHD |  | STFPS_PG_2139 |  | Not Affected | Not Affected | Not Affected | Not Affected | Not Affected | Not Affected | Not Affected | Not Affected | Not Affected | Not Affected | Not Affected | Not Affected | Not Affected | Not Affected | Not Affected | Not Affected | Not Affected | Not Affected | Not Affected | Not Affected | Not Affected | 0 | 0 | 0 | 0 | 21 | Polygon
Critical Infrastructure | Stormwater Treatment Facilities and Pump Stations | Stormwater Ponds - NHD |  | STFPS_PG_2140 |  | Not Affected | Not Affected | Not Affected | Not Affected | Not Affected | Not Affected | Not Affected | Not Affected | Not Affected | Not Affected | Not Affected | Not Affected | Not Affected | Not Affected | Not Affected | Not Affected | Not Affected | Not Affected | Not Affected | Not Affected | Not Affected | 0 | 0 | 0 | 0 | 21 | Polygon
Critical Infrastructure | Stormwater Treatment Facilities and Pump Stations | Stormwater Ponds - NHD |  | STFPS_PG_2141 |  | Not Affected | Not Affected | Not Affected | Not Affected | Not Affected | Not Affected | Not Affected | Not Affected | Not Affected | Not Affected | Not Affected | Not Affected | Not Affected | Not Affected | Not Affected | Not Affected | Not Affected | Not Affected | Not Affected | Not Affected | Not Affected | 0 | 0 | 0 | 0 | 21 | Polygon
Critical Infrastructure | Stormwater Treatment Facilities and Pump Stations | Stormwater Ponds - NHD |  | STFPS_PG_2142 |  | Not Affected | Not Affected | Not Affected | Not Affected | Not Affected | Not Affected | Not Affected | Not Affected | Not Affected | Not Affected | Not Affected | Not Affected | Not Affected | Not Affected | Not Affected | Not Affected | Not Affected | Not Affected | Not Affected | Not Affected | Not Affected | 0 | 0 | 0 | 0 | 21 | Polygon
Critical Infrastructure | Stormwater Treatment Facilities and Pump Stations | Stormwater Ponds - NHD |  | STFPS_PG_2143 |  | Not Affected | Not Affected | Not Affected | Not Affected | Not Affected | Not Affected | Not Affected | Not Affected | Not Affected | Not Affected | Not Affected | Not Affected | Not Affected | Not Affected | Not Affected | Not Affected | Not Affected | Not Affected | Not Affected | Not Affected | Not Affected | 0 | 0 | 0 | 0 | 21 | Polygon
Critical Infrastructure | Stormwater Treatment Facilities and Pump Stations | Stormwater Ponds - NHD |  | STFPS_PG_2144 |  | Not Affected | Not Affected | Not Affected | Not Affected | Not Affected | Not Affected | Not Affected | Not Affected | Not Affected | Not Affected | Not Affected | Not Affected | Not Affected | Not Affected | Not Affected | Not Affected | Not Affected | Not Affected | Not Affected | Not Affected | Not Affected | 0 | 0 | 0 | 0 | 21 | Polygon
Critical Infrastructure | Stormwater Treatment Facilities and Pump Stations | Stormwater Ponds - NHD |  | STFPS_PG_2145 |  | Not Affected | Not Affected | Not Affected | Not Affected | Not Affected | Not Affected | Not Affected | Not Affected | Not Affected | Not Affected | Not Affected | Not Affected | Not Affected | Not Affected | Not Affected | Not Affected | Not Affected | Not Affected | Not Affected | Not Affected | Not Affected | 0 | 0 | 0 | 0 | 21 | Polygon
Critical Infrastructure | Stormwater Treatment Facilities and Pump Stations | Stormwater Ponds - NHD |  | STFPS_PG_2146 |  | Not Affected | Not Affected | Not Affected | Not Affected | Not Affected | Not Affected | Not Affected | Not Affected | Not Affected | Not Affected | Not Affected | Not Affected | Not Affected | Not Affected | Not Affected | Not Affected | Not Affected | Not Affected | Not Affected | Not Affected | Not Affected | 0 | 0 | 0 | 0 | 21 | Polygon
Critical Infrastructure | Stormwater Treatment Facilities and Pump Stations | Stormwater Ponds - NHD |  | STFPS_PG_2148 |  | Not Affected | Not Affected | Not Affected | Not Affected | Not Affected | Not Affected | Not Affected | Not Affected | Not Affected | Not Affected | Not Affected | Not Affected | Not Affected | Not Affected | Not Affected | Not Affected | Not Affected | Not Affected | Not Affected | Not Affected | Not Affected | 0 | 0 | 0 | 0 | 21 | Polygon
Critical Infrastructure | Stormwater Treatment Facilities and Pump Stations | Stormwater Ponds - NHD |  | STFPS_PG_2149 |  | Not Affected | Not Affected | Not Affected | Not Affected | Not Affected | Not Affected | Not Affected | Not Affected | Not Affected | Not Affected | Not Affected | Not Affected | Not Affected | Not Affected | Not Affected | Not Affected | Not Affected | Not Affected | Not Affected | Not Affected | Not Affected | 0 | 0 | 0 | 0 | 21 | Polygon
Critical Infrastructure | Stormwater Treatment Facilities and Pump Stations | Stormwater Ponds - NHD |  | STFPS_PG_2150 |  | Not Affected | Not Affected | Not Affected | Not Affected | Not Affected | Not Affected | Not Affected | Not Affected | Not Affected | Not Affected | Not Affected | Not Affected | Not Affected | Not Affected | Not Affected | Not Affected | Not Affected | Not Affected | Not Affected | Not Affected | Not Affected | 0 | 0 | 0 | 0 | 21 | Polygon
Critical Infrastructure | Stormwater Treatment Facilities and Pump Stations | Stormwater Ponds - NHD |  | STFPS_PG_2151 |  | Not Affected | Not Affected | Not Affected | Not Affected | Not Affected | Not Affected | Not Affected | Not Affected | Not Affected | Not Affected | Not Affected | Not Affected | Not Affected | Not Affected | Not Affected | Not Affected | Not Affected | Not Affected | Not Affected | Not Affected | Not Affected | 0 | 0 | 0 | 0 | 21 | Polygon
Critical Infrastructure | Stormwater Treatment Facilities and Pump Stations | Stormwater Ponds - NHD |  | STFPS_PG_2152 |  | Not Affected | Not Affected | Not Affected | Not Affected | Not Affected | Not Affected | Not Affected | Not Affected | Not Affected | Not Affected | Not Affected | Not Affected | Not Affected | Not Affected | Not Affected | Not Affected | Not Affected | Not Affected | Not Affected | Not Affected | Not Affected | 0 | 0 | 0 | 0 | 21 | Polygon
Critical Infrastructure | Stormwater Treatment Facilities and Pump Stations | Stormwater Ponds - NHD |  | STFPS_PG_2153 |  | Not Affected | Not Affected | Not Affected | Not Affected | Not Affected | Not Affected | Not Affected | Not Affected | Not Affected | Not Affected | Not Affected | Not Affected | Not Affected | Not Affected | Not Affected | Not Affected | Not Affected | Not Affected | Not Affected | Not Affected | Not Affected | 0 | 0 | 0 | 0 | 21 | Polygon
Critical Infrastructure | Stormwater Treatment Facilities and Pump Stations | Stormwater Ponds - NHD |  | STFPS_PG_2155 |  | Not Affected | Not Affected | Not Affected | Not Affected | Not Affected | Not Affected | Not Affected | Not Affected | Not Affected | Not Affected | Not Affected | Not Affected | Not Affected | Not Affected | Not Affected | Not Affected | Not Affected | Not Affected | Not Affected | Not Affected | Not Affected | 0 | 0 | 0 | 0 | 21 | Polygon
Critical Infrastructure | Stormwater Treatment Facilities and Pump Stations | Stormwater Ponds - NHD |  | STFPS_PG_2156 |  | Not Affected | Not Affected | Not Affected | Not Affected | Not Affected | Not Affected | Not Affected | Not Affected | Not Affected | Not Affected | Not Affected | Not Affected | Not Affected | Not Affected | Not Affected | Not Affected | Not Affected | Not Affected | Not Affected | Not Affected | Not Affected | 0 | 0 | 0 | 0 | 21 | Polygon
Critical Infrastructure | Stormwater Treatment Facilities and Pump Stations | Stormwater Ponds - NHD |  | STFPS_PG_2157 |  | Not Affected | Not Affected | Not Affected | Not Affected | Not Affected | Not Affected | Not Affected | Not Affected | Not Affected | Not Affected | Not Affected | Not Affected | Not Affected | Not Affected | Not Affected | Not Affected | Not Affected | Not Affected | Not Affected | Not Affected | Not Affected | 0 | 0 | 0 | 0 | 21 | Polygon
Critical Infrastructure | Stormwater Treatment Facilities and Pump Stations | Stormwater Ponds - NHD |  | STFPS_PG_2158 |  | Not Affected | Not Affected | Not Affected | Not Affected | Not Affected | Not Affected | Not Affected | Not Affected | Not Affected | Not Affected | Not Affected | Not Affected | Not Affected | Not Affected | Not Affected | Not Affected | Not Affected | Not Affected | Not Affected | Not Affected | Not Affected | 0 | 0 | 0 | 0 | 21 | Polygon
Critical Infrastructure | Stormwater Treatment Facilities and Pump Stations | Stormwater Ponds - NHD |  | STFPS_PG_2159 |  | Not Affected | Not Affected | Not Affected | Not Affected | Not Affected | Not Affected | Not Affected | Not Affected | Not Affected | Not Affected | Not Affected | Not Affected | Not Affected | Not Affected | Not Affected | Not Affected | Not Affected | Not Affected | Not Affected | Not Affected | Not Affected | 0 | 0 | 0 | 0 | 21 | Polygon
Critical Infrastructure | Stormwater Treatment Facilities and Pump Stations | Stormwater Ponds - NHD |  | STFPS_PG_2160 |  | Not Affected | Not Affected | Not Affected | Not Affected | Not Affected | Not Affected | Not Affected | Not Affected | Not Affected | Not Affected | Not Affected | Not Affected | Not Affected | Not Affected | Not Affected | Not Affected | Not Affected | Not Affected | Not Affected | Not Affected | Not Affected | 0 | 0 | 0 | 0 | 21 | Polygon
Critical Infrastructure | Stormwater Treatment Facilities and Pump Stations | Stormwater Ponds - NHD |  | STFPS_PG_2161 |  | Not Affected | Not Affected | Not Affected | Not Affected | Not Affected | Not Affected | Not Affected | Not Affected | Not Affected | Not Affected | Not Affected | Not Affected | Not Affected | Not Affected | Not Affected | Not Affected | Not Affected | Not Affected | Not Affected | Not Affected | Not Affected | 0 | 0 | 0 | 0 | 21 | Polygon
Critical Infrastructure | Stormwater Treatment Facilities and Pump Stations | Stormwater Ponds - NHD |  | STFPS_PG_2162 |  | Not Affected | Not Affected | Not Affected | Not Affected | Not Affected | Not Affected | Not Affected | Not Affected | Not Affected | Not Affected | Not Affected | Not Affected | Not Affected | Not Affected | Not Affected | Not Affected | Not Affected | Not Affected | Not Affected | Not Affected | Not Affected | 0 | 0 | 0 | 0 | 21 | Polygon
Critical Infrastructure | Stormwater Treatment Facilities and Pump Stations | Stormwater Ponds - NHD |  | STFPS_PG_2163 |  | Not Affected | Not Affected | Not Affected | Not Affected | Not Affected | Not Affected | Not Affected | Not Affected | Not Affected | Not Affected | Not Affected | Not Affected | Not Affected | Not Affected | Not Affected | Not Affected | Not Affected | Not Affected | Not Affected | Not Affected | Not Affected | 0 | 0 | 0 | 0 | 21 | Polygon
Critical Infrastructure | Stormwater Treatment Facilities and Pump Stations | Stormwater Ponds - NHD |  | STFPS_PG_2164 |  | Not Affected | Not Affected | Not Affected | Not Affected | Not Affected | Not Affected | Not Affected | Not Affected | Not Affected | Not Affected | Not Affected | Not Affected | Not Affected | Not Affected | Not Affected | Not Affected | Not Affected | Not Affected | Not Affected | Not Affected | Not Affected | 0 | 0 | 0 | 0 | 21 | Polygon
Critical Infrastructure | Stormwater Treatment Facilities and Pump Stations | Stormwater Ponds - NHD |  | STFPS_PG_2165 |  | Not Affected | Not Affected | Not Affected | Not Affected | Not Affected | Not Affected | Not Affected | Not Affected | Not Affected | Not Affected | Not Affected | Not Affected | Not Affected | Not Affected | Not Affected | Not Affected | Not Affected | Not Affected | Not Affected | Not Affected | Not Affected | 0 | 0 | 0 | 0 | 21 | Polygon
Critical Infrastructure | Stormwater Treatment Facilities and Pump Stations | Stormwater Ponds - NHD |  | STFPS_PG_2166 |  | Not Affected | Not Affected | Not Affected | Not Affected | Not Affected | Not Affected | Not Affected | Not Affected | Not Affected | Not Affected | Not Affected | Not Affected | Not Affected | Not Affected | Not Affected | Not Affected | Not Affected | Not Affected | Not Affected | Not Affected | Not Affected | 0 | 0 | 0 | 0 | 21 | Polygon
Critical Infrastructure | Stormwater Treatment Facilities and Pump Stations | Stormwater Ponds - NHD |  | STFPS_PG_2167 |  | Not Affected | Not Affected | Not Affected | Not Affected | Not Affected | Not Affected | Not Affected | Not Affected | Not Affected | Not Affected | Not Affected | Not Affected | Not Affected | Not Affected | Not Affected | Not Affected | Not Affected | Not Affected | Not Affected | Not Affected | Not Affected | 0 | 0 | 0 | 0 | 21 | Polygon
Critical Infrastructure | Stormwater Treatment Facilities and Pump Stations | Stormwater Ponds - NHD |  | STFPS_PG_2168 |  | Not Affected | Not Affected | Not Affected | Not Affected | Not Affected | Not Affected | Not Affected | Not Affected | Not Affected | Not Affected | Not Affected | Not Affected | Not Affected | Not Affected | Not Affected | Not Affected | Not Affected | Not Affected | Not Affected | Not Affected | Not Affected | 0 | 0 | 0 | 0 | 21 | Polygon
Critical Infrastructure | Stormwater Treatment Facilities and Pump Stations | Stormwater Ponds - NHD |  | STFPS_PG_2169 |  | Not Affected | Not Affected | Not Affected | Not Affected | Not Affected | Not Affected | Not Affected | Not Affected | Not Affected | Not Affected | Not Affected | Not Affected | Not Affected | Not Affected | Not Affected | Not Affected | Not Affected | Not Affected | Not Affected | Not Affected | Not Affected | 0 | 0 | 0 | 0 | 21 | Polygon
Critical Infrastructure | Stormwater Treatment Facilities and Pump Stations | Stormwater Ponds - NHD |  | STFPS_PG_2170 |  | Not Affected | Not Affected | Not Affected | Not Affected | Not Affected | Not Affected | Not Affected | Not Affected | Not Affected | Not Affected | Not Affected | Not Affected | Not Affected | Not Affected | Not Affected | Not Affected | Not Affected | Not Affected | Not Affected | Not Affected | Not Affected | 0 | 0 | 0 | 0 | 21 | Polygon
Critical Infrastructure | Stormwater Treatment Facilities and Pump Stations | Stormwater Ponds - NHD |  | STFPS_PG_2171 |  | Not Affected | Not Affected | Not Affected | Not Affected | Not Affected | Not Affected | Not Affected | Not Affected | Not Affected | Not Affected | Not Affected | Not Affected | Not Affected | Not Affected | Not Affected | Not Affected | Not Affected | Not Affected | Not Affected | Not Affected | Not Affected | 0 | 0 | 0 | 0 | 21 | Polygon
Critical Infrastructure | Stormwater Treatment Facilities and Pump Stations | Stormwater Ponds - NHD |  | STFPS_PG_2172 |  | Not Affected | Not Affected | Not Affected | Not Affected | Not Affected | Not Affected | Not Affected | Not Affected | Not Affected | Not Affected | Not Affected | Not Affected | Not Affected | Not Affected | Not Affected | Not Affected | Not Affected | Not Affected | Not Affected | Not Affected | Not Affected | 0 | 0 | 0 | 0 | 21 | Polygon
Critical Infrastructure | Stormwater Treatment Facilities and Pump Stations | Stormwater Ponds - NHD |  | STFPS_PG_2173 |  | Not Affected | Not Affected | Not Affected | Not Affected | Not Affected | Not Affected | Not Affected | Not Affected | Not Affected | Not Affected | Not Affected | Not Affected | Not Affected | Not Affected | Not Affected | Not Affected | Not Affected | Not Affected | Not Affected | Not Affected | Not Affected | 0 | 0 | 0 | 0 | 21 | Polygon
Critical Infrastructure | Stormwater Treatment Facilities and Pump Stations | Stormwater Ponds - NHD |  | STFPS_PG_2174 |  | Not Affected | Not Affected | Not Affected | Not Affected | Not Affected | Not Affected | Not Affected | Not Affected | Not Affected | Not Affected | Not Affected | Not Affected | Not Affected | Not Affected | Not Affected | Not Affected | Not Affected | Not Affected | Not Affected | Not Affected | Not Affected | 0 | 0 | 0 | 0 | 21 | Polygon
Critical Infrastructure | Stormwater Treatment Facilities and Pump Stations | Stormwater Ponds - NHD |  | STFPS_PG_2175 |  | Not Affected | Not Affected | Not Affected | Not Affected | Not Affected | Not Affected | Not Affected | Not Affected | Not Affected | Not Affected | Not Affected | Not Affected | Not Affected | Not Affected | Not Affected | Not Affected | Not Affected | Not Affected | Not Affected | Not Affected | Not Affected | 0 | 0 | 0 | 0 | 21 | Polygon
Critical Infrastructure | Stormwater Treatment Facilities and Pump Stations | Stormwater Ponds - NHD |  | STFPS_PG_2176 |  | Not Affected | Not Affected | Not Affected | Not Affected | Not Affected | Not Affected | Not Affected | Not Affected | Not Affected | Not Affected | Not Affected | Not Affected | Not Affected | Not Affected | Not Affected | Not Affected | Not Affected | Not Affected | Not Affected | Not Affected | Not Affected | 0 | 0 | 0 | 0 | 21 | Polygon
Critical Infrastructure | Stormwater Treatment Facilities and Pump Stations | Stormwater Ponds - NHD |  | STFPS_PG_2177 |  | Not Affected | Not Affected | Not Affected | Not Affected | Not Affected | Not Affected | Not Affected | Not Affected | Not Affected | Not Affected | Not Affected | Not Affected | Not Affected | Not Affected | Not Affected | Not Affected | Not Affected | Not Affected | Not Affected | Not Affected | Not Affected | 0 | 0 | 0 | 0 | 21 | Polygon
Critical Infrastructure | Stormwater Treatment Facilities and Pump Stations | Stormwater Ponds - NHD |  | STFPS_PG_2178 |  | Not Affected | Not Affected | Not Affected | Not Affected | Not Affected | Not Affected | Not Affected | Not Affected | Not Affected | Not Affected | Not Affected | Not Affected | Not Affected | Not Affected | Not Affected | Not Affected | Not Affected | Not Affected | Not Affected | Not Affected | Not Affected | 0 | 0 | 0 | 0 | 21 | Polygon
Critical Infrastructure | Stormwater Treatment Facilities and Pump Stations | Stormwater Ponds - NHD |  | STFPS_PG_2179 |  | Not Affected | Not Affected | Not Affected | Not Affected | Not Affected | Not Affected | Not Affected | Not Affected | Not Affected | Not Affected | Not Affected | Not Affected | Not Affected | Not Affected | Not Affected | Not Affected | Not Affected | Not Affected | Not Affected | Not Affected | Not Affected | 0 | 0 | 0 | 0 | 21 | Polygon
Critical Infrastructure | Stormwater Treatment Facilities and Pump Stations | Stormwater Ponds - NHD |  | STFPS_PG_2180 |  | Not Affected | Not Affected | Not Affected | Not Affected | Not Affected | Not Affected | Not Affected | Not Affected | Not Affected | Not Affected | Not Affected | Not Affected | Not Affected | Not Affected | Not Affected | Not Affected | Not Affected | Not Affected | Not Affected | Not Affected | Not Affected | 0 | 0 | 0 | 0 | 21 | Polygon
Critical Infrastructure | Stormwater Treatment Facilities and Pump Stations | Stormwater Ponds - NHD |  | STFPS_PG_2181 |  | Not Affected | Not Affected | Not Affected | Not Affected | Not Affected | Not Affected | Not Affected | Not Affected | Not Affected | Not Affected | Not Affected | Not Affected | Not Affected | Not Affected | Not Affected | Not Affected | Not Affected | Not Affected | Not Affected | Not Affected | Not Affected | 0 | 0 | 0 | 0 | 21 | Polygon
Critical Infrastructure | Stormwater Treatment Facilities and Pump Stations | Stormwater Ponds - NHD |  | STFPS_PG_2182 |  | Not Affected | Not Affected | Not Affected | Not Affected | Not Affected | Not Affected | Not Affected | Not Affected | Not Affected | Not Affected | Not Affected | Not Affected | Not Affected | Not Affected | Not Affected | Not Affected | Not Affected | Not Affected | Not Affected | Not Affected | Not Affected | 0 | 0 | 0 | 0 | 21 | Polygon
Critical Infrastructure | Stormwater Treatment Facilities and Pump Stations | Stormwater Ponds - NHD |  | STFPS_PG_2183 |  | Not Affected | Not Affected | Not Affected | Not Affected | Not Affected | Not Affected | Not Affected | Not Affected | Not Affected | Not Affected | Not Affected | Not Affected | Not Affected | Not Affected | Not Affected | Not Affected | Not Affected | Not Affected | Not Affected | Not Affected | Not Affected | 0 | 0 | 0 | 0 | 21 | Polygon
Critical Infrastructure | Stormwater Treatment Facilities and Pump Stations | Stormwater Ponds - NHD |  | STFPS_PG_2184 |  | Not Affected | Not Affected | Not Affected | Not Affected | Not Affected | Not Affected | Not Affected | Not Affected | Not Affected | Not Affected | Not Affected | Not Affected | Not Affected | Not Affected | Not Affected | Not Affected | Not Affected | Not Affected | Not Affected | Not Affected | Not Affected | 0 | 0 | 0 | 0 | 21 | Polygon
Critical Infrastructure | Stormwater Treatment Facilities and Pump Stations | Stormwater Ponds - NHD |  | STFPS_PG_2185 |  | Not Affected | Not Affected | Not Affected | Not Affected | Not Affected | Not Affected | Not Affected | Not Affected | Not Affected | Not Affected | Not Affected | Not Affected | Not Affected | Not Affected | Not Affected | Not Affected | Not Affected | Not Affected | Not Affected | Not Affected | Not Affected | 0 | 0 | 0 | 0 | 21 | Polygon
Critical Infrastructure | Stormwater Treatment Facilities and Pump Stations | Stormwater Ponds - NHD |  | STFPS_PG_2186 |  | Not Affected | Not Affected | Not Affected | Not Affected | Not Affected | Not Affected | Not Affected | Not Affected | Not Affected | Not Affected | Not Affected | Not Affected | Not Affected | Not Affected | Not Affected | Not Affected | Not Affected | Not Affected | Not Affected | Not Affected | Not Affected | 0 | 0 | 0 | 0 | 21 | Polygon
Critical Infrastructure | Stormwater Treatment Facilities and Pump Stations | Stormwater Ponds - NHD |  | STFPS_PG_2187 |  | Not Affected | Not Affected | Not Affected | Not Affected | Not Affected | Not Affected | Not Affected | Not Affected | Not Affected | Not Affected | Not Affected | Not Affected | Not Affected | Not Affected | Not Affected | Not Affected | Not Affected | Not Affected | Not Affected | Not Affected | Not Affected | 0 | 0 | 0 | 0 | 21 | Polygon
Critical Infrastructure | Stormwater Treatment Facilities and Pump Stations | Stormwater Ponds - NHD |  | STFPS_PG_2188 |  | Not Affected | Not Affected | Not Affected | Not Affected | Not Affected | Not Affected | Not Affected | Not Affected | Not Affected | Not Affected | Not Affected | Not Affected | Not Affected | Not Affected | Not Affected | Not Affected | Not Affected | Not Affected | Not Affected | Not Affected | Not Affected | 0 | 0 | 0 | 0 | 21 | Polygon
Critical Infrastructure | Stormwater Treatment Facilities and Pump Stations | Stormwater Ponds - NHD |  | STFPS_PG_2189 |  | Not Affected | Not Affected | Not Affected | Not Affected | Not Affected | Not Affected | Not Affected | Not Affected | Not Affected | Not Affected | Not Affected | Not Affected | Not Affected | Not Affected | Not Affected | Not Affected | Not Affected | Not Affected | Not Affected | Not Affected | Not Affected | 0 | 0 | 0 | 0 | 21 | Polygon
Critical Infrastructure | Stormwater Treatment Facilities and Pump Stations | Stormwater Ponds - NHD |  | STFPS_PG_2190 |  | Not Affected | Not Affected | Not Affected | Not Affected | Not Affected | Not Affected | Not Affected | Not Affected | Not Affected | Not Affected | Not Affected | Not Affected | Not Affected | Not Affected | Not Affected | Not Affected | Not Affected | Not Affected | Not Affected | Not Affected | Not Affected | 0 | 0 | 0 | 0 | 21 | Polygon
Critical Infrastructure | Stormwater Treatment Facilities and Pump Stations | Stormwater Ponds - NHD |  | STFPS_PG_2191 |  | Not Affected | Not Affected | Not Affected | Not Affected | Not Affected | Not Affected | Not Affected | Not Affected | Not Affected | Not Affected | Not Affected | Not Affected | Not Affected | Not Affected | Not Affected | Not Affected | Not Affected | Not Affected | Not Affected | Not Affected | Not Affected | 0 | 0 | 0 | 0 | 21 | Polygon
Critical Infrastructure | Stormwater Treatment Facilities and Pump Stations | Stormwater Ponds - NHD |  | STFPS_PG_2192 |  | Not Affected | Not Affected | Not Affected | Not Affected | Not Affected | Not Affected | Not Affected | Not Affected | Not Affected | Not Affected | Not Affected | Not Affected | Not Affected | Not Affected | Not Affected | Not Affected | Not Affected | Not Affected | Not Affected | Not Affected | Not Affected | 0 | 0 | 0 | 0 | 21 | Polygon
Critical Infrastructure | Stormwater Treatment Facilities and Pump Stations | Stormwater Ponds - NHD |  | STFPS_PG_2193 |  | Not Affected | Not Affected | Not Affected | Not Affected | Not Affected | Not Affected | Not Affected | Not Affected | Not Affected | Not Affected | Not Affected | Not Affected | Not Affected | Not Affected | Not Affected | Not Affected | Not Affected | Not Affected | Not Affected | Not Affected | Not Affected | 0 | 0 | 0 | 0 | 21 | Polygon
Critical Infrastructure | Stormwater Treatment Facilities and Pump Stations | Stormwater Ponds - NHD |  | STFPS_PG_2194 |  | Not Affected | Not Affected | Not Affected | Not Affected | Not Affected | Not Affected | Not Affected | Not Affected | Not Affected | Not Affected | Not Affected | Not Affected | Not Affected | Not Affected | Not Affected | Not Affected | Not Affected | Not Affected | Not Affected | Not Affected | Not Affected | 0 | 0 | 0 | 0 | 21 | Polygon
Critical Infrastructure | Stormwater Treatment Facilities and Pump Stations | Stormwater Ponds - NHD |  | STFPS_PG_2195 |  | Not Affected | Not Affected | Not Affected | Not Affected | Not Affected | Not Affected | Not Affected | Not Affected | Not Affected | Not Affected | Not Affected | Not Affected | Not Affected | Not Affected | Not Affected | Not Affected | Not Affected | Not Affected | Not Affected | Not Affected | Not Affected | 0 | 0 | 0 | 0 | 21 | Polygon
Critical Infrastructure | Stormwater Treatment Facilities and Pump Stations | Stormwater Ponds - NHD |  | STFPS_PG_2196 |  | Not Affected | Not Affected | Not Affected | Not Affected | Not Affected | Not Affected | Not Affected | Not Affected | Not Affected | Not Affected | Not Affected | Not Affected | Not Affected | Not Affected | Not Affected | Not Affected | Not Affected | Not Affected | Not Affected | Not Affected | Not Affected | 0 | 0 | 0 | 0 | 21 | Polygon
Critical Infrastructure | Stormwater Treatment Facilities and Pump Stations | Stormwater Ponds - NHD |  | STFPS_PG_2197 |  | Not Affected | Not Affected | Not Affected | Not Affected | Not Affected | Not Affected | Not Affected | Not Affected | Not Affected | Not Affected | Not Affected | Not Affected | Not Affected | Not Affected | Not Affected | Not Affected | Not Affected | Not Affected | Not Affected | Not Affected | Not Affected | 0 | 0 | 0 | 0 | 21 | Polygon
Critical Infrastructure | Stormwater Treatment Facilities and Pump Stations | Stormwater Ponds - NHD |  | STFPS_PG_2198 |  | Not Affected | Not Affected | Not Affected | Not Affected | Not Affected | Not Affected | Not Affected | Not Affected | Not Affected | Not Affected | Not Affected | Not Affected | Not Affected | Not Affected | Not Affected | Not Affected | Not Affected | Not Affected | Not Affected | Not Affected | Not Affected | 0 | 0 | 0 | 0 | 21 | Polygon
Critical Infrastructure | Stormwater Treatment Facilities and Pump Stations | Stormwater Ponds - NHD |  | STFPS_PG_2199 |  | Not Affected | Not Affected | Not Affected | Not Affected | Not Affected | Not Affected | Not Affected | Not Affected | Not Affected | Not Affected | Not Affected | Not Affected | Not Affected | Not Affected | Not Affected | Not Affected | Not Affected | Not Affected | Not Affected | Not Affected | Not Affected | 0 | 0 | 0 | 0 | 21 | Polygon
Critical Infrastructure | Stormwater Treatment Facilities and Pump Stations | Stormwater Ponds - NHD |  | STFPS_PG_2200 |  | Not Affected | Not Affected | Not Affected | Not Affected | Not Affected | Not Affected | Not Affected | Not Affected | Not Affected | Not Affected | Not Affected | Not Affected | Not Affected | Not Affected | Not Affected | Not Affected | Not Affected | Not Affected | Not Affected | Not Affected | Not Affected | 0 | 0 | 0 | 0 | 21 | Polygon
Critical Infrastructure | Stormwater Treatment Facilities and Pump Stations | Stormwater Ponds - NHD |  | STFPS_PG_2201 |  | Not Affected | Not Affected | Not Affected | Not Affected | Not Affected | Not Affected | Not Affected | Not Affected | Not Affected | Not Affected | Not Affected | Not Affected | Not Affected | Not Affected | Not Affected | Not Affected | Not Affected | Not Affected | Not Affected | Not Affected | Not Affected | 0 | 0 | 0 | 0 | 21 | Polygon
Critical Infrastructure | Stormwater Treatment Facilities and Pump Stations | Stormwater Ponds - NHD |  | STFPS_PG_2202 |  | Not Affected | Not Affected | Not Affected | Not Affected | Not Affected | Not Affected | Not Affected | Not Affected | Not Affected | Not Affected | Not Affected | Not Affected | Not Affected | Not Affected | Not Affected | Not Affected | Not Affected | Not Affected | Not Affected | Not Affected | Not Affected | 0 | 0 | 0 | 0 | 21 | Polygon
Critical Infrastructure | Stormwater Treatment Facilities and Pump Stations | Stormwater Ponds - NHD |  | STFPS_PG_2203 |  | Not Affected | Not Affected | Not Affected | Not Affected | Not Affected | Not Affected | Not Affected | Not Affected | Not Affected | Not Affected | Not Affected | Not Affected | Not Affected | Not Affected | Not Affected | Not Affected | Not Affected | Not Affected | Not Affected | Not Affected | Not Affected | 0 | 0 | 0 | 0 | 21 | Polygon
Critical Infrastructure | Stormwater Treatment Facilities and Pump Stations | Stormwater Ponds - NHD |  | STFPS_PG_2204 |  | Not Affected | Not Affected | Not Affected | Not Affected | Not Affected | Not Affected | Not Affected | Not Affected | Not Affected | Not Affected | Not Affected | Not Affected | Not Affected | Not Affected | Not Affected | Not Affected | Not Affected | Not Affected | Not Affected | Not Affected | Not Affected | 0 | 0 | 0 | 0 | 21 | Polygon
Critical Infrastructure | Stormwater Treatment Facilities and Pump Stations | Stormwater Ponds - NHD |  | STFPS_PG_2205 |  | Not Affected | Not Affected | Not Affected | Not Affected | Not Affected | Not Affected | Not Affected | Not Affected | Not Affected | Not Affected | Not Affected | Not Affected | Not Affected | Not Affected | Not Affected | Not Affected | Not Affected | Not Affected | Not Affected | Not Affected | Not Affected | 0 | 0 | 0 | 0 | 21 | Polygon
Critical Infrastructure | Stormwater Treatment Facilities and Pump Stations | Stormwater Ponds - NHD |  | STFPS_PG_2206 |  | Not Affected | Not Affected | Not Affected | Not Affected | Not Affected | Not Affected | Not Affected | Not Affected | Not Affected | Not Affected | Not Affected | Not Affected | Not Affected | Not Affected | Not Affected | Not Affected | Not Affected | Not Affected | Not Affected | Not Affected | Not Affected | 0 | 0 | 0 | 0 | 21 | Polygon
Critical Infrastructure | Stormwater Treatment Facilities and Pump Stations | Stormwater Ponds - NHD |  | STFPS_PG_2207 |  | Not Affected | Not Affected | Not Affected | Not Affected | Not Affected | Not Affected | Not Affected | Not Affected | Not Affected | Not Affected | Not Affected | Not Affected | Not Affected | Not Affected | Not Affected | Not Affected | Not Affected | Not Affected | Not Affected | Not Affected | Not Affected | 0 | 0 | 0 | 0 | 21 | Polygon
Critical Infrastructure | Stormwater Treatment Facilities and Pump Stations | Stormwater Ponds - NHD |  | STFPS_PG_2208 |  | Not Affected | Not Affected | Not Affected | Not Affected | Not Affected | Not Affected | Not Affected | Not Affected | Not Affected | Not Affected | Not Affected | Not Affected | Not Affected | Not Affected | Not Affected | Not Affected | Not Affected | Not Affected | Not Affected | Not Affected | Not Affected | 0 | 0 | 0 | 0 | 21 | Polygon
Critical Infrastructure | Stormwater Treatment Facilities and Pump Stations | Stormwater Ponds - NHD |  | STFPS_PG_2209 |  | Not Affected | Not Affected | Not Affected | Not Affected | Not Affected | Not Affected | Not Affected | Not Affected | Not Affected | Not Affected | Not Affected | Not Affected | Not Affected | Not Affected | Not Affected | Not Affected | Not Affected | Not Affected | Not Affected | Not Affected | Not Affected | 0 | 0 | 0 | 0 | 21 | Polygon
Critical Infrastructure | Stormwater Treatment Facilities and Pump Stations | Stormwater Ponds - NHD |  | STFPS_PG_2210 |  | Not Affected | Not Affected | Not Affected | Not Affected | Not Affected | Not Affected | Not Affected | Not Affected | Not Affected | Not Affected | Not Affected | Not Affected | Not Affected | Not Affected | Not Affected | Not Affected | Not Affected | Not Affected | Not Affected | Not Affected | Not Affected | 0 | 0 | 0 | 0 | 21 | Polygon
Critical Infrastructure | Stormwater Treatment Facilities and Pump Stations | Stormwater Ponds - NHD |  | STFPS_PG_2211 |  | Not Affected | Not Affected | Not Affected | Not Affected | Not Affected | Not Affected | Not Affected | Not Affected | Not Affected | Not Affected | Not Affected | Not Affected | Not Affected | Not Affected | Not Affected | Not Affected | Not Affected | Not Affected | Not Affected | Not Affected | Not Affected | 0 | 0 | 0 | 0 | 21 | Polygon
Critical Infrastructure | Stormwater Treatment Facilities and Pump Stations | Stormwater Ponds - NHD |  | STFPS_PG_2212 |  | Not Affected | Not Affected | Not Affected | Not Affected | Not Affected | Not Affected | Not Affected | Not Affected | Not Affected | Not Affected | Not Affected | Not Affected | Not Affected | Not Affected | Not Affected | Not Affected | Not Affected | Not Affected | Not Affected | Not Affected | Not Affected | 0 | 0 | 0 | 0 | 21 | Polygon
Critical Infrastructure | Stormwater Treatment Facilities and Pump Stations | Stormwater Ponds - NHD |  | STFPS_PG_2213 |  | Not Affected | Not Affected | Not Affected | Not Affected | Not Affected | Not Affected | Not Affected | Not Affected | Not Affected | Not Affected | Not Affected | Not Affected | Not Affected | Not Affected | Not Affected | Not Affected | Not Affected | Not Affected | Not Affected | Not Affected | Not Affected | 0 | 0 | 0 | 0 | 21 | Polygon
Critical Infrastructure | Stormwater Treatment Facilities and Pump Stations | Stormwater Ponds - NHD |  | STFPS_PG_2214 |  | Not Affected | Not Affected | Not Affected | Not Affected | Not Affected | Not Affected | Not Affected | Not Affected | Not Affected | Not Affected | Not Affected | Not Affected | Not Affected | Not Affected | Not Affected | Not Affected | Not Affected | Not Affected | Not Affected | Not Affected | Not Affected | 0 | 0 | 0 | 0 | 21 | Polygon
Critical Infrastructure | Stormwater Treatment Facilities and Pump Stations | Stormwater Ponds - NHD |  | STFPS_PG_2215 |  | Not Affected | Not Affected | Not Affected | Not Affected | Not Affected | Not Affected | Not Affected | Not Affected | Not Affected | Not Affected | Not Affected | Not Affected | Not Affected | Not Affected | Not Affected | Not Affected | Not Affected | Not Affected | Not Affected | Not Affected | Not Affected | 0 | 0 | 0 | 0 | 21 | Polygon
Critical Infrastructure | Stormwater Treatment Facilities and Pump Stations | Stormwater Ponds - NHD |  | STFPS_PG_2216 |  | Not Affected | Not Affected | Not Affected | Not Affected | Not Affected | Not Affected | Not Affected | Not Affected | Not Affected | Not Affected | Not Affected | Not Affected | Not Affected | Not Affected | Not Affected | Not Affected | Not Affected | Not Affected | Not Affected | Not Affected | Not Affected | 0 | 0 | 0 | 0 | 21 | Polygon
Critical Infrastructure | Stormwater Treatment Facilities and Pump Stations | Stormwater Ponds - NHD |  | STFPS_PG_2217 |  | Not Affected | Not Affected | Not Affected | Not Affected | Not Affected | Not Affected | Not Affected | Not Affected | Not Affected | Not Affected | Not Affected | Not Affected | Not Affected | Not Affected | Not Affected | Not Affected | Not Affected | Not Affected | Not Affected | Not Affected | Not Affected | 0 | 0 | 0 | 0 | 21 | Polygon
Critical Infrastructure | Stormwater Treatment Facilities and Pump Stations | Stormwater Ponds - NHD |  | STFPS_PG_2218 |  | Not Affected | Not Affected | Not Affected | Not Affected | Not Affected | Not Affected | Not Affected | Not Affected | Not Affected | Not Affected | Not Affected | Not Affected | Not Affected | Not Affected | Not Affected | Not Affected | Not Affected | Not Affected | Not Affected | Not Affected | Not Affected | 0 | 0 | 0 | 0 | 21 | Polygon
Critical Infrastructure | Stormwater Treatment Facilities and Pump Stations | Stormwater Ponds - NHD |  | STFPS_PG_2219 |  | Not Affected | Not Affected | Not Affected | Not Affected | Not Affected | Not Affected | Not Affected | Not Affected | Not Affected | Not Affected | Not Affected | Not Affected | Not Affected | Not Affected | Not Affected | Not Affected | Not Affected | Not Affected | Not Affected | Not Affected | Not Affected | 0 | 0 | 0 | 0 | 21 | Polygon
Critical Infrastructure | Stormwater Treatment Facilities and Pump Stations | Stormwater Ponds - NHD |  | STFPS_PG_2220 |  | Not Affected | Not Affected | Not Affected | Not Affected | Not Affected | Not Affected | Not Affected | Not Affected | Not Affected | Not Affected | Not Affected | Not Affected | Not Affected | Not Affected | Not Affected | Not Affected | Not Affected | Not Affected | Not Affected | Not Affected | Not Affected | 0 | 0 | 0 | 0 | 21 | Polygon
Critical Infrastructure | Stormwater Treatment Facilities and Pump Stations | Stormwater Ponds - NHD |  | STFPS_PG_2221 |  | Not Affected | Not Affected | Not Affected | Not Affected | Not Affected | Not Affected | Not Affected | Not Affected | Not Affected | Not Affected | Not Affected | Not Affected | Not Affected | Not Affected | Not Affected | Not Affected | Not Affected | Not Affected | Not Affected | Not Affected | Not Affected | 0 | 0 | 0 | 0 | 21 | Polygon
Critical Infrastructure | Stormwater Treatment Facilities and Pump Stations | Stormwater Ponds - NHD |  | STFPS_PG_2222 |  | Not Affected | Not Affected | Not Affected | Not Affected | Not Affected | Not Affected | Not Affected | Not Affected | Not Affected | Not Affected | Not Affected | Not Affected | Not Affected | Not Affected | Not Affected | Not Affected | Not Affected | Not Affected | Not Affected | Not Affected | Not Affected | 0 | 0 | 0 | 0 | 21 | Polygon
Critical Infrastructure | Stormwater Treatment Facilities and Pump Stations | Stormwater Ponds - NHD |  | STFPS_PG_2223 |  | Not Affected | Not Affected | Not Affected | Not Affected | Not Affected | Not Affected | Not Affected | Not Affected | Not Affected | Not Affected | Not Affected | Not Affected | Not Affected | Not Affected | Not Affected | Not Affected | Not Affected | Not Affected | Not Affected | Not Affected | Not Affected | 0 | 0 | 0 | 0 | 21 | Polygon
Critical Infrastructure | Stormwater Treatment Facilities and Pump Stations | Stormwater Ponds - NHD |  | STFPS_PG_2224 |  | Not Affected | Not Affected | Not Affected | Not Affected | Not Affected | Not Affected | Not Affected | Not Affected | Not Affected | Not Affected | Not Affected | Not Affected | Not Affected | Not Affected | Not Affected | Not Affected | Not Affected | Not Affected | Not Affected | Not Affected | Not Affected | 0 | 0 | 0 | 0 | 21 | Polygon
Critical Infrastructure | Stormwater Treatment Facilities and Pump Stations | Stormwater Ponds - NHD |  | STFPS_PG_2225 |  | Not Affected | Not Affected | Not Affected | Not Affected | Not Affected | Not Affected | Not Affected | Not Affected | Not Affected | Not Affected | Not Affected | Not Affected | Not Affected | Not Affected | Not Affected | Not Affected | Not Affected | Not Affected | Not Affected | Not Affected | Not Affected | 0 | 0 | 0 | 0 | 21 | Polygon
Critical Infrastructure | Stormwater Treatment Facilities and Pump Stations | Stormwater Ponds - NHD |  | STFPS_PG_2226 |  | Not Affected | Not Affected | Not Affected | Not Affected | Not Affected | Not Affected | Not Affected | Not Affected | Not Affected | Not Affected | Not Affected | Not Affected | Not Affected | Not Affected | Not Affected | Not Affected | Not Affected | Not Affected | Not Affected | Not Affected | Not Affected | 0 | 0 | 0 | 0 | 21 | Polygon
Critical Infrastructure | Stormwater Treatment Facilities and Pump Stations | Stormwater Ponds - NHD |  | STFPS_PG_2227 |  | Not Affected | Not Affected | Not Affected | Not Affected | Not Affected | Not Affected | Not Affected | Not Affected | Not Affected | Not Affected | Not Affected | Not Affected | Not Affected | Not Affected | Not Affected | Not Affected | Not Affected | Not Affected | Not Affected | Not Affected | Not Affected | 0 | 0 | 0 | 0 | 21 | Polygon
Critical Infrastructure | Stormwater Treatment Facilities and Pump Stations | Stormwater Ponds - NHD |  | STFPS_PG_2228 |  | Not Affected | Not Affected | Not Affected | Not Affected | Not Affected | Not Affected | Not Affected | Not Affected | Not Affected | Not Affected | Not Affected | Not Affected | Not Affected | Not Affected | Not Affected | Not Affected | Not Affected | Not Affected | Not Affected | Not Affected | Not Affected | 0 | 0 | 0 | 0 | 21 | Polygon
Critical Infrastructure | Stormwater Treatment Facilities and Pump Stations | Stormwater Ponds - NHD |  | STFPS_PG_2229 |  | Not Affected | Not Affected | Not Affected | Not Affected | Not Affected | Not Affected | Not Affected | Not Affected | Not Affected | Not Affected | Not Affected | Not Affected | Not Affected | Not Affected | Not Affected | Not Affected | Not Affected | Not Affected | Not Affected | Not Affected | Not Affected | 0 | 0 | 0 | 0 | 21 | Polygon
Critical Infrastructure | Stormwater Treatment Facilities and Pump Stations | Stormwater Ponds - NHD |  | STFPS_PG_2230 |  | Not Affected | Not Affected | Not Affected | Not Affected | Not Affected | Not Affected | Not Affected | Not Affected | Not Affected | Not Affected | Not Affected | Not Affected | Not Affected | Not Affected | Not Affected | Not Affected | Not Affected | Not Affected | Not Affected | Not Affected | Not Affected | 0 | 0 | 0 | 0 | 21 | Polygon
Critical Infrastructure | Stormwater Treatment Facilities and Pump Stations | Stormwater Ponds - NHD |  | STFPS_PG_2231 |  | Not Affected | Not Affected | Not Affected | Not Affected | Not Affected | Not Affected | Not Affected | Not Affected | Not Affected | Not Affected | Not Affected | Not Affected | Not Affected | Not Affected | Not Affected | Not Affected | Not Affected | Not Affected | Not Affected | Not Affected | Not Affected | 0 | 0 | 0 | 0 | 21 | Polygon
Critical Infrastructure | Stormwater Treatment Facilities and Pump Stations | Stormwater Ponds - NHD |  | STFPS_PG_2232 |  | Not Affected | Not Affected | Not Affected | Not Affected | Not Affected | Not Affected | Not Affected | Not Affected | Not Affected | Not Affected | Not Affected | Not Affected | Not Affected | Not Affected | Not Affected | Not Affected | Not Affected | Not Affected | Not Affected | Not Affected | Not Affected | 0 | 0 | 0 | 0 | 21 | Polygon
Critical Infrastructure | Stormwater Treatment Facilities and Pump Stations | Stormwater Ponds - NHD |  | STFPS_PG_2233 |  | Not Affected | Not Affected | Not Affected | Not Affected | Not Affected | Not Affected | Not Affected | Not Affected | Not Affected | Not Affected | Not Affected | Not Affected | Not Affected | Not Affected | Not Affected | Not Affected | Not Affected | Not Affected | Not Affected | Not Affected | Not Affected | 0 | 0 | 0 | 0 | 21 | Polygon
Critical Infrastructure | Stormwater Treatment Facilities and Pump Stations | Stormwater Ponds - NHD |  | STFPS_PG_2234 |  | Not Affected | Not Affected | Not Affected | Not Affected | Not Affected | Not Affected | Not Affected | Not Affected | Not Affected | Not Affected | Not Affected | Not Affected | Not Affected | Not Affected | Not Affected | Not Affected | Not Affected | Not Affected | Not Affected | Not Affected | Not Affected | 0 | 0 | 0 | 0 | 21 | Polygon
Critical Infrastructure | Stormwater Treatment Facilities and Pump Stations | Stormwater Ponds - NHD |  | STFPS_PG_2235 |  | Not Affected | Not Affected | Not Affected | Not Affected | Not Affected | Not Affected | Not Affected | Not Affected | Not Affected | Not Affected | Not Affected | Not Affected | Not Affected | Not Affected | Not Affected | Not Affected | Not Affected | Not Affected | Not Affected | Not Affected | Not Affected | 0 | 0 | 0 | 0 | 21 | Polygon
Critical Infrastructure | Stormwater Treatment Facilities and Pump Stations | Stormwater Ponds - NHD |  | STFPS_PG_2236 |  | Not Affected | Not Affected | Not Affected | Not Affected | Not Affected | Not Affected | Not Affected | Not Affected | Not Affected | Not Affected | Not Affected | Not Affected | Not Affected | Not Affected | Not Affected | Not Affected | Not Affected | Not Affected | Not Affected | Not Affected | Not Affected | 0 | 0 | 0 | 0 | 21 | Polygon
Critical Infrastructure | Stormwater Treatment Facilities and Pump Stations | Stormwater Ponds - NHD |  | STFPS_PG_2237 |  | Not Affected | Not Affected | Not Affected | Not Affected | Not Affected | Not Affected | Not Affected | Not Affected | Not Affected | Not Affected | Not Affected | Not Affected | Not Affected | Not Affected | Not Affected | Not Affected | Not Affected | Not Affected | Not Affected | Not Affected | Not Affected | 0 | 0 | 0 | 0 | 21 | Polygon
Critical Infrastructure | Stormwater Treatment Facilities and Pump Stations | Stormwater Ponds - NHD |  | STFPS_PG_2238 |  | Not Affected | Not Affected | Not Affected | Not Affected | Not Affected | Not Affected | Not Affected | Not Affected | Not Affected | Not Affected | Not Affected | Not Affected | Not Affected | Not Affected | Not Affected | Not Affected | Not Affected | Not Affected | Not Affected | Not Affected | Not Affected | 0 | 0 | 0 | 0 | 21 | Polygon
Critical Infrastructure | Stormwater Treatment Facilities and Pump Stations | Stormwater Ponds - NHD |  | STFPS_PG_2240 |  | Not Affected | Not Affected | Not Affected | Not Affected | Not Affected | Not Affected | Not Affected | Not Affected | Not Affected | Not Affected | Not Affected | Not Affected | Not Affected | Not Affected | Not Affected | Not Affected | Not Affected | Not Affected | Not Affected | Not Affected | Not Affected | 0 | 0 | 0 | 0 | 21 | Polygon
Critical Infrastructure | Stormwater Treatment Facilities and Pump Stations | Stormwater Ponds - NHD |  | STFPS_PG_2241 |  | Not Affected | Not Affected | Not Affected | Not Affected | Not Affected | Not Affected | Not Affected | Not Affected | Not Affected | Not Affected | Not Affected | Not Affected | Not Affected | Not Affected | Not Affected | Not Affected | Not Affected | Not Affected | Not Affected | Not Affected | Not Affected | 0 | 0 | 0 | 0 | 21 | Polygon
Critical Infrastructure | Stormwater Treatment Facilities and Pump Stations | Stormwater Ponds - NHD |  | STFPS_PG_2243 |  | Not Affected | Not Affected | Not Affected | Not Affected | Not Affected | Not Affected | Not Affected | Not Affected | Not Affected | Not Affected | Not Affected | Not Affected | Not Affected | Not Affected | Not Affected | Not Affected | Not Affected | Not Affected | Not Affected | Not Affected | Not Affected | 0 | 0 | 0 | 0 | 21 | Polygon
Critical Infrastructure | Stormwater Treatment Facilities and Pump Stations | Stormwater Ponds - NHD |  | STFPS_PG_2244 |  | Not Affected | Not Affected | Not Affected | Not Affected | Not Affected | Not Affected | Not Affected | Not Affected | Not Affected | Not Affected | Not Affected | Not Affected | Not Affected | Not Affected | Not Affected | Not Affected | Not Affected | Not Affected | Not Affected | Not Affected | Not Affected | 0 | 0 | 0 | 0 | 21 | Polygon
Critical Infrastructure | Stormwater Treatment Facilities and Pump Stations | Stormwater Ponds - NHD |  | STFPS_PG_2245 |  | Not Affected | Not Affected | Not Affected | Not Affected | Not Affected | Not Affected | Not Affected | Not Affected | Not Affected | Not Affected | Not Affected | Not Affected | Not Affected | Not Affected | Not Affected | Not Affected | Not Affected | Not Affected | Not Affected | Not Affected | Not Affected | 0 | 0 | 0 | 0 | 21 | Polygon
Critical Infrastructure | Stormwater Treatment Facilities and Pump Stations | Stormwater Ponds - NHD |  | STFPS_PG_2246 |  | Not Affected | Not Affected | Not Affected | Not Affected | Not Affected | Not Affected | Not Affected | Not Affected | Not Affected | Not Affected | Not Affected | Not Affected | Not Affected | Not Affected | Not Affected | Not Affected | Not Affected | Not Affected | Not Affected | Not Affected | Not Affected | 0 | 0 | 0 | 0 | 21 | Polygon
Critical Infrastructure | Stormwater Treatment Facilities and Pump Stations | Stormwater Ponds - NHD |  | STFPS_PG_2247 |  | Not Affected | Not Affected | Not Affected | Not Affected | Not Affected | Not Affected | Not Affected | Not Affected | Not Affected | Not Affected | Not Affected | Not Affected | Not Affected | Not Affected | Not Affected | Not Affected | Not Affected | Not Affected | Not Affected | Not Affected | Not Affected | 0 | 0 | 0 | 0 | 21 | Polygon
Critical Infrastructure | Stormwater Treatment Facilities and Pump Stations | Stormwater Ponds - NHD |  | STFPS_PG_2248 |  | Not Affected | Not Affected | Not Affected | Not Affected | Not Affected | Not Affected | Not Affected | Not Affected | Not Affected | Not Affected | Not Affected | Not Affected | Not Affected | Not Affected | Not Affected | Not Affected | Not Affected | Not Affected | Not Affected | Not Affected | Not Affected | 0 | 0 | 0 | 0 | 21 | Polygon
Critical Infrastructure | Stormwater Treatment Facilities and Pump Stations | Stormwater Ponds - NHD |  | STFPS_PG_2249 |  | Not Affected | Not Affected | Not Affected | Not Affected | Not Affected | Not Affected | Not Affected | Not Affected | Not Affected | Not Affected | Not Affected | Not Affected | Not Affected | Not Affected | Not Affected | Not Affected | Not Affected | Not Affected | Not Affected | Not Affected | Not Affected | 0 | 0 | 0 | 0 | 21 | Polygon
Critical Infrastructure | Stormwater Treatment Facilities and Pump Stations | Stormwater Ponds - NHD |  | STFPS_PG_2250 |  | Not Affected | Not Affected | Not Affected | Not Affected | Not Affected | Not Affected | Not Affected | Not Affected | Not Affected | Not Affected | Not Affected | Not Affected | Not Affected | Not Affected | Not Affected | Not Affected | Not Affected | Not Affected | Not Affected | Not Affected | Not Affected | 0 | 0 | 0 | 0 | 21 | Polygon
Critical Infrastructure | Stormwater Treatment Facilities and Pump Stations | Stormwater Ponds - NHD |  | STFPS_PG_2251 |  | Not Affected | Not Affected | Not Affected | Not Affected | Not Affected | Not Affected | Not Affected | Not Affected | Not Affected | Not Affected | Not Affected | Not Affected | Not Affected | Not Affected | Not Affected | Not Affected | Not Affected | Not Affected | Not Affected | Not Affected | Not Affected | 0 | 0 | 0 | 0 | 21 | Polygon
Critical Infrastructure | Stormwater Treatment Facilities and Pump Stations | Stormwater Ponds - NHD |  | STFPS_PG_2252 |  | Not Affected | Not Affected | Not Affected | Not Affected | Not Affected | Not Affected | Not Affected | Not Affected | Not Affected | Not Affected | Not Affected | Not Affected | Not Affected | Not Affected | Not Affected | Not Affected | Not Affected | Not Affected | Not Affected | Not Affected | Not Affected | 0 | 0 | 0 | 0 | 21 | Polygon
Critical Infrastructure | Stormwater Treatment Facilities and Pump Stations | Stormwater Ponds - NHD |  | STFPS_PG_2253 |  | Not Affected | Not Affected | Not Affected | Not Affected | Not Affected | Not Affected | Not Affected | Not Affected | Not Affected | Not Affected | Not Affected | Not Affected | Not Affected | Not Affected | Not Affected | Not Affected | Not Affected | Not Affected | Not Affected | Not Affected | Not Affected | 0 | 0 | 0 | 0 | 21 | Polygon
Critical Infrastructure | Stormwater Treatment Facilities and Pump Stations | Stormwater Ponds - NHD |  | STFPS_PG_2254 |  | Not Affected | Not Affected | Not Affected | Not Affected | Not Affected | Not Affected | Not Affected | Not Affected | Not Affected | Not Affected | Not Affected | Not Affected | Not Affected | Not Affected | Not Affected | Not Affected | Not Affected | Not Affected | Not Affected | Not Affected | Not Affected | 0 | 0 | 0 | 0 | 21 | Polygon
Critical Infrastructure | Stormwater Treatment Facilities and Pump Stations | Stormwater Ponds - NHD |  | STFPS_PG_2255 |  | Not Affected | Not Affected | Not Affected | Not Affected | Not Affected | Not Affected | Not Affected | Not Affected | Not Affected | Not Affected | Not Affected | Not Affected | Not Affected | Not Affected | Not Affected | Not Affected | Not Affected | Not Affected | Not Affected | Not Affected | Not Affected | 0 | 0 | 0 | 0 | 21 | Polygon
Critical Infrastructure | Stormwater Treatment Facilities and Pump Stations | Stormwater Ponds - NHD |  | STFPS_PG_2257 |  | Not Affected | Not Affected | Not Affected | Not Affected | Not Affected | Not Affected | Not Affected | Not Affected | Not Affected | Not Affected | Not Affected | Not Affected | Not Affected | Not Affected | Not Affected | Not Affected | Not Affected | Not Affected | Not Affected | Not Affected | Not Affected | 0 | 0 | 0 | 0 | 21 | Polygon
Critical Infrastructure | Stormwater Treatment Facilities and Pump Stations | Stormwater Ponds - NHD |  | STFPS_PG_2258 |  | Not Affected | Not Affected | Not Affected | Not Affected | Not Affected | Not Affected | Not Affected | Not Affected | Not Affected | Not Affected | Not Affected | Not Affected | Not Affected | Not Affected | Not Affected | Not Affected | Not Affected | Not Affected | Not Affected | Not Affected | Not Affected | 0 | 0 | 0 | 0 | 21 | Polygon
Critical Infrastructure | Stormwater Treatment Facilities and Pump Stations | Stormwater Ponds - NHD |  | STFPS_PG_2260 |  | Not Affected | Not Affected | Not Affected | Not Affected | Not Affected | Not Affected | Not Affected | Not Affected | Not Affected | Not Affected | Not Affected | Not Affected | Not Affected | Not Affected | Not Affected | Not Affected | Not Affected | Not Affected | Not Affected | Not Affected | Not Affected | 0 | 0 | 0 | 0 | 21 | Polygon
Critical Infrastructure | Stormwater Treatment Facilities and Pump Stations | Stormwater Ponds - NHD |  | STFPS_PG_2262 |  | Not Affected | Not Affected | Not Affected | Not Affected | Not Affected | Not Affected | Not Affected | Not Affected | Not Affected | Not Affected | Not Affected | Not Affected | Not Affected | Not Affected | Not Affected | Not Affected | Not Affected | Not Affected | Not Affected | Not Affected | Not Affected | 0 | 0 | 0 | 0 | 21 | Polygon
Critical Infrastructure | Stormwater Treatment Facilities and Pump Stations | Stormwater Ponds - NHD |  | STFPS_PG_2263 |  | Not Affected | Not Affected | Not Affected | Not Affected | Not Affected | Not Affected | Not Affected | Not Affected | Not Affected | Not Affected | Not Affected | Not Affected | Not Affected | Not Affected | Not Affected | Not Affected | Not Affected | Not Affected | Not Affected | Not Affected | Not Affected | 0 | 0 | 0 | 0 | 21 | Polygon
Critical Infrastructure | Stormwater Treatment Facilities and Pump Stations | Stormwater Ponds - NHD |  | STFPS_PG_2264 |  | Not Affected | Not Affected | Not Affected | Not Affected | Not Affected | Not Affected | Not Affected | Not Affected | Not Affected | Not Affected | Not Affected | Not Affected | Not Affected | Not Affected | Not Affected | Not Affected | Not Affected | Not Affected | Not Affected | Not Affected | Not Affected | 0 | 0 | 0 | 0 | 21 | Polygon
Critical Infrastructure | Stormwater Treatment Facilities and Pump Stations | Stormwater Ponds - NHD |  | STFPS_PG_2265 |  | Not Affected | Not Affected | Not Affected | Not Affected | Not Affected | Not Affected | Not Affected | Not Affected | Not Affected | Not Affected | Not Affected | Not Affected | Not Affected | Not Affected | Not Affected | Not Affected | Not Affected | Not Affected | Not Affected | Not Affected | Not Affected | 0 | 0 | 0 | 0 | 21 | Polygon
Critical Infrastructure | Stormwater Treatment Facilities and Pump Stations | Stormwater Ponds - NHD |  | STFPS_PG_2266 |  | Not Affected | Not Affected | Not Affected | Not Affected | Not Affected | Not Affected | Not Affected | Not Affected | Not Affected | Not Affected | Not Affected | Not Affected | Not Affected | Not Affected | Not Affected | Not Affected | Not Affected | Not Affected | Not Affected | Not Affected | Not Affected | 0 | 0 | 0 | 0 | 21 | Polygon
Critical Infrastructure | Stormwater Treatment Facilities and Pump Stations | Stormwater Ponds - NHD |  | STFPS_PG_2267 |  | Not Affected | Not Affected | Not Affected | Not Affected | Not Affected | Not Affected | Not Affected | Not Affected | Not Affected | Not Affected | Not Affected | Not Affected | Not Affected | Not Affected | Not Affected | Not Affected | Not Affected | Not Affected | Not Affected | Not Affected | Not Affected | 0 | 0 | 0 | 0 | 21 | Polygon
Critical Infrastructure | Stormwater Treatment Facilities and Pump Stations | Stormwater Ponds - NHD |  | STFPS_PG_2268 |  | Not Affected | Not Affected | Not Affected | Not Affected | Not Affected | Not Affected | Not Affected | Not Affected | Not Affected | Not Affected | Not Affected | Not Affected | Not Affected | Not Affected | Not Affected | Not Affected | Not Affected | Not Affected | Not Affected | Not Affected | Not Affected | 0 | 0 | 0 | 0 | 21 | Polygon
Critical Infrastructure | Stormwater Treatment Facilities and Pump Stations | Stormwater Ponds - NHD |  | STFPS_PG_2269 |  | Not Affected | Not Affected | Not Affected | Not Affected | Not Affected | Not Affected | Not Affected | Not Affected | Not Affected | Not Affected | Not Affected | Not Affected | Not Affected | Not Affected | Not Affected | Not Affected | Not Affected | Not Affected | Not Affected | Not Affected | Not Affected | 0 | 0 | 0 | 0 | 21 | Polygon
Critical Infrastructure | Stormwater Treatment Facilities and Pump Stations | Stormwater Ponds - NHD |  | STFPS_PG_2270 |  | Not Affected | Not Affected | Not Affected | Not Affected | Not Affected | Not Affected | Not Affected | Not Affected | Not Affected | Not Affected | Not Affected | Not Affected | Not Affected | Not Affected | Not Affected | Not Affected | Not Affected | Not Affected | Not Affected | Not Affected | Not Affected | 0 | 0 | 0 | 0 | 21 | Polygon
Critical Infrastructure | Stormwater Treatment Facilities and Pump Stations | Stormwater Ponds - NHD |  | STFPS_PG_2271 |  | Not Affected | Not Affected | Not Affected | Not Affected | Not Affected | Not Affected | Not Affected | Not Affected | Not Affected | Not Affected | Not Affected | Not Affected | Not Affected | Not Affected | Not Affected | Not Affected | Not Affected | Not Affected | Not Affected | Not Affected | Not Affected | 0 | 0 | 0 | 0 | 21 | Polygon
Critical Infrastructure | Stormwater Treatment Facilities and Pump Stations | Stormwater Ponds - NHD |  | STFPS_PG_2272 |  | Not Affected | Not Affected | Not Affected | Not Affected | Not Affected | Not Affected | Not Affected | Not Affected | Not Affected | Not Affected | Not Affected | Not Affected | Not Affected | Not Affected | Not Affected | Not Affected | Not Affected | Not Affected | Not Affected | Not Affected | Not Affected | 0 | 0 | 0 | 0 | 21 | Polygon
Critical Infrastructure | Stormwater Treatment Facilities and Pump Stations | Stormwater Ponds - NHD |  | STFPS_PG_2273 |  | Not Affected | Not Affected | Not Affected | Not Affected | Not Affected | Not Affected | Not Affected | Not Affected | Not Affected | Not Affected | Not Affected | Not Affected | Not Affected | Not Affected | Not Affected | Not Affected | Not Affected | Not Affected | Not Affected | Not Affected | Not Affected | 0 | 0 | 0 | 0 | 21 | Polygon
Critical Infrastructure | Stormwater Treatment Facilities and Pump Stations | Stormwater Ponds - NHD |  | STFPS_PG_2274 |  | Not Affected | Not Affected | Not Affected | Not Affected | Not Affected | Not Affected | Not Affected | Not Affected | Not Affected | Not Affected | Not Affected | Not Affected | Not Affected | Not Affected | Not Affected | Not Affected | Not Affected | Not Affected | Not Affected | Not Affected | Not Affected | 0 | 0 | 0 | 0 | 21 | Polygon
Critical Infrastructure | Stormwater Treatment Facilities and Pump Stations | Stormwater Ponds - NHD |  | STFPS_PG_2275 |  | Not Affected | Not Affected | Not Affected | Not Affected | Not Affected | Not Affected | Not Affected | Not Affected | Not Affected | Not Affected | Not Affected | Not Affected | Not Affected | Not Affected | Not Affected | Not Affected | Not Affected | Not Affected | Not Affected | Not Affected | Not Affected | 0 | 0 | 0 | 0 | 21 | Polygon
Critical Infrastructure | Stormwater Treatment Facilities and Pump Stations | Stormwater Ponds - NHD |  | STFPS_PG_2276 |  | Not Affected | Not Affected | Not Affected | Not Affected | Not Affected | Not Affected | Not Affected | Not Affected | Not Affected | Not Affected | Not Affected | Not Affected | Not Affected | Not Affected | Not Affected | Not Affected | Not Affected | Not Affected | Not Affected | Not Affected | Not Affected | 0 | 0 | 0 | 0 | 21 | Polygon
Critical Infrastructure | Stormwater Treatment Facilities and Pump Stations | Stormwater Ponds - NHD |  | STFPS_PG_2277 |  | Not Affected | Not Affected | Not Affected | Not Affected | Not Affected | Not Affected | Not Affected | Not Affected | Not Affected | Not Affected | Not Affected | Not Affected | Not Affected | Not Affected | Not Affected | Not Affected | Not Affected | Not Affected | Not Affected | Not Affected | Not Affected | 0 | 0 | 0 | 0 | 21 | Polygon
Critical Infrastructure | Stormwater Treatment Facilities and Pump Stations | Stormwater Ponds - NHD |  | STFPS_PG_2278 |  | Not Affected | Not Affected | Not Affected | Not Affected | Not Affected | Not Affected | Not Affected | Not Affected | Not Affected | Not Affected | Not Affected | Not Affected | Not Affected | Not Affected | Not Affected | Not Affected | Not Affected | Not Affected | Not Affected | Not Affected | Not Affected | 0 | 0 | 0 | 0 | 21 | Polygon
Critical Infrastructure | Stormwater Treatment Facilities and Pump Stations | Stormwater Ponds - NHD |  | STFPS_PG_2279 |  | Not Affected | Not Affected | Not Affected | Not Affected | Not Affected | Not Affected | Not Affected | Not Affected | Not Affected | Not Affected | Not Affected | Not Affected | Not Affected | Not Affected | Not Affected | Not Affected | Not Affected | Not Affected | Not Affected | Not Affected | Not Affected | 0 | 0 | 0 | 0 | 21 | Polygon
Critical Infrastructure | Stormwater Treatment Facilities and Pump Stations | Stormwater Ponds - NHD |  | STFPS_PG_2280 |  | Not Affected | Not Affected | Not Affected | Not Affected | Not Affected | Not Affected | Not Affected | Not Affected | Not Affected | Not Affected | Not Affected | Not Affected | Not Affected | Not Affected | Not Affected | Not Affected | Not Affected | Not Affected | Not Affected | Not Affected | Not Affected | 0 | 0 | 0 | 0 | 21 | Polygon
Critical Infrastructure | Stormwater Treatment Facilities and Pump Stations | Stormwater Ponds - NHD |  | STFPS_PG_2281 |  | Not Affected | Not Affected | Not Affected | Not Affected | Not Affected | Not Affected | Not Affected | Not Affected | Not Affected | Not Affected | Not Affected | Not Affected | Not Affected | Not Affected | Not Affected | Not Affected | Not Affected | Not Affected | Not Affected | Not Affected | Not Affected | 0 | 0 | 0 | 0 | 21 | Polygon
Critical Infrastructure | Stormwater Treatment Facilities and Pump Stations | Stormwater Ponds - NHD |  | STFPS_PG_2282 |  | Not Affected | Not Affected | Not Affected | Not Affected | Not Affected | Not Affected | Not Affected | Not Affected | Not Affected | Not Affected | Not Affected | Not Affected | Not Affected | Not Affected | Not Affected | Not Affected | Not Affected | Not Affected | Not Affected | Not Affected | Not Affected | 0 | 0 | 0 | 0 | 21 | Polygon
Critical Infrastructure | Stormwater Treatment Facilities and Pump Stations | Stormwater Ponds - NHD |  | STFPS_PG_2283 |  | Not Affected | Not Affected | Not Affected | Not Affected | Not Affected | Not Affected | Not Affected | Not Affected | Not Affected | Not Affected | Not Affected | Not Affected | Not Affected | Not Affected | Not Affected | Not Affected | Not Affected | Not Affected | Not Affected | Not Affected | Not Affected | 0 | 0 | 0 | 0 | 21 | Polygon
Critical Infrastructure | Stormwater Treatment Facilities and Pump Stations | Stormwater Ponds - NHD |  | STFPS_PG_2284 |  | Not Affected | Not Affected | Not Affected | Not Affected | Not Affected | Not Affected | Not Affected | Not Affected | Not Affected | Not Affected | Not Affected | Not Affected | Not Affected | Not Affected | Not Affected | Not Affected | Not Affected | Not Affected | Not Affected | Not Affected | Not Affected | 0 | 0 | 0 | 0 | 21 | Polygon
Critical Infrastructure | Stormwater Treatment Facilities and Pump Stations | Stormwater Ponds - NHD |  | STFPS_PG_2285 |  | Not Affected | Not Affected | Not Affected | Not Affected | Not Affected | Not Affected | Not Affected | Not Affected | Not Affected | Not Affected | Not Affected | Not Affected | Not Affected | Not Affected | Not Affected | Not Affected | Not Affected | Not Affected | Not Affected | Not Affected | Not Affected | 0 | 0 | 0 | 0 | 21 | Polygon
Critical Infrastructure | Stormwater Treatment Facilities and Pump Stations | Stormwater Ponds - NHD |  | STFPS_PG_2286 |  | Not Affected | Not Affected | Not Affected | Not Affected | Not Affected | Not Affected | Not Affected | Not Affected | Not Affected | Not Affected | Not Affected | Not Affected | Not Affected | Not Affected | Not Affected | Not Affected | Not Affected | Not Affected | Not Affected | Not Affected | Not Affected | 0 | 0 | 0 | 0 | 21 | Polygon
Critical Infrastructure | Stormwater Treatment Facilities and Pump Stations | Stormwater Ponds - NHD |  | STFPS_PG_2287 |  | Not Affected | Not Affected | Not Affected | Not Affected | Not Affected | Not Affected | Not Affected | Not Affected | Not Affected | Not Affected | Not Affected | Not Affected | Not Affected | Not Affected | Not Affected | Not Affected | Not Affected | Not Affected | Not Affected | Not Affected | Not Affected | 0 | 0 | 0 | 0 | 21 | Polygon
Critical Infrastructure | Stormwater Treatment Facilities and Pump Stations | Stormwater Ponds - NHD |  | STFPS_PG_2288 |  | Not Affected | Not Affected | Not Affected | Not Affected | Not Affected | Not Affected | Not Affected | Not Affected | Not Affected | Not Affected | Not Affected | Not Affected | Not Affected | Not Affected | Not Affected | Not Affected | Not Affected | Not Affected | Not Affected | Not Affected | Not Affected | 0 | 0 | 0 | 0 | 21 | Polygon
Critical Infrastructure | Stormwater Treatment Facilities and Pump Stations | Stormwater Ponds - NHD |  | STFPS_PG_2289 |  | Not Affected | Not Affected | Not Affected | Not Affected | Not Affected | Not Affected | Not Affected | Not Affected | Not Affected | Not Affected | Not Affected | Not Affected | Not Affected | Not Affected | Not Affected | Not Affected | Not Affected | Not Affected | Not Affected | Not Affected | Not Affected | 0 | 0 | 0 | 0 | 21 | Polygon
Critical Infrastructure | Stormwater Treatment Facilities and Pump Stations | Stormwater Ponds - NHD |  | STFPS_PG_2290 |  | Not Affected | Not Affected | Not Affected | Not Affected | Not Affected | Not Affected | Not Affected | Not Affected | Not Affected | Not Affected | Not Affected | Not Affected | Not Affected | Not Affected | Not Affected | Not Affected | Not Affected | Not Affected | Not Affected | Not Affected | Not Affected | 0 | 0 | 0 | 0 | 21 | Polygon
Critical Infrastructure | Stormwater Treatment Facilities and Pump Stations | Stormwater Ponds - NHD |  | STFPS_PG_2291 |  | Not Affected | Not Affected | Not Affected | Not Affected | Not Affected | Not Affected | Not Affected | Not Affected | Not Affected | Not Affected | Not Affected | Not Affected | Not Affected | Not Affected | Not Affected | Not Affected | Not Affected | Not Affected | Not Affected | Not Affected | Not Affected | 0 | 0 | 0 | 0 | 21 | Polygon
Critical Infrastructure | Stormwater Treatment Facilities and Pump Stations | Stormwater Ponds - NHD |  | STFPS_PG_2292 |  | Not Affected | Not Affected | Not Affected | Not Affected | Not Affected | Not Affected | Not Affected | Not Affected | Not Affected | Not Affected | Not Affected | Not Affected | Not Affected | Not Affected | Not Affected | Not Affected | Not Affected | Not Affected | Not Affected | Not Affected | Not Affected | 0 | 0 | 0 | 0 | 21 | Polygon
Critical Infrastructure | Stormwater Treatment Facilities and Pump Stations | Stormwater Ponds - NHD |  | STFPS_PG_2293 |  | Not Affected | Not Affected | Not Affected | Not Affected | Not Affected | Not Affected | Not Affected | Not Affected | Not Affected | Not Affected | Not Affected | Not Affected | Not Affected | Not Affected | Not Affected | Not Affected | Not Affected | Not Affected | Not Affected | Not Affected | Not Affected | 0 | 0 | 0 | 0 | 21 | Polygon
Critical Infrastructure | Stormwater Treatment Facilities and Pump Stations | Stormwater Ponds - NHD |  | STFPS_PG_2294 |  | Not Affected | Not Affected | Not Affected | Not Affected | Not Affected | Not Affected | Not Affected | Not Affected | Not Affected | Not Affected | Not Affected | Not Affected | Not Affected | Not Affected | Not Affected | Not Affected | Not Affected | Not Affected | Not Affected | Not Affected | Not Affected | 0 | 0 | 0 | 0 | 21 | Polygon
Critical Infrastructure | Stormwater Treatment Facilities and Pump Stations | Stormwater Ponds - NHD |  | STFPS_PG_2295 |  | Not Affected | Not Affected | Not Affected | Not Affected | Not Affected | Not Affected | Not Affected | Not Affected | Not Affected | Not Affected | Not Affected | Not Affected | Not Affected | Not Affected | Not Affected | Not Affected | Not Affected | Not Affected | Not Affected | Not Affected | Not Affected | 0 | 0 | 0 | 0 | 21 | Polygon
Critical Infrastructure | Stormwater Treatment Facilities and Pump Stations | Stormwater Ponds - NHD |  | STFPS_PG_2296 |  | Not Affected | Not Affected | Not Affected | Not Affected | Not Affected | Not Affected | Not Affected | Not Affected | Not Affected | Not Affected | Not Affected | Not Affected | Not Affected | Not Affected | Not Affected | Not Affected | Not Affected | Not Affected | Not Affected | Not Affected | Not Affected | 0 | 0 | 0 | 0 | 21 | Polygon
Critical Infrastructure | Stormwater Treatment Facilities and Pump Stations | Stormwater Ponds - NHD |  | STFPS_PG_2297 |  | Not Affected | Not Affected | Not Affected | Not Affected | Not Affected | Not Affected | Not Affected | Not Affected | Not Affected | Not Affected | Not Affected | Not Affected | Not Affected | Not Affected | Not Affected | Not Affected | Not Affected | Not Affected | Not Affected | Not Affected | Not Affected | 0 | 0 | 0 | 0 | 21 | Polygon
Critical Infrastructure | Stormwater Treatment Facilities and Pump Stations | Stormwater Ponds - NHD |  | STFPS_PG_2298 |  | Not Affected | Not Affected | Not Affected | Not Affected | Not Affected | Not Affected | Not Affected | Not Affected | Not Affected | Not Affected | Not Affected | Not Affected | Not Affected | Not Affected | Not Affected | Not Affected | Not Affected | Not Affected | Not Affected | Not Affected | Not Affected | 0 | 0 | 0 | 0 | 21 | Polygon
Critical Infrastructure | Stormwater Treatment Facilities and Pump Stations | Stormwater Ponds - NHD |  | STFPS_PG_2299 |  | Not Affected | Not Affected | Not Affected | Not Affected | Not Affected | Not Affected | Not Affected | Not Affected | Not Affected | Not Affected | Not Affected | Not Affected | Not Affected | Not Affected | Not Affected | Not Affected | Not Affected | Not Affected | Not Affected | Not Affected | Not Affected | 0 | 0 | 0 | 0 | 21 | Polygon
Critical Infrastructure | Stormwater Treatment Facilities and Pump Stations | Stormwater Ponds - NHD |  | STFPS_PG_2300 |  | Not Affected | Not Affected | Not Affected | Not Affected | Not Affected | Not Affected | Not Affected | Not Affected | Not Affected | Not Affected | Not Affected | Not Affected | Not Affected | Not Affected | Not Affected | Not Affected | Not Affected | Not Affected | Not Affected | Not Affected | Not Affected | 0 | 0 | 0 | 0 | 21 | Polygon
Critical Infrastructure | Stormwater Treatment Facilities and Pump Stations | Stormwater Ponds - NHD |  | STFPS_PG_2301 |  | Not Affected | Not Affected | Not Affected | Not Affected | Not Affected | Not Affected | Not Affected | Not Affected | Not Affected | Not Affected | Not Affected | Not Affected | Not Affected | Not Affected | Not Affected | Not Affected | Not Affected | Not Affected | Not Affected | Not Affected | Not Affected | 0 | 0 | 0 | 0 | 21 | Polygon
Critical Infrastructure | Stormwater Treatment Facilities and Pump Stations | Stormwater Ponds - NHD |  | STFPS_PG_2302 |  | Not Affected | Not Affected | Not Affected | Not Affected | Not Affected | Not Affected | Not Affected | Not Affected | Not Affected | Not Affected | Not Affected | Not Affected | Not Affected | Not Affected | Not Affected | Not Affected | Not Affected | Not Affected | Not Affected | Not Affected | Not Affected | 0 | 0 | 0 | 0 | 21 | Polygon
Critical Infrastructure | Stormwater Treatment Facilities and Pump Stations | Stormwater Ponds - NHD |  | STFPS_PG_2303 |  | Not Affected | Not Affected | Not Affected | Not Affected | Not Affected | Not Affected | Not Affected | Not Affected | Not Affected | Not Affected | Not Affected | Not Affected | Not Affected | Not Affected | Not Affected | Not Affected | Not Affected | Not Affected | Not Affected | Not Affected | Not Affected | 0 | 0 | 0 | 0 | 21 | Polygon
Critical Infrastructure | Stormwater Treatment Facilities and Pump Stations | Stormwater Ponds - NHD |  | STFPS_PG_2304 |  | Not Affected | Not Affected | Not Affected | Not Affected | Not Affected | Not Affected | Not Affected | Not Affected | Not Affected | Not Affected | Not Affected | Not Affected | Not Affected | Not Affected | Not Affected | Not Affected | Not Affected | Not Affected | Not Affected | Not Affected | Not Affected | 0 | 0 | 0 | 0 | 21 | Polygon
Critical Infrastructure | Stormwater Treatment Facilities and Pump Stations | Stormwater Ponds - NHD |  | STFPS_PG_2305 |  | Not Affected | Not Affected | Not Affected | Not Affected | Not Affected | Not Affected | Not Affected | Not Affected | Not Affected | Not Affected | Not Affected | Not Affected | Not Affected | Not Affected | Not Affected | Not Affected | Not Affected | Not Affected | Not Affected | Not Affected | Not Affected | 0 | 0 | 0 | 0 | 21 | Polygon
Critical Infrastructure | Stormwater Treatment Facilities and Pump Stations | Stormwater Ponds - NHD |  | STFPS_PG_2306 |  | Not Affected | Not Affected | Not Affected | Not Affected | Not Affected | Not Affected | Not Affected | Not Affected | Not Affected | Not Affected | Not Affected | Not Affected | Not Affected | Not Affected | Not Affected | Not Affected | Not Affected | Not Affected | Not Affected | Not Affected | Not Affected | 0 | 0 | 0 | 0 | 21 | Polygon
Critical Infrastructure | Stormwater Treatment Facilities and Pump Stations | Stormwater Ponds - NHD |  | STFPS_PG_2307 |  | Not Affected | Not Affected | Not Affected | Not Affected | Not Affected | Not Affected | Not Affected | Not Affected | Not Affected | Not Affected | Not Affected | Not Affected | Not Affected | Not Affected | Not Affected | Not Affected | Not Affected | Not Affected | Not Affected | Not Affected | Not Affected | 0 | 0 | 0 | 0 | 21 | Polygon
Critical Infrastructure | Stormwater Treatment Facilities and Pump Stations | Stormwater Ponds - NHD |  | STFPS_PG_2308 |  | Not Affected | Not Affected | Not Affected | Not Affected | Not Affected | Not Affected | Not Affected | Not Affected | Not Affected | Not Affected | Not Affected | Not Affected | Not Affected | Not Affected | Not Affected | Not Affected | Not Affected | Not Affected | Not Affected | Not Affected | Not Affected | 0 | 0 | 0 | 0 | 21 | Polygon
Critical Infrastructure | Stormwater Treatment Facilities and Pump Stations | Stormwater Ponds - NHD |  | STFPS_PG_2309 |  | Not Affected | Not Affected | Not Affected | Not Affected | Not Affected | Not Affected | Not Affected | Not Affected | Not Affected | Not Affected | Not Affected | Not Affected | Not Affected | Not Affected | Not Affected | Not Affected | Not Affected | Not Affected | Not Affected | Not Affected | Not Affected | 0 | 0 | 0 | 0 | 21 | Polygon
Critical Infrastructure | Stormwater Treatment Facilities and Pump Stations | Stormwater Ponds - NHD |  | STFPS_PG_2310 |  | Not Affected | Not Affected | Not Affected | Not Affected | Not Affected | Not Affected | Not Affected | Not Affected | Not Affected | Not Affected | Not Affected | Not Affected | Not Affected | Not Affected | Not Affected | Not Affected | Not Affected | Not Affected | Not Affected | Not Affected | Not Affected | 0 | 0 | 0 | 0 | 21 | Polygon
Critical Infrastructure | Stormwater Treatment Facilities and Pump Stations | Stormwater Ponds - NHD |  | STFPS_PG_2311 |  | Not Affected | Not Affected | Not Affected | Not Affected | Not Affected | Not Affected | Not Affected | Not Affected | Not Affected | Not Affected | Not Affected | Not Affected | Not Affected | Not Affected | Not Affected | Not Affected | Not Affected | Not Affected | Not Affected | Not Affected | Not Affected | 0 | 0 | 0 | 0 | 21 | Polygon
Critical Infrastructure | Stormwater Treatment Facilities and Pump Stations | Stormwater Ponds - NHD |  | STFPS_PG_2312 |  | Not Affected | Not Affected | Not Affected | Not Affected | Not Affected | Not Affected | Not Affected | Not Affected | Not Affected | Not Affected | Not Affected | Not Affected | Not Affected | Not Affected | Not Affected | Not Affected | Not Affected | Not Affected | Not Affected | Not Affected | Not Affected | 0 | 0 | 0 | 0 | 21 | Polygon
Critical Infrastructure | Stormwater Treatment Facilities and Pump Stations | Stormwater Ponds - NHD |  | STFPS_PG_2315 |  | Not Affected | Not Affected | Not Affected | Not Affected | Not Affected | Not Affected | Not Affected | Not Affected | Not Affected | Not Affected | Not Affected | Not Affected | Not Affected | Not Affected | Not Affected | Not Affected | Not Affected | Not Affected | Not Affected | Not Affected | Not Affected | 0 | 0 | 0 | 0 | 21 | Polygon
Critical Infrastructure | Stormwater Treatment Facilities and Pump Stations | Stormwater Ponds - NHD |  | STFPS_PG_2316 |  | Not Affected | Not Affected | Not Affected | Not Affected | Not Affected | Not Affected | Not Affected | Not Affected | Not Affected | Not Affected | Not Affected | Not Affected | Not Affected | Not Affected | Not Affected | Not Affected | Not Affected | Not Affected | Not Affected | Not Affected | Not Affected | 0 | 0 | 0 | 0 | 21 | Polygon
Critical Infrastructure | Stormwater Treatment Facilities and Pump Stations | Stormwater Ponds - NHD |  | STFPS_PG_2317 |  | Not Affected | Not Affected | Not Affected | Not Affected | Not Affected | Not Affected | Not Affected | Not Affected | Not Affected | Not Affected | Not Affected | Not Affected | Not Affected | Not Affected | Not Affected | Not Affected | Not Affected | Not Affected | Not Affected | Not Affected | Not Affected | 0 | 0 | 0 | 0 | 21 | Polygon
Critical Infrastructure | Stormwater Treatment Facilities and Pump Stations | Stormwater Ponds - NHD |  | STFPS_PG_2318 |  | Not Affected | Not Affected | Not Affected | Not Affected | Not Affected | Not Affected | Not Affected | Not Affected | Not Affected | Not Affected | Not Affected | Not Affected | Not Affected | Not Affected | Not Affected | Not Affected | Not Affected | Not Affected | Not Affected | Not Affected | Not Affected | 0 | 0 | 0 | 0 | 21 | Polygon
Critical Infrastructure | Stormwater Treatment Facilities and Pump Stations | Stormwater Ponds - NHD |  | STFPS_PG_2319 |  | Not Affected | Not Affected | Not Affected | Not Affected | Not Affected | Not Affected | Not Affected | Not Affected | Not Affected | Not Affected | Not Affected | Not Affected | Not Affected | Not Affected | Not Affected | Not Affected | Not Affected | Not Affected | Not Affected | Not Affected | Not Affected | 0 | 0 | 0 | 0 | 21 | Polygon
Critical Infrastructure | Stormwater Treatment Facilities and Pump Stations | Stormwater Ponds - NHD |  | STFPS_PG_2320 |  | Not Affected | Not Affected | Not Affected | Not Affected | Not Affected | Not Affected | Not Affected | Not Affected | Not Affected | Not Affected | Not Affected | Not Affected | Not Affected | Not Affected | Not Affected | Not Affected | Not Affected | Not Affected | Not Affected | Not Affected | Not Affected | 0 | 0 | 0 | 0 | 21 | Polygon
Critical Infrastructure | Stormwater Treatment Facilities and Pump Stations | Stormwater Ponds - NHD |  | STFPS_PG_2321 |  | Not Affected | Not Affected | Not Affected | Not Affected | Not Affected | Not Affected | Not Affected | Not Affected | Not Affected | Not Affected | Not Affected | Not Affected | Not Affected | Not Affected | Not Affected | Not Affected | Not Affected | Not Affected | Not Affected | Not Affected | Not Affected | 0 | 0 | 0 | 0 | 21 | Polygon
Critical Infrastructure | Stormwater Treatment Facilities and Pump Stations | Stormwater Ponds - NHD |  | STFPS_PG_2322 |  | Not Affected | Not Affected | Not Affected | Not Affected | Not Affected | Not Affected | Not Affected | Not Affected | Not Affected | Not Affected | Not Affected | Not Affected | Not Affected | Not Affected | Not Affected | Not Affected | Not Affected | Not Affected | Not Affected | Not Affected | Not Affected | 0 | 0 | 0 | 0 | 21 | Polygon
Critical Infrastructure | Stormwater Treatment Facilities and Pump Stations | Stormwater Ponds - NHD |  | STFPS_PG_2323 |  | Not Affected | Not Affected | Not Affected | Not Affected | Not Affected | Not Affected | Not Affected | Not Affected | Not Affected | Not Affected | Not Affected | Not Affected | Not Affected | Not Affected | Not Affected | Not Affected | Not Affected | Not Affected | Not Affected | Not Affected | Not Affected | 0 | 0 | 0 | 0 | 21 | Polygon
Critical Infrastructure | Stormwater Treatment Facilities and Pump Stations | Stormwater Ponds - NHD |  | STFPS_PG_2324 |  | Not Affected | Not Affected | Not Affected | Not Affected | Not Affected | Not Affected | Not Affected | Not Affected | Not Affected | Not Affected | Not Affected | Not Affected | Not Affected | Not Affected | Not Affected | Not Affected | Not Affected | Not Affected | Not Affected | Not Affected | Not Affected | 0 | 0 | 0 | 0 | 21 | Polygon
Critical Infrastructure | Stormwater Treatment Facilities and Pump Stations | Stormwater Ponds - NHD |  | STFPS_PG_2325 |  | Not Affected | Not Affected | Not Affected | Not Affected | Not Affected | Not Affected | Not Affected | Not Affected | Not Affected | Not Affected | Not Affected | Not Affected | Not Affected | Not Affected | Not Affected | Not Affected | Not Affected | Not Affected | Not Affected | Not Affected | Not Affected | 0 | 0 | 0 | 0 | 21 | Polygon
Critical Infrastructure | Stormwater Treatment Facilities and Pump Stations | Stormwater Ponds - NHD |  | STFPS_PG_2327 |  | Not Affected | Not Affected | Not Affected | Not Affected | Not Affected | Not Affected | Not Affected | Not Affected | Not Affected | Not Affected | Not Affected | Not Affected | Not Affected | Not Affected | Not Affected | Not Affected | Not Affected | Not Affected | Not Affected | Not Affected | Not Affected | 0 | 0 | 0 | 0 | 21 | Polygon
Critical Infrastructure | Stormwater Treatment Facilities and Pump Stations | Stormwater Ponds - NHD |  | STFPS_PG_2329 |  | Not Affected | Not Affected | Not Affected | Not Affected | Not Affected | Not Affected | Not Affected | Not Affected | Not Affected | Not Affected | Not Affected | Not Affected | Not Affected | Not Affected | Not Affected | Not Affected | Not Affected | Not Affected | Not Affected | Not Affected | Not Affected | 0 | 0 | 0 | 0 | 21 | Polygon
Critical Infrastructure | Stormwater Treatment Facilities and Pump Stations | Stormwater Ponds - NHD |  | STFPS_PG_2330 |  | Not Affected | Not Affected | Not Affected | Not Affected | Not Affected | Not Affected | Not Affected | Not Affected | Not Affected | Not Affected | Not Affected | Not Affected | Not Affected | Not Affected | Not Affected | Not Affected | Not Affected | Not Affected | Not Affected | Not Affected | Not Affected | 0 | 0 | 0 | 0 | 21 | Polygon
Critical Infrastructure | Stormwater Treatment Facilities and Pump Stations | Stormwater Ponds - NHD |  | STFPS_PG_2331 |  | Not Affected | Not Affected | Not Affected | Not Affected | Not Affected | Not Affected | Not Affected | Not Affected | Not Affected | Not Affected | Not Affected | Not Affected | Not Affected | Not Affected | Not Affected | Not Affected | Not Affected | Not Affected | Not Affected | Not Affected | Not Affected | 0 | 0 | 0 | 0 | 21 | Polygon
Critical Infrastructure | Stormwater Treatment Facilities and Pump Stations | Stormwater Ponds - NHD |  | STFPS_PG_2332 |  | Not Affected | Not Affected | Not Affected | Not Affected | Not Affected | Not Affected | Not Affected | Not Affected | Not Affected | Not Affected | Not Affected | Not Affected | Not Affected | Not Affected | Not Affected | Not Affected | Not Affected | Not Affected | Not Affected | Not Affected | Not Affected | 0 | 0 | 0 | 0 | 21 | Polygon
Critical Infrastructure | Stormwater Treatment Facilities and Pump Stations | Stormwater Ponds - NHD |  | STFPS_PG_2333 |  | Not Affected | Not Affected | Not Affected | Not Affected | Not Affected | Not Affected | Not Affected | Not Affected | Not Affected | Not Affected | Not Affected | Not Affected | Not Affected | Not Affected | Not Affected | Not Affected | Not Affected | Not Affected | Not Affected | Not Affected | Not Affected | 0 | 0 | 0 | 0 | 21 | Polygon
Critical Infrastructure | Stormwater Treatment Facilities and Pump Stations | Stormwater Ponds - NHD |  | STFPS_PG_2334 |  | Not Affected | Not Affected | Not Affected | Not Affected | Not Affected | Not Affected | Not Affected | Not Affected | Not Affected | Not Affected | Not Affected | Not Affected | Not Affected | Not Affected | Not Affected | Not Affected | Not Affected | Not Affected | Not Affected | Not Affected | Not Affected | 0 | 0 | 0 | 0 | 21 | Polygon
Critical Infrastructure | Stormwater Treatment Facilities and Pump Stations | Stormwater Ponds - NHD |  | STFPS_PG_2335 |  | Not Affected | Not Affected | Not Affected | Not Affected | Not Affected | Not Affected | Not Affected | Not Affected | Not Affected | Not Affected | Not Affected | Not Affected | Not Affected | Not Affected | Not Affected | Not Affected | Not Affected | Not Affected | Not Affected | Not Affected | Not Affected | 0 | 0 | 0 | 0 | 21 | Polygon
Critical Infrastructure | Stormwater Treatment Facilities and Pump Stations | Stormwater Ponds - NHD |  | STFPS_PG_2336 |  | Not Affected | Not Affected | Not Affected | Not Affected | Not Affected | Not Affected | Not Affected | Not Affected | Not Affected | Not Affected | Not Affected | Not Affected | Not Affected | Not Affected | Not Affected | Not Affected | Not Affected | Not Affected | Not Affected | Not Affected | Not Affected | 0 | 0 | 0 | 0 | 21 | Polygon
Critical Infrastructure | Stormwater Treatment Facilities and Pump Stations | Stormwater Ponds - NHD |  | STFPS_PG_2339 |  | Not Affected | Not Affected | Not Affected | Not Affected | Not Affected | Not Affected | Not Affected | Not Affected | Not Affected | Not Affected | Not Affected | Not Affected | Not Affected | Not Affected | Not Affected | Not Affected | Not Affected | Not Affected | Not Affected | Not Affected | Not Affected | 0 | 0 | 0 | 0 | 21 | Polygon
Critical Infrastructure | Stormwater Treatment Facilities and Pump Stations | Stormwater Ponds - NHD |  | STFPS_PG_2340 |  | Not Affected | Not Affected | Not Affected | Not Affected | Not Affected | Not Affected | Not Affected | Not Affected | Not Affected | Not Affected | Not Affected | Not Affected | Not Affected | Not Affected | Not Affected | Not Affected | Not Affected | Not Affected | Not Affected | Not Affected | Not Affected | 0 | 0 | 0 | 0 | 21 | Polygon
Critical Infrastructure | Stormwater Treatment Facilities and Pump Stations | Stormwater Ponds - NHD |  | STFPS_PG_2341 |  | Not Affected | Not Affected | Not Affected | Not Affected | Not Affected | Not Affected | Not Affected | Not Affected | Not Affected | Not Affected | Not Affected | Not Affected | Not Affected | Not Affected | Not Affected | Not Affected | Not Affected | Not Affected | Not Affected | Not Affected | Not Affected | 0 | 0 | 0 | 0 | 21 | Polygon
Critical Infrastructure | Stormwater Treatment Facilities and Pump Stations | Stormwater Ponds - NHD |  | STFPS_PG_2343 |  | Not Affected | Not Affected | Not Affected | Not Affected | Not Affected | Not Affected | Not Affected | Not Affected | Not Affected | Not Affected | Not Affected | Not Affected | Not Affected | Not Affected | Not Affected | Not Affected | Not Affected | Not Affected | Not Affected | Not Affected | Not Affected | 0 | 0 | 0 | 0 | 21 | Polygon
Critical Infrastructure | Stormwater Treatment Facilities and Pump Stations | Stormwater Ponds - NHD |  | STFPS_PG_2348 |  | Not Affected | Not Affected | Not Affected | Not Affected | Not Affected | Not Affected | Not Affected | Not Affected | Not Affected | Not Affected | Not Affected | Not Affected | Not Affected | Not Affected | Not Affected | Not Affected | Not Affected | Not Affected | Not Affected | Not Affected | Not Affected | 0 | 0 | 0 | 0 | 21 | Polygon
Critical Infrastructure | Stormwater Treatment Facilities and Pump Stations | Stormwater Ponds - NHD |  | STFPS_PG_2349 |  | Not Affected | Not Affected | Not Affected | Not Affected | Not Affected | Not Affected | Not Affected | Not Affected | Not Affected | Not Affected | Not Affected | Not Affected | Not Affected | Not Affected | Not Affected | Not Affected | Not Affected | Not Affected | Not Affected | Not Affected | Not Affected | 0 | 0 | 0 | 0 | 21 | Polygon
Critical Infrastructure | Stormwater Treatment Facilities and Pump Stations | Stormwater Ponds - NHD |  | STFPS_PG_2351 |  | Not Affected | Not Affected | Not Affected | Not Affected | Not Affected | Not Affected | Not Affected | Not Affected | Not Affected | Not Affected | Not Affected | Not Affected | Not Affected | Not Affected | Not Affected | Not Affected | Not Affected | Not Affected | Not Affected | Not Affected | Not Affected | 0 | 0 | 0 | 0 | 21 | Polygon
Critical Infrastructure | Stormwater Treatment Facilities and Pump Stations | Stormwater Ponds - NHD |  | STFPS_PG_2352 |  | Not Affected | Not Affected | Not Affected | Not Affected | Not Affected | Not Affected | Not Affected | Not Affected | Not Affected | Not Affected | Not Affected | Not Affected | Not Affected | Not Affected | Not Affected | Not Affected | Not Affected | Not Affected | Not Affected | Not Affected | Not Affected | 0 | 0 | 0 | 0 | 21 | Polygon
Critical Infrastructure | Stormwater Treatment Facilities and Pump Stations | Stormwater Ponds - NHD |  | STFPS_PG_2353 |  | Not Affected | Not Affected | Not Affected | Not Affected | Not Affected | Not Affected | Not Affected | Not Affected | Not Affected | Not Affected | Not Affected | Not Affected | Not Affected | Not Affected | Not Affected | Not Affected | Not Affected | Not Affected | Not Affected | Not Affected | Not Affected | 0 | 0 | 0 | 0 | 21 | Polygon
Critical Infrastructure | Stormwater Treatment Facilities and Pump Stations | Stormwater Ponds - NHD |  | STFPS_PG_2358 |  | Not Affected | Not Affected | Not Affected | Not Affected | Not Affected | Not Affected | Not Affected | Not Affected | Not Affected | Not Affected | Not Affected | Not Affected | Not Affected | Not Affected | Not Affected | Not Affected | Not Affected | Not Affected | Not Affected | Not Affected | Not Affected | 0 | 0 | 0 | 0 | 21 | Polygon
Critical Infrastructure | Stormwater Treatment Facilities and Pump Stations | Stormwater Ponds - NHD |  | STFPS_PG_2359 |  | Not Affected | Not Affected | Not Affected | Not Affected | Not Affected | Not Affected | Not Affected | Not Affected | Not Affected | Not Affected | Not Affected | Not Affected | Not Affected | Not Affected | Not Affected | Not Affected | Not Affected | Not Affected | Not Affected | Not Affected | Not Affected | 0 | 0 | 0 | 0 | 21 | Polygon
Critical Infrastructure | Stormwater Treatment Facilities and Pump Stations | Stormwater Ponds - NHD |  | STFPS_PG_2360 |  | Not Affected | Not Affected | Not Affected | Not Affected | Not Affected | Not Affected | Not Affected | Not Affected | Not Affected | Not Affected | Not Affected | Not Affected | Not Affected | Not Affected | Not Affected | Not Affected | Not Affected | Not Affected | Not Affected | Not Affected | Not Affected | 0 | 0 | 0 | 0 | 21 | Polygon
Critical Infrastructure | Stormwater Treatment Facilities and Pump Stations | Stormwater Ponds - NHD |  | STFPS_PG_2361 |  | Not Affected | Not Affected | Not Affected | Not Affected | Not Affected | Not Affected | Not Affected | Not Affected | Not Affected | Not Affected | Not Affected | Not Affected | Not Affected | Not Affected | Not Affected | Not Affected | Not Affected | Not Affected | Not Affected | Not Affected | Not Affected | 0 | 0 | 0 | 0 | 21 | Polygon
Critical Infrastructure | Stormwater Treatment Facilities and Pump Stations | Stormwater Ponds - NHD |  | STFPS_PG_2362 |  | Not Affected | Not Affected | Not Affected | Not Affected | Not Affected | Not Affected | Not Affected | Not Affected | Not Affected | Not Affected | Not Affected | Not Affected | Not Affected | Not Affected | Not Affected | Not Affected | Not Affected | Not Affected | Not Affected | Not Affected | Not Affected | 0 | 0 | 0 | 0 | 21 | Polygon
Critical Infrastructure | Stormwater Treatment Facilities and Pump Stations | Stormwater Ponds - NHD |  | STFPS_PG_2363 |  | Not Affected | Not Affected | Not Affected | Not Affected | Not Affected | Not Affected | Not Affected | Not Affected | Not Affected | Not Affected | Not Affected | Not Affected | Not Affected | Not Affected | Not Affected | Not Affected | Not Affected | Not Affected | Not Affected | Not Affected | Not Affected | 0 | 0 | 0 | 0 | 21 | Polygon
Critical Infrastructure | Stormwater Treatment Facilities and Pump Stations | Stormwater Ponds - NHD |  | STFPS_PG_2365 |  | Not Affected | Not Affected | Not Affected | Not Affected | Not Affected | Not Affected | Not Affected | Not Affected | Not Affected | Not Affected | Not Affected | Not Affected | Not Affected | Not Affected | Not Affected | Not Affected | Not Affected | Not Affected | Not Affected | Not Affected | Not Affected | 0 | 0 | 0 | 0 | 21 | Polygon
Critical Infrastructure | Stormwater Treatment Facilities and Pump Stations | Stormwater Ponds - NHD |  | STFPS_PG_2367 |  | Not Affected | Not Affected | Not Affected | Not Affected | Not Affected | Not Affected | Not Affected | Not Affected | Not Affected | Not Affected | Not Affected | Not Affected | Not Affected | Not Affected | Not Affected | Not Affected | Not Affected | Not Affected | Not Affected | Not Affected | Not Affected | 0 | 0 | 0 | 0 | 21 | Polygon
Critical Infrastructure | Stormwater Treatment Facilities and Pump Stations | Stormwater Ponds - NHD |  | STFPS_PG_2368 |  | Not Affected | Not Affected | Not Affected | Not Affected | Not Affected | Not Affected | Not Affected | Not Affected | Not Affected | Not Affected | Not Affected | Not Affected | Not Affected | Not Affected | Not Affected | Not Affected | Not Affected | Not Affected | Not Affected | Not Affected | Not Affected | 0 | 0 | 0 | 0 | 21 | Polygon
Critical Infrastructure | Stormwater Treatment Facilities and Pump Stations | Stormwater Ponds - NHD |  | STFPS_PG_2370 |  | Not Affected | Not Affected | Not Affected | Not Affected | Not Affected | Not Affected | Not Affected | Not Affected | Not Affected | Not Affected | Not Affected | Not Affected | Not Affected | Not Affected | Not Affected | Not Affected | Not Affected | Not Affected | Not Affected | Not Affected | Not Affected | 0 | 0 | 0 | 0 | 21 | Polygon
Critical Infrastructure | Stormwater Treatment Facilities and Pump Stations | Stormwater Ponds - NHD |  | STFPS_PG_2372 |  | Not Affected | Not Affected | Not Affected | Not Affected | Not Affected | Not Affected | Not Affected | Not Affected | Not Affected | Not Affected | Not Affected | Not Affected | Not Affected | Not Affected | Not Affected | Not Affected | Not Affected | Not Affected | Not Affected | Not Affected | Not Affected | 0 | 0 | 0 | 0 | 21 | Polygon
Critical Infrastructure | Stormwater Treatment Facilities and Pump Stations | Stormwater Ponds - NHD |  | STFPS_PG_2373 |  | Not Affected | Not Affected | Not Affected | Not Affected | Not Affected | Not Affected | Not Affected | Not Affected | Not Affected | Not Affected | Not Affected | Not Affected | Not Affected | Not Affected | Not Affected | Not Affected | Not Affected | Not Affected | Not Affected | Not Affected | Not Affected | 0 | 0 | 0 | 0 | 21 | Polygon
Critical Infrastructure | Stormwater Treatment Facilities and Pump Stations | Stormwater Ponds - NHD |  | STFPS_PG_2374 |  | Not Affected | Not Affected | Not Affected | Not Affected | Not Affected | Not Affected | Not Affected | Not Affected | Not Affected | Not Affected | Not Affected | Not Affected | Not Affected | Not Affected | Not Affected | Not Affected | Not Affected | Not Affected | Not Affected | Not Affected | Not Affected | 0 | 0 | 0 | 0 | 21 | Polygon
Critical Infrastructure | Stormwater Treatment Facilities and Pump Stations | Stormwater Ponds - NHD |  | STFPS_PG_2375 |  | Not Affected | Not Affected | Not Affected | Not Affected | Not Affected | Not Affected | Not Affected | Not Affected | Not Affected | Not Affected | Not Affected | Not Affected | Not Affected | Not Affected | Not Affected | Not Affected | Not Affected | Not Affected | Not Affected | Not Affected | Not Affected | 0 | 0 | 0 | 0 | 21 | Polygon
Critical Infrastructure | Stormwater Treatment Facilities and Pump Stations | Stormwater Ponds - NHD |  | STFPS_PG_2378 |  | Not Affected | Not Affected | Not Affected | Not Affected | Not Affected | Not Affected | Not Affected | Not Affected | Not Affected | Not Affected | Not Affected | Not Affected | Not Affected | Not Affected | Not Affected | Not Affected | Not Affected | Not Affected | Not Affected | Not Affected | Not Affected | 0 | 0 | 0 | 0 | 21 | Polygon
Critical Infrastructure | Stormwater Treatment Facilities and Pump Stations | Stormwater Ponds - NHD |  | STFPS_PG_2379 |  | Not Affected | Not Affected | Not Affected | Not Affected | Not Affected | Not Affected | Not Affected | Not Affected | Not Affected | Not Affected | Not Affected | Not Affected | Not Affected | Not Affected | Not Affected | Not Affected | Not Affected | Not Affected | Not Affected | Not Affected | Not Affected | 0 | 0 | 0 | 0 | 21 | Polygon
Critical Infrastructure | Stormwater Treatment Facilities and Pump Stations | Stormwater Ponds - NHD |  | STFPS_PG_2383 |  | Not Affected | Not Affected | Not Affected | Not Affected | Not Affected | Not Affected | Not Affected | Not Affected | Not Affected | Not Affected | Not Affected | Not Affected | Not Affected | Not Affected | Not Affected | Not Affected | Not Affected | Not Affected | Not Affected | Not Affected | Not Affected | 0 | 0 | 0 | 0 | 21 | Polygon
Critical Infrastructure | Stormwater Treatment Facilities and Pump Stations | Stormwater Ponds - NHD |  | STFPS_PG_2384 |  | Not Affected | Not Affected | Not Affected | Not Affected | Not Affected | Not Affected | Not Affected | Not Affected | Not Affected | Not Affected | Not Affected | Not Affected | Not Affected | Not Affected | Not Affected | Not Affected | Not Affected | Not Affected | Not Affected | Not Affected | Not Affected | 0 | 0 | 0 | 0 | 21 | Polygon
Critical Infrastructure | Stormwater Treatment Facilities and Pump Stations | Stormwater Ponds - NHD |  | STFPS_PG_2385 |  | Not Affected | Not Affected | Not Affected | Not Affected | Not Affected | Not Affected | Not Affected | Not Affected | Not Affected | Not Affected | Not Affected | Not Affected | Not Affected | Not Affected | Not Affected | Not Affected | Not Affected | Not Affected | Not Affected | Not Affected | Not Affected | 0 | 0 | 0 | 0 | 21 | Polygon
Critical Infrastructure | Stormwater Treatment Facilities and Pump Stations | Stormwater Ponds - NHD |  | STFPS_PG_2386 |  | Not Affected | Not Affected | Not Affected | Not Affected | Not Affected | Not Affected | Not Affected | Not Affected | Not Affected | Not Affected | Not Affected | Not Affected | Not Affected | Not Affected | Not Affected | Not Affected | Not Affected | Not Affected | Not Affected | Not Affected | Not Affected | 0 | 0 | 0 | 0 | 21 | Polygon
Critical Infrastructure | Stormwater Treatment Facilities and Pump Stations | Stormwater Ponds - NHD |  | STFPS_PG_2387 |  | Not Affected | Not Affected | Not Affected | Not Affected | Not Affected | Not Affected | Not Affected | Not Affected | Not Affected | Not Affected | Not Affected | Not Affected | Not Affected | Not Affected | Not Affected | Not Affected | Not Affected | Not Affected | Not Affected | Not Affected | Not Affected | 0 | 0 | 0 | 0 | 21 | Polygon
Critical Infrastructure | Stormwater Treatment Facilities and Pump Stations | Stormwater Ponds - NHD |  | STFPS_PG_2388 |  | Not Affected | Not Affected | Not Affected | Not Affected | Not Affected | Not Affected | Not Affected | Not Affected | Not Affected | Not Affected | Not Affected | Not Affected | Not Affected | Not Affected | Not Affected | Not Affected | Not Affected | Not Affected | Not Affected | Not Affected | Not Affected | 0 | 0 | 0 | 0 | 21 | Polygon
Critical Infrastructure | Stormwater Treatment Facilities and Pump Stations | Stormwater Ponds - NHD |  | STFPS_PG_2389 |  | Not Affected | Not Affected | Not Affected | Not Affected | Not Affected | Not Affected | Not Affected | Not Affected | Not Affected | Not Affected | Not Affected | Not Affected | Not Affected | Not Affected | Not Affected | Not Affected | Not Affected | Not Affected | Not Affected | Not Affected | Not Affected | 0 | 0 | 0 | 0 | 21 | Polygon
Critical Infrastructure | Stormwater Treatment Facilities and Pump Stations | Stormwater Ponds - NHD |  | STFPS_PG_2390 |  | Not Affected | Not Affected | Not Affected | Not Affected | Not Affected | Not Affected | Not Affected | Not Affected | Not Affected | Not Affected | Not Affected | Not Affected | Not Affected | Not Affected | Not Affected | Not Affected | Not Affected | Not Affected | Not Affected | Not Affected | Not Affected | 0 | 0 | 0 | 0 | 21 | Polygon
Critical Infrastructure | Stormwater Treatment Facilities and Pump Stations | Stormwater Ponds - NHD |  | STFPS_PG_2391 |  | Not Affected | Not Affected | Not Affected | Not Affected | Not Affected | Not Affected | Not Affected | Not Affected | Not Affected | Not Affected | Not Affected | Not Affected | Not Affected | Not Affected | Not Affected | Not Affected | Not Affected | Not Affected | Not Affected | Not Affected | Not Affected | 0 | 0 | 0 | 0 | 21 | Polygon
Critical Infrastructure | Stormwater Treatment Facilities and Pump Stations | Stormwater Ponds - NHD |  | STFPS_PG_2392 |  | Not Affected | Not Affected | Not Affected | Not Affected | Not Affected | Not Affected | Not Affected | Not Affected | Not Affected | Not Affected | Not Affected | Not Affected | Not Affected | Not Affected | Not Affected | Not Affected | Not Affected | Not Affected | Not Affected | Not Affected | Not Affected | 0 | 0 | 0 | 0 | 21 | Polygon
Critical Infrastructure | Stormwater Treatment Facilities and Pump Stations | Stormwater Ponds - NHD |  | STFPS_PG_2394 |  | Not Affected | Not Affected | Not Affected | Not Affected | Not Affected | Not Affected | Not Affected | Not Affected | Not Affected | Not Affected | Not Affected | Not Affected | Not Affected | Not Affected | Not Affected | Not Affected | Not Affected | Not Affected | Not Affected | Not Affected | Not Affected | 0 | 0 | 0 | 0 | 21 | Polygon
Critical Infrastructure | Stormwater Treatment Facilities and Pump Stations | Stormwater Ponds - NHD |  | STFPS_PG_2395 |  | Not Affected | Not Affected | Not Affected | Not Affected | Not Affected | Not Affected | Not Affected | Not Affected | Not Affected | Not Affected | Not Affected | Not Affected | Not Affected | Not Affected | Not Affected | Not Affected | Not Affected | Not Affected | Not Affected | Not Affected | Not Affected | 0 | 0 | 0 | 0 | 21 | Polygon
Critical Infrastructure | Stormwater Treatment Facilities and Pump Stations | Stormwater Ponds - NHD |  | STFPS_PG_2396 |  | Not Affected | Not Affected | Not Affected | Not Affected | Not Affected | Not Affected | Not Affected | Not Affected | Not Affected | Not Affected | Not Affected | Not Affected | Not Affected | Not Affected | Not Affected | Not Affected | Not Affected | Not Affected | Not Affected | Not Affected | Not Affected | 0 | 0 | 0 | 0 | 21 | Polygon
Critical Infrastructure | Stormwater Treatment Facilities and Pump Stations | Stormwater Ponds - NHD |  | STFPS_PG_2397 |  | Not Affected | Not Affected | Not Affected | Not Affected | Not Affected | Not Affected | Not Affected | Not Affected | Not Affected | Not Affected | Not Affected | Not Affected | Not Affected | Not Affected | Not Affected | Not Affected | Not Affected | Not Affected | Not Affected | Not Affected | Not Affected | 0 | 0 | 0 | 0 | 21 | Polygon
Critical Infrastructure | Stormwater Treatment Facilities and Pump Stations | Stormwater Ponds - NHD |  | STFPS_PG_2399 |  | Not Affected | Not Affected | Not Affected | Not Affected | Not Affected | Not Affected | Not Affected | Not Affected | Not Affected | Not Affected | Not Affected | Not Affected | Not Affected | Not Affected | Not Affected | Not Affected | Not Affected | Not Affected | Not Affected | Not Affected | Not Affected | 0 | 0 | 0 | 0 | 21 | Polygon
Critical Infrastructure | Stormwater Treatment Facilities and Pump Stations | Stormwater Ponds - NHD |  | STFPS_PG_2401 |  | Not Affected | Not Affected | Not Affected | Not Affected | Not Affected | Not Affected | Not Affected | Not Affected | Not Affected | Not Affected | Not Affected | Not Affected | Not Affected | Not Affected | Not Affected | Not Affected | Not Affected | Not Affected | Not Affected | Not Affected | Not Affected | 0 | 0 | 0 | 0 | 21 | Polygon
Critical Infrastructure | Stormwater Treatment Facilities and Pump Stations | Stormwater Ponds - NHD |  | STFPS_PG_2402 |  | Not Affected | Not Affected | Not Affected | Not Affected | Not Affected | Not Affected | Not Affected | Not Affected | Not Affected | Not Affected | Not Affected | Not Affected | Not Affected | Not Affected | Not Affected | Not Affected | Not Affected | Not Affected | Not Affected | Not Affected | Not Affected | 0 | 0 | 0 | 0 | 21 | Polygon
Critical Infrastructure | Stormwater Treatment Facilities and Pump Stations | Stormwater Ponds - NHD |  | STFPS_PG_2403 |  | Not Affected | Not Affected | Not Affected | Not Affected | Not Affected | Not Affected | Not Affected | Not Affected | Not Affected | Not Affected | Not Affected | Not Affected | Not Affected | Not Affected | Not Affected | Not Affected | Not Affected | Not Affected | Not Affected | Not Affected | Not Affected | 0 | 0 | 0 | 0 | 21 | Polygon
Critical Infrastructure | Stormwater Treatment Facilities and Pump Stations | Stormwater Ponds - NHD |  | STFPS_PG_2404 |  | Not Affected | Not Affected | Not Affected | Not Affected | Not Affected | Not Affected | Not Affected | Not Affected | Not Affected | Not Affected | Not Affected | Not Affected | Not Affected | Not Affected | Not Affected | Not Affected | Not Affected | Not Affected | Not Affected | Not Affected | Not Affected | 0 | 0 | 0 | 0 | 21 | Polygon
Critical Infrastructure | Stormwater Treatment Facilities and Pump Stations | Stormwater Ponds - NHD |  | STFPS_PG_2406 |  | Not Affected | Not Affected | Not Affected | Not Affected | Not Affected | Not Affected | Not Affected | Not Affected | Not Affected | Not Affected | Not Affected | Not Affected | Not Affected | Not Affected | Not Affected | Not Affected | Not Affected | Not Affected | Not Affected | Not Affected | Not Affected | 0 | 0 | 0 | 0 | 21 | Polygon
Critical Infrastructure | Stormwater Treatment Facilities and Pump Stations | Stormwater Ponds - NHD |  | STFPS_PG_2408 |  | Not Affected | Not Affected | Not Affected | Not Affected | Not Affected | Not Affected | Not Affected | Not Affected | Not Affected | Not Affected | Not Affected | Not Affected | Not Affected | Not Affected | Not Affected | Not Affected | Not Affected | Not Affected | Not Affected | Not Affected | Not Affected | 0 | 0 | 0 | 0 | 21 | Polygon
Critical Infrastructure | Stormwater Treatment Facilities and Pump Stations | Stormwater Ponds - NHD |  | STFPS_PG_2409 |  | Not Affected | Not Affected | Not Affected | Not Affected | Not Affected | Not Affected | Not Affected | Not Affected | Not Affected | Not Affected | Not Affected | Not Affected | Not Affected | Not Affected | Not Affected | Not Affected | Not Affected | Not Affected | Not Affected | Not Affected | Not Affected | 0 | 0 | 0 | 0 | 21 | Polygon
Critical Infrastructure | Stormwater Treatment Facilities and Pump Stations | Stormwater Ponds - NHD |  | STFPS_PG_2410 |  | Not Affected | Not Affected | Not Affected | Not Affected | Not Affected | Not Affected | Not Affected | Not Affected | Not Affected | Not Affected | Not Affected | Not Affected | Not Affected | Not Affected | Not Affected | Not Affected | Not Affected | Not Affected | Not Affected | Not Affected | Not Affected | 0 | 0 | 0 | 0 | 21 | Polygon
Critical Infrastructure | Stormwater Treatment Facilities and Pump Stations | Stormwater Ponds - NHD |  | STFPS_PG_2412 |  | Not Affected | Not Affected | Not Affected | Not Affected | Not Affected | Not Affected | Not Affected | Not Affected | Not Affected | Not Affected | Not Affected | Not Affected | Not Affected | Not Affected | Not Affected | Not Affected | Not Affected | Not Affected | Not Affected | Not Affected | Not Affected | 0 | 0 | 0 | 0 | 21 | Polygon
Critical Infrastructure | Stormwater Treatment Facilities and Pump Stations | Stormwater Ponds - NHD |  | STFPS_PG_2418 |  | Not Affected | Not Affected | Not Affected | Not Affected | Not Affected | Not Affected | Not Affected | Not Affected | Not Affected | Not Affected | Not Affected | Not Affected | Not Affected | Not Affected | Not Affected | Not Affected | Not Affected | Not Affected | Not Affected | Not Affected | Not Affected | 0 | 0 | 0 | 0 | 21 | Polygon
Critical Infrastructure | Stormwater Treatment Facilities and Pump Stations | Stormwater Ponds - NHD |  | STFPS_PG_2420 |  | Not Affected | Not Affected | Not Affected | Not Affected | Not Affected | Not Affected | Not Affected | Not Affected | Not Affected | Not Affected | Not Affected | Not Affected | Not Affected | Not Affected | Not Affected | Not Affected | Not Affected | Not Affected | Not Affected | Not Affected | Not Affected | 0 | 0 | 0 | 0 | 21 | Polygon
Critical Infrastructure | Stormwater Treatment Facilities and Pump Stations | Stormwater Ponds - NHD |  | STFPS_PG_2422 |  | Not Affected | Not Affected | Not Affected | Not Affected | Not Affected | Not Affected | Not Affected | Not Affected | Not Affected | Not Affected | Not Affected | Not Affected | Not Affected | Not Affected | Not Affected | Not Affected | Not Affected | Not Affected | Not Affected | Not Affected | Not Affected | 0 | 0 | 0 | 0 | 21 | Polygon
Critical Infrastructure | Stormwater Treatment Facilities and Pump Stations | Stormwater Ponds - NHD |  | STFPS_PG_2424 |  | Not Affected | Not Affected | Not Affected | Not Affected | Not Affected | Not Affected | Not Affected | Not Affected | Not Affected | Not Affected | Not Affected | Not Affected | Not Affected | Not Affected | Not Affected | Not Affected | Not Affected | Not Affected | Not Affected | Not Affected | Not Affected | 0 | 0 | 0 | 0 | 21 | Polygon
Critical Infrastructure | Stormwater Treatment Facilities and Pump Stations | Stormwater Ponds - NHD |  | STFPS_PG_2426 |  | Not Affected | Not Affected | Not Affected | Not Affected | Not Affected | Not Affected | Not Affected | Not Affected | Not Affected | Not Affected | Not Affected | Not Affected | Not Affected | Not Affected | Not Affected | Not Affected | Not Affected | Not Affected | Not Affected | Not Affected | Not Affected | 0 | 0 | 0 | 0 | 21 | Polygon
Critical Infrastructure | Stormwater Treatment Facilities and Pump Stations | Stormwater Ponds - NHD |  | STFPS_PG_2431 |  | Not Affected | Not Affected | Not Affected | Not Affected | Not Affected | Not Affected | Not Affected | Not Affected | Not Affected | Not Affected | Not Affected | Not Affected | Not Affected | Not Affected | Not Affected | Not Affected | Not Affected | Not Affected | Not Affected | Not Affected | Not Affected | 0 | 0 | 0 | 0 | 21 | Polygon
Critical Infrastructure | Stormwater Treatment Facilities and Pump Stations | Stormwater Ponds - NHD |  | STFPS_PG_2432 |  | Not Affected | Not Affected | Not Affected | Not Affected | Not Affected | Not Affected | Not Affected | Not Affected | Not Affected | Not Affected | Not Affected | Not Affected | Not Affected | Not Affected | Not Affected | Not Affected | Not Affected | Not Affected | Not Affected | Not Affected | Not Affected | 0 | 0 | 0 | 0 | 21 | Polygon
Critical Infrastructure | Stormwater Treatment Facilities and Pump Stations | Stormwater Ponds - NHD |  | STFPS_PG_2433 |  | Not Affected | Not Affected | Not Affected | Not Affected | Not Affected | Not Affected | Not Affected | Not Affected | Not Affected | Not Affected | Not Affected | Not Affected | Not Affected | Not Affected | Not Affected | Not Affected | Not Affected | Not Affected | Not Affected | Not Affected | Not Affected | 0 | 0 | 0 | 0 | 21 | Polygon
Critical Infrastructure | Stormwater Treatment Facilities and Pump Stations | Stormwater Ponds - NHD |  | STFPS_PG_2434 |  | Not Affected | Not Affected | Not Affected | Not Affected | Not Affected | Not Affected | Not Affected | Not Affected | Not Affected | Not Affected | Not Affected | Not Affected | Not Affected | Not Affected | Not Affected | Not Affected | Not Affected | Not Affected | Not Affected | Not Affected | Not Affected | 0 | 0 | 0 | 0 | 21 | Polygon
Critical Infrastructure | Stormwater Treatment Facilities and Pump Stations | Stormwater Ponds - NHD |  | STFPS_PG_2436 |  | Not Affected | Not Affected | Not Affected | Not Affected | Not Affected | Not Affected | Not Affected | Not Affected | Not Affected | Not Affected | Not Affected | Not Affected | Not Affected | Not Affected | Not Affected | Not Affected | Not Affected | Not Affected | Not Affected | Not Affected | Not Affected | 0 | 0 | 0 | 0 | 21 | Polygon
Critical Infrastructure | Stormwater Treatment Facilities and Pump Stations | Stormwater Ponds - NHD |  | STFPS_PG_2437 |  | Not Affected | Not Affected | Not Affected | Not Affected | Not Affected | Not Affected | Not Affected | Not Affected | Not Affected | Not Affected | Not Affected | Not Affected | Not Affected | Not Affected | Not Affected | Not Affected | Not Affected | Not Affected | Not Affected | Not Affected | Not Affected | 0 | 0 | 0 | 0 | 21 | Polygon
Critical Infrastructure | Stormwater Treatment Facilities and Pump Stations | Stormwater Ponds - NHD |  | STFPS_PG_2438 |  | Not Affected | Not Affected | Not Affected | Not Affected | Not Affected | Not Affected | Not Affected | Not Affected | Not Affected | Not Affected | Not Affected | Not Affected | Not Affected | Not Affected | Not Affected | Not Affected | Not Affected | Not Affected | Not Affected | Not Affected | Not Affected | 0 | 0 | 0 | 0 | 21 | Polygon
Critical Infrastructure | Stormwater Treatment Facilities and Pump Stations | Stormwater Ponds - NHD |  | STFPS_PG_2440 |  | Not Affected | Not Affected | Not Affected | Not Affected | Not Affected | Not Affected | Not Affected | Not Affected | Not Affected | Not Affected | Not Affected | Not Affected | Not Affected | Not Affected | Not Affected | Not Affected | Not Affected | Not Affected | Not Affected | Not Affected | Not Affected | 0 | 0 | 0 | 0 | 21 | Polygon
Critical Infrastructure | Stormwater Treatment Facilities and Pump Stations | Stormwater Ponds - NHD |  | STFPS_PG_2442 |  | Not Affected | Not Affected | Not Affected | Not Affected | Not Affected | Not Affected | Not Affected | Not Affected | Not Affected | Not Affected | Not Affected | Not Affected | Not Affected | Not Affected | Not Affected | Not Affected | Not Affected | Not Affected | Not Affected | Not Affected | Not Affected | 0 | 0 | 0 | 0 | 21 | Polygon
Critical Infrastructure | Stormwater Treatment Facilities and Pump Stations | Stormwater Ponds - NHD |  | STFPS_PG_2445 |  | Not Affected | Not Affected | Not Affected | Not Affected | Not Affected | Not Affected | Not Affected | Not Affected | Not Affected | Not Affected | Not Affected | Not Affected | Not Affected | Not Affected | Not Affected | Not Affected | Not Affected | Not Affected | Not Affected | Not Affected | Not Affected | 0 | 0 | 0 | 0 | 21 | Polygon
Critical Infrastructure | Stormwater Treatment Facilities and Pump Stations | Stormwater Ponds - NHD |  | STFPS_PG_2447 |  | Not Affected | Not Affected | Not Affected | Not Affected | Not Affected | Not Affected | Not Affected | Not Affected | Not Affected | Not Affected | Not Affected | Not Affected | Not Affected | Not Affected | Not Affected | Not Affected | Not Affected | Not Affected | Not Affected | Not Affected | Not Affected | 0 | 0 | 0 | 0 | 21 | Polygon
Critical Infrastructure | Stormwater Treatment Facilities and Pump Stations | Stormwater Ponds - NHD |  | STFPS_PG_2451 |  | Not Affected | Not Affected | Not Affected | Not Affected | Not Affected | Not Affected | Not Affected | Not Affected | Not Affected | Not Affected | Not Affected | Not Affected | Not Affected | Not Affected | Not Affected | Not Affected | Not Affected | Not Affected | Not Affected | Not Affected | Not Affected | 0 | 0 | 0 | 0 | 21 | Polygon
Critical Infrastructure | Stormwater Treatment Facilities and Pump Stations | Stormwater Ponds - NHD |  | STFPS_PG_2452 |  | Not Affected | Not Affected | Not Affected | Not Affected | Not Affected | Not Affected | Not Affected | Not Affected | Not Affected | Not Affected | Not Affected | Not Affected | Not Affected | Not Affected | Not Affected | Not Affected | Not Affected | Not Affected | Not Affected | Not Affected | Not Affected | 0 | 0 | 0 | 0 | 21 | Polygon
Critical Infrastructure | Stormwater Treatment Facilities and Pump Stations | Stormwater Ponds - NHD |  | STFPS_PG_2455 |  | Not Affected | Not Affected | Not Affected | Not Affected | Not Affected | Not Affected | Not Affected | Not Affected | Not Affected | Not Affected | Not Affected | Not Affected | Not Affected | Not Affected | Not Affected | Not Affected | Not Affected | Not Affected | Not Affected | Not Affected | Not Affected | 0 | 0 | 0 | 0 | 21 | Polygon
Critical Infrastructure | Stormwater Treatment Facilities and Pump Stations | Stormwater Ponds - NHD |  | STFPS_PG_2462 |  | Not Affected | Not Affected | Not Affected | Not Affected | Not Affected | Not Affected | Not Affected | Not Affected | Not Affected | Not Affected | Not Affected | Not Affected | Not Affected | Not Affected | Not Affected | Not Affected | Not Affected | Not Affected | Not Affected | Not Affected | Not Affected | 0 | 0 | 0 | 0 | 21 | Polygon
Critical Infrastructure | Stormwater Treatment Facilities and Pump Stations | Stormwater Ponds - NHD |  | STFPS_PG_2463 |  | Not Affected | Not Affected | Not Affected | Not Affected | Not Affected | Not Affected | Not Affected | Not Affected | Not Affected | Not Affected | Not Affected | Not Affected | Not Affected | Not Affected | Not Affected | Not Affected | Not Affected | Not Affected | Not Affected | Not Affected | Not Affected | 0 | 0 | 0 | 0 | 21 | Polygon
Critical Infrastructure | Stormwater Treatment Facilities and Pump Stations | Stormwater Ponds - NHD |  | STFPS_PG_2464 |  | Not Affected | Not Affected | Not Affected | Not Affected | Not Affected | Not Affected | Not Affected | Not Affected | Not Affected | Not Affected | Not Affected | Not Affected | Not Affected | Not Affected | Not Affected | Not Affected | Not Affected | Not Affected | Not Affected | Not Affected | Not Affected | 0 | 0 | 0 | 0 | 21 | Polygon
Critical Infrastructure | Stormwater Treatment Facilities and Pump Stations | Stormwater Ponds - NHD |  | STFPS_PG_2465 |  | Not Affected | Not Affected | Not Affected | Not Affected | Not Affected | Not Affected | Not Affected | Not Affected | Not Affected | Not Affected | Not Affected | Not Affected | Not Affected | Not Affected | Not Affected | Not Affected | Not Affected | Not Affected | Not Affected | Not Affected | Not Affected | 0 | 0 | 0 | 0 | 21 | Polygon
Critical Infrastructure | Stormwater Treatment Facilities and Pump Stations | Stormwater Ponds - NHD |  | STFPS_PG_2466 |  | Not Affected | Not Affected | Not Affected | Not Affected | Not Affected | Not Affected | Not Affected | Not Affected | Not Affected | Not Affected | Not Affected | Not Affected | Not Affected | Not Affected | Not Affected | Not Affected | Not Affected | Not Affected | Not Affected | Not Affected | Not Affected | 0 | 0 | 0 | 0 | 21 | Polygon
Critical Infrastructure | Stormwater Treatment Facilities and Pump Stations | Stormwater Ponds - NHD |  | STFPS_PG_2468 |  | Not Affected | Not Affected | Not Affected | Not Affected | Not Affected | Not Affected | Not Affected | Not Affected | Not Affected | Not Affected | Not Affected | Not Affected | Not Affected | Not Affected | Not Affected | Not Affected | Not Affected | Not Affected | Not Affected | Not Affected | Not Affected | 0 | 0 | 0 | 0 | 21 | Polygon
Critical Infrastructure | Stormwater Treatment Facilities and Pump Stations | Stormwater Ponds - NHD |  | STFPS_PG_2469 |  | Not Affected | Not Affected | Not Affected | Not Affected | Not Affected | Not Affected | Not Affected | Not Affected | Not Affected | Not Affected | Not Affected | Not Affected | Not Affected | Not Affected | Not Affected | Not Affected | Not Affected | Not Affected | Not Affected | Not Affected | Not Affected | 0 | 0 | 0 | 0 | 21 | Polygon
Critical Infrastructure | Stormwater Treatment Facilities and Pump Stations | Stormwater Ponds - NHD |  | STFPS_PG_2470 |  | Not Affected | Not Affected | Not Affected | Not Affected | Not Affected | Not Affected | Not Affected | Not Affected | Not Affected | Not Affected | Not Affected | Not Affected | Not Affected | Not Affected | Not Affected | Not Affected | Not Affected | Not Affected | Not Affected | Not Affected | Not Affected | 0 | 0 | 0 | 0 | 21 | Polygon
Critical Infrastructure | Stormwater Treatment Facilities and Pump Stations | Stormwater Ponds - NHD |  | STFPS_PG_2473 |  | Not Affected | Not Affected | Not Affected | Not Affected | Not Affected | Not Affected | Not Affected | Not Affected | Not Affected | Not Affected | Not Affected | Not Affected | Not Affected | Not Affected | Not Affected | Not Affected | Not Affected | Not Affected | Not Affected | Not Affected | Not Affected | 0 | 0 | 0 | 0 | 21 | Polygon
Critical Infrastructure | Stormwater Treatment Facilities and Pump Stations | Stormwater Ponds - NHD |  | STFPS_PG_2474 |  | Not Affected | Not Affected | Not Affected | Not Affected | Not Affected | Not Affected | Not Affected | Not Affected | Not Affected | Not Affected | Not Affected | Not Affected | Not Affected | Not Affected | Not Affected | Not Affected | Not Affected | Not Affected | Not Affected | Not Affected | Not Affected | 0 | 0 | 0 | 0 | 21 | Polygon
Critical Infrastructure | Stormwater Treatment Facilities and Pump Stations | Stormwater Ponds - NHD |  | STFPS_PG_2475 |  | Not Affected | Not Affected | Not Affected | Not Affected | Not Affected | Not Affected | Not Affected | Not Affected | Not Affected | Not Affected | Not Affected | Not Affected | Not Affected | Not Affected | Not Affected | Not Affected | Not Affected | Not Affected | Not Affected | Not Affected | Not Affected | 0 | 0 | 0 | 0 | 21 | Polygon
Critical Infrastructure | Stormwater Treatment Facilities and Pump Stations | Stormwater Ponds - NHD |  | STFPS_PG_2478 |  | Not Affected | Not Affected | Not Affected | Not Affected | Not Affected | Not Affected | Not Affected | Not Affected | Not Affected | Not Affected | Not Affected | Not Affected | Not Affected | Not Affected | Not Affected | Not Affected | Not Affected | Not Affected | Not Affected | Not Affected | Not Affected | 0 | 0 | 0 | 0 | 21 | Polygon
Critical Infrastructure | Stormwater Treatment Facilities and Pump Stations | Stormwater Ponds - NHD |  | STFPS_PG_2481 |  | Not Affected | Not Affected | Not Affected | Not Affected | Not Affected | Not Affected | Not Affected | Not Affected | Not Affected | Not Affected | Not Affected | Not Affected | Not Affected | Not Affected | Not Affected | Not Affected | Not Affected | Not Affected | Not Affected | Not Affected | Not Affected | 0 | 0 | 0 | 0 | 21 | Polygon
Critical Infrastructure | Stormwater Treatment Facilities and Pump Stations | Stormwater Ponds - NHD |  | STFPS_PG_2482 |  | Not Affected | Not Affected | Not Affected | Not Affected | Not Affected | Not Affected | Not Affected | Not Affected | Not Affected | Not Affected | Not Affected | Not Affected | Not Affected | Not Affected | Not Affected | Not Affected | Not Affected | Not Affected | Not Affected | Not Affected | Not Affected | 0 | 0 | 0 | 0 | 21 | Polygon
Critical Infrastructure | Stormwater Treatment Facilities and Pump Stations | Stormwater Ponds - NHD |  | STFPS_PG_2485 |  | Not Affected | Not Affected | Not Affected | Not Affected | Not Affected | Not Affected | Not Affected | Not Affected | Not Affected | Not Affected | Not Affected | Not Affected | Not Affected | Not Affected | Not Affected | Not Affected | Not Affected | Not Affected | Not Affected | Not Affected | Not Affected | 0 | 0 | 0 | 0 | 21 | Polygon
Critical Infrastructure | Stormwater Treatment Facilities and Pump Stations | Stormwater Ponds - NHD |  | STFPS_PG_2488 |  | Not Affected | Not Affected | Not Affected | Not Affected | Not Affected | Not Affected | Not Affected | Not Affected | Not Affected | Not Affected | Not Affected | Not Affected | Not Affected | Not Affected | Not Affected | Not Affected | Not Affected | Not Affected | Not Affected | Not Affected | Not Affected | 0 | 0 | 0 | 0 | 21 | Polygon
Critical Infrastructure | Stormwater Treatment Facilities and Pump Stations | Stormwater Ponds - NHD |  | STFPS_PG_2491 |  | Not Affected | Not Affected | Not Affected | Not Affected | Not Affected | Not Affected | Not Affected | Not Affected | Not Affected | Not Affected | Not Affected | Not Affected | Not Affected | Not Affected | Not Affected | Not Affected | Not Affected | Not Affected | Not Affected | Not Affected | Not Affected | 0 | 0 | 0 | 0 | 21 | Polygon
Critical Infrastructure | Stormwater Treatment Facilities and Pump Stations | Stormwater Ponds - NHD |  | STFPS_PG_2493 |  | Not Affected | Not Affected | Not Affected | Not Affected | Not Affected | Not Affected | Not Affected | Not Affected | Not Affected | Not Affected | Not Affected | Not Affected | Not Affected | Not Affected | Not Affected | Not Affected | Not Affected | Not Affected | Not Affected | Not Affected | Not Affected | 0 | 0 | 0 | 0 | 21 | Polygon
Critical Infrastructure | Stormwater Treatment Facilities and Pump Stations | Stormwater Ponds - NHD |  | STFPS_PG_2494 |  | Not Affected | Not Affected | Not Affected | Not Affected | Not Affected | Not Affected | Not Affected | Not Affected | Not Affected | Not Affected | Not Affected | Not Affected | Not Affected | Not Affected | Not Affected | Not Affected | Not Affected | Not Affected | Not Affected | Not Affected | Not Affected | 0 | 0 | 0 | 0 | 21 | Polygon
Critical Infrastructure | Stormwater Treatment Facilities and Pump Stations | Stormwater Ponds - NHD |  | STFPS_PG_2495 |  | Not Affected | Not Affected | Not Affected | Not Affected | Not Affected | Not Affected | Not Affected | Not Affected | Not Affected | Not Affected | Not Affected | Not Affected | Not Affected | Not Affected | Not Affected | Not Affected | Not Affected | Not Affected | Not Affected | Not Affected | Not Affected | 0 | 0 | 0 | 0 | 21 | Polygon
Critical Infrastructure | Stormwater Treatment Facilities and Pump Stations | Stormwater Ponds - NHD |  | STFPS_PG_2497 |  | Not Affected | Not Affected | Not Affected | Not Affected | Not Affected | Not Affected | Not Affected | Not Affected | Not Affected | Not Affected | Not Affected | Not Affected | Not Affected | Not Affected | Not Affected | Not Affected | Not Affected | Not Affected | Not Affected | Not Affected | Not Affected | 0 | 0 | 0 | 0 | 21 | Polygon
Critical Infrastructure | Stormwater Treatment Facilities and Pump Stations | Stormwater Ponds - NHD |  | STFPS_PG_2499 |  | Not Affected | Not Affected | Not Affected | Not Affected | Not Affected | Not Affected | Not Affected | Not Affected | Not Affected | Not Affected | Not Affected | Not Affected | Not Affected | Not Affected | Not Affected | Not Affected | Not Affected | Not Affected | Not Affected | Not Affected | Not Affected | 0 | 0 | 0 | 0 | 21 | Polygon
Critical Infrastructure | Stormwater Treatment Facilities and Pump Stations | Stormwater Ponds - NHD |  | STFPS_PG_2503 |  | Not Affected | Not Affected | Not Affected | Not Affected | Not Affected | Not Affected | Not Affected | Not Affected | Not Affected | Not Affected | Not Affected | Not Affected | Not Affected | Not Affected | Not Affected | Not Affected | Not Affected | Not Affected | Not Affected | Not Affected | Not Affected | 0 | 0 | 0 | 0 | 21 | Polygon
Critical Infrastructure | Stormwater Treatment Facilities and Pump Stations | Stormwater Ponds - NHD |  | STFPS_PG_2505 |  | Not Affected | Not Affected | Not Affected | Not Affected | Not Affected | Not Affected | Not Affected | Not Affected | Not Affected | Not Affected | Not Affected | Not Affected | Not Affected | Not Affected | Not Affected | Not Affected | Not Affected | Not Affected | Not Affected | Not Affected | Not Affected | 0 | 0 | 0 | 0 | 21 | Polygon
Critical Infrastructure | Stormwater Treatment Facilities and Pump Stations | Stormwater Ponds - NHD |  | STFPS_PG_2506 |  | Not Affected | Not Affected | Not Affected | Not Affected | Not Affected | Not Affected | Not Affected | Not Affected | Not Affected | Not Affected | Not Affected | Not Affected | Not Affected | Not Affected | Not Affected | Not Affected | Not Affected | Not Affected | Not Affected | Not Affected | Not Affected | 0 | 0 | 0 | 0 | 21 | Polygon
Critical Infrastructure | Stormwater Treatment Facilities and Pump Stations | Stormwater Ponds - NHD |  | STFPS_PG_2507 |  | Not Affected | Not Affected | Not Affected | Not Affected | Not Affected | Not Affected | Not Affected | Not Affected | Not Affected | Not Affected | Not Affected | Not Affected | Not Affected | Not Affected | Not Affected | Not Affected | Not Affected | Not Affected | Not Affected | Not Affected | Not Affected | 0 | 0 | 0 | 0 | 21 | Polygon
Critical Infrastructure | Stormwater Treatment Facilities and Pump Stations | Stormwater Ponds - NHD |  | STFPS_PG_2508 |  | Not Affected | Not Affected | Not Affected | Not Affected | Not Affected | Not Affected | Not Affected | Not Affected | Not Affected | Not Affected | Not Affected | Not Affected | Not Affected | Not Affected | Not Affected | Not Affected | Not Affected | Not Affected | Not Affected | Not Affected | Not Affected | 0 | 0 | 0 | 0 | 21 | Polygon
Critical Infrastructure | Stormwater Treatment Facilities and Pump Stations | Stormwater Ponds - NHD |  | STFPS_PG_2509 |  | Not Affected | Not Affected | Not Affected | Not Affected | Not Affected | Not Affected | Not Affected | Not Affected | Not Affected | Not Affected | Not Affected | Not Affected | Not Affected | Not Affected | Not Affected | Not Affected | Not Affected | Not Affected | Not Affected | Not Affected | Not Affected | 0 | 0 | 0 | 0 | 21 | Polygon
Critical Infrastructure | Stormwater Treatment Facilities and Pump Stations | Stormwater Ponds - NHD |  | STFPS_PG_2511 |  | Not Affected | Not Affected | Not Affected | Not Affected | Not Affected | Not Affected | Not Affected | Not Affected | Not Affected | Not Affected | Not Affected | Not Affected | Not Affected | Not Affected | Not Affected | Not Affected | Not Affected | Not Affected | Not Affected | Not Affected | Not Affected | 0 | 0 | 0 | 0 | 21 | Polygon
Critical Infrastructure | Stormwater Treatment Facilities and Pump Stations | Stormwater Ponds - NHD |  | STFPS_PG_2512 |  | Not Affected | Not Affected | Not Affected | Not Affected | Not Affected | Not Affected | Not Affected | Not Affected | Not Affected | Not Affected | Not Affected | Not Affected | Not Affected | Not Affected | Not Affected | Not Affected | Not Affected | Not Affected | Not Affected | Not Affected | Not Affected | 0 | 0 | 0 | 0 | 21 | Polygon
Critical Infrastructure | Stormwater Treatment Facilities and Pump Stations | Stormwater Ponds - NHD |  | STFPS_PG_2513 |  | Not Affected | Not Affected | Not Affected | Not Affected | Not Affected | Not Affected | Not Affected | Not Affected | Not Affected | Not Affected | Not Affected | Not Affected | Not Affected | Not Affected | Not Affected | Not Affected | Not Affected | Not Affected | Not Affected | Not Affected | Not Affected | 0 | 0 | 0 | 0 | 21 | Polygon
Critical Infrastructure | Stormwater Treatment Facilities and Pump Stations | Stormwater Ponds - NHD |  | STFPS_PG_2514 |  | Not Affected | Not Affected | Not Affected | Not Affected | Not Affected | Not Affected | Not Affected | Not Affected | Not Affected | Not Affected | Not Affected | Not Affected | Not Affected | Not Affected | Not Affected | Not Affected | Not Affected | Not Affected | Not Affected | Not Affected | Not Affected | 0 | 0 | 0 | 0 | 21 | Polygon
Critical Infrastructure | Stormwater Treatment Facilities and Pump Stations | Stormwater Ponds - NHD |  | STFPS_PG_2516 |  | Not Affected | Not Affected | Not Affected | Not Affected | Not Affected | Not Affected | Not Affected | Not Affected | Not Affected | Not Affected | Not Affected | Not Affected | Not Affected | Not Affected | Not Affected | Not Affected | Not Affected | Not Affected | Not Affected | Not Affected | Not Affected | 0 | 0 | 0 | 0 | 21 | Polygon
Critical Infrastructure | Stormwater Treatment Facilities and Pump Stations | Stormwater Ponds - NHD |  | STFPS_PG_2518 |  | Not Affected | Not Affected | Not Affected | Not Affected | Not Affected | Not Affected | Not Affected | Not Affected | Not Affected | Not Affected | Not Affected | Not Affected | Not Affected | Not Affected | Not Affected | Not Affected | Not Affected | Not Affected | Not Affected | Not Affected | Not Affected | 0 | 0 | 0 | 0 | 21 | Polygon
Critical Infrastructure | Stormwater Treatment Facilities and Pump Stations | Stormwater Ponds - NHD |  | STFPS_PG_2519 |  | Not Affected | Not Affected | Not Affected | Not Affected | Not Affected | Not Affected | Not Affected | Not Affected | Not Affected | Not Affected | Not Affected | Not Affected | Not Affected | Not Affected | Not Affected | Not Affected | Not Affected | Not Affected | Not Affected | Not Affected | Not Affected | 0 | 0 | 0 | 0 | 21 | Polygon
Critical Infrastructure | Stormwater Treatment Facilities and Pump Stations | Stormwater Ponds - NHD |  | STFPS_PG_2523 |  | Not Affected | Not Affected | Not Affected | Not Affected | Not Affected | Not Affected | Not Affected | Not Affected | Not Affected | Not Affected | Not Affected | Not Affected | Not Affected | Not Affected | Not Affected | Not Affected | Not Affected | Not Affected | Not Affected | Not Affected | Not Affected | 0 | 0 | 0 | 0 | 21 | Polygon
Critical Infrastructure | Stormwater Treatment Facilities and Pump Stations | Stormwater Ponds - NHD |  | STFPS_PG_2528 |  | Not Affected | Not Affected | Not Affected | Not Affected | Not Affected | Not Affected | Not Affected | Not Affected | Not Affected | Not Affected | Not Affected | Not Affected | Not Affected | Not Affected | Not Affected | Not Affected | Not Affected | Not Affected | Not Affected | Not Affected | Not Affected | 0 | 0 | 0 | 0 | 21 | Polygon
Critical Infrastructure | Stormwater Treatment Facilities and Pump Stations | Stormwater Ponds - NHD |  | STFPS_PG_2529 |  | Not Affected | Not Affected | Not Affected | Not Affected | Not Affected | Not Affected | Not Affected | Not Affected | Not Affected | Not Affected | Not Affected | Not Affected | Not Affected | Not Affected | Not Affected | Not Affected | Not Affected | Not Affected | Not Affected | Not Affected | Not Affected | 0 | 0 | 0 | 0 | 21 | Polygon
Critical Infrastructure | Stormwater Treatment Facilities and Pump Stations | Stormwater Ponds - NHD |  | STFPS_PG_2532 |  | Not Affected | Not Affected | Not Affected | Not Affected | Not Affected | Not Affected | Not Affected | Not Affected | Not Affected | Not Affected | Not Affected | Not Affected | Not Affected | Not Affected | Not Affected | Not Affected | Not Affected | Not Affected | Not Affected | Not Affected | Not Affected | 0 | 0 | 0 | 0 | 21 | Polygon
Critical Infrastructure | Stormwater Treatment Facilities and Pump Stations | Stormwater Ponds - NHD |  | STFPS_PG_2536 |  | Not Affected | Not Affected | Not Affected | Not Affected | Not Affected | Not Affected | Not Affected | Not Affected | Not Affected | Not Affected | Not Affected | Not Affected | Not Affected | Not Affected | Not Affected | Not Affected | Not Affected | Not Affected | Not Affected | Not Affected | Not Affected | 0 | 0 | 0 | 0 | 21 | Polygon
Critical Infrastructure | Stormwater Treatment Facilities and Pump Stations | Stormwater Ponds - NHD |  | STFPS_PG_2538 |  | Not Affected | Not Affected | Not Affected | Not Affected | Not Affected | Not Affected | Not Affected | Not Affected | Not Affected | Not Affected | Not Affected | Not Affected | Not Affected | Not Affected | Not Affected | Not Affected | Not Affected | Not Affected | Not Affected | Not Affected | Not Affected | 0 | 0 | 0 | 0 | 21 | Polygon
Critical Infrastructure | Stormwater Treatment Facilities and Pump Stations | Stormwater Ponds - NHD |  | STFPS_PG_2541 |  | Not Affected | Not Affected | Not Affected | Not Affected | Not Affected | Not Affected | Not Affected | Not Affected | Not Affected | Not Affected | Not Affected | Not Affected | Not Affected | Not Affected | Not Affected | Not Affected | Not Affected | Not Affected | Not Affected | Not Affected | Not Affected | 0 | 0 | 0 | 0 | 21 | Polygon
Critical Infrastructure | Stormwater Treatment Facilities and Pump Stations | Stormwater Ponds - NHD |  | STFPS_PG_2546 |  | Not Affected | Not Affected | Not Affected | Not Affected | Not Affected | Not Affected | Not Affected | Not Affected | Not Affected | Not Affected | Not Affected | Not Affected | Not Affected | Not Affected | Not Affected | Not Affected | Not Affected | Not Affected | Not Affected | Not Affected | Not Affected | 0 | 0 | 0 | 0 | 21 | Polygon
Critical Infrastructure | Stormwater Treatment Facilities and Pump Stations | Stormwater Ponds - NHD |  | STFPS_PG_2547 |  | Not Affected | Not Affected | Not Affected | Not Affected | Not Affected | Not Affected | Not Affected | Not Affected | Not Affected | Not Affected | Not Affected | Not Affected | Not Affected | Not Affected | Not Affected | Not Affected | Not Affected | Not Affected | Not Affected | Not Affected | Not Affected | 0 | 0 | 0 | 0 | 21 | Polygon
Critical Infrastructure | Stormwater Treatment Facilities and Pump Stations | Stormwater Ponds - NHD |  | STFPS_PG_2549 |  | Not Affected | Not Affected | Not Affected | Not Affected | Not Affected | Not Affected | Not Affected | Not Affected | Not Affected | Not Affected | Not Affected | Not Affected | Not Affected | Not Affected | Not Affected | Not Affected | Not Affected | Not Affected | Not Affected | Not Affected | Not Affected | 0 | 0 | 0 | 0 | 21 | Polygon
Critical Infrastructure | Stormwater Treatment Facilities and Pump Stations | Stormwater Ponds - NHD |  | STFPS_PG_2550 |  | Not Affected | Not Affected | Not Affected | Not Affected | Not Affected | Not Affected | Not Affected | Not Affected | Not Affected | Not Affected | Not Affected | Not Affected | Not Affected | Not Affected | Not Affected | Not Affected | Not Affected | Not Affected | Not Affected | Not Affected | Not Affected | 0 | 0 | 0 | 0 | 21 | Polygon
Critical Infrastructure | Stormwater Treatment Facilities and Pump Stations | Stormwater Ponds - NHD |  | STFPS_PG_2552 |  | Not Affected | Not Affected | Not Affected | Not Affected | Not Affected | Not Affected | Not Affected | Not Affected | Not Affected | Not Affected | Not Affected | Not Affected | Not Affected | Not Affected | Not Affected | Not Affected | Not Affected | Not Affected | Not Affected | Not Affected | Not Affected | 0 | 0 | 0 | 0 | 21 | Polygon
Critical Infrastructure | Stormwater Treatment Facilities and Pump Stations | Stormwater Ponds - NHD |  | STFPS_PG_2554 |  | Not Affected | Not Affected | Not Affected | Not Affected | Not Affected | Not Affected | Not Affected | Not Affected | Not Affected | Not Affected | Not Affected | Not Affected | Not Affected | Not Affected | Not Affected | Not Affected | Not Affected | Not Affected | Not Affected | Not Affected | Not Affected | 0 | 0 | 0 | 0 | 21 | Polygon
Critical Infrastructure | Stormwater Treatment Facilities and Pump Stations | Stormwater Ponds - NHD |  | STFPS_PG_2556 |  | Not Affected | Not Affected | Not Affected | Not Affected | Not Affected | Not Affected | Not Affected | Not Affected | Not Affected | Not Affected | Not Affected | Not Affected | Not Affected | Not Affected | Not Affected | Not Affected | Not Affected | Not Affected | Not Affected | Not Affected | Not Affected | 0 | 0 | 0 | 0 | 21 | Polygon
Critical Infrastructure | Stormwater Treatment Facilities and Pump Stations | Stormwater Ponds - NHD |  | STFPS_PG_2559 |  | Not Affected | Not Affected | Not Affected | Not Affected | Not Affected | Not Affected | Not Affected | Not Affected | Not Affected | Not Affected | Not Affected | Not Affected | Not Affected | Not Affected | Not Affected | Not Affected | Not Affected | Not Affected | Not Affected | Not Affected | Not Affected | 0 | 0 | 0 | 0 | 21 | Polygon
Critical Infrastructure | Stormwater Treatment Facilities and Pump Stations | Stormwater Ponds - NHD |  | STFPS_PG_2560 |  | Not Affected | Not Affected | Not Affected | Not Affected | Not Affected | Not Affected | Not Affected | Not Affected | Not Affected | Not Affected | Not Affected | Not Affected | Not Affected | Not Affected | Not Affected | Not Affected | Not Affected | Not Affected | Not Affected | Not Affected | Not Affected | 0 | 0 | 0 | 0 | 21 | Polygon
Critical Infrastructure | Stormwater Treatment Facilities and Pump Stations | Stormwater Ponds - NHD |  | STFPS_PG_2562 |  | Not Affected | Not Affected | Not Affected | Not Affected | Not Affected | Not Affected | Not Affected | Not Affected | Not Affected | Not Affected | Not Affected | Not Affected | Not Affected | Not Affected | Not Affected | Not Affected | Not Affected | Not Affected | Not Affected | Not Affected | Not Affected | 0 | 0 | 0 | 0 | 21 | Polygon
Critical Infrastructure | Stormwater Treatment Facilities and Pump Stations | Stormwater Ponds - NHD |  | STFPS_PG_2563 |  | Not Affected | Not Affected | Not Affected | Not Affected | Not Affected | Not Affected | Not Affected | Not Affected | Not Affected | Not Affected | Not Affected | Not Affected | Not Affected | Not Affected | Not Affected | Not Affected | Not Affected | Not Affected | Not Affected | Not Affected | Not Affected | 0 | 0 | 0 | 0 | 21 | Polygon
Critical Infrastructure | Stormwater Treatment Facilities and Pump Stations | Stormwater Ponds - NHD |  | STFPS_PG_2565 |  | Not Affected | Not Affected | Not Affected | Not Affected | Not Affected | Not Affected | Not Affected | Not Affected | Not Affected | Not Affected | Not Affected | Not Affected | Not Affected | Not Affected | Not Affected | Not Affected | Not Affected | Not Affected | Not Affected | Not Affected | Not Affected | 0 | 0 | 0 | 0 | 21 | Polygon
Critical Infrastructure | Stormwater Treatment Facilities and Pump Stations | Stormwater Ponds - NHD |  | STFPS_PG_2567 |  | Not Affected | Not Affected | Not Affected | Not Affected | Not Affected | Not Affected | Not Affected | Not Affected | Not Affected | Not Affected | Not Affected | Not Affected | Not Affected | Not Affected | Not Affected | Not Affected | Not Affected | Not Affected | Not Affected | Not Affected | Not Affected | 0 | 0 | 0 | 0 | 21 | Polygon
Critical Infrastructure | Stormwater Treatment Facilities and Pump Stations | Stormwater Ponds - NHD |  | STFPS_PG_2568 |  | Not Affected | Not Affected | Not Affected | Not Affected | Not Affected | Not Affected | Not Affected | Not Affected | Not Affected | Not Affected | Not Affected | Not Affected | Not Affected | Not Affected | Not Affected | Not Affected | Not Affected | Not Affected | Not Affected | Not Affected | Not Affected | 0 | 0 | 0 | 0 | 21 | Polygon
Critical Infrastructure | Stormwater Treatment Facilities and Pump Stations | Stormwater Ponds - NHD |  | STFPS_PG_2570 |  | Not Affected | Not Affected | Not Affected | Not Affected | Not Affected | Not Affected | Not Affected | Not Affected | Not Affected | Not Affected | Not Affected | Not Affected | Not Affected | Not Affected | Not Affected | Not Affected | Not Affected | Not Affected | Not Affected | Not Affected | Not Affected | 0 | 0 | 0 | 0 | 21 | Polygon
Critical Infrastructure | Stormwater Treatment Facilities and Pump Stations | Stormwater Ponds - NHD |  | STFPS_PG_2571 |  | Not Affected | Not Affected | Not Affected | Not Affected | Not Affected | Not Affected | Not Affected | Not Affected | Not Affected | Not Affected | Not Affected | Not Affected | Not Affected | Not Affected | Not Affected | Not Affected | Not Affected | Not Affected | Not Affected | Not Affected | Not Affected | 0 | 0 | 0 | 0 | 21 | Polygon
Critical Infrastructure | Stormwater Treatment Facilities and Pump Stations | Stormwater Ponds - NHD |  | STFPS_PG_2572 |  | Not Affected | Not Affected | Not Affected | Not Affected | Not Affected | Not Affected | Not Affected | Not Affected | Not Affected | Not Affected | Not Affected | Not Affected | Not Affected | Not Affected | Not Affected | Not Affected | Not Affected | Not Affected | Not Affected | Not Affected | Not Affected | 0 | 0 | 0 | 0 | 21 | Polygon
Critical Infrastructure | Stormwater Treatment Facilities and Pump Stations | Stormwater Ponds - NHD |  | STFPS_PG_2574 |  | Not Affected | Not Affected | Not Affected | Not Affected | Not Affected | Not Affected | Not Affected | Not Affected | Not Affected | Not Affected | Not Affected | Not Affected | Not Affected | Not Affected | Not Affected | Not Affected | Not Affected | Not Affected | Not Affected | Not Affected | Not Affected | 0 | 0 | 0 | 0 | 21 | Polygon
Critical Infrastructure | Stormwater Treatment Facilities and Pump Stations | Stormwater Ponds - NHD |  | STFPS_PG_2575 |  | Not Affected | Not Affected | Not Affected | Not Affected | Not Affected | Not Affected | Not Affected | Not Affected | Not Affected | Not Affected | Not Affected | Not Affected | Not Affected | Not Affected | Not Affected | Not Affected | Not Affected | Not Affected | Not Affected | Not Affected | Not Affected | 0 | 0 | 0 | 0 | 21 | Polygon
Critical Infrastructure | Stormwater Treatment Facilities and Pump Stations | Stormwater Ponds - NHD |  | STFPS_PG_2576 |  | Not Affected | Not Affected | Not Affected | Not Affected | Not Affected | Not Affected | Not Affected | Not Affected | Not Affected | Not Affected | Not Affected | Not Affected | Not Affected | Not Affected | Not Affected | Not Affected | Not Affected | Not Affected | Not Affected | Not Affected | Not Affected | 0 | 0 | 0 | 0 | 21 | Polygon
Critical Infrastructure | Stormwater Treatment Facilities and Pump Stations | Stormwater Ponds - NHD |  | STFPS_PG_2577 |  | Not Affected | Not Affected | Not Affected | Not Affected | Not Affected | Not Affected | Not Affected | Not Affected | Not Affected | Not Affected | Not Affected | Not Affected | Not Affected | Not Affected | Not Affected | Not Affected | Not Affected | Not Affected | Not Affected | Not Affected | Not Affected | 0 | 0 | 0 | 0 | 21 | Polygon
Critical Infrastructure | Stormwater Treatment Facilities and Pump Stations | Stormwater Ponds - NHD |  | STFPS_PG_2581 |  | Not Affected | Not Affected | Not Affected | Not Affected | Not Affected | Not Affected | Not Affected | Not Affected | Not Affected | Not Affected | Not Affected | Not Affected | Not Affected | Not Affected | Not Affected | Not Affected | Not Affected | Not Affected | Not Affected | Not Affected | Not Affected | 0 | 0 | 0 | 0 | 21 | Polygon
Critical Infrastructure | Stormwater Treatment Facilities and Pump Stations | Stormwater Ponds - NHD |  | STFPS_PG_2583 |  | Not Affected | Not Affected | Not Affected | Not Affected | Not Affected | Not Affected | Not Affected | Not Affected | Not Affected | Not Affected | Not Affected | Not Affected | Not Affected | Not Affected | Not Affected | Not Affected | Not Affected | Not Affected | Not Affected | Not Affected | Not Affected | 0 | 0 | 0 | 0 | 21 | Polygon
Critical Infrastructure | Stormwater Treatment Facilities and Pump Stations | Stormwater Ponds - NHD |  | STFPS_PG_2585 |  | Not Affected | Not Affected | Not Affected | Not Affected | Not Affected | Not Affected | Not Affected | Not Affected | Not Affected | Not Affected | Not Affected | Not Affected | Not Affected | Not Affected | Not Affected | Not Affected | Not Affected | Not Affected | Not Affected | Not Affected | Not Affected | 0 | 0 | 0 | 0 | 21 | Polygon
Critical Infrastructure | Stormwater Treatment Facilities and Pump Stations | Stormwater Ponds - NHD |  | STFPS_PG_2586 |  | Not Affected | Not Affected | Not Affected | Not Affected | Not Affected | Not Affected | Not Affected | Not Affected | Not Affected | Not Affected | Not Affected | Not Affected | Not Affected | Not Affected | Not Affected | Not Affected | Not Affected | Not Affected | Not Affected | Not Affected | Not Affected | 0 | 0 | 0 | 0 | 21 | Polygon
Critical Infrastructure | Stormwater Treatment Facilities and Pump Stations | Stormwater Ponds - NHD |  | STFPS_PG_2587 |  | Not Affected | Not Affected | Not Affected | Not Affected | Not Affected | Not Affected | Not Affected | Not Affected | Not Affected | Not Affected | Not Affected | Not Affected | Not Affected | Not Affected | Not Affected | Not Affected | Not Affected | Not Affected | Not Affected | Not Affected | Not Affected | 0 | 0 | 0 | 0 | 21 | Polygon
Critical Infrastructure | Stormwater Treatment Facilities and Pump Stations | Stormwater Ponds - NHD |  | STFPS_PG_2588 |  | Not Affected | Not Affected | Not Affected | Not Affected | Not Affected | Not Affected | Not Affected | Not Affected | Not Affected | Not Affected | Not Affected | Not Affected | Not Affected | Not Affected | Not Affected | Not Affected | Not Affected | Not Affected | Not Affected | Not Affected | Not Affected | 0 | 0 | 0 | 0 | 21 | Polygon
Critical Infrastructure | Stormwater Treatment Facilities and Pump Stations | Stormwater Ponds - NHD |  | STFPS_PG_2589 |  | Not Affected | Not Affected | Not Affected | Not Affected | Not Affected | Not Affected | Not Affected | Not Affected | Not Affected | Not Affected | Not Affected | Not Affected | Not Affected | Not Affected | Not Affected | Not Affected | Not Affected | Not Affected | Not Affected | Not Affected | Not Affected | 0 | 0 | 0 | 0 | 21 | Polygon
Critical Infrastructure | Stormwater Treatment Facilities and Pump Stations | Stormwater Ponds - NHD |  | STFPS_PG_2590 |  | Not Affected | Not Affected | Not Affected | Not Affected | Not Affected | Not Affected | Not Affected | Not Affected | Not Affected | Not Affected | Not Affected | Not Affected | Not Affected | Not Affected | Not Affected | Not Affected | Not Affected | Not Affected | Not Affected | Not Affected | Not Affected | 0 | 0 | 0 | 0 | 21 | Polygon
Critical Infrastructure | Stormwater Treatment Facilities and Pump Stations | Stormwater Ponds - NHD |  | STFPS_PG_2593 |  | Not Affected | Not Affected | Not Affected | Not Affected | Not Affected | Not Affected | Not Affected | Not Affected | Not Affected | Not Affected | Not Affected | Not Affected | Not Affected | Not Affected | Not Affected | Not Affected | Not Affected | Not Affected | Not Affected | Not Affected | Not Affected | 0 | 0 | 0 | 0 | 21 | Polygon
Critical Infrastructure | Stormwater Treatment Facilities and Pump Stations | Stormwater Ponds - NHD |  | STFPS_PG_2594 |  | Not Affected | Not Affected | Not Affected | Not Affected | Not Affected | Not Affected | Not Affected | Not Affected | Not Affected | Not Affected | Not Affected | Not Affected | Not Affected | Not Affected | Not Affected | Not Affected | Not Affected | Not Affected | Not Affected | Not Affected | Not Affected | 0 | 0 | 0 | 0 | 21 | Polygon
Critical Infrastructure | Stormwater Treatment Facilities and Pump Stations | Stormwater Ponds - NHD |  | STFPS_PG_2595 |  | Not Affected | Not Affected | Not Affected | Not Affected | Not Affected | Not Affected | Not Affected | Not Affected | Not Affected | Not Affected | Not Affected | Not Affected | Not Affected | Not Affected | Not Affected | Not Affected | Not Affected | Not Affected | Not Affected | Not Affected | Not Affected | 0 | 0 | 0 | 0 | 21 | Polygon
Critical Infrastructure | Stormwater Treatment Facilities and Pump Stations | Stormwater Ponds - NHD |  | STFPS_PG_2596 |  | Not Affected | Not Affected | Not Affected | Not Affected | Not Affected | Not Affected | Not Affected | Not Affected | Not Affected | Not Affected | Not Affected | Not Affected | Not Affected | Not Affected | Not Affected | Not Affected | Not Affected | Not Affected | Not Affected | Not Affected | Not Affected | 0 | 0 | 0 | 0 | 21 | Polygon
Critical Infrastructure | Stormwater Treatment Facilities and Pump Stations | Stormwater Ponds - NHD |  | STFPS_PG_2598 |  | Not Affected | Not Affected | Not Affected | Not Affected | Not Affected | Not Affected | Not Affected | Not Affected | Not Affected | Not Affected | Not Affected | Not Affected | Not Affected | Not Affected | Not Affected | Not Affected | Not Affected | Not Affected | Not Affected | Not Affected | Not Affected | 0 | 0 | 0 | 0 | 21 | Polygon
Critical Infrastructure | Stormwater Treatment Facilities and Pump Stations | Stormwater Ponds - NHD |  | STFPS_PG_2603 |  | Not Affected | Not Affected | Not Affected | Not Affected | Not Affected | Not Affected | Not Affected | Not Affected | Not Affected | Not Affected | Not Affected | Not Affected | Not Affected | Not Affected | Not Affected | Not Affected | Not Affected | Not Affected | Not Affected | Not Affected | Not Affected | 0 | 0 | 0 | 0 | 21 | Polygon
Critical Infrastructure | Stormwater Treatment Facilities and Pump Stations | Stormwater Ponds - NHD |  | STFPS_PG_2604 |  | Not Affected | Not Affected | Not Affected | Not Affected | Not Affected | Not Affected | Not Affected | Not Affected | Not Affected | Not Affected | Not Affected | Not Affected | Not Affected | Not Affected | Not Affected | Not Affected | Not Affected | Not Affected | Not Affected | Not Affected | Not Affected | 0 | 0 | 0 | 0 | 21 | Polygon
Critical Infrastructure | Stormwater Treatment Facilities and Pump Stations | Stormwater Ponds - NHD |  | STFPS_PG_2605 |  | Not Affected | Not Affected | Not Affected | Not Affected | Not Affected | Not Affected | Not Affected | Not Affected | Not Affected | Not Affected | Not Affected | Not Affected | Not Affected | Not Affected | Not Affected | Not Affected | Not Affected | Not Affected | Not Affected | Not Affected | Not Affected | 0 | 0 | 0 | 0 | 21 | Polygon
Critical Infrastructure | Stormwater Treatment Facilities and Pump Stations | Stormwater Ponds - NHD |  | STFPS_PG_2607 |  | Not Affected | Not Affected | Not Affected | Not Affected | Not Affected | Not Affected | Not Affected | Not Affected | Not Affected | Not Affected | Not Affected | Not Affected | Not Affected | Not Affected | Not Affected | Not Affected | Not Affected | Not Affected | Not Affected | Not Affected | Not Affected | 0 | 0 | 0 | 0 | 21 | Polygon
Critical Infrastructure | Stormwater Treatment Facilities and Pump Stations | Stormwater Ponds - NHD |  | STFPS_PG_2608 |  | Not Affected | Not Affected | Not Affected | Not Affected | Not Affected | Not Affected | Not Affected | Not Affected | Not Affected | Not Affected | Not Affected | Not Affected | Not Affected | Not Affected | Not Affected | Not Affected | Not Affected | Not Affected | Not Affected | Not Affected | Not Affected | 0 | 0 | 0 | 0 | 21 | Polygon
Critical Infrastructure | Stormwater Treatment Facilities and Pump Stations | Stormwater Ponds - NHD |  | STFPS_PG_2609 |  | Not Affected | Not Affected | Not Affected | Not Affected | Not Affected | Not Affected | Not Affected | Not Affected | Not Affected | Not Affected | Not Affected | Not Affected | Not Affected | Not Affected | Not Affected | Not Affected | Not Affected | Not Affected | Not Affected | Not Affected | Not Affected | 0 | 0 | 0 | 0 | 21 | Polygon
Critical Infrastructure | Stormwater Treatment Facilities and Pump Stations | Stormwater Ponds - NHD |  | STFPS_PG_2610 |  | Not Affected | Not Affected | Not Affected | Not Affected | Not Affected | Not Affected | Not Affected | Not Affected | Not Affected | Not Affected | Not Affected | Not Affected | Not Affected | Not Affected | Not Affected | Not Affected | Not Affected | Not Affected | Not Affected | Not Affected | Not Affected | 0 | 0 | 0 | 0 | 21 | Polygon
Critical Infrastructure | Stormwater Treatment Facilities and Pump Stations | Stormwater Ponds - NHD |  | STFPS_PG_2616 |  | Not Affected | Not Affected | Not Affected | Not Affected | Not Affected | Not Affected | Not Affected | Not Affected | Not Affected | Not Affected | Not Affected | Not Affected | Not Affected | Not Affected | Not Affected | Not Affected | Not Affected | Not Affected | Not Affected | Not Affected | Not Affected | 0 | 0 | 0 | 0 | 21 | Polygon
Critical Infrastructure | Stormwater Treatment Facilities and Pump Stations | Stormwater Ponds - NHD |  | STFPS_PG_2617 |  | Not Affected | Not Affected | Not Affected | Not Affected | Not Affected | Not Affected | Not Affected | Not Affected | Not Affected | Not Affected | Not Affected | Not Affected | Not Affected | Not Affected | Not Affected | Not Affected | Not Affected | Not Affected | Not Affected | Not Affected | Not Affected | 0 | 0 | 0 | 0 | 21 | Polygon
Critical Infrastructure | Stormwater Treatment Facilities and Pump Stations | Stormwater Ponds - NHD |  | STFPS_PG_2618 |  | Not Affected | Not Affected | Not Affected | Not Affected | Not Affected | Not Affected | Not Affected | Not Affected | Not Affected | Not Affected | Not Affected | Not Affected | Not Affected | Not Affected | Not Affected | Not Affected | Not Affected | Not Affected | Not Affected | Not Affected | Not Affected | 0 | 0 | 0 | 0 | 21 | Polygon
Critical Infrastructure | Stormwater Treatment Facilities and Pump Stations | Stormwater Ponds - NHD |  | STFPS_PG_2619 |  | Not Affected | Not Affected | Not Affected | Not Affected | Not Affected | Not Affected | Not Affected | Not Affected | Not Affected | Not Affected | Not Affected | Not Affected | Not Affected | Not Affected | Not Affected | Not Affected | Not Affected | Not Affected | Not Affected | Not Affected | Not Affected | 0 | 0 | 0 | 0 | 21 | Polygon
Critical Infrastructure | Stormwater Treatment Facilities and Pump Stations | Stormwater Ponds - NHD |  | STFPS_PG_2621 |  | Not Affected | Not Affected | Not Affected | Not Affected | Not Affected | Not Affected | Not Affected | Not Affected | Not Affected | Not Affected | Not Affected | Not Affected | Not Affected | Not Affected | Not Affected | Not Affected | Not Affected | Not Affected | Not Affected | Not Affected | Not Affected | 0 | 0 | 0 | 0 | 21 | Polygon
Critical Infrastructure | Stormwater Treatment Facilities and Pump Stations | Stormwater Ponds - NHD |  | STFPS_PG_2622 |  | Not Affected | Not Affected | Not Affected | Not Affected | Not Affected | Not Affected | Not Affected | Not Affected | Not Affected | Not Affected | Not Affected | Not Affected | Not Affected | Not Affected | Not Affected | Not Affected | Not Affected | Not Affected | Not Affected | Not Affected | Not Affected | 0 | 0 | 0 | 0 | 21 | Polygon
Critical Infrastructure | Stormwater Treatment Facilities and Pump Stations | Stormwater Ponds - NHD |  | STFPS_PG_2623 |  | Not Affected | Not Affected | Not Affected | Not Affected | Not Affected | Not Affected | Not Affected | Not Affected | Not Affected | Not Affected | Not Affected | Not Affected | Not Affected | Not Affected | Not Affected | Not Affected | Not Affected | Not Affected | Not Affected | Not Affected | Not Affected | 0 | 0 | 0 | 0 | 21 | Polygon
Critical Infrastructure | Stormwater Treatment Facilities and Pump Stations | Stormwater Ponds - NHD |  | STFPS_PG_2624 |  | Not Affected | Not Affected | Not Affected | Not Affected | Not Affected | Not Affected | Not Affected | Not Affected | Not Affected | Not Affected | Not Affected | Not Affected | Not Affected | Not Affected | Not Affected | Not Affected | Not Affected | Not Affected | Not Affected | Not Affected | Not Affected | 0 | 0 | 0 | 0 | 21 | Polygon
Critical Infrastructure | Stormwater Treatment Facilities and Pump Stations | Stormwater Ponds - NHD |  | STFPS_PG_2625 |  | Not Affected | Not Affected | Not Affected | Not Affected | Not Affected | Not Affected | Not Affected | Not Affected | Not Affected | Not Affected | Not Affected | Not Affected | Not Affected | Not Affected | Not Affected | Not Affected | Not Affected | Not Affected | Not Affected | Not Affected | Not Affected | 0 | 0 | 0 | 0 | 21 | Polygon
Critical Infrastructure | Stormwater Treatment Facilities and Pump Stations | Stormwater Ponds - NHD |  | STFPS_PG_2627 |  | Not Affected | Not Affected | Not Affected | Not Affected | Not Affected | Not Affected | Not Affected | Not Affected | Not Affected | Not Affected | Not Affected | Not Affected | Not Affected | Not Affected | Not Affected | Not Affected | Not Affected | Not Affected | Not Affected | Not Affected | Not Affected | 0 | 0 | 0 | 0 | 21 | Polygon
Critical Infrastructure | Stormwater Treatment Facilities and Pump Stations | Stormwater Ponds - NHD |  | STFPS_PG_2628 |  | Not Affected | Not Affected | Not Affected | Not Affected | Not Affected | Not Affected | Not Affected | Not Affected | Not Affected | Not Affected | Not Affected | Not Affected | Not Affected | Not Affected | Not Affected | Not Affected | Not Affected | Not Affected | Not Affected | Not Affected | Not Affected | 0 | 0 | 0 | 0 | 21 | Polygon
Critical Infrastructure | Stormwater Treatment Facilities and Pump Stations | Stormwater Ponds - NHD |  | STFPS_PG_2634 |  | Not Affected | Not Affected | Not Affected | Not Affected | Not Affected | Not Affected | Not Affected | Not Affected | Not Affected | Not Affected | Not Affected | Not Affected | Not Affected | Not Affected | Not Affected | Not Affected | Not Affected | Not Affected | Not Affected | Not Affected | Not Affected | 0 | 0 | 0 | 0 | 21 | Polygon
Critical Infrastructure | Stormwater Treatment Facilities and Pump Stations | Stormwater Ponds - NHD |  | STFPS_PG_2635 |  | Not Affected | Not Affected | Not Affected | Not Affected | Not Affected | Not Affected | Not Affected | Not Affected | Not Affected | Not Affected | Not Affected | Not Affected | Not Affected | Not Affected | Not Affected | Not Affected | Not Affected | Not Affected | Not Affected | Not Affected | Not Affected | 0 | 0 | 0 | 0 | 21 | Polygon
Critical Infrastructure | Stormwater Treatment Facilities and Pump Stations | Stormwater Ponds - NHD |  | STFPS_PG_2636 |  | Not Affected | Not Affected | Not Affected | Not Affected | Not Affected | Not Affected | Not Affected | Not Affected | Not Affected | Not Affected | Not Affected | Not Affected | Not Affected | Not Affected | Not Affected | Not Affected | Not Affected | Not Affected | Not Affected | Not Affected | Not Affected | 0 | 0 | 0 | 0 | 21 | Polygon
Critical Infrastructure | Stormwater Treatment Facilities and Pump Stations | Stormwater Ponds - NHD |  | STFPS_PG_2637 |  | Not Affected | Not Affected | Not Affected | Not Affected | Not Affected | Not Affected | Not Affected | Not Affected | Not Affected | Not Affected | Not Affected | Not Affected | Not Affected | Not Affected | Not Affected | Not Affected | Not Affected | Not Affected | Not Affected | Not Affected | Not Affected | 0 | 0 | 0 | 0 | 21 | Polygon
Critical Infrastructure | Stormwater Treatment Facilities and Pump Stations | Stormwater Ponds - NHD |  | STFPS_PG_2638 |  | Not Affected | Not Affected | Not Affected | Not Affected | Not Affected | Not Affected | Not Affected | Not Affected | Not Affected | Not Affected | Not Affected | Not Affected | Not Affected | Not Affected | Not Affected | Not Affected | Not Affected | Not Affected | Not Affected | Not Affected | Not Affected | 0 | 0 | 0 | 0 | 21 | Polygon
Critical Infrastructure | Stormwater Treatment Facilities and Pump Stations | Stormwater Ponds - NHD |  | STFPS_PG_2639 |  | Not Affected | Not Affected | Not Affected | Not Affected | Not Affected | Not Affected | Not Affected | Not Affected | Not Affected | Not Affected | Not Affected | Not Affected | Not Affected | Not Affected | Not Affected | Not Affected | Not Affected | Not Affected | Not Affected | Not Affected | Not Affected | 0 | 0 | 0 | 0 | 21 | Polygon
Critical Infrastructure | Stormwater Treatment Facilities and Pump Stations | Stormwater Ponds - NHD |  | STFPS_PG_2640 |  | Not Affected | Not Affected | Not Affected | Not Affected | Not Affected | Not Affected | Not Affected | Not Affected | Not Affected | Not Affected | Not Affected | Not Affected | Not Affected | Not Affected | Not Affected | Not Affected | Not Affected | Not Affected | Not Affected | Not Affected | Not Affected | 0 | 0 | 0 | 0 | 21 | Polygon
Critical Infrastructure | Stormwater Treatment Facilities and Pump Stations | Stormwater Ponds - NHD |  | STFPS_PG_2641 |  | Not Affected | Not Affected | Not Affected | Not Affected | Not Affected | Not Affected | Not Affected | Not Affected | Not Affected | Not Affected | Not Affected | Not Affected | Not Affected | Not Affected | Not Affected | Not Affected | Not Affected | Not Affected | Not Affected | Not Affected | Not Affected | 0 | 0 | 0 | 0 | 21 | Polygon
Critical Infrastructure | Stormwater Treatment Facilities and Pump Stations | Stormwater Ponds - NHD |  | STFPS_PG_2643 |  | Not Affected | Not Affected | Not Affected | Not Affected | Not Affected | Not Affected | Not Affected | Not Affected | Not Affected | Not Affected | Not Affected | Not Affected | Not Affected | Not Affected | Not Affected | Not Affected | Not Affected | Not Affected | Not Affected | Not Affected | Not Affected | 0 | 0 | 0 | 0 | 21 | Polygon
Critical Infrastructure | Stormwater Treatment Facilities and Pump Stations | Stormwater Ponds - NHD |  | STFPS_PG_2647 |  | Not Affected | Not Affected | Not Affected | Not Affected | Not Affected | Not Affected | Not Affected | Not Affected | Not Affected | Not Affected | Not Affected | Not Affected | Not Affected | Not Affected | Not Affected | Not Affected | Not Affected | Not Affected | Not Affected | Not Affected | Not Affected | 0 | 0 | 0 | 0 | 21 | Polygon
Critical Infrastructure | Stormwater Treatment Facilities and Pump Stations | Stormwater Ponds - NHD |  | STFPS_PG_2648 |  | Not Affected | Not Affected | Not Affected | Not Affected | Not Affected | Not Affected | Not Affected | Not Affected | Not Affected | Not Affected | Not Affected | Not Affected | Not Affected | Not Affected | Not Affected | Not Affected | Not Affected | Not Affected | Not Affected | Not Affected | Not Affected | 0 | 0 | 0 | 0 | 21 | Polygon
Critical Infrastructure | Stormwater Treatment Facilities and Pump Stations | Stormwater Ponds - NHD |  | STFPS_PG_2649 |  | Not Affected | Not Affected | Not Affected | Not Affected | Not Affected | Not Affected | Not Affected | Not Affected | Not Affected | Not Affected | Not Affected | Not Affected | Not Affected | Not Affected | Not Affected | Not Affected | Not Affected | Not Affected | Not Affected | Not Affected | Not Affected | 0 | 0 | 0 | 0 | 21 | Polygon
Critical Infrastructure | Stormwater Treatment Facilities and Pump Stations | Stormwater Ponds - NHD |  | STFPS_PG_2652 |  | Not Affected | Not Affected | Not Affected | Not Affected | Not Affected | Not Affected | Not Affected | Not Affected | Not Affected | Not Affected | Not Affected | Not Affected | Not Affected | Not Affected | Not Affected | Not Affected | Not Affected | Not Affected | Not Affected | Not Affected | Not Affected | 0 | 0 | 0 | 0 | 21 | Polygon
Critical Infrastructure | Stormwater Treatment Facilities and Pump Stations | Stormwater Ponds - NHD |  | STFPS_PG_2656 |  | Not Affected | Not Affected | Not Affected | Not Affected | Not Affected | Not Affected | Not Affected | Not Affected | Not Affected | Not Affected | Not Affected | Not Affected | Not Affected | Not Affected | Not Affected | Not Affected | Not Affected | Not Affected | Not Affected | Not Affected | Not Affected | 0 | 0 | 0 | 0 | 21 | Polygon
Critical Infrastructure | Stormwater Treatment Facilities and Pump Stations | Stormwater Ponds - NHD |  | STFPS_PG_2657 |  | Not Affected | Not Affected | Not Affected | Not Affected | Not Affected | Not Affected | Not Affected | Not Affected | Not Affected | Not Affected | Not Affected | Not Affected | Not Affected | Not Affected | Not Affected | Not Affected | Not Affected | Not Affected | Not Affected | Not Affected | Not Affected | 0 | 0 | 0 | 0 | 21 | Polygon
Critical Infrastructure | Stormwater Treatment Facilities and Pump Stations | Stormwater Ponds - NHD |  | STFPS_PG_2659 |  | Not Affected | Not Affected | Not Affected | Not Affected | Not Affected | Not Affected | Not Affected | Not Affected | Not Affected | Not Affected | Not Affected | Not Affected | Not Affected | Not Affected | Not Affected | Not Affected | Not Affected | Not Affected | Not Affected | Not Affected | Not Affected | 0 | 0 | 0 | 0 | 21 | Polygon
Critical Infrastructure | Stormwater Treatment Facilities and Pump Stations | Stormwater Ponds - NHD |  | STFPS_PG_2660 |  | Not Affected | Not Affected | Not Affected | Not Affected | Not Affected | Not Affected | Not Affected | Not Affected | Not Affected | Not Affected | Not Affected | Not Affected | Not Affected | Not Affected | Not Affected | Not Affected | Not Affected | Not Affected | Not Affected | Not Affected | Not Affected | 0 | 0 | 0 | 0 | 21 | Polygon
Critical Infrastructure | Stormwater Treatment Facilities and Pump Stations | Stormwater Ponds - NHD |  | STFPS_PG_2661 |  | Not Affected | Not Affected | Not Affected | Not Affected | Not Affected | Not Affected | Not Affected | Not Affected | Not Affected | Not Affected | Not Affected | Not Affected | Not Affected | Not Affected | Not Affected | Not Affected | Not Affected | Not Affected | Not Affected | Not Affected | Not Affected | 0 | 0 | 0 | 0 | 21 | Polygon
Critical Infrastructure | Stormwater Treatment Facilities and Pump Stations | Stormwater Ponds - NHD |  | STFPS_PG_2663 |  | Not Affected | Not Affected | Not Affected | Not Affected | Not Affected | Not Affected | Not Affected | Not Affected | Not Affected | Not Affected | Not Affected | Not Affected | Not Affected | Not Affected | Not Affected | Not Affected | Not Affected | Not Affected | Not Affected | Not Affected | Not Affected | 0 | 0 | 0 | 0 | 21 | Polygon
Critical Infrastructure | Stormwater Treatment Facilities and Pump Stations | Stormwater Ponds - NHD |  | STFPS_PG_2665 |  | Not Affected | Not Affected | Not Affected | Not Affected | Not Affected | Not Affected | Not Affected | Not Affected | Not Affected | Not Affected | Not Affected | Not Affected | Not Affected | Not Affected | Not Affected | Not Affected | Not Affected | Not Affected | Not Affected | Not Affected | Not Affected | 0 | 0 | 0 | 0 | 21 | Polygon
Critical Infrastructure | Stormwater Treatment Facilities and Pump Stations | Stormwater Ponds - NHD |  | STFPS_PG_2666 |  | Not Affected | Not Affected | Not Affected | Not Affected | Not Affected | Not Affected | Not Affected | Not Affected | Not Affected | Not Affected | Not Affected | Not Affected | Not Affected | Not Affected | Not Affected | Not Affected | Not Affected | Not Affected | Not Affected | Not Affected | Not Affected | 0 | 0 | 0 | 0 | 21 | Polygon
Critical Infrastructure | Stormwater Treatment Facilities and Pump Stations | Stormwater Ponds - NHD |  | STFPS_PG_2667 |  | Not Affected | Not Affected | Not Affected | Not Affected | Not Affected | Not Affected | Not Affected | Not Affected | Not Affected | Not Affected | Not Affected | Not Affected | Not Affected | Not Affected | Not Affected | Not Affected | Not Affected | Not Affected | Not Affected | Not Affected | Not Affected | 0 | 0 | 0 | 0 | 21 | Polygon
Critical Infrastructure | Stormwater Treatment Facilities and Pump Stations | Stormwater Ponds - NHD |  | STFPS_PG_2669 |  | Not Affected | Not Affected | Not Affected | Not Affected | Not Affected | Not Affected | Not Affected | Not Affected | Not Affected | Not Affected | Not Affected | Not Affected | Not Affected | Not Affected | Not Affected | Not Affected | Not Affected | Not Affected | Not Affected | Not Affected | Not Affected | 0 | 0 | 0 | 0 | 21 | Polygon
Critical Infrastructure | Stormwater Treatment Facilities and Pump Stations | Stormwater Ponds - NHD |  | STFPS_PG_2671 |  | Not Affected | Not Affected | Not Affected | Not Affected | Not Affected | Not Affected | Not Affected | Not Affected | Not Affected | Not Affected | Not Affected | Not Affected | Not Affected | Not Affected | Not Affected | Not Affected | Not Affected | Not Affected | Not Affected | Not Affected | Not Affected | 0 | 0 | 0 | 0 | 21 | Polygon
Critical Infrastructure | Stormwater Treatment Facilities and Pump Stations | Stormwater Ponds - NHD |  | STFPS_PG_2672 |  | Not Affected | Not Affected | Not Affected | Not Affected | Not Affected | Not Affected | Not Affected | Not Affected | Not Affected | Not Affected | Not Affected | Not Affected | Not Affected | Not Affected | Not Affected | Not Affected | Not Affected | Not Affected | Not Affected | Not Affected | Not Affected | 0 | 0 | 0 | 0 | 21 | Polygon
Critical Infrastructure | Stormwater Treatment Facilities and Pump Stations | Stormwater Ponds - NHD |  | STFPS_PG_2675 |  | Not Affected | Not Affected | Not Affected | Not Affected | Not Affected | Not Affected | Not Affected | Not Affected | Not Affected | Not Affected | Not Affected | Not Affected | Not Affected | Not Affected | Not Affected | Not Affected | Not Affected | Not Affected | Not Affected | Not Affected | Not Affected | 0 | 0 | 0 | 0 | 21 | Polygon
Critical Infrastructure | Stormwater Treatment Facilities and Pump Stations | Stormwater Ponds - NHD |  | STFPS_PG_2678 |  | Not Affected | Not Affected | Not Affected | Not Affected | Not Affected | Not Affected | Not Affected | Not Affected | Not Affected | Not Affected | Not Affected | Not Affected | Not Affected | Not Affected | Not Affected | Not Affected | Not Affected | Not Affected | Not Affected | Not Affected | Not Affected | 0 | 0 | 0 | 0 | 21 | Polygon
Critical Infrastructure | Stormwater Treatment Facilities and Pump Stations | Stormwater Ponds - NHD |  | STFPS_PG_2680 |  | Not Affected | Not Affected | Not Affected | Not Affected | Not Affected | Not Affected | Not Affected | Not Affected | Not Affected | Not Affected | Not Affected | Not Affected | Not Affected | Not Affected | Not Affected | Not Affected | Not Affected | Not Affected | Not Affected | Not Affected | Not Affected | 0 | 0 | 0 | 0 | 21 | Polygon
Critical Infrastructure | Stormwater Treatment Facilities and Pump Stations | Stormwater Ponds - NHD |  | STFPS_PG_2682 |  | Not Affected | Not Affected | Not Affected | Not Affected | Not Affected | Not Affected | Not Affected | Not Affected | Not Affected | Not Affected | Not Affected | Not Affected | Not Affected | Not Affected | Not Affected | Not Affected | Not Affected | Not Affected | Not Affected | Not Affected | Not Affected | 0 | 0 | 0 | 0 | 21 | Polygon
Critical Infrastructure | Stormwater Treatment Facilities and Pump Stations | Stormwater Ponds - NHD |  | STFPS_PG_2684 |  | Not Affected | Not Affected | Not Affected | Not Affected | Not Affected | Not Affected | Not Affected | Not Affected | Not Affected | Not Affected | Not Affected | Not Affected | Not Affected | Not Affected | Not Affected | Not Affected | Not Affected | Not Affected | Not Affected | Not Affected | Not Affected | 0 | 0 | 0 | 0 | 21 | Polygon
Critical Infrastructure | Stormwater Treatment Facilities and Pump Stations | Stormwater Ponds - NHD |  | STFPS_PG_2685 |  | Not Affected | Not Affected | Not Affected | Not Affected | Not Affected | Not Affected | Not Affected | Not Affected | Not Affected | Not Affected | Not Affected | Not Affected | Not Affected | Not Affected | Not Affected | Not Affected | Not Affected | Not Affected | Not Affected | Not Affected | Not Affected | 0 | 0 | 0 | 0 | 21 | Polygon
Critical Infrastructure | Stormwater Treatment Facilities and Pump Stations | Stormwater Ponds - NHD |  | STFPS_PG_2686 |  | Not Affected | Not Affected | Not Affected | Not Affected | Not Affected | Not Affected | Not Affected | Not Affected | Not Affected | Not Affected | Not Affected | Not Affected | Not Affected | Not Affected | Not Affected | Not Affected | Not Affected | Not Affected | Not Affected | Not Affected | Not Affected | 0 | 0 | 0 | 0 | 21 | Polygon
Critical Infrastructure | Stormwater Treatment Facilities and Pump Stations | Stormwater Ponds - NHD |  | STFPS_PG_2687 |  | Not Affected | Not Affected | Not Affected | Not Affected | Not Affected | Not Affected | Not Affected | Not Affected | Not Affected | Not Affected | Not Affected | Not Affected | Not Affected | Not Affected | Not Affected | Not Affected | Not Affected | Not Affected | Not Affected | Not Affected | Not Affected | 0 | 0 | 0 | 0 | 21 | Polygon
Critical Infrastructure | Stormwater Treatment Facilities and Pump Stations | Stormwater Ponds - NHD |  | STFPS_PG_2688 |  | Not Affected | Not Affected | Not Affected | Not Affected | Not Affected | Not Affected | Not Affected | Not Affected | Not Affected | Not Affected | Not Affected | Not Affected | Not Affected | Not Affected | Not Affected | Not Affected | Not Affected | Not Affected | Not Affected | Not Affected | Not Affected | 0 | 0 | 0 | 0 | 21 | Polygon
Critical Infrastructure | Stormwater Treatment Facilities and Pump Stations | Stormwater Ponds - NHD |  | STFPS_PG_2691 |  | Not Affected | Not Affected | Not Affected | Not Affected | Not Affected | Not Affected | Not Affected | Not Affected | Not Affected | Not Affected | Not Affected | Not Affected | Not Affected | Not Affected | Not Affected | Not Affected | Not Affected | Not Affected | Not Affected | Not Affected | Not Affected | 0 | 0 | 0 | 0 | 21 | Polygon
Critical Infrastructure | Stormwater Treatment Facilities and Pump Stations | Stormwater Ponds - NHD |  | STFPS_PG_2694 |  | Not Affected | Not Affected | Not Affected | Not Affected | Not Affected | Not Affected | Not Affected | Not Affected | Not Affected | Not Affected | Not Affected | Not Affected | Not Affected | Not Affected | Not Affected | Not Affected | Not Affected | Not Affected | Not Affected | Not Affected | Not Affected | 0 | 0 | 0 | 0 | 21 | Polygon
Critical Infrastructure | Stormwater Treatment Facilities and Pump Stations | Stormwater Ponds - NHD |  | STFPS_PG_2696 |  | Not Affected | Not Affected | Not Affected | Not Affected | Not Affected | Not Affected | Not Affected | Not Affected | Not Affected | Not Affected | Not Affected | Not Affected | Not Affected | Not Affected | Not Affected | Not Affected | Not Affected | Not Affected | Not Affected | Not Affected | Not Affected | 0 | 0 | 0 | 0 | 21 | Polygon
Critical Infrastructure | Stormwater Treatment Facilities and Pump Stations | Stormwater Ponds - NHD |  | STFPS_PG_2698 |  | Not Affected | Not Affected | Not Affected | Not Affected | Not Affected | Not Affected | Not Affected | Not Affected | Not Affected | Not Affected | Not Affected | Not Affected | Not Affected | Not Affected | Not Affected | Not Affected | Not Affected | Not Affected | Not Affected | Not Affected | Not Affected | 0 | 0 | 0 | 0 | 21 | Polygon
Critical Infrastructure | Stormwater Treatment Facilities and Pump Stations | Stormwater Ponds - NHD |  | STFPS_PG_2699 |  | Not Affected | Not Affected | Not Affected | Not Affected | Not Affected | Not Affected | Not Affected | Not Affected | Not Affected | Not Affected | Not Affected | Not Affected | Not Affected | Not Affected | Not Affected | Not Affected | Not Affected | Not Affected | Not Affected | Not Affected | Not Affected | 0 | 0 | 0 | 0 | 21 | Polygon
Critical Infrastructure | Stormwater Treatment Facilities and Pump Stations | Stormwater Ponds - NHD |  | STFPS_PG_2702 |  | Not Affected | Not Affected | Not Affected | Not Affected | Not Affected | Not Affected | Not Affected | Not Affected | Not Affected | Not Affected | Not Affected | Not Affected | Not Affected | Not Affected | Not Affected | Not Affected | Not Affected | Not Affected | Not Affected | Not Affected | Not Affected | 0 | 0 | 0 | 0 | 21 | Polygon
Critical Infrastructure | Stormwater Treatment Facilities and Pump Stations | Stormwater Ponds - NHD |  | STFPS_PG_2704 |  | Not Affected | Not Affected | Not Affected | Not Affected | Not Affected | Not Affected | Not Affected | Not Affected | Not Affected | Not Affected | Not Affected | Not Affected | Not Affected | Not Affected | Not Affected | Not Affected | Not Affected | Not Affected | Not Affected | Not Affected | Not Affected | 0 | 0 | 0 | 0 | 21 | Polygon
Critical Infrastructure | Stormwater Treatment Facilities and Pump Stations | Stormwater Ponds - NHD |  | STFPS_PG_2707 |  | Not Affected | Not Affected | Not Affected | Not Affected | Not Affected | Not Affected | Not Affected | Not Affected | Not Affected | Not Affected | Not Affected | Not Affected | Not Affected | Not Affected | Not Affected | Not Affected | Not Affected | Not Affected | Not Affected | Not Affected | Not Affected | 0 | 0 | 0 | 0 | 21 | Polygon
Critical Infrastructure | Stormwater Treatment Facilities and Pump Stations | Stormwater Ponds - NHD |  | STFPS_PG_2712 |  | Not Affected | Not Affected | Not Affected | Not Affected | Not Affected | Not Affected | Not Affected | Not Affected | Not Affected | Not Affected | Not Affected | Not Affected | Not Affected | Not Affected | Not Affected | Not Affected | Not Affected | Not Affected | Not Affected | Not Affected | Not Affected | 0 | 0 | 0 | 0 | 21 | Polygon
Critical Infrastructure | Stormwater Treatment Facilities and Pump Stations | Stormwater Ponds - NHD |  | STFPS_PG_2713 |  | Not Affected | Not Affected | Not Affected | Not Affected | Not Affected | Not Affected | Not Affected | Not Affected | Not Affected | Not Affected | Not Affected | Not Affected | Not Affected | Not Affected | Not Affected | Not Affected | Not Affected | Not Affected | Not Affected | Not Affected | Not Affected | 0 | 0 | 0 | 0 | 21 | Polygon
Critical Infrastructure | Stormwater Treatment Facilities and Pump Stations | Stormwater Ponds - NHD |  | STFPS_PG_2716 |  | Not Affected | Not Affected | Not Affected | Not Affected | Not Affected | Not Affected | Not Affected | Not Affected | Not Affected | Not Affected | Not Affected | Not Affected | Not Affected | Not Affected | Not Affected | Not Affected | Not Affected | Not Affected | Not Affected | Not Affected | Not Affected | 0 | 0 | 0 | 0 | 21 | Polygon
Critical Infrastructure | Stormwater Treatment Facilities and Pump Stations | Stormwater Ponds - NHD |  | STFPS_PG_2717 |  | Not Affected | Not Affected | Not Affected | Not Affected | Not Affected | Not Affected | Not Affected | Not Affected | Not Affected | Not Affected | Not Affected | Not Affected | Not Affected | Not Affected | Not Affected | Not Affected | Not Affected | Not Affected | Not Affected | Not Affected | Not Affected | 0 | 0 | 0 | 0 | 21 | Polygon
Critical Infrastructure | Stormwater Treatment Facilities and Pump Stations | Stormwater Ponds - NHD |  | STFPS_PG_2718 |  | Not Affected | Not Affected | Not Affected | Not Affected | Not Affected | Not Affected | Not Affected | Not Affected | Not Affected | Not Affected | Not Affected | Not Affected | Not Affected | Not Affected | Not Affected | Not Affected | Not Affected | Not Affected | Not Affected | Not Affected | Not Affected | 0 | 0 | 0 | 0 | 21 | Polygon
Critical Infrastructure | Stormwater Treatment Facilities and Pump Stations | Stormwater Ponds - NHD |  | STFPS_PG_2719 |  | Not Affected | Not Affected | Not Affected | Not Affected | Not Affected | Not Affected | Not Affected | Not Affected | Not Affected | Not Affected | Not Affected | Not Affected | Not Affected | Not Affected | Not Affected | Not Affected | Not Affected | Not Affected | Not Affected | Not Affected | Not Affected | 0 | 0 | 0 | 0 | 21 | Polygon
Critical Infrastructure | Stormwater Treatment Facilities and Pump Stations | Stormwater Ponds - NHD |  | STFPS_PG_2720 |  | Not Affected | Not Affected | Not Affected | Not Affected | Not Affected | Not Affected | Not Affected | Not Affected | Not Affected | Not Affected | Not Affected | Not Affected | Not Affected | Not Affected | Not Affected | Not Affected | Not Affected | Not Affected | Not Affected | Not Affected | Not Affected | 0 | 0 | 0 | 0 | 21 | Polygon
Critical Infrastructure | Stormwater Treatment Facilities and Pump Stations | Stormwater Ponds - NHD |  | STFPS_PG_2721 |  | Not Affected | Not Affected | Not Affected | Not Affected | Not Affected | Not Affected | Not Affected | Not Affected | Not Affected | Not Affected | Not Affected | Not Affected | Not Affected | Not Affected | Not Affected | Not Affected | Not Affected | Not Affected | Not Affected | Not Affected | Not Affected | 0 | 0 | 0 | 0 | 21 | Polygon
Critical Infrastructure | Stormwater Treatment Facilities and Pump Stations | Stormwater Ponds - NHD |  | STFPS_PG_2723 |  | Not Affected | Not Affected | Not Affected | Not Affected | Not Affected | Not Affected | Not Affected | Not Affected | Not Affected | Not Affected | Not Affected | Not Affected | Not Affected | Not Affected | Not Affected | Not Affected | Not Affected | Not Affected | Not Affected | Not Affected | Not Affected | 0 | 0 | 0 | 0 | 21 | Polygon
Critical Infrastructure | Stormwater Treatment Facilities and Pump Stations | Stormwater Ponds - NHD |  | STFPS_PG_2724 |  | Not Affected | Not Affected | Not Affected | Not Affected | Not Affected | Not Affected | Not Affected | Not Affected | Not Affected | Not Affected | Not Affected | Not Affected | Not Affected | Not Affected | Not Affected | Not Affected | Not Affected | Not Affected | Not Affected | Not Affected | Not Affected | 0 | 0 | 0 | 0 | 21 | Polygon
Critical Infrastructure | Stormwater Treatment Facilities and Pump Stations | Stormwater Ponds - NHD |  | STFPS_PG_2725 |  | Not Affected | Not Affected | Not Affected | Not Affected | Not Affected | Not Affected | Not Affected | Not Affected | Not Affected | Not Affected | Not Affected | Not Affected | Not Affected | Not Affected | Not Affected | Not Affected | Not Affected | Not Affected | Not Affected | Not Affected | Not Affected | 0 | 0 | 0 | 0 | 21 | Polygon
Critical Infrastructure | Stormwater Treatment Facilities and Pump Stations | Stormwater Ponds - NHD |  | STFPS_PG_2728 |  | Not Affected | Not Affected | Not Affected | Not Affected | Not Affected | Not Affected | Not Affected | Not Affected | Not Affected | Not Affected | Not Affected | Not Affected | Not Affected | Not Affected | Not Affected | Not Affected | Not Affected | Not Affected | Not Affected | Not Affected | Not Affected | 0 | 0 | 0 | 0 | 21 | Polygon
Critical Infrastructure | Stormwater Treatment Facilities and Pump Stations | Stormwater Ponds - NHD |  | STFPS_PG_2729 |  | Not Affected | Not Affected | Not Affected | Not Affected | Not Affected | Not Affected | Not Affected | Not Affected | Not Affected | Not Affected | Not Affected | Not Affected | Not Affected | Not Affected | Not Affected | Not Affected | Not Affected | Not Affected | Not Affected | Not Affected | Not Affected | 0 | 0 | 0 | 0 | 21 | Polygon
Critical Infrastructure | Stormwater Treatment Facilities and Pump Stations | Stormwater Ponds - NHD |  | STFPS_PG_2730 |  | Not Affected | Not Affected | Not Affected | Not Affected | Not Affected | Not Affected | Not Affected | Not Affected | Not Affected | Not Affected | Not Affected | Not Affected | Not Affected | Not Affected | Not Affected | Not Affected | Not Affected | Not Affected | Not Affected | Not Affected | Not Affected | 0 | 0 | 0 | 0 | 21 | Polygon
Critical Infrastructure | Stormwater Treatment Facilities and Pump Stations | Stormwater Ponds - NHD |  | STFPS_PG_2731 |  | Not Affected | Not Affected | Not Affected | Not Affected | Not Affected | Not Affected | Not Affected | Not Affected | Not Affected | Not Affected | Not Affected | Not Affected | Not Affected | Not Affected | Not Affected | Not Affected | Not Affected | Not Affected | Not Affected | Not Affected | Not Affected | 0 | 0 | 0 | 0 | 21 | Polygon
Critical Infrastructure | Stormwater Treatment Facilities and Pump Stations | Stormwater Ponds - NHD |  | STFPS_PG_2736 |  | Not Affected | Not Affected | Not Affected | Not Affected | Not Affected | Not Affected | Not Affected | Not Affected | Not Affected | Not Affected | Not Affected | Not Affected | Not Affected | Not Affected | Not Affected | Not Affected | Not Affected | Not Affected | Not Affected | Not Affected | Not Affected | 0 | 0 | 0 | 0 | 21 | Polygon
Critical Infrastructure | Stormwater Treatment Facilities and Pump Stations | Stormwater Ponds - NHD |  | STFPS_PG_2737 |  | Not Affected | Not Affected | Not Affected | Not Affected | Not Affected | Not Affected | Not Affected | Not Affected | Not Affected | Not Affected | Not Affected | Not Affected | Not Affected | Not Affected | Not Affected | Not Affected | Not Affected | Not Affected | Not Affected | Not Affected | Not Affected | 0 | 0 | 0 | 0 | 21 | Polygon
Critical Infrastructure | Stormwater Treatment Facilities and Pump Stations | Stormwater Ponds - NHD |  | STFPS_PG_2740 |  | Not Affected | Not Affected | Not Affected | Not Affected | Not Affected | Not Affected | Not Affected | Not Affected | Not Affected | Not Affected | Not Affected | Not Affected | Not Affected | Not Affected | Not Affected | Not Affected | Not Affected | Not Affected | Not Affected | Not Affected | Not Affected | 0 | 0 | 0 | 0 | 21 | Polygon
Critical Infrastructure | Stormwater Treatment Facilities and Pump Stations | Stormwater Ponds - NHD |  | STFPS_PG_2741 |  | Not Affected | Not Affected | Not Affected | Not Affected | Not Affected | Not Affected | Not Affected | Not Affected | Not Affected | Not Affected | Not Affected | Not Affected | Not Affected | Not Affected | Not Affected | Not Affected | Not Affected | Not Affected | Not Affected | Not Affected | Not Affected | 0 | 0 | 0 | 0 | 21 | Polygon
Critical Infrastructure | Stormwater Treatment Facilities and Pump Stations | Stormwater Ponds - NHD |  | STFPS_PG_2742 |  | Not Affected | Not Affected | Not Affected | Not Affected | Not Affected | Not Affected | Not Affected | Not Affected | Not Affected | Not Affected | Not Affected | Not Affected | Not Affected | Not Affected | Not Affected | Not Affected | Not Affected | Not Affected | Not Affected | Not Affected | Not Affected | 0 | 0 | 0 | 0 | 21 | Polygon
Critical Infrastructure | Stormwater Treatment Facilities and Pump Stations | Stormwater Ponds - NHD |  | STFPS_PG_2743 |  | Not Affected | Not Affected | Not Affected | Not Affected | Not Affected | Not Affected | Not Affected | Not Affected | Not Affected | Not Affected | Not Affected | Not Affected | Not Affected | Not Affected | Not Affected | Not Affected | Not Affected | Not Affected | Not Affected | Not Affected | Not Affected | 0 | 0 | 0 | 0 | 21 | Polygon
Critical Infrastructure | Stormwater Treatment Facilities and Pump Stations | Stormwater Ponds - NHD |  | STFPS_PG_2745 |  | Not Affected | Not Affected | Not Affected | Not Affected | Not Affected | Not Affected | Not Affected | Not Affected | Not Affected | Not Affected | Not Affected | Not Affected | Not Affected | Not Affected | Not Affected | Not Affected | Not Affected | Not Affected | Not Affected | Not Affected | Not Affected | 0 | 0 | 0 | 0 | 21 | Polygon
Critical Infrastructure | Stormwater Treatment Facilities and Pump Stations | Stormwater Ponds - NHD |  | STFPS_PG_2746 |  | Not Affected | Not Affected | Not Affected | Not Affected | Not Affected | Not Affected | Not Affected | Not Affected | Not Affected | Not Affected | Not Affected | Not Affected | Not Affected | Not Affected | Not Affected | Not Affected | Not Affected | Not Affected | Not Affected | Not Affected | Not Affected | 0 | 0 | 0 | 0 | 21 | Polygon
Critical Infrastructure | Stormwater Treatment Facilities and Pump Stations | Stormwater Ponds - NHD |  | STFPS_PG_2747 |  | Not Affected | Not Affected | Not Affected | Not Affected | Not Affected | Not Affected | Not Affected | Not Affected | Not Affected | Not Affected | Not Affected | Not Affected | Not Affected | Not Affected | Not Affected | Not Affected | Not Affected | Not Affected | Not Affected | Not Affected | Not Affected | 0 | 0 | 0 | 0 | 21 | Polygon
Critical Infrastructure | Stormwater Treatment Facilities and Pump Stations | Stormwater Ponds - NHD |  | STFPS_PG_2748 |  | Not Affected | Not Affected | Not Affected | Not Affected | Not Affected | Not Affected | Not Affected | Not Affected | Not Affected | Not Affected | Not Affected | Not Affected | Not Affected | Not Affected | Not Affected | Not Affected | Not Affected | Not Affected | Not Affected | Not Affected | Not Affected | 0 | 0 | 0 | 0 | 21 | Polygon
Critical Infrastructure | Stormwater Treatment Facilities and Pump Stations | Stormwater Ponds - NHD |  | STFPS_PG_2749 |  | Not Affected | Not Affected | Not Affected | Not Affected | Not Affected | Not Affected | Not Affected | Not Affected | Not Affected | Not Affected | Not Affected | Not Affected | Not Affected | Not Affected | Not Affected | Not Affected | Not Affected | Not Affected | Not Affected | Not Affected | Not Affected | 0 | 0 | 0 | 0 | 21 | Polygon
Critical Infrastructure | Stormwater Treatment Facilities and Pump Stations | Stormwater Ponds - NHD |  | STFPS_PG_2750 |  | Not Affected | Not Affected | Not Affected | Not Affected | Not Affected | Not Affected | Not Affected | Not Affected | Not Affected | Not Affected | Not Affected | Not Affected | Not Affected | Not Affected | Not Affected | Not Affected | Not Affected | Not Affected | Not Affected | Not Affected | Not Affected | 0 | 0 | 0 | 0 | 21 | Polygon
Critical Infrastructure | Stormwater Treatment Facilities and Pump Stations | Stormwater Ponds - NHD |  | STFPS_PG_2752 |  | Not Affected | Not Affected | Not Affected | Not Affected | Not Affected | Not Affected | Not Affected | Not Affected | Not Affected | Not Affected | Not Affected | Not Affected | Not Affected | Not Affected | Not Affected | Not Affected | Not Affected | Not Affected | Not Affected | Not Affected | Not Affected | 0 | 0 | 0 | 0 | 21 | Polygon
Critical Infrastructure | Stormwater Treatment Facilities and Pump Stations | Stormwater Ponds - NHD |  | STFPS_PG_2753 |  | Not Affected | Not Affected | Not Affected | Not Affected | Not Affected | Not Affected | Not Affected | Not Affected | Not Affected | Not Affected | Not Affected | Not Affected | Not Affected | Not Affected | Not Affected | Not Affected | Not Affected | Not Affected | Not Affected | Not Affected | Not Affected | 0 | 0 | 0 | 0 | 21 | Polygon
Critical Infrastructure | Stormwater Treatment Facilities and Pump Stations | Stormwater Ponds - NHD |  | STFPS_PG_2754 |  | Not Affected | Not Affected | Not Affected | Not Affected | Not Affected | Not Affected | Not Affected | Not Affected | Not Affected | Not Affected | Not Affected | Not Affected | Not Affected | Not Affected | Not Affected | Not Affected | Not Affected | Not Affected | Not Affected | Not Affected | Not Affected | 0 | 0 | 0 | 0 | 21 | Polygon
Critical Infrastructure | Stormwater Treatment Facilities and Pump Stations | Stormwater Ponds - NHD |  | STFPS_PG_2755 |  | Not Affected | Not Affected | Not Affected | Not Affected | Not Affected | Not Affected | Not Affected | Not Affected | Not Affected | Not Affected | Not Affected | Not Affected | Not Affected | Not Affected | Not Affected | Not Affected | Not Affected | Not Affected | Not Affected | Not Affected | Not Affected | 0 | 0 | 0 | 0 | 21 | Polygon
Critical Infrastructure | Stormwater Treatment Facilities and Pump Stations | Stormwater Ponds - NHD |  | STFPS_PG_2756 |  | Not Affected | Not Affected | Not Affected | Not Affected | Not Affected | Not Affected | Not Affected | Not Affected | Not Affected | Not Affected | Not Affected | Not Affected | Not Affected | Not Affected | Not Affected | Not Affected | Not Affected | Not Affected | Not Affected | Not Affected | Not Affected | 0 | 0 | 0 | 0 | 21 | Polygon
Critical Infrastructure | Stormwater Treatment Facilities and Pump Stations | Stormwater Ponds - NHD |  | STFPS_PG_2757 |  | Not Affected | Not Affected | Not Affected | Not Affected | Not Affected | Not Affected | Not Affected | Not Affected | Not Affected | Not Affected | Not Affected | Not Affected | Not Affected | Not Affected | Not Affected | Not Affected | Not Affected | Not Affected | Not Affected | Not Affected | Not Affected | 0 | 0 | 0 | 0 | 21 | Polygon
Critical Infrastructure | Stormwater Treatment Facilities and Pump Stations | Stormwater Ponds - NHD |  | STFPS_PG_2758 |  | Not Affected | Not Affected | Not Affected | Not Affected | Not Affected | Not Affected | Not Affected | Not Affected | Not Affected | Not Affected | Not Affected | Not Affected | Not Affected | Not Affected | Not Affected | Not Affected | Not Affected | Not Affected | Not Affected | Not Affected | Not Affected | 0 | 0 | 0 | 0 | 21 | Polygon
Critical Infrastructure | Stormwater Treatment Facilities and Pump Stations | Stormwater Ponds - NHD |  | STFPS_PG_2759 |  | Not Affected | Not Affected | Not Affected | Not Affected | Not Affected | Not Affected | Not Affected | Not Affected | Not Affected | Not Affected | Not Affected | Not Affected | Not Affected | Not Affected | Not Affected | Not Affected | Not Affected | Not Affected | Not Affected | Not Affected | Not Affected | 0 | 0 | 0 | 0 | 21 | Polygon
Critical Infrastructure | Stormwater Treatment Facilities and Pump Stations | Stormwater Ponds - NHD |  | STFPS_PG_2760 |  | Not Affected | Not Affected | Not Affected | Not Affected | Not Affected | Not Affected | Not Affected | Not Affected | Not Affected | Not Affected | Not Affected | Not Affected | Not Affected | Not Affected | Not Affected | Not Affected | Not Affected | Not Affected | Not Affected | Not Affected | Not Affected | 0 | 0 | 0 | 0 | 21 | Polygon
Critical Infrastructure | Stormwater Treatment Facilities and Pump Stations | Stormwater Ponds - NHD |  | STFPS_PG_2761 |  | Not Affected | Not Affected | Not Affected | Not Affected | Not Affected | Not Affected | Not Affected | Not Affected | Not Affected | Not Affected | Not Affected | Not Affected | Not Affected | Not Affected | Not Affected | Not Affected | Not Affected | Not Affected | Not Affected | Not Affected | Not Affected | 0 | 0 | 0 | 0 | 21 | Polygon
Critical Infrastructure | Stormwater Treatment Facilities and Pump Stations | Stormwater Ponds - NHD |  | STFPS_PG_2762 |  | Not Affected | Not Affected | Not Affected | Not Affected | Not Affected | Not Affected | Not Affected | Not Affected | Not Affected | Not Affected | Not Affected | Not Affected | Not Affected | Not Affected | Not Affected | Not Affected | Not Affected | Not Affected | Not Affected | Not Affected | Not Affected | 0 | 0 | 0 | 0 | 21 | Polygon
Critical Infrastructure | Stormwater Treatment Facilities and Pump Stations | Stormwater Ponds - NHD |  | STFPS_PG_2763 |  | Not Affected | Not Affected | Not Affected | Not Affected | Not Affected | Not Affected | Not Affected | Not Affected | Not Affected | Not Affected | Not Affected | Not Affected | Not Affected | Not Affected | Not Affected | Not Affected | Not Affected | Not Affected | Not Affected | Not Affected | Not Affected | 0 | 0 | 0 | 0 | 21 | Polygon
Critical Infrastructure | Stormwater Treatment Facilities and Pump Stations | Stormwater Ponds - NHD |  | STFPS_PG_2764 |  | Not Affected | Not Affected | Not Affected | Not Affected | Not Affected | Not Affected | Not Affected | Not Affected | Not Affected | Not Affected | Not Affected | Not Affected | Not Affected | Not Affected | Not Affected | Not Affected | Not Affected | Not Affected | Not Affected | Not Affected | Not Affected | 0 | 0 | 0 | 0 | 21 | Polygon
Critical Infrastructure | Stormwater Treatment Facilities and Pump Stations | Stormwater Ponds - NHD |  | STFPS_PG_2765 |  | Not Affected | Not Affected | Not Affected | Not Affected | Not Affected | Not Affected | Not Affected | Not Affected | Not Affected | Not Affected | Not Affected | Not Affected | Not Affected | Not Affected | Not Affected | Not Affected | Not Affected | Not Affected | Not Affected | Not Affected | Not Affected | 0 | 0 | 0 | 0 | 21 | Polygon
Critical Infrastructure | Stormwater Treatment Facilities and Pump Stations | Stormwater Ponds - NHD |  | STFPS_PG_2766 |  | Not Affected | Not Affected | Not Affected | Not Affected | Not Affected | Not Affected | Not Affected | Not Affected | Not Affected | Not Affected | Not Affected | Not Affected | Not Affected | Not Affected | Not Affected | Not Affected | Not Affected | Not Affected | Not Affected | Not Affected | Not Affected | 0 | 0 | 0 | 0 | 21 | Polygon
Critical Infrastructure | Stormwater Treatment Facilities and Pump Stations | Stormwater Ponds - NHD |  | STFPS_PG_2767 |  | Not Affected | Not Affected | Not Affected | Not Affected | Not Affected | Not Affected | Not Affected | Not Affected | Not Affected | Not Affected | Not Affected | Not Affected | Not Affected | Not Affected | Not Affected | Not Affected | Not Affected | Not Affected | Not Affected | Not Affected | Not Affected | 0 | 0 | 0 | 0 | 21 | Polygon
Critical Infrastructure | Stormwater Treatment Facilities and Pump Stations | Stormwater Ponds - NHD |  | STFPS_PG_2768 |  | Not Affected | Not Affected | Not Affected | Not Affected | Not Affected | Not Affected | Not Affected | Not Affected | Not Affected | Not Affected | Not Affected | Not Affected | Not Affected | Not Affected | Not Affected | Not Affected | Not Affected | Not Affected | Not Affected | Not Affected | Not Affected | 0 | 0 | 0 | 0 | 21 | Polygon
Critical Infrastructure | Stormwater Treatment Facilities and Pump Stations | Stormwater Ponds - NHD |  | STFPS_PG_2769 |  | Not Affected | Not Affected | Not Affected | Not Affected | Not Affected | Not Affected | Not Affected | Not Affected | Not Affected | Not Affected | Not Affected | Not Affected | Not Affected | Not Affected | Not Affected | Not Affected | Not Affected | Not Affected | Not Affected | Not Affected | Not Affected | 0 | 0 | 0 | 0 | 21 | Polygon
Critical Infrastructure | Stormwater Treatment Facilities and Pump Stations | Stormwater Ponds - NHD |  | STFPS_PG_2770 |  | Not Affected | Not Affected | Not Affected | Not Affected | Not Affected | Not Affected | Not Affected | Not Affected | Not Affected | Not Affected | Not Affected | Not Affected | Not Affected | Not Affected | Not Affected | Not Affected | Not Affected | Not Affected | Not Affected | Not Affected | Not Affected | 0 | 0 | 0 | 0 | 21 | Polygon
Critical Infrastructure | Stormwater Treatment Facilities and Pump Stations | Stormwater Ponds - NHD |  | STFPS_PG_2771 |  | Not Affected | Not Affected | Not Affected | Not Affected | Not Affected | Not Affected | Not Affected | Not Affected | Not Affected | Not Affected | Not Affected | Not Affected | Not Affected | Not Affected | Not Affected | Not Affected | Not Affected | Not Affected | Not Affected | Not Affected | Not Affected | 0 | 0 | 0 | 0 | 21 | Polygon
Critical Infrastructure | Stormwater Treatment Facilities and Pump Stations | Stormwater Ponds - NHD |  | STFPS_PG_2772 |  | Not Affected | Not Affected | Not Affected | Not Affected | Not Affected | Not Affected | Not Affected | Not Affected | Not Affected | Not Affected | Not Affected | Not Affected | Not Affected | Not Affected | Not Affected | Not Affected | Not Affected | Not Affected | Not Affected | Not Affected | Not Affected | 0 | 0 | 0 | 0 | 21 | Polygon
Critical Infrastructure | Stormwater Treatment Facilities and Pump Stations | Stormwater Ponds - NHD |  | STFPS_PG_2774 |  | Not Affected | Not Affected | Not Affected | Not Affected | Not Affected | Not Affected | Not Affected | Not Affected | Not Affected | Not Affected | Not Affected | Not Affected | Not Affected | Not Affected | Not Affected | Not Affected | Not Affected | Not Affected | Not Affected | Not Affected | Not Affected | 0 | 0 | 0 | 0 | 21 | Polygon
Critical Infrastructure | Stormwater Treatment Facilities and Pump Stations | Stormwater Ponds - NHD |  | STFPS_PG_2775 |  | Not Affected | Not Affected | Not Affected | Not Affected | Not Affected | Not Affected | Not Affected | Not Affected | Not Affected | Not Affected | Not Affected | Not Affected | Not Affected | Not Affected | Not Affected | Not Affected | Not Affected | Not Affected | Not Affected | Not Affected | Not Affected | 0 | 0 | 0 | 0 | 21 | Polygon
Critical Infrastructure | Stormwater Treatment Facilities and Pump Stations | Stormwater Ponds - NHD |  | STFPS_PG_2776 |  | Not Affected | Not Affected | Not Affected | Not Affected | Not Affected | Not Affected | Not Affected | Not Affected | Not Affected | Not Affected | Not Affected | Not Affected | Not Affected | Not Affected | Not Affected | Not Affected | Not Affected | Not Affected | Not Affected | Not Affected | Not Affected | 0 | 0 | 0 | 0 | 21 | Polygon
Critical Infrastructure | Stormwater Treatment Facilities and Pump Stations | Stormwater Ponds - NHD |  | STFPS_PG_2777 |  | Not Affected | Not Affected | Not Affected | Not Affected | Not Affected | Not Affected | Not Affected | Not Affected | Not Affected | Not Affected | Not Affected | Not Affected | Not Affected | Not Affected | Not Affected | Not Affected | Not Affected | Not Affected | Not Affected | Not Affected | Not Affected | 0 | 0 | 0 | 0 | 21 | Polygon
Critical Infrastructure | Stormwater Treatment Facilities and Pump Stations | Stormwater Ponds - NHD |  | STFPS_PG_2778 |  | Not Affected | Not Affected | Not Affected | Not Affected | Not Affected | Not Affected | Not Affected | Not Affected | Not Affected | Not Affected | Not Affected | Not Affected | Not Affected | Not Affected | Not Affected | Not Affected | Not Affected | Not Affected | Not Affected | Not Affected | Not Affected | 0 | 0 | 0 | 0 | 21 | Polygon
Critical Infrastructure | Stormwater Treatment Facilities and Pump Stations | Stormwater Ponds - NHD |  | STFPS_PG_2779 |  | Not Affected | Not Affected | Not Affected | Not Affected | Not Affected | Not Affected | Not Affected | Not Affected | Not Affected | Not Affected | Not Affected | Not Affected | Not Affected | Not Affected | Not Affected | Not Affected | Not Affected | Not Affected | Not Affected | Not Affected | Not Affected | 0 | 0 | 0 | 0 | 21 | Polygon
Critical Infrastructure | Stormwater Treatment Facilities and Pump Stations | Stormwater Ponds - NHD |  | STFPS_PG_2780 |  | Not Affected | Not Affected | Not Affected | Not Affected | Not Affected | Not Affected | Not Affected | Not Affected | Not Affected | Not Affected | Not Affected | Not Affected | Not Affected | Not Affected | Not Affected | Not Affected | Not Affected | Not Affected | Not Affected | Not Affected | Not Affected | 0 | 0 | 0 | 0 | 21 | Polygon
Critical Infrastructure | Stormwater Treatment Facilities and Pump Stations | Stormwater Ponds - NHD |  | STFPS_PG_2781 |  | Not Affected | Not Affected | Not Affected | Not Affected | Not Affected | Not Affected | Not Affected | Not Affected | Not Affected | Not Affected | Not Affected | Not Affected | Not Affected | Not Affected | Not Affected | Not Affected | Not Affected | Not Affected | Not Affected | Not Affected | Not Affected | 0 | 0 | 0 | 0 | 21 | Polygon
Critical Infrastructure | Stormwater Treatment Facilities and Pump Stations | Stormwater Ponds - NHD |  | STFPS_PG_2782 |  | Not Affected | Not Affected | Not Affected | Not Affected | Not Affected | Not Affected | Not Affected | Not Affected | Not Affected | Not Affected | Not Affected | Not Affected | Not Affected | Not Affected | Not Affected | Not Affected | Not Affected | Not Affected | Not Affected | Not Affected | Not Affected | 0 | 0 | 0 | 0 | 21 | Polygon
Critical Infrastructure | Stormwater Treatment Facilities and Pump Stations | Stormwater Ponds - NHD |  | STFPS_PG_2784 |  | Not Affected | Not Affected | Not Affected | Not Affected | Not Affected | Not Affected | Not Affected | Not Affected | Not Affected | Not Affected | Not Affected | Not Affected | Not Affected | Not Affected | Not Affected | Not Affected | Not Affected | Not Affected | Not Affected | Not Affected | Not Affected | 0 | 0 | 0 | 0 | 21 | Polygon
Critical Infrastructure | Stormwater Treatment Facilities and Pump Stations | Stormwater Ponds - NHD |  | STFPS_PG_2785 |  | Not Affected | Not Affected | Not Affected | Not Affected | Not Affected | Not Affected | Not Affected | Not Affected | Not Affected | Not Affected | Not Affected | Not Affected | Not Affected | Not Affected | Not Affected | Not Affected | Not Affected | Not Affected | Not Affected | Not Affected | Not Affected | 0 | 0 | 0 | 0 | 21 | Polygon
Critical Infrastructure | Stormwater Treatment Facilities and Pump Stations | Stormwater Ponds - NHD |  | STFPS_PG_2786 |  | Not Affected | Not Affected | Not Affected | Not Affected | Not Affected | Not Affected | Not Affected | Not Affected | Not Affected | Not Affected | Not Affected | Not Affected | Not Affected | Not Affected | Not Affected | Not Affected | Not Affected | Not Affected | Not Affected | Not Affected | Not Affected | 0 | 0 | 0 | 0 | 21 | Polygon
Critical Infrastructure | Stormwater Treatment Facilities and Pump Stations | Stormwater Ponds - NHD |  | STFPS_PG_2788 |  | Not Affected | Not Affected | Not Affected | Not Affected | Not Affected | Not Affected | Not Affected | Not Affected | Not Affected | Not Affected | Not Affected | Not Affected | Not Affected | Not Affected | Not Affected | Not Affected | Not Affected | Not Affected | Not Affected | Not Affected | Not Affected | 0 | 0 | 0 | 0 | 21 | Polygon
Critical Infrastructure | Stormwater Treatment Facilities and Pump Stations | Stormwater Ponds - NHD |  | STFPS_PG_2789 |  | Not Affected | Not Affected | Not Affected | Not Affected | Not Affected | Not Affected | Not Affected | Not Affected | Not Affected | Not Affected | Not Affected | Not Affected | Not Affected | Not Affected | Not Affected | Not Affected | Not Affected | Not Affected | Not Affected | Not Affected | Not Affected | 0 | 0 | 0 | 0 | 21 | Polygon
Critical Infrastructure | Stormwater Treatment Facilities and Pump Stations | Stormwater Ponds - NHD |  | STFPS_PG_2790 |  | Not Affected | Not Affected | Not Affected | Not Affected | Not Affected | Not Affected | Not Affected | Not Affected | Not Affected | Not Affected | Not Affected | Not Affected | Not Affected | Not Affected | Not Affected | Not Affected | Not Affected | Not Affected | Not Affected | Not Affected | Not Affected | 0 | 0 | 0 | 0 | 21 | Polygon
Critical Infrastructure | Stormwater Treatment Facilities and Pump Stations | Stormwater Ponds - NHD |  | STFPS_PG_2791 |  | Not Affected | Not Affected | Not Affected | Not Affected | Not Affected | Not Affected | Not Affected | Not Affected | Not Affected | Not Affected | Not Affected | Not Affected | Not Affected | Not Affected | Not Affected | Not Affected | Not Affected | Not Affected | Not Affected | Not Affected | Not Affected | 0 | 0 | 0 | 0 | 21 | Polygon
Critical Infrastructure | Stormwater Treatment Facilities and Pump Stations | Stormwater Ponds - NHD |  | STFPS_PG_2792 |  | Not Affected | Not Affected | Not Affected | Not Affected | Not Affected | Not Affected | Not Affected | Not Affected | Not Affected | Not Affected | Not Affected | Not Affected | Not Affected | Not Affected | Not Affected | Not Affected | Not Affected | Not Affected | Not Affected | Not Affected | Not Affected | 0 | 0 | 0 | 0 | 21 | Polygon
Critical Infrastructure | Stormwater Treatment Facilities and Pump Stations | Stormwater Ponds - NHD |  | STFPS_PG_2794 |  | Not Affected | Not Affected | Not Affected | Not Affected | Not Affected | Not Affected | Not Affected | Not Affected | Not Affected | Not Affected | Not Affected | Not Affected | Not Affected | Not Affected | Not Affected | Not Affected | Not Affected | Not Affected | Not Affected | Not Affected | Not Affected | 0 | 0 | 0 | 0 | 21 | Polygon
Critical Infrastructure | Stormwater Treatment Facilities and Pump Stations | Stormwater Ponds - NHD |  | STFPS_PG_2796 |  | Not Affected | Not Affected | Not Affected | Not Affected | Not Affected | Not Affected | Not Affected | Not Affected | Not Affected | Not Affected | Not Affected | Not Affected | Not Affected | Not Affected | Not Affected | Not Affected | Not Affected | Not Affected | Not Affected | Not Affected | Not Affected | 0 | 0 | 0 | 0 | 21 | Polygon
Critical Infrastructure | Stormwater Treatment Facilities and Pump Stations | Stormwater Ponds - NHD |  | STFPS_PG_2797 |  | Not Affected | Not Affected | Not Affected | Not Affected | Not Affected | Not Affected | Not Affected | Not Affected | Not Affected | Not Affected | Not Affected | Not Affected | Not Affected | Not Affected | Not Affected | Not Affected | Not Affected | Not Affected | Not Affected | Not Affected | Not Affected | 0 | 0 | 0 | 0 | 21 | Polygon
Critical Infrastructure | Stormwater Treatment Facilities and Pump Stations | Stormwater Ponds - NHD |  | STFPS_PG_2798 |  | Not Affected | Not Affected | Not Affected | Not Affected | Not Affected | Not Affected | Not Affected | Not Affected | Not Affected | Not Affected | Not Affected | Not Affected | Not Affected | Not Affected | Not Affected | Not Affected | Not Affected | Not Affected | Not Affected | Not Affected | Not Affected | 0 | 0 | 0 | 0 | 21 | Polygon
Critical Infrastructure | Stormwater Treatment Facilities and Pump Stations | Stormwater Ponds - NHD |  | STFPS_PG_2799 |  | Not Affected | Not Affected | Not Affected | Not Affected | Not Affected | Not Affected | Not Affected | Not Affected | Not Affected | Not Affected | Not Affected | Not Affected | Not Affected | Not Affected | Not Affected | Not Affected | Not Affected | Not Affected | Not Affected | Not Affected | Not Affected | 0 | 0 | 0 | 0 | 21 | Polygon
Critical Infrastructure | Stormwater Treatment Facilities and Pump Stations | Stormwater Ponds - NHD |  | STFPS_PG_2800 |  | Not Affected | Not Affected | Not Affected | Not Affected | Not Affected | Not Affected | Not Affected | Not Affected | Not Affected | Not Affected | Not Affected | Not Affected | Not Affected | Not Affected | Not Affected | Not Affected | Not Affected | Not Affected | Not Affected | Not Affected | Not Affected | 0 | 0 | 0 | 0 | 21 | Polygon
Critical Infrastructure | Stormwater Treatment Facilities and Pump Stations | Stormwater Ponds - NHD |  | STFPS_PG_2804 |  | Not Affected | Not Affected | Not Affected | Not Affected | Not Affected | Not Affected | Not Affected | Not Affected | Not Affected | Not Affected | Not Affected | Not Affected | Not Affected | Not Affected | Not Affected | Not Affected | Not Affected | Not Affected | Not Affected | Not Affected | Not Affected | 0 | 0 | 0 | 0 | 21 | Polygon
Critical Infrastructure | Stormwater Treatment Facilities and Pump Stations | Stormwater Ponds - NHD |  | STFPS_PG_2809 |  | Not Affected | Not Affected | Not Affected | Not Affected | Not Affected | Not Affected | Not Affected | Not Affected | Not Affected | Not Affected | Not Affected | Not Affected | Not Affected | Not Affected | Not Affected | Not Affected | Not Affected | Not Affected | Not Affected | Not Affected | Not Affected | 0 | 0 | 0 | 0 | 21 | Polygon
Critical Infrastructure | Stormwater Treatment Facilities and Pump Stations | Stormwater Ponds - NHD |  | STFPS_PG_2813 |  | Not Affected | Not Affected | Not Affected | Not Affected | Not Affected | Not Affected | Not Affected | Not Affected | Not Affected | Not Affected | Not Affected | Not Affected | Not Affected | Not Affected | Not Affected | Not Affected | Not Affected | Not Affected | Not Affected | Not Affected | Not Affected | 0 | 0 | 0 | 0 | 21 | Polygon
Critical Infrastructure | Stormwater Treatment Facilities and Pump Stations | Stormwater Ponds - NHD |  | STFPS_PG_2814 |  | Not Affected | Not Affected | Not Affected | Not Affected | Not Affected | Not Affected | Not Affected | Not Affected | Not Affected | Not Affected | Not Affected | Not Affected | Not Affected | Not Affected | Not Affected | Not Affected | Not Affected | Not Affected | Not Affected | Not Affected | Not Affected | 0 | 0 | 0 | 0 | 21 | Polygon
Critical Infrastructure | Stormwater Treatment Facilities and Pump Stations | Stormwater Ponds - NHD |  | STFPS_PG_2815 |  | Not Affected | Not Affected | Not Affected | Not Affected | Not Affected | Not Affected | Not Affected | Not Affected | Not Affected | Not Affected | Not Affected | Not Affected | Not Affected | Not Affected | Not Affected | Not Affected | Not Affected | Not Affected | Not Affected | Not Affected | Not Affected | 0 | 0 | 0 | 0 | 21 | Polygon
Critical Infrastructure | Stormwater Treatment Facilities and Pump Stations | Stormwater Ponds - NHD |  | STFPS_PG_2820 |  | Not Affected | Not Affected | Not Affected | Not Affected | Not Affected | Not Affected | Not Affected | Not Affected | Not Affected | Not Affected | Not Affected | Not Affected | Not Affected | Not Affected | Not Affected | Not Affected | Not Affected | Not Affected | Not Affected | Not Affected | Not Affected | 0 | 0 | 0 | 0 | 21 | Polygon
Critical Infrastructure | Stormwater Treatment Facilities and Pump Stations | Stormwater Ponds - NHD |  | STFPS_PG_2822 |  | Not Affected | Not Affected | Not Affected | Not Affected | Not Affected | Not Affected | Not Affected | Not Affected | Not Affected | Not Affected | Not Affected | Not Affected | Not Affected | Not Affected | Not Affected | Not Affected | Not Affected | Not Affected | Not Affected | Not Affected | Not Affected | 0 | 0 | 0 | 0 | 21 | Polygon
Critical Infrastructure | Stormwater Treatment Facilities and Pump Stations | Stormwater Ponds - NHD |  | STFPS_PG_2823 |  | Not Affected | Not Affected | Not Affected | Not Affected | Not Affected | Not Affected | Not Affected | Not Affected | Not Affected | Not Affected | Not Affected | Not Affected | Not Affected | Not Affected | Not Affected | Not Affected | Not Affected | Not Affected | Not Affected | Not Affected | Not Affected | 0 | 0 | 0 | 0 | 21 | Polygon
Critical Infrastructure | Stormwater Treatment Facilities and Pump Stations | Stormwater Ponds - NHD |  | STFPS_PG_2824 |  | Not Affected | Not Affected | Not Affected | Not Affected | Not Affected | Not Affected | Not Affected | Not Affected | Not Affected | Not Affected | Not Affected | Not Affected | Not Affected | Not Affected | Not Affected | Not Affected | Not Affected | Not Affected | Not Affected | Not Affected | Not Affected | 0 | 0 | 0 | 0 | 21 | Polygon
Critical Infrastructure | Stormwater Treatment Facilities and Pump Stations | Stormwater Ponds - NHD |  | STFPS_PG_2825 |  | Not Affected | Not Affected | Not Affected | Not Affected | Not Affected | Not Affected | Not Affected | Not Affected | Not Affected | Not Affected | Not Affected | Not Affected | Not Affected | Not Affected | Not Affected | Not Affected | Not Affected | Not Affected | Not Affected | Not Affected | Not Affected | 0 | 0 | 0 | 0 | 21 | Polygon
Critical Infrastructure | Stormwater Treatment Facilities and Pump Stations | Stormwater Ponds - NHD |  | STFPS_PG_2826 |  | Not Affected | Not Affected | Not Affected | Not Affected | Not Affected | Not Affected | Not Affected | Not Affected | Not Affected | Not Affected | Not Affected | Not Affected | Not Affected | Not Affected | Not Affected | Not Affected | Not Affected | Not Affected | Not Affected | Not Affected | Not Affected | 0 | 0 | 0 | 0 | 21 | Polygon
Critical Infrastructure | Stormwater Treatment Facilities and Pump Stations | Stormwater Ponds - NHD |  | STFPS_PG_2827 |  | Not Affected | Not Affected | Not Affected | Not Affected | Not Affected | Not Affected | Not Affected | Not Affected | Not Affected | Not Affected | Not Affected | Not Affected | Not Affected | Not Affected | Not Affected | Not Affected | Not Affected | Not Affected | Not Affected | Not Affected | Not Affected | 0 | 0 | 0 | 0 | 21 | Polygon
Critical Infrastructure | Stormwater Treatment Facilities and Pump Stations | Stormwater Ponds - NHD |  | STFPS_PG_2828 |  | Not Affected | Not Affected | Not Affected | Not Affected | Not Affected | Not Affected | Not Affected | Not Affected | Not Affected | Not Affected | Not Affected | Not Affected | Not Affected | Not Affected | Not Affected | Not Affected | Not Affected | Not Affected | Not Affected | Not Affected | Not Affected | 0 | 0 | 0 | 0 | 21 | Polygon
Critical Infrastructure | Stormwater Treatment Facilities and Pump Stations | Stormwater Ponds - NHD |  | STFPS_PG_2829 |  | Not Affected | Not Affected | Not Affected | Not Affected | Not Affected | Not Affected | Not Affected | Not Affected | Not Affected | Not Affected | Not Affected | Not Affected | Not Affected | Not Affected | Not Affected | Not Affected | Not Affected | Not Affected | Not Affected | Not Affected | Not Affected | 0 | 0 | 0 | 0 | 21 | Polygon
Critical Infrastructure | Stormwater Treatment Facilities and Pump Stations | Stormwater Ponds - NHD |  | STFPS_PG_2830 |  | Not Affected | Not Affected | Not Affected | Not Affected | Not Affected | Not Affected | Not Affected | Not Affected | Not Affected | Not Affected | Not Affected | Not Affected | Not Affected | Not Affected | Not Affected | Not Affected | Not Affected | Not Affected | Not Affected | Not Affected | Not Affected | 0 | 0 | 0 | 0 | 21 | Polygon
Critical Infrastructure | Stormwater Treatment Facilities and Pump Stations | Stormwater Ponds - NHD |  | STFPS_PG_2831 |  | Not Affected | Not Affected | Not Affected | Not Affected | Not Affected | Not Affected | Not Affected | Not Affected | Not Affected | Not Affected | Not Affected | Not Affected | Not Affected | Not Affected | Not Affected | Not Affected | Not Affected | Not Affected | Not Affected | Not Affected | Not Affected | 0 | 0 | 0 | 0 | 21 | Polygon
Critical Infrastructure | Stormwater Treatment Facilities and Pump Stations | Stormwater Ponds - NHD |  | STFPS_PG_2832 |  | Not Affected | Not Affected | Not Affected | Not Affected | Not Affected | Not Affected | Not Affected | Not Affected | Not Affected | Not Affected | Not Affected | Not Affected | Not Affected | Not Affected | Not Affected | Not Affected | Not Affected | Not Affected | Not Affected | Not Affected | Not Affected | 0 | 0 | 0 | 0 | 21 | Polygon
Critical Infrastructure | Stormwater Treatment Facilities and Pump Stations | Stormwater Ponds - NHD |  | STFPS_PG_2833 |  | Not Affected | Not Affected | Not Affected | Not Affected | Not Affected | Not Affected | Not Affected | Not Affected | Not Affected | Not Affected | Not Affected | Not Affected | Not Affected | Not Affected | Not Affected | Not Affected | Not Affected | Not Affected | Not Affected | Not Affected | Not Affected | 0 | 0 | 0 | 0 | 21 | Polygon
Critical Infrastructure | Stormwater Treatment Facilities and Pump Stations | Stormwater Ponds - NHD |  | STFPS_PG_2836 |  | Not Affected | Not Affected | Not Affected | Not Affected | Not Affected | Not Affected | Not Affected | Not Affected | Not Affected | Not Affected | Not Affected | Not Affected | Not Affected | Not Affected | Not Affected | Not Affected | Not Affected | Not Affected | Not Affected | Not Affected | Not Affected | 0 | 0 | 0 | 0 | 21 | Polygon
Critical Infrastructure | Stormwater Treatment Facilities and Pump Stations | Stormwater Ponds - NHD |  | STFPS_PG_2837 |  | Not Affected | Not Affected | Not Affected | Not Affected | Not Affected | Not Affected | Not Affected | Not Affected | Not Affected | Not Affected | Not Affected | Not Affected | Not Affected | Not Affected | Not Affected | Not Affected | Not Affected | Not Affected | Not Affected | Not Affected | Not Affected | 0 | 0 | 0 | 0 | 21 | Polygon
Critical Infrastructure | Stormwater Treatment Facilities and Pump Stations | Stormwater Ponds - NHD |  | STFPS_PG_2840 |  | Not Affected | Not Affected | Not Affected | Not Affected | Not Affected | Not Affected | Not Affected | Not Affected | Not Affected | Not Affected | Not Affected | Not Affected | Not Affected | Not Affected | Not Affected | Not Affected | Not Affected | Not Affected | Not Affected | Not Affected | Not Affected | 0 | 0 | 0 | 0 | 21 | Polygon
Critical Infrastructure | Stormwater Treatment Facilities and Pump Stations | Stormwater Ponds - NHD |  | STFPS_PG_2843 |  | Not Affected | Not Affected | Not Affected | Not Affected | Not Affected | Not Affected | Not Affected | Not Affected | Not Affected | Not Affected | Not Affected | Not Affected | Not Affected | Not Affected | Not Affected | Not Affected | Not Affected | Not Affected | Not Affected | Not Affected | Not Affected | 0 | 0 | 0 | 0 | 21 | Polygon
Critical Infrastructure | Stormwater Treatment Facilities and Pump Stations | Stormwater Ponds - NHD |  | STFPS_PG_2845 |  | Not Affected | Not Affected | Not Affected | Not Affected | Not Affected | Not Affected | Not Affected | Not Affected | Not Affected | Not Affected | Not Affected | Not Affected | Not Affected | Not Affected | Not Affected | Not Affected | Not Affected | Not Affected | Not Affected | Not Affected | Not Affected | 0 | 0 | 0 | 0 | 21 | Polygon
Critical Infrastructure | Stormwater Treatment Facilities and Pump Stations | Stormwater Ponds - NHD |  | STFPS_PG_2847 |  | Not Affected | Not Affected | Not Affected | Not Affected | Not Affected | Not Affected | Not Affected | Not Affected | Not Affected | Not Affected | Not Affected | Not Affected | Not Affected | Not Affected | Not Affected | Not Affected | Not Affected | Not Affected | Not Affected | Not Affected | Not Affected | 0 | 0 | 0 | 0 | 21 | Polygon
Critical Infrastructure | Stormwater Treatment Facilities and Pump Stations | Stormwater Ponds - NHD |  | STFPS_PG_2850 |  | Not Affected | Not Affected | Not Affected | Not Affected | Not Affected | Not Affected | Not Affected | Not Affected | Not Affected | Not Affected | Not Affected | Not Affected | Not Affected | Not Affected | Not Affected | Not Affected | Not Affected | Not Affected | Not Affected | Not Affected | Not Affected | 0 | 0 | 0 | 0 | 21 | Polygon
Critical Infrastructure | Stormwater Treatment Facilities and Pump Stations | Stormwater Ponds - NHD |  | STFPS_PG_2852 |  | Not Affected | Not Affected | Not Affected | Not Affected | Not Affected | Not Affected | Not Affected | Not Affected | Not Affected | Not Affected | Not Affected | Not Affected | Not Affected | Not Affected | Not Affected | Not Affected | Not Affected | Not Affected | Not Affected | Not Affected | Not Affected | 0 | 0 | 0 | 0 | 21 | Polygon
Critical Infrastructure | Stormwater Treatment Facilities and Pump Stations | Stormwater Ponds - NHD |  | STFPS_PG_2854 |  | Not Affected | Not Affected | Not Affected | Not Affected | Not Affected | Not Affected | Not Affected | Not Affected | Not Affected | Not Affected | Not Affected | Not Affected | Not Affected | Not Affected | Not Affected | Not Affected | Not Affected | Not Affected | Not Affected | Not Affected | Not Affected | 0 | 0 | 0 | 0 | 21 | Polygon
Critical Infrastructure | Stormwater Treatment Facilities and Pump Stations | Stormwater Ponds - NHD |  | STFPS_PG_2857 |  | Not Affected | Not Affected | Not Affected | Not Affected | Not Affected | Not Affected | Not Affected | Not Affected | Not Affected | Not Affected | Not Affected | Not Affected | Not Affected | Not Affected | Not Affected | Not Affected | Not Affected | Not Affected | Not Affected | Not Affected | Not Affected | 0 | 0 | 0 | 0 | 21 | Polygon
Critical Infrastructure | Stormwater Treatment Facilities and Pump Stations | Stormwater Ponds - NHD |  | STFPS_PG_2858 |  | Not Affected | Not Affected | Not Affected | Not Affected | Not Affected | Not Affected | Not Affected | Not Affected | Not Affected | Not Affected | Not Affected | Not Affected | Not Affected | Not Affected | Not Affected | Not Affected | Not Affected | Not Affected | Not Affected | Not Affected | Not Affected | 0 | 0 | 0 | 0 | 21 | Polygon
Critical Infrastructure | Stormwater Treatment Facilities and Pump Stations | Stormwater Ponds - NHD |  | STFPS_PG_2860 |  | Not Affected | Not Affected | Not Affected | Not Affected | Not Affected | Not Affected | Not Affected | Not Affected | Not Affected | Not Affected | Not Affected | Not Affected | Not Affected | Not Affected | Not Affected | Not Affected | Not Affected | Not Affected | Not Affected | Not Affected | Not Affected | 0 | 0 | 0 | 0 | 21 | Polygon
Critical Infrastructure | Stormwater Treatment Facilities and Pump Stations | Stormwater Ponds - NHD |  | STFPS_PG_2862 |  | Not Affected | Not Affected | Not Affected | Not Affected | Not Affected | Not Affected | Not Affected | Not Affected | Not Affected | Not Affected | Not Affected | Not Affected | Not Affected | Not Affected | Not Affected | Not Affected | Not Affected | Not Affected | Not Affected | Not Affected | Not Affected | 0 | 0 | 0 | 0 | 21 | Polygon
Critical Infrastructure | Stormwater Treatment Facilities and Pump Stations | Stormwater Ponds - NHD |  | STFPS_PG_2863 |  | Not Affected | Not Affected | Not Affected | Not Affected | Not Affected | Not Affected | Not Affected | Not Affected | Not Affected | Not Affected | Not Affected | Not Affected | Not Affected | Not Affected | Not Affected | Not Affected | Not Affected | Not Affected | Not Affected | Not Affected | Not Affected | 0 | 0 | 0 | 0 | 21 | Polygon
Critical Infrastructure | Stormwater Treatment Facilities and Pump Stations | Stormwater Ponds - NHD |  | STFPS_PG_2867 |  | Not Affected | Not Affected | Not Affected | Not Affected | Not Affected | Not Affected | Not Affected | Not Affected | Not Affected | Not Affected | Not Affected | Not Affected | Not Affected | Not Affected | Not Affected | Not Affected | Not Affected | Not Affected | Not Affected | Not Affected | Not Affected | 0 | 0 | 0 | 0 | 21 | Polygon
Critical Infrastructure | Stormwater Treatment Facilities and Pump Stations | Stormwater Ponds - NHD |  | STFPS_PG_2869 |  | Not Affected | Not Affected | Not Affected | Not Affected | Not Affected | Not Affected | Not Affected | Not Affected | Not Affected | Not Affected | Not Affected | Not Affected | Not Affected | Not Affected | Not Affected | Not Affected | Not Affected | Not Affected | Not Affected | Not Affected | Not Affected | 0 | 0 | 0 | 0 | 21 | Polygon
Critical Infrastructure | Stormwater Treatment Facilities and Pump Stations | Stormwater Ponds - NHD |  | STFPS_PG_2871 |  | Not Affected | Not Affected | Not Affected | Not Affected | Not Affected | Not Affected | Not Affected | Not Affected | Not Affected | Not Affected | Not Affected | Not Affected | Not Affected | Not Affected | Not Affected | Not Affected | Not Affected | Not Affected | Not Affected | Not Affected | Not Affected | 0 | 0 | 0 | 0 | 21 | Polygon
Critical Infrastructure | Stormwater Treatment Facilities and Pump Stations | Stormwater Ponds - NHD |  | STFPS_PG_2872 |  | Not Affected | Not Affected | Not Affected | Not Affected | Not Affected | Not Affected | Not Affected | Not Affected | Not Affected | Not Affected | Not Affected | Not Affected | Not Affected | Not Affected | Not Affected | Not Affected | Not Affected | Not Affected | Not Affected | Not Affected | Not Affected | 0 | 0 | 0 | 0 | 21 | Polygon
Critical Infrastructure | Stormwater Treatment Facilities and Pump Stations | Stormwater Ponds - NHD |  | STFPS_PG_2873 |  | Not Affected | Not Affected | Not Affected | Not Affected | Not Affected | Not Affected | Not Affected | Not Affected | Not Affected | Not Affected | Not Affected | Not Affected | Not Affected | Not Affected | Not Affected | Not Affected | Not Affected | Not Affected | Not Affected | Not Affected | Not Affected | 0 | 0 | 0 | 0 | 21 | Polygon
Critical Infrastructure | Stormwater Treatment Facilities and Pump Stations | Stormwater Ponds - NHD |  | STFPS_PG_2874 |  | Not Affected | Not Affected | Not Affected | Not Affected | Not Affected | Not Affected | Not Affected | Not Affected | Not Affected | Not Affected | Not Affected | Not Affected | Not Affected | Not Affected | Not Affected | Not Affected | Not Affected | Not Affected | Not Affected | Not Affected | Not Affected | 0 | 0 | 0 | 0 | 21 | Polygon
Critical Infrastructure | Stormwater Treatment Facilities and Pump Stations | Stormwater Ponds - NHD |  | STFPS_PG_2876 |  | Not Affected | Not Affected | Not Affected | Not Affected | Not Affected | Not Affected | Not Affected | Not Affected | Not Affected | Not Affected | Not Affected | Not Affected | Not Affected | Not Affected | Not Affected | Not Affected | Not Affected | Not Affected | Not Affected | Not Affected | Not Affected | 0 | 0 | 0 | 0 | 21 | Polygon
Critical Infrastructure | Stormwater Treatment Facilities and Pump Stations | Stormwater Ponds - NHD |  | STFPS_PG_2878 |  | Not Affected | Not Affected | Not Affected | Not Affected | Not Affected | Not Affected | Not Affected | Not Affected | Not Affected | Not Affected | Not Affected | Not Affected | Not Affected | Not Affected | Not Affected | Not Affected | Not Affected | Not Affected | Not Affected | Not Affected | Not Affected | 0 | 0 | 0 | 0 | 21 | Polygon
Critical Infrastructure | Stormwater Treatment Facilities and Pump Stations | Stormwater Ponds - NHD |  | STFPS_PG_2881 |  | Not Affected | Not Affected | Not Affected | Not Affected | Not Affected | Not Affected | Not Affected | Not Affected | Not Affected | Not Affected | Not Affected | Not Affected | Not Affected | Not Affected | Not Affected | Not Affected | Not Affected | Not Affected | Not Affected | Not Affected | Not Affected | 0 | 0 | 0 | 0 | 21 | Polygon
Critical Infrastructure | Stormwater Treatment Facilities and Pump Stations | Stormwater Ponds - NHD |  | STFPS_PG_2882 |  | Not Affected | Not Affected | Not Affected | Not Affected | Not Affected | Not Affected | Not Affected | Not Affected | Not Affected | Not Affected | Not Affected | Not Affected | Not Affected | Not Affected | Not Affected | Not Affected | Not Affected | Not Affected | Not Affected | Not Affected | Not Affected | 0 | 0 | 0 | 0 | 21 | Polygon
Critical Infrastructure | Stormwater Treatment Facilities and Pump Stations | Stormwater Ponds - NHD |  | STFPS_PG_2883 |  | Not Affected | Not Affected | Not Affected | Not Affected | Not Affected | Not Affected | Not Affected | Not Affected | Not Affected | Not Affected | Not Affected | Not Affected | Not Affected | Not Affected | Not Affected | Not Affected | Not Affected | Not Affected | Not Affected | Not Affected | Not Affected | 0 | 0 | 0 | 0 | 21 | Polygon
Critical Infrastructure | Stormwater Treatment Facilities and Pump Stations | Stormwater Ponds - NHD |  | STFPS_PG_2885 |  | Not Affected | Not Affected | Not Affected | Not Affected | Not Affected | Not Affected | Not Affected | Not Affected | Not Affected | Not Affected | Not Affected | Not Affected | Not Affected | Not Affected | Not Affected | Not Affected | Not Affected | Not Affected | Not Affected | Not Affected | Not Affected | 0 | 0 | 0 | 0 | 21 | Polygon
Critical Infrastructure | Stormwater Treatment Facilities and Pump Stations | Stormwater Ponds - NHD |  | STFPS_PG_2886 |  | Not Affected | Not Affected | Not Affected | Not Affected | Not Affected | Not Affected | Not Affected | Not Affected | Not Affected | Not Affected | Not Affected | Not Affected | Not Affected | Not Affected | Not Affected | Not Affected | Not Affected | Not Affected | Not Affected | Not Affected | Not Affected | 0 | 0 | 0 | 0 | 21 | Polygon
Critical Infrastructure | Stormwater Treatment Facilities and Pump Stations | Stormwater Ponds - NHD |  | STFPS_PG_2887 |  | Not Affected | Not Affected | Not Affected | Not Affected | Not Affected | Not Affected | Not Affected | Not Affected | Not Affected | Not Affected | Not Affected | Not Affected | Not Affected | Not Affected | Not Affected | Not Affected | Not Affected | Not Affected | Not Affected | Not Affected | Not Affected | 0 | 0 | 0 | 0 | 21 | Polygon
Critical Infrastructure | Stormwater Treatment Facilities and Pump Stations | Stormwater Ponds - NHD |  | STFPS_PG_2888 |  | Not Affected | Not Affected | Not Affected | Not Affected | Not Affected | Not Affected | Not Affected | Not Affected | Not Affected | Not Affected | Not Affected | Not Affected | Not Affected | Not Affected | Not Affected | Not Affected | Not Affected | Not Affected | Not Affected | Not Affected | Not Affected | 0 | 0 | 0 | 0 | 21 | Polygon
Critical Infrastructure | Stormwater Treatment Facilities and Pump Stations | Stormwater Ponds - NHD |  | STFPS_PG_2890 |  | Not Affected | Not Affected | Not Affected | Not Affected | Not Affected | Not Affected | Not Affected | Not Affected | Not Affected | Not Affected | Not Affected | Not Affected | Not Affected | Not Affected | Not Affected | Not Affected | Not Affected | Not Affected | Not Affected | Not Affected | Not Affected | 0 | 0 | 0 | 0 | 21 | Polygon
Critical Infrastructure | Stormwater Treatment Facilities and Pump Stations | Stormwater Ponds - NHD |  | STFPS_PG_2892 |  | Not Affected | Not Affected | Not Affected | Not Affected | Not Affected | Not Affected | Not Affected | Not Affected | Not Affected | Not Affected | Not Affected | Not Affected | Not Affected | Not Affected | Not Affected | Not Affected | Not Affected | Not Affected | Not Affected | Not Affected | Not Affected | 0 | 0 | 0 | 0 | 21 | Polygon
Critical Infrastructure | Stormwater Treatment Facilities and Pump Stations | Stormwater Ponds - NHD |  | STFPS_PG_2893 |  | Not Affected | Not Affected | Not Affected | Not Affected | Not Affected | Not Affected | Not Affected | Not Affected | Not Affected | Not Affected | Not Affected | Not Affected | Not Affected | Not Affected | Not Affected | Not Affected | Not Affected | Not Affected | Not Affected | Not Affected | Not Affected | 0 | 0 | 0 | 0 | 21 | Polygon
Critical Infrastructure | Stormwater Treatment Facilities and Pump Stations | Stormwater Ponds - NHD |  | STFPS_PG_2894 |  | Not Affected | Not Affected | Not Affected | Not Affected | Not Affected | Not Affected | Not Affected | Not Affected | Not Affected | Not Affected | Not Affected | Not Affected | Not Affected | Not Affected | Not Affected | Not Affected | Not Affected | Not Affected | Not Affected | Not Affected | Not Affected | 0 | 0 | 0 | 0 | 21 | Polygon
Critical Infrastructure | Stormwater Treatment Facilities and Pump Stations | Stormwater Ponds - NHD |  | STFPS_PG_2896 |  | Not Affected | Not Affected | Not Affected | Not Affected | Not Affected | Not Affected | Not Affected | Not Affected | Not Affected | Not Affected | Not Affected | Not Affected | Not Affected | Not Affected | Not Affected | Not Affected | Not Affected | Not Affected | Not Affected | Not Affected | Not Affected | 0 | 0 | 0 | 0 | 21 | Polygon
Critical Infrastructure | Stormwater Treatment Facilities and Pump Stations | Stormwater Ponds - NHD |  | STFPS_PG_2897 |  | Not Affected | Not Affected | Not Affected | Not Affected | Not Affected | Not Affected | Not Affected | Not Affected | Not Affected | Not Affected | Not Affected | Not Affected | Not Affected | Not Affected | Not Affected | Not Affected | Not Affected | Not Affected | Not Affected | Not Affected | Not Affected | 0 | 0 | 0 | 0 | 21 | Polygon
Critical Infrastructure | Stormwater Treatment Facilities and Pump Stations | Stormwater Ponds - NHD |  | STFPS_PG_2899 |  | Not Affected | Not Affected | Not Affected | Not Affected | Not Affected | Not Affected | Not Affected | Not Affected | Not Affected | Not Affected | Not Affected | Not Affected | Not Affected | Not Affected | Not Affected | Not Affected | Not Affected | Not Affected | Not Affected | Not Affected | Not Affected | 0 | 0 | 0 | 0 | 21 | Polygon
Critical Infrastructure | Stormwater Treatment Facilities and Pump Stations | Stormwater Ponds - NHD |  | STFPS_PG_2901 |  | Not Affected | Not Affected | Not Affected | Not Affected | Not Affected | Not Affected | Not Affected | Not Affected | Not Affected | Not Affected | Not Affected | Not Affected | Not Affected | Not Affected | Not Affected | Not Affected | Not Affected | Not Affected | Not Affected | Not Affected | Not Affected | 0 | 0 | 0 | 0 | 21 | Polygon
Critical Infrastructure | Stormwater Treatment Facilities and Pump Stations | Stormwater Ponds - NHD |  | STFPS_PG_2902 |  | Not Affected | Not Affected | Not Affected | Not Affected | Not Affected | Not Affected | Not Affected | Not Affected | Not Affected | Not Affected | Not Affected | Not Affected | Not Affected | Not Affected | Not Affected | Not Affected | Not Affected | Not Affected | Not Affected | Not Affected | Not Affected | 0 | 0 | 0 | 0 | 21 | Polygon
Critical Infrastructure | Stormwater Treatment Facilities and Pump Stations | Stormwater Ponds - NHD |  | STFPS_PG_2903 |  | Not Affected | Not Affected | Not Affected | Not Affected | Not Affected | Not Affected | Not Affected | Not Affected | Not Affected | Not Affected | Not Affected | Not Affected | Not Affected | Not Affected | Not Affected | Not Affected | Not Affected | Not Affected | Not Affected | Not Affected | Not Affected | 0 | 0 | 0 | 0 | 21 | Polygon
Critical Infrastructure | Stormwater Treatment Facilities and Pump Stations | Stormwater Ponds - NHD |  | STFPS_PG_2906 |  | Not Affected | Not Affected | Not Affected | Not Affected | Not Affected | Not Affected | Not Affected | Not Affected | Not Affected | Not Affected | Not Affected | Not Affected | Not Affected | Not Affected | Not Affected | Not Affected | Not Affected | Not Affected | Not Affected | Not Affected | Not Affected | 0 | 0 | 0 | 0 | 21 | Polygon
Critical Infrastructure | Stormwater Treatment Facilities and Pump Stations | Stormwater Ponds - NHD |  | STFPS_PG_2908 |  | Not Affected | Not Affected | Not Affected | Not Affected | Not Affected | Not Affected | Not Affected | Not Affected | Not Affected | Not Affected | Not Affected | Not Affected | Not Affected | Not Affected | Not Affected | Not Affected | Not Affected | Not Affected | Not Affected | Not Affected | Not Affected | 0 | 0 | 0 | 0 | 21 | Polygon
Critical Infrastructure | Stormwater Treatment Facilities and Pump Stations | Stormwater Ponds - NHD |  | STFPS_PG_2909 |  | Not Affected | Not Affected | Not Affected | Not Affected | Not Affected | Not Affected | Not Affected | Not Affected | Not Affected | Not Affected | Not Affected | Not Affected | Not Affected | Not Affected | Not Affected | Not Affected | Not Affected | Not Affected | Not Affected | Not Affected | Not Affected | 0 | 0 | 0 | 0 | 21 | Polygon
Critical Infrastructure | Stormwater Treatment Facilities and Pump Stations | Stormwater Ponds - NHD |  | STFPS_PG_2910 |  | Not Affected | Not Affected | Not Affected | Not Affected | Not Affected | Not Affected | Not Affected | Not Affected | Not Affected | Not Affected | Not Affected | Not Affected | Not Affected | Not Affected | Not Affected | Not Affected | Not Affected | Not Affected | Not Affected | Not Affected | Not Affected | 0 | 0 | 0 | 0 | 21 | Polygon
Critical Infrastructure | Stormwater Treatment Facilities and Pump Stations | Stormwater Ponds - NHD |  | STFPS_PG_2911 |  | Not Affected | Not Affected | Not Affected | Not Affected | Not Affected | Not Affected | Not Affected | Not Affected | Not Affected | Not Affected | Not Affected | Not Affected | Not Affected | Not Affected | Not Affected | Not Affected | Not Affected | Not Affected | Not Affected | Not Affected | Not Affected | 0 | 0 | 0 | 0 | 21 | Polygon
Critical Infrastructure | Stormwater Treatment Facilities and Pump Stations | Stormwater Ponds - NHD |  | STFPS_PG_2912 |  | Not Affected | Not Affected | Not Affected | Not Affected | Not Affected | Not Affected | Not Affected | Not Affected | Not Affected | Not Affected | Not Affected | Not Affected | Not Affected | Not Affected | Not Affected | Not Affected | Not Affected | Not Affected | Not Affected | Not Affected | Not Affected | 0 | 0 | 0 | 0 | 21 | Polygon
Critical Infrastructure | Stormwater Treatment Facilities and Pump Stations | Stormwater Ponds - NHD |  | STFPS_PG_2914 |  | Not Affected | Not Affected | Not Affected | Not Affected | Not Affected | Not Affected | Not Affected | Not Affected | Not Affected | Not Affected | Not Affected | Not Affected | Not Affected | Not Affected | Not Affected | Not Affected | Not Affected | Not Affected | Not Affected | Not Affected | Not Affected | 0 | 0 | 0 | 0 | 21 | Polygon
Critical Infrastructure | Stormwater Treatment Facilities and Pump Stations | Stormwater Ponds - NHD |  | STFPS_PG_2915 |  | Not Affected | Not Affected | Not Affected | Not Affected | Not Affected | Not Affected | Not Affected | Not Affected | Not Affected | Not Affected | Not Affected | Not Affected | Not Affected | Not Affected | Not Affected | Not Affected | Not Affected | Not Affected | Not Affected | Not Affected | Not Affected | 0 | 0 | 0 | 0 | 21 | Polygon
Critical Infrastructure | Stormwater Treatment Facilities and Pump Stations | Stormwater Ponds - NHD |  | STFPS_PG_2916 |  | Not Affected | Not Affected | Not Affected | Not Affected | Not Affected | Not Affected | Not Affected | Not Affected | Not Affected | Not Affected | Not Affected | Not Affected | Not Affected | Not Affected | Not Affected | Not Affected | Not Affected | Not Affected | Not Affected | Not Affected | Not Affected | 0 | 0 | 0 | 0 | 21 | Polygon
Critical Infrastructure | Stormwater Treatment Facilities and Pump Stations | Stormwater Ponds - NHD |  | STFPS_PG_2917 |  | Not Affected | Not Affected | Not Affected | Not Affected | Not Affected | Not Affected | Not Affected | Not Affected | Not Affected | Not Affected | Not Affected | Not Affected | Not Affected | Not Affected | Not Affected | Not Affected | Not Affected | Not Affected | Not Affected | Not Affected | Not Affected | 0 | 0 | 0 | 0 | 21 | Polygon
Critical Infrastructure | Stormwater Treatment Facilities and Pump Stations | Stormwater Ponds - NHD |  | STFPS_PG_2918 |  | Not Affected | Not Affected | Not Affected | Not Affected | Not Affected | Not Affected | Not Affected | Not Affected | Not Affected | Not Affected | Not Affected | Not Affected | Not Affected | Not Affected | Not Affected | Not Affected | Not Affected | Not Affected | Not Affected | Not Affected | Not Affected | 0 | 0 | 0 | 0 | 21 | Polygon
Critical Infrastructure | Stormwater Treatment Facilities and Pump Stations | Stormwater Ponds - NHD |  | STFPS_PG_2919 |  | Not Affected | Not Affected | Not Affected | Not Affected | Not Affected | Not Affected | Not Affected | Not Affected | Not Affected | Not Affected | Not Affected | Not Affected | Not Affected | Not Affected | Not Affected | Not Affected | Not Affected | Not Affected | Not Affected | Not Affected | Not Affected | 0 | 0 | 0 | 0 | 21 | Polygon
Critical Infrastructure | Stormwater Treatment Facilities and Pump Stations | Stormwater Ponds - NHD |  | STFPS_PG_2920 |  | Not Affected | Not Affected | Not Affected | Not Affected | Not Affected | Not Affected | Not Affected | Not Affected | Not Affected | Not Affected | Not Affected | Not Affected | Not Affected | Not Affected | Not Affected | Not Affected | Not Affected | Not Affected | Not Affected | Not Affected | Not Affected | 0 | 0 | 0 | 0 | 21 | Polygon
Critical Infrastructure | Stormwater Treatment Facilities and Pump Stations | Stormwater Ponds - NHD |  | STFPS_PG_2921 |  | Not Affected | Not Affected | Not Affected | Not Affected | Not Affected | Not Affected | Not Affected | Not Affected | Not Affected | Not Affected | Not Affected | Not Affected | Not Affected | Not Affected | Not Affected | Not Affected | Not Affected | Not Affected | Not Affected | Not Affected | Not Affected | 0 | 0 | 0 | 0 | 21 | Polygon
Critical Infrastructure | Stormwater Treatment Facilities and Pump Stations | Stormwater Ponds - NHD |  | STFPS_PG_2924 |  | Not Affected | Not Affected | Not Affected | Not Affected | Not Affected | Not Affected | Not Affected | Not Affected | Not Affected | Not Affected | Not Affected | Not Affected | Not Affected | Not Affected | Not Affected | Not Affected | Not Affected | Not Affected | Not Affected | Not Affected | Not Affected | 0 | 0 | 0 | 0 | 21 | Polygon
Critical Infrastructure | Stormwater Treatment Facilities and Pump Stations | Stormwater Ponds - NHD |  | STFPS_PG_2927 |  | Not Affected | Not Affected | Not Affected | Not Affected | Not Affected | Not Affected | Not Affected | Not Affected | Not Affected | Not Affected | Not Affected | Not Affected | Not Affected | Not Affected | Not Affected | Not Affected | Not Affected | Not Affected | Not Affected | Not Affected | Not Affected | 0 | 0 | 0 | 0 | 21 | Polygon
Critical Infrastructure | Stormwater Treatment Facilities and Pump Stations | Stormwater Ponds - NHD |  | STFPS_PG_2928 |  | Not Affected | Not Affected | Not Affected | Not Affected | Not Affected | Not Affected | Not Affected | Not Affected | Not Affected | Not Affected | Not Affected | Not Affected | Not Affected | Not Affected | Not Affected | Not Affected | Not Affected | Not Affected | Not Affected | Not Affected | Not Affected | 0 | 0 | 0 | 0 | 21 | Polygon
Critical Infrastructure | Stormwater Treatment Facilities and Pump Stations | Stormwater Ponds - NHD |  | STFPS_PG_2930 |  | Not Affected | Not Affected | Not Affected | Not Affected | Not Affected | Not Affected | Not Affected | Not Affected | Not Affected | Not Affected | Not Affected | Not Affected | Not Affected | Not Affected | Not Affected | Not Affected | Not Affected | Not Affected | Not Affected | Not Affected | Not Affected | 0 | 0 | 0 | 0 | 21 | Polygon
Critical Infrastructure | Stormwater Treatment Facilities and Pump Stations | Stormwater Ponds - NHD |  | STFPS_PG_2931 |  | Not Affected | Not Affected | Not Affected | Not Affected | Not Affected | Not Affected | Not Affected | Not Affected | Not Affected | Not Affected | Not Affected | Not Affected | Not Affected | Not Affected | Not Affected | Not Affected | Not Affected | Not Affected | Not Affected | Not Affected | Not Affected | 0 | 0 | 0 | 0 | 21 | Polygon
Critical Infrastructure | Stormwater Treatment Facilities and Pump Stations | Stormwater Ponds - NHD |  | STFPS_PG_2933 |  | Not Affected | Not Affected | Not Affected | Not Affected | Not Affected | Not Affected | Not Affected | Not Affected | Not Affected | Not Affected | Not Affected | Not Affected | Not Affected | Not Affected | Not Affected | Not Affected | Not Affected | Not Affected | Not Affected | Not Affected | Not Affected | 0 | 0 | 0 | 0 | 21 | Polygon
Critical Infrastructure | Stormwater Treatment Facilities and Pump Stations | Stormwater Ponds - NHD |  | STFPS_PG_2936 |  | Not Affected | Not Affected | Not Affected | Not Affected | Not Affected | Not Affected | Not Affected | Not Affected | Not Affected | Not Affected | Not Affected | Not Affected | Not Affected | Not Affected | Not Affected | Not Affected | Not Affected | Not Affected | Not Affected | Not Affected | Not Affected | 0 | 0 | 0 | 0 | 21 | Polygon
Critical Infrastructure | Stormwater Treatment Facilities and Pump Stations | Stormwater Ponds - NHD |  | STFPS_PG_2937 |  | Not Affected | Not Affected | Not Affected | Not Affected | Not Affected | Not Affected | Not Affected | Not Affected | Not Affected | Not Affected | Not Affected | Not Affected | Not Affected | Not Affected | Not Affected | Not Affected | Not Affected | Not Affected | Not Affected | Not Affected | Not Affected | 0 | 0 | 0 | 0 | 21 | Polygon
Critical Infrastructure | Stormwater Treatment Facilities and Pump Stations | Stormwater Ponds - NHD |  | STFPS_PG_2939 |  | Not Affected | Not Affected | Not Affected | Not Affected | Not Affected | Not Affected | Not Affected | Not Affected | Not Affected | Not Affected | Not Affected | Not Affected | Not Affected | Not Affected | Not Affected | Not Affected | Not Affected | Not Affected | Not Affected | Not Affected | Not Affected | 0 | 0 | 0 | 0 | 21 | Polygon
Critical Infrastructure | Stormwater Treatment Facilities and Pump Stations | Stormwater Ponds - NHD |  | STFPS_PG_2945 |  | Not Affected | Not Affected | Not Affected | Not Affected | Not Affected | Not Affected | Not Affected | Not Affected | Not Affected | Not Affected | Not Affected | Not Affected | Not Affected | Not Affected | Not Affected | Not Affected | Not Affected | Not Affected | Not Affected | Not Affected | Not Affected | 0 | 0 | 0 | 0 | 21 | Polygon
Critical Infrastructure | Stormwater Treatment Facilities and Pump Stations | Stormwater Ponds - NHD |  | STFPS_PG_2946 |  | Not Affected | Not Affected | Not Affected | Not Affected | Not Affected | Not Affected | Not Affected | Not Affected | Not Affected | Not Affected | Not Affected | Not Affected | Not Affected | Not Affected | Not Affected | Not Affected | Not Affected | Not Affected | Not Affected | Not Affected | Not Affected | 0 | 0 | 0 | 0 | 21 | Polygon
Critical Infrastructure | Stormwater Treatment Facilities and Pump Stations | Stormwater Ponds - NHD |  | STFPS_PG_2947 |  | Not Affected | Not Affected | Not Affected | Not Affected | Not Affected | Not Affected | Not Affected | Not Affected | Not Affected | Not Affected | Not Affected | Not Affected | Not Affected | Not Affected | Not Affected | Not Affected | Not Affected | Not Affected | Not Affected | Not Affected | Not Affected | 0 | 0 | 0 | 0 | 21 | Polygon
Critical Infrastructure | Stormwater Treatment Facilities and Pump Stations | Stormwater Ponds - NHD |  | STFPS_PG_2950 |  | Not Affected | Not Affected | Not Affected | Not Affected | Not Affected | Not Affected | Not Affected | Not Affected | Not Affected | Not Affected | Not Affected | Not Affected | Not Affected | Not Affected | Not Affected | Not Affected | Not Affected | Not Affected | Not Affected | Not Affected | Not Affected | 0 | 0 | 0 | 0 | 21 | Polygon
Critical Infrastructure | Stormwater Treatment Facilities and Pump Stations | Stormwater Ponds - NHD |  | STFPS_PG_2951 |  | Not Affected | Not Affected | Not Affected | Not Affected | Not Affected | Not Affected | Not Affected | Not Affected | Not Affected | Not Affected | Not Affected | Not Affected | Not Affected | Not Affected | Not Affected | Not Affected | Not Affected | Not Affected | Not Affected | Not Affected | Not Affected | 0 | 0 | 0 | 0 | 21 | Polygon
Critical Infrastructure | Stormwater Treatment Facilities and Pump Stations | Stormwater Ponds - NHD |  | STFPS_PG_2952 |  | Not Affected | Not Affected | Not Affected | Not Affected | Not Affected | Not Affected | Not Affected | Not Affected | Not Affected | Not Affected | Not Affected | Not Affected | Not Affected | Not Affected | Not Affected | Not Affected | Not Affected | Not Affected | Not Affected | Not Affected | Not Affected | 0 | 0 | 0 | 0 | 21 | Polygon
Critical Infrastructure | Stormwater Treatment Facilities and Pump Stations | Stormwater Ponds - NHD |  | STFPS_PG_2954 |  | Not Affected | Not Affected | Not Affected | Not Affected | Not Affected | Not Affected | Not Affected | Not Affected | Not Affected | Not Affected | Not Affected | Not Affected | Not Affected | Not Affected | Not Affected | Not Affected | Not Affected | Not Affected | Not Affected | Not Affected | Not Affected | 0 | 0 | 0 | 0 | 21 | Polygon
Critical Infrastructure | Stormwater Treatment Facilities and Pump Stations | Stormwater Ponds - NHD |  | STFPS_PG_2955 |  | Not Affected | Not Affected | Not Affected | Not Affected | Not Affected | Not Affected | Not Affected | Not Affected | Not Affected | Not Affected | Not Affected | Not Affected | Not Affected | Not Affected | Not Affected | Not Affected | Not Affected | Not Affected | Not Affected | Not Affected | Not Affected | 0 | 0 | 0 | 0 | 21 | Polygon
Critical Infrastructure | Stormwater Treatment Facilities and Pump Stations | Stormwater Ponds - NHD |  | STFPS_PG_2960 |  | Not Affected | Not Affected | Not Affected | Not Affected | Not Affected | Not Affected | Not Affected | Not Affected | Not Affected | Not Affected | Not Affected | Not Affected | Not Affected | Not Affected | Not Affected | Not Affected | Not Affected | Not Affected | Not Affected | Not Affected | Not Affected | 0 | 0 | 0 | 0 | 21 | Polygon
Critical Infrastructure | Stormwater Treatment Facilities and Pump Stations | Stormwater Ponds - NHD |  | STFPS_PG_2965 |  | Not Affected | Not Affected | Not Affected | Not Affected | Not Affected | Not Affected | Not Affected | Not Affected | Not Affected | Not Affected | Not Affected | Not Affected | Not Affected | Not Affected | Not Affected | Not Affected | Not Affected | Not Affected | Not Affected | Not Affected | Not Affected | 0 | 0 | 0 | 0 | 21 | Polygon
Critical Infrastructure | Stormwater Treatment Facilities and Pump Stations | Stormwater Ponds - NHD |  | STFPS_PG_2966 |  | Not Affected | Not Affected | Not Affected | Not Affected | Not Affected | Not Affected | Not Affected | Not Affected | Not Affected | Not Affected | Not Affected | Not Affected | Not Affected | Not Affected | Not Affected | Not Affected | Not Affected | Not Affected | Not Affected | Not Affected | Not Affected | 0 | 0 | 0 | 0 | 21 | Polygon
Critical Infrastructure | Stormwater Treatment Facilities and Pump Stations | Stormwater Ponds - NHD |  | STFPS_PG_2967 |  | Not Affected | Not Affected | Not Affected | Not Affected | Not Affected | Not Affected | Not Affected | Not Affected | Not Affected | Not Affected | Not Affected | Not Affected | Not Affected | Not Affected | Not Affected | Not Affected | Not Affected | Not Affected | Not Affected | Not Affected | Not Affected | 0 | 0 | 0 | 0 | 21 | Polygon
Critical Infrastructure | Stormwater Treatment Facilities and Pump Stations | Stormwater Ponds - NHD |  | STFPS_PG_2969 |  | Not Affected | Not Affected | Not Affected | Not Affected | Not Affected | Not Affected | Not Affected | Not Affected | Not Affected | Not Affected | Not Affected | Not Affected | Not Affected | Not Affected | Not Affected | Not Affected | Not Affected | Not Affected | Not Affected | Not Affected | Not Affected | 0 | 0 | 0 | 0 | 21 | Polygon
Critical Infrastructure | Stormwater Treatment Facilities and Pump Stations | Stormwater Ponds - NHD |  | STFPS_PG_2971 |  | Not Affected | Not Affected | Not Affected | Not Affected | Not Affected | Not Affected | Not Affected | Not Affected | Not Affected | Not Affected | Not Affected | Not Affected | Not Affected | Not Affected | Not Affected | Not Affected | Not Affected | Not Affected | Not Affected | Not Affected | Not Affected | 0 | 0 | 0 | 0 | 21 | Polygon
Critical Infrastructure | Stormwater Treatment Facilities and Pump Stations | Stormwater Ponds - NHD |  | STFPS_PG_2972 |  | Not Affected | Not Affected | Not Affected | Not Affected | Not Affected | Not Affected | Not Affected | Not Affected | Not Affected | Not Affected | Not Affected | Not Affected | Not Affected | Not Affected | Not Affected | Not Affected | Not Affected | Not Affected | Not Affected | Not Affected | Not Affected | 0 | 0 | 0 | 0 | 21 | Polygon
Critical Infrastructure | Stormwater Treatment Facilities and Pump Stations | Stormwater Ponds - NHD |  | STFPS_PG_2973 |  | Not Affected | Not Affected | Not Affected | Not Affected | Not Affected | Not Affected | Not Affected | Not Affected | Not Affected | Not Affected | Not Affected | Not Affected | Not Affected | Not Affected | Not Affected | Not Affected | Not Affected | Not Affected | Not Affected | Not Affected | Not Affected | 0 | 0 | 0 | 0 | 21 | Polygon
Critical Infrastructure | Stormwater Treatment Facilities and Pump Stations | Stormwater Ponds - NHD |  | STFPS_PG_2977 |  | Not Affected | Not Affected | Not Affected | Not Affected | Not Affected | Not Affected | Not Affected | Not Affected | Not Affected | Not Affected | Not Affected | Not Affected | Not Affected | Not Affected | Not Affected | Not Affected | Not Affected | Not Affected | Not Affected | Not Affected | Not Affected | 0 | 0 | 0 | 0 | 21 | Polygon
Critical Infrastructure | Stormwater Treatment Facilities and Pump Stations | Stormwater Ponds - NHD |  | STFPS_PG_2984 |  | Not Affected | Not Affected | Not Affected | Not Affected | Not Affected | Not Affected | Not Affected | Not Affected | Not Affected | Not Affected | Not Affected | Not Affected | Not Affected | Not Affected | Not Affected | Not Affected | Not Affected | Not Affected | Not Affected | Not Affected | Not Affected | 0 | 0 | 0 | 0 | 21 | Polygon
Critical Infrastructure | Stormwater Treatment Facilities and Pump Stations | Stormwater Ponds - NHD |  | STFPS_PG_2986 |  | Not Affected | Not Affected | Not Affected | Not Affected | Not Affected | Not Affected | Not Affected | Not Affected | Not Affected | Not Affected | Not Affected | Not Affected | Not Affected | Not Affected | Not Affected | Not Affected | Not Affected | Not Affected | Not Affected | Not Affected | Not Affected | 0 | 0 | 0 | 0 | 21 | Polygon
Critical Infrastructure | Stormwater Treatment Facilities and Pump Stations | Stormwater Ponds - NHD |  | STFPS_PG_2987 |  | Not Affected | Not Affected | Not Affected | Not Affected | Not Affected | Not Affected | Not Affected | Not Affected | Not Affected | Not Affected | Not Affected | Not Affected | Not Affected | Not Affected | Not Affected | Not Affected | Not Affected | Not Affected | Not Affected | Not Affected | Not Affected | 0 | 0 | 0 | 0 | 21 | Polygon
Critical Infrastructure | Stormwater Treatment Facilities and Pump Stations | Stormwater Ponds - NHD |  | STFPS_PG_2993 |  | Not Affected | Not Affected | Not Affected | Not Affected | Not Affected | Not Affected | Not Affected | Not Affected | Not Affected | Not Affected | Not Affected | Not Affected | Not Affected | Not Affected | Not Affected | Not Affected | Not Affected | Not Affected | Not Affected | Not Affected | Not Affected | 0 | 0 | 0 | 0 | 21 | Polygon
Critical Infrastructure | Stormwater Treatment Facilities and Pump Stations | Stormwater Ponds - NHD |  | STFPS_PG_2996 |  | Not Affected | Not Affected | Not Affected | Not Affected | Not Affected | Not Affected | Not Affected | Not Affected | Not Affected | Not Affected | Not Affected | Not Affected | Not Affected | Not Affected | Not Affected | Not Affected | Not Affected | Not Affected | Not Affected | Not Affected | Not Affected | 0 | 0 | 0 | 0 | 21 | Polygon
Critical Infrastructure | Stormwater Treatment Facilities and Pump Stations | Stormwater Ponds - NHD |  | STFPS_PG_2999 |  | Not Affected | Not Affected | Not Affected | Not Affected | Not Affected | Not Affected | Not Affected | Not Affected | Not Affected | Not Affected | Not Affected | Not Affected | Not Affected | Not Affected | Not Affected | Not Affected | Not Affected | Not Affected | Not Affected | Not Affected | Not Affected | 0 | 0 | 0 | 0 | 21 | Polygon
Critical Infrastructure | Stormwater Treatment Facilities and Pump Stations | Stormwater Ponds - NHD |  | STFPS_PG_3000 |  | Not Affected | Not Affected | Not Affected | Not Affected | Not Affected | Not Affected | Not Affected | Not Affected | Not Affected | Not Affected | Not Affected | Not Affected | Not Affected | Not Affected | Not Affected | Not Affected | Not Affected | Not Affected | Not Affected | Not Affected | Not Affected | 0 | 0 | 0 | 0 | 21 | Polygon
Critical Infrastructure | Stormwater Treatment Facilities and Pump Stations | Stormwater Ponds - NHD |  | STFPS_PG_3001 |  | Not Affected | Not Affected | Not Affected | Not Affected | Not Affected | Not Affected | Not Affected | Not Affected | Not Affected | Not Affected | Not Affected | Not Affected | Not Affected | Not Affected | Not Affected | Not Affected | Not Affected | Not Affected | Not Affected | Not Affected | Not Affected | 0 | 0 | 0 | 0 | 21 | Polygon
Critical Infrastructure | Stormwater Treatment Facilities and Pump Stations | Stormwater Ponds - NHD |  | STFPS_PG_3005 |  | Not Affected | Not Affected | Not Affected | Not Affected | Not Affected | Not Affected | Not Affected | Not Affected | Not Affected | Not Affected | Not Affected | Not Affected | Not Affected | Not Affected | Not Affected | Not Affected | Not Affected | Not Affected | Not Affected | Not Affected | Not Affected | 0 | 0 | 0 | 0 | 21 | Polygon
Critical Infrastructure | Stormwater Treatment Facilities and Pump Stations | Stormwater Ponds - NHD |  | STFPS_PG_3006 |  | Not Affected | Not Affected | Not Affected | Not Affected | Not Affected | Not Affected | Not Affected | Not Affected | Not Affected | Not Affected | Not Affected | Not Affected | Not Affected | Not Affected | Not Affected | Not Affected | Not Affected | Not Affected | Not Affected | Not Affected | Not Affected | 0 | 0 | 0 | 0 | 21 | Polygon
Critical Infrastructure | Stormwater Treatment Facilities and Pump Stations | Stormwater Ponds - NHD |  | STFPS_PG_3007 |  | Not Affected | Not Affected | Not Affected | Not Affected | Not Affected | Not Affected | Not Affected | Not Affected | Not Affected | Not Affected | Not Affected | Not Affected | Not Affected | Not Affected | Not Affected | Not Affected | Not Affected | Not Affected | Not Affected | Not Affected | Not Affected | 0 | 0 | 0 | 0 | 21 | Polygon
Critical Infrastructure | Stormwater Treatment Facilities and Pump Stations | Stormwater Ponds - NHD |  | STFPS_PG_3008 |  | Not Affected | Not Affected | Not Affected | Not Affected | Not Affected | Not Affected | Not Affected | Not Affected | Not Affected | Not Affected | Not Affected | Not Affected | Not Affected | Not Affected | Not Affected | Not Affected | Not Affected | Not Affected | Not Affected | Not Affected | Not Affected | 0 | 0 | 0 | 0 | 21 | Polygon
Critical Infrastructure | Stormwater Treatment Facilities and Pump Stations | Stormwater Ponds - NHD |  | STFPS_PG_3009 |  | Not Affected | Not Affected | Not Affected | Not Affected | Not Affected | Not Affected | Not Affected | Not Affected | Not Affected | Not Affected | Not Affected | Not Affected | Not Affected | Not Affected | Not Affected | Not Affected | Not Affected | Not Affected | Not Affected | Not Affected | Not Affected | 0 | 0 | 0 | 0 | 21 | Polygon
Critical Infrastructure | Stormwater Treatment Facilities and Pump Stations | Stormwater Ponds - NHD |  | STFPS_PG_3011 |  | Not Affected | Not Affected | Not Affected | Not Affected | Not Affected | Not Affected | Not Affected | Not Affected | Not Affected | Not Affected | Not Affected | Not Affected | Not Affected | Not Affected | Not Affected | Not Affected | Not Affected | Not Affected | Not Affected | Not Affected | Not Affected | 0 | 0 | 0 | 0 | 21 | Polygon
Critical Infrastructure | Stormwater Treatment Facilities and Pump Stations | Stormwater Ponds - NHD |  | STFPS_PG_3012 |  | Not Affected | Not Affected | Not Affected | Not Affected | Not Affected | Not Affected | Not Affected | Not Affected | Not Affected | Not Affected | Not Affected | Not Affected | Not Affected | Not Affected | Not Affected | Not Affected | Not Affected | Not Affected | Not Affected | Not Affected | Not Affected | 0 | 0 | 0 | 0 | 21 | Polygon
Critical Infrastructure | Stormwater Treatment Facilities and Pump Stations | Stormwater Ponds - NHD |  | STFPS_PG_3016 |  | Not Affected | Not Affected | Not Affected | Not Affected | Not Affected | Not Affected | Not Affected | Not Affected | Not Affected | Not Affected | Not Affected | Not Affected | Not Affected | Not Affected | Not Affected | Not Affected | Not Affected | Not Affected | Not Affected | Not Affected | Not Affected | 0 | 0 | 0 | 0 | 21 | Polygon
Critical Infrastructure | Stormwater Treatment Facilities and Pump Stations | Stormwater Ponds - NHD |  | STFPS_PG_3017 |  | Not Affected | Not Affected | Not Affected | Not Affected | Not Affected | Not Affected | Not Affected | Not Affected | Not Affected | Not Affected | Not Affected | Not Affected | Not Affected | Not Affected | Not Affected | Not Affected | Not Affected | Not Affected | Not Affected | Not Affected | Not Affected | 0 | 0 | 0 | 0 | 21 | Polygon
Critical Infrastructure | Stormwater Treatment Facilities and Pump Stations | Stormwater Ponds - NHD |  | STFPS_PG_3018 |  | Not Affected | Not Affected | Not Affected | Not Affected | Not Affected | Not Affected | Not Affected | Not Affected | Not Affected | Not Affected | Not Affected | Not Affected | Not Affected | Not Affected | Not Affected | Not Affected | Not Affected | Not Affected | Not Affected | Not Affected | Not Affected | 0 | 0 | 0 | 0 | 21 | Polygon
Critical Infrastructure | Stormwater Treatment Facilities and Pump Stations | Stormwater Ponds - NHD |  | STFPS_PG_3019 |  | Not Affected | Not Affected | Not Affected | Not Affected | Not Affected | Not Affected | Not Affected | Not Affected | Not Affected | Not Affected | Not Affected | Not Affected | Not Affected | Not Affected | Not Affected | Not Affected | Not Affected | Not Affected | Not Affected | Not Affected | Not Affected | 0 | 0 | 0 | 0 | 21 | Polygon
Critical Infrastructure | Stormwater Treatment Facilities and Pump Stations | Stormwater Ponds - NHD |  | STFPS_PG_3020 |  | Not Affected | Not Affected | Not Affected | Not Affected | Not Affected | Not Affected | Not Affected | Not Affected | Not Affected | Not Affected | Not Affected | Not Affected | Not Affected | Not Affected | Not Affected | Not Affected | Not Affected | Not Affected | Not Affected | Not Affected | Not Affected | 0 | 0 | 0 | 0 | 21 | Polygon
Critical Infrastructure | Stormwater Treatment Facilities and Pump Stations | Stormwater Ponds - NHD |  | STFPS_PG_3022 |  | Not Affected | Not Affected | Not Affected | Not Affected | Not Affected | Not Affected | Not Affected | Not Affected | Not Affected | Not Affected | Not Affected | Not Affected | Not Affected | Not Affected | Not Affected | Not Affected | Not Affected | Not Affected | Not Affected | Not Affected | Not Affected | 0 | 0 | 0 | 0 | 21 | Polygon
Critical Infrastructure | Stormwater Treatment Facilities and Pump Stations | Stormwater Ponds - NHD |  | STFPS_PG_3023 |  | Not Affected | Not Affected | Not Affected | Not Affected | Not Affected | Not Affected | Not Affected | Not Affected | Not Affected | Not Affected | Not Affected | Not Affected | Not Affected | Not Affected | Not Affected | Not Affected | Not Affected | Not Affected | Not Affected | Not Affected | Not Affected | 0 | 0 | 0 | 0 | 21 | Polygon
Critical Infrastructure | Stormwater Treatment Facilities and Pump Stations | Stormwater Ponds - NHD |  | STFPS_PG_3024 |  | Not Affected | Not Affected | Not Affected | Not Affected | Not Affected | Not Affected | Not Affected | Not Affected | Not Affected | Not Affected | Not Affected | Not Affected | Not Affected | Not Affected | Not Affected | Not Affected | Not Affected | Not Affected | Not Affected | Not Affected | Not Affected | 0 | 0 | 0 | 0 | 21 | Polygon
Critical Infrastructure | Stormwater Treatment Facilities and Pump Stations | Stormwater Ponds - NHD |  | STFPS_PG_3026 |  | Not Affected | Not Affected | Not Affected | Not Affected | Not Affected | Not Affected | Not Affected | Not Affected | Not Affected | Not Affected | Not Affected | Not Affected | Not Affected | Not Affected | Not Affected | Not Affected | Not Affected | Not Affected | Not Affected | Not Affected | Not Affected | 0 | 0 | 0 | 0 | 21 | Polygon
Critical Infrastructure | Stormwater Treatment Facilities and Pump Stations | Stormwater Ponds - NHD |  | STFPS_PG_3027 |  | Not Affected | Not Affected | Not Affected | Not Affected | Not Affected | Not Affected | Not Affected | Not Affected | Not Affected | Not Affected | Not Affected | Not Affected | Not Affected | Not Affected | Not Affected | Not Affected | Not Affected | Not Affected | Not Affected | Not Affected | Not Affected | 0 | 0 | 0 | 0 | 21 | Polygon
Critical Infrastructure | Stormwater Treatment Facilities and Pump Stations | Stormwater Ponds - NHD |  | STFPS_PG_3029 |  | Not Affected | Not Affected | Not Affected | Not Affected | Not Affected | Not Affected | Not Affected | Not Affected | Not Affected | Not Affected | Not Affected | Not Affected | Not Affected | Not Affected | Not Affected | Not Affected | Not Affected | Not Affected | Not Affected | Not Affected | Not Affected | 0 | 0 | 0 | 0 | 21 | Polygon
Critical Infrastructure | Stormwater Treatment Facilities and Pump Stations | Stormwater Ponds - NHD |  | STFPS_PG_3030 |  | Not Affected | Not Affected | Not Affected | Not Affected | Not Affected | Not Affected | Not Affected | Not Affected | Not Affected | Not Affected | Not Affected | Not Affected | Not Affected | Not Affected | Not Affected | Not Affected | Not Affected | Not Affected | Not Affected | Not Affected | Not Affected | 0 | 0 | 0 | 0 | 21 | Polygon
Critical Infrastructure | Stormwater Treatment Facilities and Pump Stations | Stormwater Ponds - NHD |  | STFPS_PG_3031 |  | Not Affected | Not Affected | Not Affected | Not Affected | Not Affected | Not Affected | Not Affected | Not Affected | Not Affected | Not Affected | Not Affected | Not Affected | Not Affected | Not Affected | Not Affected | Not Affected | Not Affected | Not Affected | Not Affected | Not Affected | Not Affected | 0 | 0 | 0 | 0 | 21 | Polygon
Critical Infrastructure | Stormwater Treatment Facilities and Pump Stations | Stormwater Ponds - NHD |  | STFPS_PG_3032 |  | Not Affected | Not Affected | Not Affected | Not Affected | Not Affected | Not Affected | Not Affected | Not Affected | Not Affected | Not Affected | Not Affected | Not Affected | Not Affected | Not Affected | Not Affected | Not Affected | Not Affected | Not Affected | Not Affected | Not Affected | Not Affected | 0 | 0 | 0 | 0 | 21 | Polygon
Critical Infrastructure | Stormwater Treatment Facilities and Pump Stations | Stormwater Ponds - NHD |  | STFPS_PG_3034 |  | Not Affected | Not Affected | Not Affected | Not Affected | Not Affected | Not Affected | Not Affected | Not Affected | Not Affected | Not Affected | Not Affected | Not Affected | Not Affected | Not Affected | Not Affected | Not Affected | Not Affected | Not Affected | Not Affected | Not Affected | Not Affected | 0 | 0 | 0 | 0 | 21 | Polygon
Critical Infrastructure | Stormwater Treatment Facilities and Pump Stations | Stormwater Ponds - NHD |  | STFPS_PG_3035 |  | Not Affected | Not Affected | Not Affected | Not Affected | Not Affected | Not Affected | Not Affected | Not Affected | Not Affected | Not Affected | Not Affected | Not Affected | Not Affected | Not Affected | Not Affected | Not Affected | Not Affected | Not Affected | Not Affected | Not Affected | Not Affected | 0 | 0 | 0 | 0 | 21 | Polygon
Critical Infrastructure | Stormwater Treatment Facilities and Pump Stations | Stormwater Ponds - NHD |  | STFPS_PG_3036 |  | Not Affected | Not Affected | Not Affected | Not Affected | Not Affected | Not Affected | Not Affected | Not Affected | Not Affected | Not Affected | Not Affected | Not Affected | Not Affected | Not Affected | Not Affected | Not Affected | Not Affected | Not Affected | Not Affected | Not Affected | Not Affected | 0 | 0 | 0 | 0 | 21 | Polygon
Critical Infrastructure | Stormwater Treatment Facilities and Pump Stations | Stormwater Ponds - NHD |  | STFPS_PG_3043 |  | Not Affected | Not Affected | Not Affected | Not Affected | Not Affected | Not Affected | Not Affected | Not Affected | Not Affected | Not Affected | Not Affected | Not Affected | Not Affected | Not Affected | Not Affected | Not Affected | Not Affected | Not Affected | Not Affected | Not Affected | Not Affected | 0 | 0 | 0 | 0 | 21 | Polygon
Critical Infrastructure | Stormwater Treatment Facilities and Pump Stations | Stormwater Ponds - NHD |  | STFPS_PG_3044 |  | Not Affected | Not Affected | Not Affected | Not Affected | Not Affected | Not Affected | Not Affected | Not Affected | Not Affected | Not Affected | Not Affected | Not Affected | Not Affected | Not Affected | Not Affected | Not Affected | Not Affected | Not Affected | Not Affected | Not Affected | Not Affected | 0 | 0 | 0 | 0 | 21 | Polygon
Critical Infrastructure | Stormwater Treatment Facilities and Pump Stations | Stormwater Ponds - NHD |  | STFPS_PG_3045 |  | Not Affected | Not Affected | Not Affected | Not Affected | Not Affected | Not Affected | Not Affected | Not Affected | Not Affected | Not Affected | Not Affected | Not Affected | Not Affected | Not Affected | Not Affected | Not Affected | Not Affected | Not Affected | Not Affected | Not Affected | Not Affected | 0 | 0 | 0 | 0 | 21 | Polygon
Critical Infrastructure | Stormwater Treatment Facilities and Pump Stations | Stormwater Ponds - NHD |  | STFPS_PG_3047 |  | Not Affected | Not Affected | Not Affected | Not Affected | Not Affected | Not Affected | Not Affected | Not Affected | Not Affected | Not Affected | Not Affected | Not Affected | Not Affected | Not Affected | Not Affected | Not Affected | Not Affected | Not Affected | Not Affected | Not Affected | Not Affected | 0 | 0 | 0 | 0 | 21 | Polygon
Critical Infrastructure | Stormwater Treatment Facilities and Pump Stations | Stormwater Ponds - NHD |  | STFPS_PG_3051 |  | Not Affected | Not Affected | Not Affected | Not Affected | Not Affected | Not Affected | Not Affected | Not Affected | Not Affected | Not Affected | Not Affected | Not Affected | Not Affected | Not Affected | Not Affected | Not Affected | Not Affected | Not Affected | Not Affected | Not Affected | Not Affected | 0 | 0 | 0 | 0 | 21 | Polygon
Critical Infrastructure | Stormwater Treatment Facilities and Pump Stations | Stormwater Ponds - NHD |  | STFPS_PG_3055 |  | Not Affected | Not Affected | Not Affected | Not Affected | Not Affected | Not Affected | Not Affected | Not Affected | Not Affected | Not Affected | Not Affected | Not Affected | Not Affected | Not Affected | Not Affected | Not Affected | Not Affected | Not Affected | Not Affected | Not Affected | Not Affected | 0 | 0 | 0 | 0 | 21 | Polygon
Critical Infrastructure | Stormwater Treatment Facilities and Pump Stations | Stormwater Ponds - NHD |  | STFPS_PG_3065 |  | Not Affected | Not Affected | Not Affected | Not Affected | Not Affected | Not Affected | Not Affected | Not Affected | Not Affected | Not Affected | Not Affected | Not Affected | Not Affected | Not Affected | Not Affected | Not Affected | Not Affected | Not Affected | Not Affected | Not Affected | Not Affected | 0 | 0 | 0 | 0 | 21 | Polygon
Critical Infrastructure | Stormwater Treatment Facilities and Pump Stations | Stormwater Ponds - NHD |  | STFPS_PG_3070 |  | Not Affected | Not Affected | Not Affected | Not Affected | Not Affected | Not Affected | Not Affected | Not Affected | Not Affected | Not Affected | Not Affected | Not Affected | Not Affected | Not Affected | Not Affected | Not Affected | Not Affected | Not Affected | Not Affected | Not Affected | Not Affected | 0 | 0 | 0 | 0 | 21 | Polygon
Critical Infrastructure | Stormwater Treatment Facilities and Pump Stations | Stormwater Ponds - NHD |  | STFPS_PG_3072 |  | Not Affected | Not Affected | Not Affected | Not Affected | Not Affected | Not Affected | Not Affected | Not Affected | Not Affected | Not Affected | Not Affected | Not Affected | Not Affected | Not Affected | Not Affected | Not Affected | Not Affected | Not Affected | Not Affected | Not Affected | Not Affected | 0 | 0 | 0 | 0 | 21 | Polygon
Critical Infrastructure | Stormwater Treatment Facilities and Pump Stations | Stormwater Ponds - NHD |  | STFPS_PG_3073 |  | Not Affected | Not Affected | Not Affected | Not Affected | Not Affected | Not Affected | Not Affected | Not Affected | Not Affected | Not Affected | Not Affected | Not Affected | Not Affected | Not Affected | Not Affected | Not Affected | Not Affected | Not Affected | Not Affected | Not Affected | Not Affected | 0 | 0 | 0 | 0 | 21 | Polygon
Critical Infrastructure | Stormwater Treatment Facilities and Pump Stations | Stormwater Ponds - NHD |  | STFPS_PG_3074 |  | Not Affected | Not Affected | Not Affected | Not Affected | Not Affected | Not Affected | Not Affected | Not Affected | Not Affected | Not Affected | Not Affected | Not Affected | Not Affected | Not Affected | Not Affected | Not Affected | Not Affected | Not Affected | Not Affected | Not Affected | Not Affected | 0 | 0 | 0 | 0 | 21 | Polygon
Critical Infrastructure | Stormwater Treatment Facilities and Pump Stations | Stormwater Ponds - NHD |  | STFPS_PG_3075 |  | Not Affected | Not Affected | Not Affected | Not Affected | Not Affected | Not Affected | Not Affected | Not Affected | Not Affected | Not Affected | Not Affected | Not Affected | Not Affected | Not Affected | Not Affected | Not Affected | Not Affected | Not Affected | Not Affected | Not Affected | Not Affected | 0 | 0 | 0 | 0 | 21 | Polygon
Critical Infrastructure | Stormwater Treatment Facilities and Pump Stations | Stormwater Ponds - NHD |  | STFPS_PG_3078 |  | Not Affected | Not Affected | Not Affected | Not Affected | Not Affected | Not Affected | Not Affected | Not Affected | Not Affected | Not Affected | Not Affected | Not Affected | Not Affected | Not Affected | Not Affected | Not Affected | Not Affected | Not Affected | Not Affected | Not Affected | Not Affected | 0 | 0 | 0 | 0 | 21 | Polygon
Critical Infrastructure | Stormwater Treatment Facilities and Pump Stations | Stormwater Ponds - NHD |  | STFPS_PG_3081 |  | Not Affected | Not Affected | Not Affected | Not Affected | Not Affected | Not Affected | Not Affected | Not Affected | Not Affected | Not Affected | Not Affected | Not Affected | Not Affected | Not Affected | Not Affected | Not Affected | Not Affected | Not Affected | Not Affected | Not Affected | Not Affected | 0 | 0 | 0 | 0 | 21 | Polygon
Critical Infrastructure | Stormwater Treatment Facilities and Pump Stations | Stormwater Ponds - NHD |  | STFPS_PG_3082 |  | Not Affected | Not Affected | Not Affected | Not Affected | Not Affected | Not Affected | Not Affected | Not Affected | Not Affected | Not Affected | Not Affected | Not Affected | Not Affected | Not Affected | Not Affected | Not Affected | Not Affected | Not Affected | Not Affected | Not Affected | Not Affected | 0 | 0 | 0 | 0 | 21 | Polygon
Critical Infrastructure | Stormwater Treatment Facilities and Pump Stations | Stormwater Ponds - NHD |  | STFPS_PG_3083 |  | Not Affected | Not Affected | Not Affected | Not Affected | Not Affected | Not Affected | Not Affected | Not Affected | Not Affected | Not Affected | Not Affected | Not Affected | Not Affected | Not Affected | Not Affected | Not Affected | Not Affected | Not Affected | Not Affected | Not Affected | Not Affected | 0 | 0 | 0 | 0 | 21 | Polygon
Critical Infrastructure | Stormwater Treatment Facilities and Pump Stations | Stormwater Ponds - NHD |  | STFPS_PG_3087 |  | Not Affected | Not Affected | Not Affected | Not Affected | Not Affected | Not Affected | Not Affected | Not Affected | Not Affected | Not Affected | Not Affected | Not Affected | Not Affected | Not Affected | Not Affected | Not Affected | Not Affected | Not Affected | Not Affected | Not Affected | Not Affected | 0 | 0 | 0 | 0 | 21 | Polygon
Critical Infrastructure | Stormwater Treatment Facilities and Pump Stations | Stormwater Ponds - NHD |  | STFPS_PG_3088 |  | Not Affected | Not Affected | Not Affected | Not Affected | Not Affected | Not Affected | Not Affected | Not Affected | Not Affected | Not Affected | Not Affected | Not Affected | Not Affected | Not Affected | Not Affected | Not Affected | Not Affected | Not Affected | Not Affected | Not Affected | Not Affected | 0 | 0 | 0 | 0 | 21 | Polygon
Critical Infrastructure | Stormwater Treatment Facilities and Pump Stations | Stormwater Ponds - NHD |  | STFPS_PG_3091 |  | Not Affected | Not Affected | Not Affected | Not Affected | Not Affected | Not Affected | Not Affected | Not Affected | Not Affected | Not Affected | Not Affected | Not Affected | Not Affected | Not Affected | Not Affected | Not Affected | Not Affected | Not Affected | Not Affected | Not Affected | Not Affected | 0 | 0 | 0 | 0 | 21 | Polygon
Critical Infrastructure | Stormwater Treatment Facilities and Pump Stations | Stormwater Ponds - NHD |  | STFPS_PG_3095 |  | Not Affected | Not Affected | Not Affected | Not Affected | Not Affected | Not Affected | Not Affected | Not Affected | Not Affected | Not Affected | Not Affected | Not Affected | Not Affected | Not Affected | Not Affected | Not Affected | Not Affected | Not Affected | Not Affected | Not Affected | Not Affected | 0 | 0 | 0 | 0 | 21 | Polygon
Critical Infrastructure | Stormwater Treatment Facilities and Pump Stations | Stormwater Ponds - NHD |  | STFPS_PG_3096 |  | Not Affected | Not Affected | Not Affected | Not Affected | Not Affected | Not Affected | Not Affected | Not Affected | Not Affected | Not Affected | Not Affected | Not Affected | Not Affected | Not Affected | Not Affected | Not Affected | Not Affected | Not Affected | Not Affected | Not Affected | Not Affected | 0 | 0 | 0 | 0 | 21 | Polygon
Critical Infrastructure | Stormwater Treatment Facilities and Pump Stations | Stormwater Ponds - NHD |  | STFPS_PG_3102 |  | Not Affected | Not Affected | Not Affected | Not Affected | Not Affected | Not Affected | Not Affected | Not Affected | Not Affected | Not Affected | Not Affected | Not Affected | Not Affected | Not Affected | Not Affected | Not Affected | Not Affected | Not Affected | Not Affected | Not Affected | Not Affected | 0 | 0 | 0 | 0 | 21 | Polygon
Critical Infrastructure | Stormwater Treatment Facilities and Pump Stations | Stormwater Ponds - NHD |  | STFPS_PG_3103 |  | Not Affected | Not Affected | Not Affected | Not Affected | Not Affected | Not Affected | Not Affected | Not Affected | Not Affected | Not Affected | Not Affected | Not Affected | Not Affected | Not Affected | Not Affected | Not Affected | Not Affected | Not Affected | Not Affected | Not Affected | Not Affected | 0 | 0 | 0 | 0 | 21 | Polygon
Critical Infrastructure | Stormwater Treatment Facilities and Pump Stations | Stormwater Ponds - NHD |  | STFPS_PG_3105 |  | Not Affected | Not Affected | Not Affected | Not Affected | Not Affected | Not Affected | Not Affected | Not Affected | Not Affected | Not Affected | Not Affected | Not Affected | Not Affected | Not Affected | Not Affected | Not Affected | Not Affected | Not Affected | Not Affected | Not Affected | Not Affected | 0 | 0 | 0 | 0 | 21 | Polygon
Critical Infrastructure | Stormwater Treatment Facilities and Pump Stations | Stormwater Ponds - NHD |  | STFPS_PG_3114 |  | Not Affected | Not Affected | Not Affected | Not Affected | Not Affected | Not Affected | Not Affected | Not Affected | Not Affected | Not Affected | Not Affected | Not Affected | Not Affected | Not Affected | Not Affected | Not Affected | Not Affected | Not Affected | Not Affected | Not Affected | Not Affected | 0 | 0 | 0 | 0 | 21 | Polygon
Critical Infrastructure | Stormwater Treatment Facilities and Pump Stations | Stormwater Ponds - NHD |  | STFPS_PG_3115 |  | Not Affected | Not Affected | Not Affected | Not Affected | Not Affected | Not Affected | Not Affected | Not Affected | Not Affected | Not Affected | Not Affected | Not Affected | Not Affected | Not Affected | Not Affected | Not Affected | Not Affected | Not Affected | Not Affected | Not Affected | Not Affected | 0 | 0 | 0 | 0 | 21 | Polygon
Critical Infrastructure | Stormwater Treatment Facilities and Pump Stations | Stormwater Ponds - NHD |  | STFPS_PG_3116 |  | Not Affected | Not Affected | Not Affected | Not Affected | Not Affected | Not Affected | Not Affected | Not Affected | Not Affected | Not Affected | Not Affected | Not Affected | Not Affected | Not Affected | Not Affected | Not Affected | Not Affected | Not Affected | Not Affected | Not Affected | Not Affected | 0 | 0 | 0 | 0 | 21 | Polygon
Critical Infrastructure | Stormwater Treatment Facilities and Pump Stations | Stormwater Ponds - NHD |  | STFPS_PG_3117 |  | Not Affected | Not Affected | Not Affected | Not Affected | Not Affected | Not Affected | Not Affected | Not Affected | Not Affected | Not Affected | Not Affected | Not Affected | Not Affected | Not Affected | Not Affected | Not Affected | Not Affected | Not Affected | Not Affected | Not Affected | Not Affected | 0 | 0 | 0 | 0 | 21 | Polygon
Critical Infrastructure | Stormwater Treatment Facilities and Pump Stations | Stormwater Ponds - NHD |  | STFPS_PG_3123 |  | Not Affected | Not Affected | Not Affected | Not Affected | Not Affected | Not Affected | Not Affected | Not Affected | Not Affected | Not Affected | Not Affected | Not Affected | Not Affected | Not Affected | Not Affected | Not Affected | Not Affected | Not Affected | Not Affected | Not Affected | Not Affected | 0 | 0 | 0 | 0 | 21 | Polygon
Critical Infrastructure | Stormwater Treatment Facilities and Pump Stations | Stormwater Ponds - NHD |  | STFPS_PG_3124 |  | Not Affected | Not Affected | Not Affected | Not Affected | Not Affected | Not Affected | Not Affected | Not Affected | Not Affected | Not Affected | Not Affected | Not Affected | Not Affected | Not Affected | Not Affected | Not Affected | Not Affected | Not Affected | Not Affected | Not Affected | Not Affected | 0 | 0 | 0 | 0 | 21 | Polygon
Critical Infrastructure | Stormwater Treatment Facilities and Pump Stations | Stormwater Ponds - NHD |  | STFPS_PG_3126 |  | Not Affected | Not Affected | Not Affected | Not Affected | Not Affected | Not Affected | Not Affected | Not Affected | Not Affected | Not Affected | Not Affected | Not Affected | Not Affected | Not Affected | Not Affected | Not Affected | Not Affected | Not Affected | Not Affected | Not Affected | Not Affected | 0 | 0 | 0 | 0 | 21 | Polygon
Critical Infrastructure | Stormwater Treatment Facilities and Pump Stations | Stormwater Ponds - NHD |  | STFPS_PG_3128 |  | Not Affected | Not Affected | Not Affected | Not Affected | Not Affected | Not Affected | Not Affected | Not Affected | Not Affected | Not Affected | Not Affected | Not Affected | Not Affected | Not Affected | Not Affected | Not Affected | Not Affected | Not Affected | Not Affected | Not Affected | Not Affected | 0 | 0 | 0 | 0 | 21 | Polygon
Critical Infrastructure | Stormwater Treatment Facilities and Pump Stations | Stormwater Ponds - NHD |  | STFPS_PG_3129 |  | Not Affected | Not Affected | Not Affected | Not Affected | Not Affected | Not Affected | Not Affected | Not Affected | Not Affected | Not Affected | Not Affected | Not Affected | Not Affected | Not Affected | Not Affected | Not Affected | Not Affected | Not Affected | Not Affected | Not Affected | Not Affected | 0 | 0 | 0 | 0 | 21 | Polygon
Critical Infrastructure | Stormwater Treatment Facilities and Pump Stations | Stormwater Ponds - NHD |  | STFPS_PG_3130 |  | Not Affected | Not Affected | Not Affected | Not Affected | Not Affected | Not Affected | Not Affected | Not Affected | Not Affected | Not Affected | Not Affected | Not Affected | Not Affected | Not Affected | Not Affected | Not Affected | Not Affected | Not Affected | Not Affected | Not Affected | Not Affected | 0 | 0 | 0 | 0 | 21 | Polygon
Critical Infrastructure | Stormwater Treatment Facilities and Pump Stations | Stormwater Ponds - NHD |  | STFPS_PG_3135 |  | Not Affected | Not Affected | Not Affected | Not Affected | Not Affected | Not Affected | Not Affected | Not Affected | Not Affected | Not Affected | Not Affected | Not Affected | Not Affected | Not Affected | Not Affected | Not Affected | Not Affected | Not Affected | Not Affected | Not Affected | Not Affected | 0 | 0 | 0 | 0 | 21 | Polygon
Critical Infrastructure | Stormwater Treatment Facilities and Pump Stations | Stormwater Ponds - NHD |  | STFPS_PG_3136 |  | Not Affected | Not Affected | Not Affected | Not Affected | Not Affected | Not Affected | Not Affected | Not Affected | Not Affected | Not Affected | Not Affected | Not Affected | Not Affected | Not Affected | Not Affected | Not Affected | Not Affected | Not Affected | Not Affected | Not Affected | Not Affected | 0 | 0 | 0 | 0 | 21 | Polygon
Critical Infrastructure | Stormwater Treatment Facilities and Pump Stations | Stormwater Ponds - NHD |  | STFPS_PG_3137 |  | Not Affected | Not Affected | Not Affected | Not Affected | Not Affected | Not Affected | Not Affected | Not Affected | Not Affected | Not Affected | Not Affected | Not Affected | Not Affected | Not Affected | Not Affected | Not Affected | Not Affected | Not Affected | Not Affected | Not Affected | Not Affected | 0 | 0 | 0 | 0 | 21 | Polygon
Critical Infrastructure | Stormwater Treatment Facilities and Pump Stations | Stormwater Ponds - NHD |  | STFPS_PG_3138 |  | Not Affected | Not Affected | Not Affected | Not Affected | Not Affected | Not Affected | Not Affected | Not Affected | Not Affected | Not Affected | Not Affected | Not Affected | Not Affected | Not Affected | Not Affected | Not Affected | Not Affected | Not Affected | Not Affected | Not Affected | Not Affected | 0 | 0 | 0 | 0 | 21 | Polygon
Critical Infrastructure | Stormwater Treatment Facilities and Pump Stations | Stormwater Ponds - NHD |  | STFPS_PG_3139 |  | Not Affected | Not Affected | Not Affected | Not Affected | Not Affected | Not Affected | Not Affected | Not Affected | Not Affected | Not Affected | Not Affected | Not Affected | Not Affected | Not Affected | Not Affected | Not Affected | Not Affected | Not Affected | Not Affected | Not Affected | Not Affected | 0 | 0 | 0 | 0 | 21 | Polygon
Critical Infrastructure | Stormwater Treatment Facilities and Pump Stations | Stormwater Ponds - NHD |  | STFPS_PG_3149 |  | Not Affected | Not Affected | Not Affected | Not Affected | Not Affected | Not Affected | Not Affected | Not Affected | Not Affected | Not Affected | Not Affected | Not Affected | Not Affected | Not Affected | Not Affected | Not Affected | Not Affected | Not Affected | Not Affected | Not Affected | Not Affected | 0 | 0 | 0 | 0 | 21 | Polygon
Critical Infrastructure | Stormwater Treatment Facilities and Pump Stations | Stormwater Ponds - NHD |  | STFPS_PG_3150 |  | Not Affected | Not Affected | Not Affected | Not Affected | Not Affected | Not Affected | Not Affected | Not Affected | Not Affected | Not Affected | Not Affected | Not Affected | Not Affected | Not Affected | Not Affected | Not Affected | Not Affected | Not Affected | Not Affected | Not Affected | Not Affected | 0 | 0 | 0 | 0 | 21 | Polygon
Critical Infrastructure | Stormwater Treatment Facilities and Pump Stations | Stormwater Ponds - NHD |  | STFPS_PG_3151 |  | Not Affected | Not Affected | Not Affected | Not Affected | Not Affected | Not Affected | Not Affected | Not Affected | Not Affected | Not Affected | Not Affected | Not Affected | Not Affected | Not Affected | Not Affected | Not Affected | Not Affected | Not Affected | Not Affected | Not Affected | Not Affected | 0 | 0 | 0 | 0 | 21 | Polygon
Critical Infrastructure | Stormwater Treatment Facilities and Pump Stations | Stormwater Ponds - NHD |  | STFPS_PG_3152 |  | Not Affected | Not Affected | Not Affected | Not Affected | Not Affected | Not Affected | Not Affected | Not Affected | Not Affected | Not Affected | Not Affected | Not Affected | Not Affected | Not Affected | Not Affected | Not Affected | Not Affected | Not Affected | Not Affected | Not Affected | Not Affected | 0 | 0 | 0 | 0 | 21 | Polygon
Critical Infrastructure | Stormwater Treatment Facilities and Pump Stations | Stormwater Ponds - NHD |  | STFPS_PG_3156 |  | Not Affected | Not Affected | Not Affected | Not Affected | Not Affected | Not Affected | Not Affected | Not Affected | Not Affected | Not Affected | Not Affected | Not Affected | Not Affected | Not Affected | Not Affected | Not Affected | Not Affected | Not Affected | Not Affected | Not Affected | Not Affected | 0 | 0 | 0 | 0 | 21 | Polygon
Critical Infrastructure | Stormwater Treatment Facilities and Pump Stations | Stormwater Ponds - NHD |  | STFPS_PG_3157 |  | Not Affected | Not Affected | Not Affected | Not Affected | Not Affected | Not Affected | Not Affected | Not Affected | Not Affected | Not Affected | Not Affected | Not Affected | Not Affected | Not Affected | Not Affected | Not Affected | Not Affected | Not Affected | Not Affected | Not Affected | Not Affected | 0 | 0 | 0 | 0 | 21 | Polygon
Critical Infrastructure | Stormwater Treatment Facilities and Pump Stations | Stormwater Ponds - NHD |  | STFPS_PG_3158 |  | Not Affected | Not Affected | Not Affected | Not Affected | Not Affected | Not Affected | Not Affected | Not Affected | Not Affected | Not Affected | Not Affected | Not Affected | Not Affected | Not Affected | Not Affected | Not Affected | Not Affected | Not Affected | Not Affected | Not Affected | Not Affected | 0 | 0 | 0 | 0 | 21 | Polygon
Critical Infrastructure | Stormwater Treatment Facilities and Pump Stations | Stormwater Ponds - NHD |  | STFPS_PG_3159 |  | Not Affected | Not Affected | Not Affected | Not Affected | Not Affected | Not Affected | Not Affected | Not Affected | Not Affected | Not Affected | Not Affected | Not Affected | Not Affected | Not Affected | Not Affected | Not Affected | Not Affected | Not Affected | Not Affected | Not Affected | Not Affected | 0 | 0 | 0 | 0 | 21 | Polygon
Critical Infrastructure | Stormwater Treatment Facilities and Pump Stations | Stormwater Ponds - NHD |  | STFPS_PG_3165 |  | Not Affected | Not Affected | Not Affected | Not Affected | Not Affected | Not Affected | Not Affected | Not Affected | Not Affected | Not Affected | Not Affected | Not Affected | Not Affected | Not Affected | Not Affected | Not Affected | Not Affected | Not Affected | Not Affected | Not Affected | Not Affected | 0 | 0 | 0 | 0 | 21 | Polygon
Critical Infrastructure | Stormwater Treatment Facilities and Pump Stations | Stormwater Ponds - NHD |  | STFPS_PG_3166 |  | Not Affected | Not Affected | Not Affected | Not Affected | Not Affected | Not Affected | Not Affected | Not Affected | Not Affected | Not Affected | Not Affected | Not Affected | Not Affected | Not Affected | Not Affected | Not Affected | Not Affected | Not Affected | Not Affected | Not Affected | Not Affected | 0 | 0 | 0 | 0 | 21 | Polygon
Critical Infrastructure | Stormwater Treatment Facilities and Pump Stations | Stormwater Ponds - NHD |  | STFPS_PG_3170 |  | Not Affected | Not Affected | Not Affected | Not Affected | Not Affected | Not Affected | Not Affected | Not Affected | Not Affected | Not Affected | Not Affected | Not Affected | Not Affected | Not Affected | Not Affected | Not Affected | Not Affected | Not Affected | Not Affected | Not Affected | Not Affected | 0 | 0 | 0 | 0 | 21 | Polygon
Critical Infrastructure | Stormwater Treatment Facilities and Pump Stations | Stormwater Ponds - NHD |  | STFPS_PG_3171 |  | Not Affected | Not Affected | Not Affected | Not Affected | Not Affected | Not Affected | Not Affected | Not Affected | Not Affected | Not Affected | Not Affected | Not Affected | Not Affected | Not Affected | Not Affected | Not Affected | Not Affected | Not Affected | Not Affected | Not Affected | Not Affected | 0 | 0 | 0 | 0 | 21 | Polygon
Critical Infrastructure | Stormwater Treatment Facilities and Pump Stations | Stormwater Ponds - NHD |  | STFPS_PG_3172 |  | Not Affected | Not Affected | Not Affected | Not Affected | Not Affected | Not Affected | Not Affected | Not Affected | Not Affected | Not Affected | Not Affected | Not Affected | Not Affected | Not Affected | Not Affected | Not Affected | Not Affected | Not Affected | Not Affected | Not Affected | Not Affected | 0 | 0 | 0 | 0 | 21 | Polygon
Critical Infrastructure | Stormwater Treatment Facilities and Pump Stations | Stormwater Ponds - NHD |  | STFPS_PG_3173 |  | Not Affected | Not Affected | Not Affected | Not Affected | Not Affected | Not Affected | Not Affected | Not Affected | Not Affected | Not Affected | Not Affected | Not Affected | Not Affected | Not Affected | Not Affected | Not Affected | Not Affected | Not Affected | Not Affected | Not Affected | Not Affected | 0 | 0 | 0 | 0 | 21 | Polygon
Critical Infrastructure | Stormwater Treatment Facilities and Pump Stations | Stormwater Ponds - NHD |  | STFPS_PG_3177 |  | Not Affected | Not Affected | Not Affected | Not Affected | Not Affected | Not Affected | Not Affected | Not Affected | Not Affected | Not Affected | Not Affected | Not Affected | Not Affected | Not Affected | Not Affected | Not Affected | Not Affected | Not Affected | Not Affected | Not Affected | Not Affected | 0 | 0 | 0 | 0 | 21 | Polygon
Critical Infrastructure | Stormwater Treatment Facilities and Pump Stations | Stormwater Ponds - NHD |  | STFPS_PG_3181 |  | Not Affected | Not Affected | Not Affected | Not Affected | Not Affected | Not Affected | Not Affected | Not Affected | Not Affected | Not Affected | Not Affected | Not Affected | Not Affected | Not Affected | Not Affected | Not Affected | Not Affected | Not Affected | Not Affected | Not Affected | Not Affected | 0 | 0 | 0 | 0 | 21 | Polygon
Critical Infrastructure | Stormwater Treatment Facilities and Pump Stations | Stormwater Ponds - NHD |  | STFPS_PG_3182 |  | Not Affected | Not Affected | Not Affected | Not Affected | Not Affected | Not Affected | Not Affected | Not Affected | Not Affected | Not Affected | Not Affected | Not Affected | Not Affected | Not Affected | Not Affected | Not Affected | Not Affected | Not Affected | Not Affected | Not Affected | Not Affected | 0 | 0 | 0 | 0 | 21 | Polygon
Critical Infrastructure | Stormwater Treatment Facilities and Pump Stations | Stormwater Ponds - NHD |  | STFPS_PG_3188 |  | Not Affected | Not Affected | Not Affected | Not Affected | Not Affected | Not Affected | Not Affected | Not Affected | Not Affected | Not Affected | Not Affected | Not Affected | Not Affected | Not Affected | Not Affected | Not Affected | Not Affected | Not Affected | Not Affected | Not Affected | Not Affected | 0 | 0 | 0 | 0 | 21 | Polygon
Critical Infrastructure | Stormwater Treatment Facilities and Pump Stations | Stormwater Ponds - NHD |  | STFPS_PG_3191 |  | Not Affected | Not Affected | Not Affected | Not Affected | Not Affected | Not Affected | Not Affected | Not Affected | Not Affected | Not Affected | Not Affected | Not Affected | Not Affected | Not Affected | Not Affected | Not Affected | Not Affected | Not Affected | Not Affected | Not Affected | Not Affected | 0 | 0 | 0 | 0 | 21 | Polygon
Critical Infrastructure | Stormwater Treatment Facilities and Pump Stations | Stormwater Ponds - NHD |  | STFPS_PG_3194 |  | Not Affected | Not Affected | Not Affected | Not Affected | Not Affected | Not Affected | Not Affected | Not Affected | Not Affected | Not Affected | Not Affected | Not Affected | Not Affected | Not Affected | Not Affected | Not Affected | Not Affected | Not Affected | Not Affected | Not Affected | Not Affected | 0 | 0 | 0 | 0 | 21 | Polygon
Critical Infrastructure | Stormwater Treatment Facilities and Pump Stations | Stormwater Ponds - NHD |  | STFPS_PG_3195 |  | Not Affected | Not Affected | Not Affected | Not Affected | Not Affected | Not Affected | Not Affected | Not Affected | Not Affected | Not Affected | Not Affected | Not Affected | Not Affected | Not Affected | Not Affected | Not Affected | Not Affected | Not Affected | Not Affected | Not Affected | Not Affected | 0 | 0 | 0 | 0 | 21 | Polygon
Critical Infrastructure | Stormwater Treatment Facilities and Pump Stations | Stormwater Ponds - NHD |  | STFPS_PG_3196 |  | Not Affected | Not Affected | Not Affected | Not Affected | Not Affected | Not Affected | Not Affected | Not Affected | Not Affected | Not Affected | Not Affected | Not Affected | Not Affected | Not Affected | Not Affected | Not Affected | Not Affected | Not Affected | Not Affected | Not Affected | Not Affected | 0 | 0 | 0 | 0 | 21 | Polygon
Critical Infrastructure | Stormwater Treatment Facilities and Pump Stations | Stormwater Ponds - NHD |  | STFPS_PG_3197 |  | Not Affected | Not Affected | Not Affected | Not Affected | Not Affected | Not Affected | Not Affected | Not Affected | Not Affected | Not Affected | Not Affected | Not Affected | Not Affected | Not Affected | Not Affected | Not Affected | Not Affected | Not Affected | Not Affected | Not Affected | Not Affected | 0 | 0 | 0 | 0 | 21 | Polygon
Critical Infrastructure | Stormwater Treatment Facilities and Pump Stations | Stormwater Ponds - NHD |  | STFPS_PG_3198 |  | Not Affected | Not Affected | Not Affected | Not Affected | Not Affected | Not Affected | Not Affected | Not Affected | Not Affected | Not Affected | Not Affected | Not Affected | Not Affected | Not Affected | Not Affected | Not Affected | Not Affected | Not Affected | Not Affected | Not Affected | Not Affected | 0 | 0 | 0 | 0 | 21 | Polygon
Critical Infrastructure | Stormwater Treatment Facilities and Pump Stations | Stormwater Ponds - NHD |  | STFPS_PG_3201 |  | Not Affected | Not Affected | Not Affected | Not Affected | Not Affected | Not Affected | Not Affected | Not Affected | Not Affected | Not Affected | Not Affected | Not Affected | Not Affected | Not Affected | Not Affected | Not Affected | Not Affected | Not Affected | Not Affected | Not Affected | Not Affected | 0 | 0 | 0 | 0 | 21 | Polygon
Critical Infrastructure | Stormwater Treatment Facilities and Pump Stations | Stormwater Ponds - NHD |  | STFPS_PG_3207 |  | Not Affected | Not Affected | Not Affected | Not Affected | Not Affected | Not Affected | Not Affected | Not Affected | Not Affected | Not Affected | Not Affected | Not Affected | Not Affected | Not Affected | Not Affected | Not Affected | Not Affected | Not Affected | Not Affected | Not Affected | Not Affected | 0 | 0 | 0 | 0 | 21 | Polygon
Critical Infrastructure | Stormwater Treatment Facilities and Pump Stations | Stormwater Ponds - NHD |  | STFPS_PG_3212 |  | Not Affected | Not Affected | Not Affected | Not Affected | Not Affected | Not Affected | Not Affected | Not Affected | Not Affected | Not Affected | Not Affected | Not Affected | Not Affected | Not Affected | Not Affected | Not Affected | Not Affected | Not Affected | Not Affected | Not Affected | Not Affected | 0 | 0 | 0 | 0 | 21 | Polygon
Critical Infrastructure | Stormwater Treatment Facilities and Pump Stations | Stormwater Ponds - NHD |  | STFPS_PG_3215 |  | Not Affected | Not Affected | Not Affected | Not Affected | Not Affected | Not Affected | Not Affected | Not Affected | Not Affected | Not Affected | Not Affected | Not Affected | Not Affected | Not Affected | Not Affected | Not Affected | Not Affected | Not Affected | Not Affected | Not Affected | Not Affected | 0 | 0 | 0 | 0 | 21 | Polygon
Critical Infrastructure | Stormwater Treatment Facilities and Pump Stations | Stormwater Ponds - NHD |  | STFPS_PG_3216 |  | Not Affected | Not Affected | Not Affected | Not Affected | Not Affected | Not Affected | Not Affected | Not Affected | Not Affected | Not Affected | Not Affected | Not Affected | Not Affected | Not Affected | Not Affected | Not Affected | Not Affected | Not Affected | Not Affected | Not Affected | Not Affected | 0 | 0 | 0 | 0 | 21 | Polygon
Critical Infrastructure | Stormwater Treatment Facilities and Pump Stations | Stormwater Ponds - NHD |  | STFPS_PG_3217 |  | Not Affected | Not Affected | Not Affected | Not Affected | Not Affected | Not Affected | Not Affected | Not Affected | Not Affected | Not Affected | Not Affected | Not Affected | Not Affected | Not Affected | Not Affected | Not Affected | Not Affected | Not Affected | Not Affected | Not Affected | Not Affected | 0 | 0 | 0 | 0 | 21 | Polygon
Critical Infrastructure | Stormwater Treatment Facilities and Pump Stations | Stormwater Ponds - NHD |  | STFPS_PG_3218 |  | Not Affected | Not Affected | Not Affected | Not Affected | Not Affected | Not Affected | Not Affected | Not Affected | Not Affected | Not Affected | Not Affected | Not Affected | Not Affected | Not Affected | Not Affected | Not Affected | Not Affected | Not Affected | Not Affected | Not Affected | Not Affected | 0 | 0 | 0 | 0 | 21 | Polygon
Critical Infrastructure | Stormwater Treatment Facilities and Pump Stations | Stormwater Ponds - NHD |  | STFPS_PG_3229 |  | Not Affected | Not Affected | Not Affected | Not Affected | Not Affected | Not Affected | Not Affected | Not Affected | Not Affected | Not Affected | Not Affected | Not Affected | Not Affected | Not Affected | Not Affected | Not Affected | Not Affected | Not Affected | Not Affected | Not Affected | Not Affected | 0 | 0 | 0 | 0 | 21 | Polygon
Critical Infrastructure | Stormwater Treatment Facilities and Pump Stations | Stormwater Ponds - NHD |  | STFPS_PG_3230 |  | Not Affected | Not Affected | Not Affected | Not Affected | Not Affected | Not Affected | Not Affected | Not Affected | Not Affected | Not Affected | Not Affected | Not Affected | Not Affected | Not Affected | Not Affected | Not Affected | Not Affected | Not Affected | Not Affected | Not Affected | Not Affected | 0 | 0 | 0 | 0 | 21 | Polygon
Critical Infrastructure | Stormwater Treatment Facilities and Pump Stations | Stormwater Ponds - NHD |  | STFPS_PG_3231 |  | Not Affected | Not Affected | Not Affected | Not Affected | Not Affected | Not Affected | Not Affected | Not Affected | Not Affected | Not Affected | Not Affected | Not Affected | Not Affected | Not Affected | Not Affected | Not Affected | Not Affected | Not Affected | Not Affected | Not Affected | Not Affected | 0 | 0 | 0 | 0 | 21 | Polygon
Critical Infrastructure | Stormwater Treatment Facilities and Pump Stations | Stormwater Ponds - NHD |  | STFPS_PG_3232 |  | Not Affected | Not Affected | Not Affected | Not Affected | Not Affected | Not Affected | Not Affected | Not Affected | Not Affected | Not Affected | Not Affected | Not Affected | Not Affected | Not Affected | Not Affected | Not Affected | Not Affected | Not Affected | Not Affected | Not Affected | Not Affected | 0 | 0 | 0 | 0 | 21 | Polygon
Critical Infrastructure | Stormwater Treatment Facilities and Pump Stations | Stormwater Ponds - NHD |  | STFPS_PG_3233 |  | Not Affected | Not Affected | Not Affected | Not Affected | Not Affected | Not Affected | Not Affected | Not Affected | Not Affected | Not Affected | Not Affected | Not Affected | Not Affected | Not Affected | Not Affected | Not Affected | Not Affected | Not Affected | Not Affected | Not Affected | Not Affected | 0 | 0 | 0 | 0 | 21 | Polygon
Critical Infrastructure | Stormwater Treatment Facilities and Pump Stations | Stormwater Ponds - NHD |  | STFPS_PG_3234 |  | Not Affected | Not Affected | Not Affected | Not Affected | Not Affected | Not Affected | Not Affected | Not Affected | Not Affected | Not Affected | Not Affected | Not Affected | Not Affected | Not Affected | Not Affected | Not Affected | Not Affected | Not Affected | Not Affected | Not Affected | Not Affected | 0 | 0 | 0 | 0 | 21 | Polygon
Critical Infrastructure | Stormwater Treatment Facilities and Pump Stations | Stormwater Ponds - NHD |  | STFPS_PG_3235 |  | Not Affected | Not Affected | Not Affected | Not Affected | Not Affected | Not Affected | Not Affected | Not Affected | Not Affected | Not Affected | Not Affected | Not Affected | Not Affected | Not Affected | Not Affected | Not Affected | Not Affected | Not Affected | Not Affected | Not Affected | Not Affected | 0 | 0 | 0 | 0 | 21 | Polygon
Critical Infrastructure | Stormwater Treatment Facilities and Pump Stations | Stormwater Ponds - NHD |  | STFPS_PG_3236 |  | Not Affected | Not Affected | Not Affected | Not Affected | Not Affected | Not Affected | Not Affected | Not Affected | Not Affected | Not Affected | Not Affected | Not Affected | Not Affected | Not Affected | Not Affected | Not Affected | Not Affected | Not Affected | Not Affected | Not Affected | Not Affected | 0 | 0 | 0 | 0 | 21 | Polygon
Critical Infrastructure | Stormwater Treatment Facilities and Pump Stations | Stormwater Ponds - NHD |  | STFPS_PG_3241 |  | Not Affected | Not Affected | Not Affected | Not Affected | Not Affected | Not Affected | Not Affected | Not Affected | Not Affected | Not Affected | Not Affected | Not Affected | Not Affected | Not Affected | Not Affected | Not Affected | Not Affected | Not Affected | Not Affected | Not Affected | Not Affected | 0 | 0 | 0 | 0 | 21 | Polygon
Critical Infrastructure | Stormwater Treatment Facilities and Pump Stations | Stormwater Ponds - NHD |  | STFPS_PG_3242 |  | Not Affected | Not Affected | Not Affected | Not Affected | Not Affected | Not Affected | Not Affected | Not Affected | Not Affected | Not Affected | Not Affected | Not Affected | Not Affected | Not Affected | Not Affected | Not Affected | Not Affected | Not Affected | Not Affected | Not Affected | Not Affected | 0 | 0 | 0 | 0 | 21 | Polygon
Critical Infrastructure | Stormwater Treatment Facilities and Pump Stations | Stormwater Ponds - NHD |  | STFPS_PG_3243 |  | Not Affected | Not Affected | Not Affected | Not Affected | Not Affected | Not Affected | Not Affected | Not Affected | Not Affected | Not Affected | Not Affected | Not Affected | Not Affected | Not Affected | Not Affected | Not Affected | Not Affected | Not Affected | Not Affected | Not Affected | Not Affected | 0 | 0 | 0 | 0 | 21 | Polygon
Critical Infrastructure | Stormwater Treatment Facilities and Pump Stations | Stormwater Ponds - NHD |  | STFPS_PG_3244 |  | Not Affected | Not Affected | Not Affected | Not Affected | Not Affected | Not Affected | Not Affected | Not Affected | Not Affected | Not Affected | Not Affected | Not Affected | Not Affected | Not Affected | Not Affected | Not Affected | Not Affected | Not Affected | Not Affected | Not Affected | Not Affected | 0 | 0 | 0 | 0 | 21 | Polygon
Critical Infrastructure | Stormwater Treatment Facilities and Pump Stations | Stormwater Ponds - NHD |  | STFPS_PG_3254 |  | Not Affected | Not Affected | Not Affected | Not Affected | Not Affected | Not Affected | Not Affected | Not Affected | Not Affected | Not Affected | Not Affected | Not Affected | Not Affected | Not Affected | Not Affected | Not Affected | Not Affected | Not Affected | Not Affected | Not Affected | Not Affected | 0 | 0 | 0 | 0 | 21 | Polygon
Critical Infrastructure | Stormwater Treatment Facilities and Pump Stations | Stormwater Ponds - NHD |  | STFPS_PG_3259 |  | Not Affected | Not Affected | Not Affected | Not Affected | Not Affected | Not Affected | Not Affected | Not Affected | Not Affected | Not Affected | Not Affected | Not Affected | Not Affected | Not Affected | Not Affected | Not Affected | Not Affected | Not Affected | Not Affected | Not Affected | Not Affected | 0 | 0 | 0 | 0 | 21 | Polygon
Critical Infrastructure | Stormwater Treatment Facilities and Pump Stations | Stormwater Ponds - NHD |  | STFPS_PG_3260 |  | Not Affected | Not Affected | Not Affected | Not Affected | Not Affected | Not Affected | Not Affected | Not Affected | Not Affected | Not Affected | Not Affected | Not Affected | Not Affected | Not Affected | Not Affected | Not Affected | Not Affected | Not Affected | Not Affected | Not Affected | Not Affected | 0 | 0 | 0 | 0 | 21 | Polygon
Critical Infrastructure | Stormwater Treatment Facilities and Pump Stations | Stormwater Ponds - NHD |  | STFPS_PG_3261 |  | Not Affected | Not Affected | Not Affected | Not Affected | Not Affected | Not Affected | Not Affected | Not Affected | Not Affected | Not Affected | Not Affected | Not Affected | Not Affected | Not Affected | Not Affected | Not Affected | Not Affected | Not Affected | Not Affected | Not Affected | Not Affected | 0 | 0 | 0 | 0 | 21 | Polygon
Critical Infrastructure | Stormwater Treatment Facilities and Pump Stations | Stormwater Ponds - NHD |  | STFPS_PG_3266 |  | Not Affected | Not Affected | Not Affected | Not Affected | Not Affected | Not Affected | Not Affected | Not Affected | Not Affected | Not Affected | Not Affected | Not Affected | Not Affected | Not Affected | Not Affected | Not Affected | Not Affected | Not Affected | Not Affected | Not Affected | Not Affected | 0 | 0 | 0 | 0 | 21 | Polygon
Critical Infrastructure | Stormwater Treatment Facilities and Pump Stations | Stormwater Ponds - NHD |  | STFPS_PG_3271 |  | Not Affected | Not Affected | Not Affected | Not Affected | Not Affected | Not Affected | Not Affected | Not Affected | Not Affected | Not Affected | Not Affected | Not Affected | Not Affected | Not Affected | Not Affected | Not Affected | Not Affected | Not Affected | Not Affected | Not Affected | Not Affected | 0 | 0 | 0 | 0 | 21 | Polygon
Critical Infrastructure | Stormwater Treatment Facilities and Pump Stations | Stormwater Ponds - NHD |  | STFPS_PG_3273 |  | Not Affected | Not Affected | Not Affected | Not Affected | Not Affected | Not Affected | Not Affected | Not Affected | Not Affected | Not Affected | Not Affected | Not Affected | Not Affected | Not Affected | Not Affected | Not Affected | Not Affected | Not Affected | Not Affected | Not Affected | Not Affected | 0 | 0 | 0 | 0 | 21 | Polygon
Critical Infrastructure | Stormwater Treatment Facilities and Pump Stations | Stormwater Ponds - NHD |  | STFPS_PG_3274 |  | Not Affected | Not Affected | Not Affected | Not Affected | Not Affected | Not Affected | Not Affected | Not Affected | Not Affected | Not Affected | Not Affected | Not Affected | Not Affected | Not Affected | Not Affected | Not Affected | Not Affected | Not Affected | Not Affected | Not Affected | Not Affected | 0 | 0 | 0 | 0 | 21 | Polygon
Critical Infrastructure | Stormwater Treatment Facilities and Pump Stations | Stormwater Ponds - NHD |  | STFPS_PG_3280 |  | Not Affected | Not Affected | Not Affected | Not Affected | Not Affected | Not Affected | Not Affected | Not Affected | Not Affected | Not Affected | Not Affected | Not Affected | Not Affected | Not Affected | Not Affected | Not Affected | Not Affected | Not Affected | Not Affected | Not Affected | Not Affected | 0 | 0 | 0 | 0 | 21 | Polygon
Critical Infrastructure | Stormwater Treatment Facilities and Pump Stations | Stormwater Ponds - NHD |  | STFPS_PG_3281 |  | Not Affected | Not Affected | Not Affected | Not Affected | Not Affected | Not Affected | Not Affected | Not Affected | Not Affected | Not Affected | Not Affected | Not Affected | Not Affected | Not Affected | Not Affected | Not Affected | Not Affected | Not Affected | Not Affected | Not Affected | Not Affected | 0 | 0 | 0 | 0 | 21 | Polygon
Critical Infrastructure | Stormwater Treatment Facilities and Pump Stations | Stormwater Ponds - NHD |  | STFPS_PG_3282 |  | Not Affected | Not Affected | Not Affected | Not Affected | Not Affected | Not Affected | Not Affected | Not Affected | Not Affected | Not Affected | Not Affected | Not Affected | Not Affected | Not Affected | Not Affected | Not Affected | Not Affected | Not Affected | Not Affected | Not Affected | Not Affected | 0 | 0 | 0 | 0 | 21 | Polygon
Critical Infrastructure | Stormwater Treatment Facilities and Pump Stations | Stormwater Ponds - NHD |  | STFPS_PG_3286 |  | Not Affected | Not Affected | Not Affected | Not Affected | Not Affected | Not Affected | Not Affected | Not Affected | Not Affected | Not Affected | Not Affected | Not Affected | Not Affected | Not Affected | Not Affected | Not Affected | Not Affected | Not Affected | Not Affected | Not Affected | Not Affected | 0 | 0 | 0 | 0 | 21 | Polygon
Critical Infrastructure | Stormwater Treatment Facilities and Pump Stations | Stormwater Ponds - NHD |  | STFPS_PG_3287 |  | Not Affected | Not Affected | Not Affected | Not Affected | Not Affected | Not Affected | Not Affected | Not Affected | Not Affected | Not Affected | Not Affected | Not Affected | Not Affected | Not Affected | Not Affected | Not Affected | Not Affected | Not Affected | Not Affected | Not Affected | Not Affected | 0 | 0 | 0 | 0 | 21 | Polygon
Critical Infrastructure | Stormwater Treatment Facilities and Pump Stations | Stormwater Ponds - NHD |  | STFPS_PG_3292 |  | Not Affected | Not Affected | Not Affected | Not Affected | Not Affected | Not Affected | Not Affected | Not Affected | Not Affected | Not Affected | Not Affected | Not Affected | Not Affected | Not Affected | Not Affected | Not Affected | Not Affected | Not Affected | Not Affected | Not Affected | Not Affected | 0 | 0 | 0 | 0 | 21 | Polygon
Critical Infrastructure | Stormwater Treatment Facilities and Pump Stations | Stormwater Ponds - NHD |  | STFPS_PG_3293 |  | Not Affected | Not Affected | Not Affected | Not Affected | Not Affected | Not Affected | Not Affected | Not Affected | Not Affected | Not Affected | Not Affected | Not Affected | Not Affected | Not Affected | Not Affected | Not Affected | Not Affected | Not Affected | Not Affected | Not Affected | Not Affected | 0 | 0 | 0 | 0 | 21 | Polygon
Critical Infrastructure | Stormwater Treatment Facilities and Pump Stations | Stormwater Ponds - NHD |  | STFPS_PG_3297 |  | Not Affected | Not Affected | Not Affected | Not Affected | Not Affected | Not Affected | Not Affected | Not Affected | Not Affected | Not Affected | Not Affected | Not Affected | Not Affected | Not Affected | Not Affected | Not Affected | Not Affected | Not Affected | Not Affected | Not Affected | Not Affected | 0 | 0 | 0 | 0 | 21 | Polygon
Critical Infrastructure | Stormwater Treatment Facilities and Pump Stations | Stormwater Ponds - NHD |  | STFPS_PG_3302 |  | Not Affected | Not Affected | Not Affected | Not Affected | Not Affected | Not Affected | Not Affected | Not Affected | Not Affected | Not Affected | Not Affected | Not Affected | Not Affected | Not Affected | Not Affected | Not Affected | Not Affected | Not Affected | Not Affected | Not Affected | Not Affected | 0 | 0 | 0 | 0 | 21 | Polygon
Critical Infrastructure | Stormwater Treatment Facilities and Pump Stations | Stormwater Ponds - NHD |  | STFPS_PG_3303 |  | Not Affected | Not Affected | Not Affected | Not Affected | Not Affected | Not Affected | Not Affected | Not Affected | Not Affected | Not Affected | Not Affected | Not Affected | Not Affected | Not Affected | Not Affected | Not Affected | Not Affected | Not Affected | Not Affected | Not Affected | Not Affected | 0 | 0 | 0 | 0 | 21 | Polygon
Critical Infrastructure | Stormwater Treatment Facilities and Pump Stations | Stormwater Ponds - NHD |  | STFPS_PG_3304 |  | Not Affected | Not Affected | Not Affected | Not Affected | Not Affected | Not Affected | Not Affected | Not Affected | Not Affected | Not Affected | Not Affected | Not Affected | Not Affected | Not Affected | Not Affected | Not Affected | Not Affected | Not Affected | Not Affected | Not Affected | Not Affected | 0 | 0 | 0 | 0 | 21 | Polygon
Critical Infrastructure | Stormwater Treatment Facilities and Pump Stations | Stormwater Ponds - NHD |  | STFPS_PG_3306 |  | Not Affected | Not Affected | Not Affected | Not Affected | Not Affected | Not Affected | Not Affected | Not Affected | Not Affected | Not Affected | Not Affected | Not Affected | Not Affected | Not Affected | Not Affected | Not Affected | Not Affected | Not Affected | Not Affected | Not Affected | Not Affected | 0 | 0 | 0 | 0 | 21 | Polygon
Critical Infrastructure | Stormwater Treatment Facilities and Pump Stations | Stormwater Ponds - NHD |  | STFPS_PG_3307 |  | Not Affected | Not Affected | Not Affected | Not Affected | Not Affected | Not Affected | Not Affected | Not Affected | Not Affected | Not Affected | Not Affected | Not Affected | Not Affected | Not Affected | Not Affected | Not Affected | Not Affected | Not Affected | Not Affected | Not Affected | Not Affected | 0 | 0 | 0 | 0 | 21 | Polygon
Critical Infrastructure | Stormwater Treatment Facilities and Pump Stations | Stormwater Ponds - NHD |  | STFPS_PG_3308 |  | Not Affected | Not Affected | Not Affected | Not Affected | Not Affected | Not Affected | Not Affected | Not Affected | Not Affected | Not Affected | Not Affected | Not Affected | Not Affected | Not Affected | Not Affected | Not Affected | Not Affected | Not Affected | Not Affected | Not Affected | Not Affected | 0 | 0 | 0 | 0 | 21 | Polygon
Critical Infrastructure | Stormwater Treatment Facilities and Pump Stations | Stormwater Ponds - NHD |  | STFPS_PG_3313 |  | Not Affected | Not Affected | Not Affected | Not Affected | Not Affected | Not Affected | Not Affected | Not Affected | Not Affected | Not Affected | Not Affected | Not Affected | Not Affected | Not Affected | Not Affected | Not Affected | Not Affected | Not Affected | Not Affected | Not Affected | Not Affected | 0 | 0 | 0 | 0 | 21 | Polygon
Critical Infrastructure | Stormwater Treatment Facilities and Pump Stations | Stormwater Ponds - NHD |  | STFPS_PG_3314 |  | Not Affected | Not Affected | Not Affected | Not Affected | Not Affected | Not Affected | Not Affected | Not Affected | Not Affected | Not Affected | Not Affected | Not Affected | Not Affected | Not Affected | Not Affected | Not Affected | Not Affected | Not Affected | Not Affected | Not Affected | Not Affected | 0 | 0 | 0 | 0 | 21 | Polygon
Critical Infrastructure | Stormwater Treatment Facilities and Pump Stations | Stormwater Ponds - NHD |  | STFPS_PG_3315 |  | Not Affected | Not Affected | Not Affected | Not Affected | Not Affected | Not Affected | Not Affected | Not Affected | Not Affected | Not Affected | Not Affected | Not Affected | Not Affected | Not Affected | Not Affected | Not Affected | Not Affected | Not Affected | Not Affected | Not Affected | Not Affected | 0 | 0 | 0 | 0 | 21 | Polygon
Critical Infrastructure | Stormwater Treatment Facilities and Pump Stations | Stormwater Ponds - NHD |  | STFPS_PG_3319 |  | Not Affected | Not Affected | Not Affected | Not Affected | Not Affected | Not Affected | Not Affected | Not Affected | Not Affected | Not Affected | Not Affected | Not Affected | Not Affected | Not Affected | Not Affected | Not Affected | Not Affected | Not Affected | Not Affected | Not Affected | Not Affected | 0 | 0 | 0 | 0 | 21 | Polygon
Critical Infrastructure | Stormwater Treatment Facilities and Pump Stations | Stormwater Ponds - NHD |  | STFPS_PG_3322 |  | Not Affected | Not Affected | Not Affected | Not Affected | Not Affected | Not Affected | Not Affected | Not Affected | Not Affected | Not Affected | Not Affected | Not Affected | Not Affected | Not Affected | Not Affected | Not Affected | Not Affected | Not Affected | Not Affected | Not Affected | Not Affected | 0 | 0 | 0 | 0 | 21 | Polygon
Critical Infrastructure | Stormwater Treatment Facilities and Pump Stations | Stormwater Ponds - NHD |  | STFPS_PG_3323 |  | Not Affected | Not Affected | Not Affected | Not Affected | Not Affected | Not Affected | Not Affected | Not Affected | Not Affected | Not Affected | Not Affected | Not Affected | Not Affected | Not Affected | Not Affected | Not Affected | Not Affected | Not Affected | Not Affected | Not Affected | Not Affected | 0 | 0 | 0 | 0 | 21 | Polygon
Critical Infrastructure | Stormwater Treatment Facilities and Pump Stations | Stormwater Ponds - NHD |  | STFPS_PG_3324 |  | Not Affected | Not Affected | Not Affected | Not Affected | Not Affected | Not Affected | Not Affected | Not Affected | Not Affected | Not Affected | Not Affected | Not Affected | Not Affected | Not Affected | Not Affected | Not Affected | Not Affected | Not Affected | Not Affected | Not Affected | Not Affected | 0 | 0 | 0 | 0 | 21 | Polygon
Critical Infrastructure | Stormwater Treatment Facilities and Pump Stations | Stormwater Ponds - NHD |  | STFPS_PG_3328 |  | Not Affected | Not Affected | Not Affected | Not Affected | Not Affected | Not Affected | Not Affected | Not Affected | Not Affected | Not Affected | Not Affected | Not Affected | Not Affected | Not Affected | Not Affected | Not Affected | Not Affected | Not Affected | Not Affected | Not Affected | Not Affected | 0 | 0 | 0 | 0 | 21 | Polygon
Critical Infrastructure | Stormwater Treatment Facilities and Pump Stations | Stormwater Ponds - NHD |  | STFPS_PG_3330 |  | Not Affected | Not Affected | Not Affected | Not Affected | Not Affected | Not Affected | Not Affected | Not Affected | Not Affected | Not Affected | Not Affected | Not Affected | Not Affected | Not Affected | Not Affected | Not Affected | Not Affected | Not Affected | Not Affected | Not Affected | Not Affected | 0 | 0 | 0 | 0 | 21 | Polygon
Critical Infrastructure | Stormwater Treatment Facilities and Pump Stations | Stormwater Ponds - NHD |  | STFPS_PG_3331 |  | Not Affected | Not Affected | Not Affected | Not Affected | Not Affected | Not Affected | Not Affected | Not Affected | Not Affected | Not Affected | Not Affected | Not Affected | Not Affected | Not Affected | Not Affected | Not Affected | Not Affected | Not Affected | Not Affected | Not Affected | Not Affected | 0 | 0 | 0 | 0 | 21 | Polygon
Critical Infrastructure | Stormwater Treatment Facilities and Pump Stations | Stormwater Ponds - NHD |  | STFPS_PG_3332 |  | Not Affected | Not Affected | Not Affected | Not Affected | Not Affected | Not Affected | Not Affected | Not Affected | Not Affected | Not Affected | Not Affected | Not Affected | Not Affected | Not Affected | Not Affected | Not Affected | Not Affected | Not Affected | Not Affected | Not Affected | Not Affected | 0 | 0 | 0 | 0 | 21 | Polygon
Critical Infrastructure | Stormwater Treatment Facilities and Pump Stations | Stormwater Ponds - NHD |  | STFPS_PG_3333 |  | Not Affected | Not Affected | Not Affected | Not Affected | Not Affected | Not Affected | Not Affected | Not Affected | Not Affected | Not Affected | Not Affected | Not Affected | Not Affected | Not Affected | Not Affected | Not Affected | Not Affected | Not Affected | Not Affected | Not Affected | Not Affected | 0 | 0 | 0 | 0 | 21 | Polygon
Critical Infrastructure | Stormwater Treatment Facilities and Pump Stations | Stormwater Ponds - NHD |  | STFPS_PG_3334 |  | Not Affected | Not Affected | Not Affected | Not Affected | Not Affected | Not Affected | Not Affected | Not Affected | Not Affected | Not Affected | Not Affected | Not Affected | Not Affected | Not Affected | Not Affected | Not Affected | Not Affected | Not Affected | Not Affected | Not Affected | Not Affected | 0 | 0 | 0 | 0 | 21 | Polygon
Critical Infrastructure | Stormwater Treatment Facilities and Pump Stations | Stormwater Ponds - NHD |  | STFPS_PG_3337 |  | Not Affected | Not Affected | Not Affected | Not Affected | Not Affected | Not Affected | Not Affected | Not Affected | Not Affected | Not Affected | Not Affected | Not Affected | Not Affected | Not Affected | Not Affected | Not Affected | Not Affected | Not Affected | Not Affected | Not Affected | Not Affected | 0 | 0 | 0 | 0 | 21 | Polygon
Critical Infrastructure | Stormwater Treatment Facilities and Pump Stations | Stormwater Ponds - NHD |  | STFPS_PG_3342 |  | Not Affected | Not Affected | Not Affected | Not Affected | Not Affected | Not Affected | Not Affected | Not Affected | Not Affected | Not Affected | Not Affected | Not Affected | Not Affected | Not Affected | Not Affected | Not Affected | Not Affected | Not Affected | Not Affected | Not Affected | Not Affected | 0 | 0 | 0 | 0 | 21 | Polygon
Critical Infrastructure | Stormwater Treatment Facilities and Pump Stations | Stormwater Ponds - NHD |  | STFPS_PG_3352 |  | Not Affected | Not Affected | Not Affected | Not Affected | Not Affected | Not Affected | Not Affected | Not Affected | Not Affected | Not Affected | Not Affected | Not Affected | Not Affected | Not Affected | Not Affected | Not Affected | Not Affected | Not Affected | Not Affected | Not Affected | Not Affected | 0 | 0 | 0 | 0 | 21 | Polygon
Critical Infrastructure | Stormwater Treatment Facilities and Pump Stations | Stormwater Ponds - NHD |  | STFPS_PG_3357 |  | Not Affected | Not Affected | Not Affected | Not Affected | Not Affected | Not Affected | Not Affected | Not Affected | Not Affected | Not Affected | Not Affected | Not Affected | Not Affected | Not Affected | Not Affected | Not Affected | Not Affected | Not Affected | Not Affected | Not Affected | Not Affected | 0 | 0 | 0 | 0 | 21 | Polygon
Critical Infrastructure | Stormwater Treatment Facilities and Pump Stations | Stormwater Ponds - NHD |  | STFPS_PG_3358 |  | Not Affected | Not Affected | Not Affected | Not Affected | Not Affected | Not Affected | Not Affected | Not Affected | Not Affected | Not Affected | Not Affected | Not Affected | Not Affected | Not Affected | Not Affected | Not Affected | Not Affected | Not Affected | Not Affected | Not Affected | Not Affected | 0 | 0 | 0 | 0 | 21 | Polygon
Critical Infrastructure | Stormwater Treatment Facilities and Pump Stations | Stormwater Ponds - NHD |  | STFPS_PG_3359 |  | Not Affected | Not Affected | Not Affected | Not Affected | Not Affected | Not Affected | Not Affected | Not Affected | Not Affected | Not Affected | Not Affected | Not Affected | Not Affected | Not Affected | Not Affected | Not Affected | Not Affected | Not Affected | Not Affected | Not Affected | Not Affected | 0 | 0 | 0 | 0 | 21 | Polygon
Critical Infrastructure | Stormwater Treatment Facilities and Pump Stations | Stormwater Ponds - NHD |  | STFPS_PG_3361 |  | Not Affected | Not Affected | Not Affected | Not Affected | Not Affected | Not Affected | Not Affected | Not Affected | Not Affected | Not Affected | Not Affected | Not Affected | Not Affected | Not Affected | Not Affected | Not Affected | Not Affected | Not Affected | Not Affected | Not Affected | Not Affected | 0 | 0 | 0 | 0 | 21 | Polygon
Critical Infrastructure | Stormwater Treatment Facilities and Pump Stations | Stormwater Ponds - NHD |  | STFPS_PG_3363 |  | Not Affected | Not Affected | Not Affected | Not Affected | Not Affected | Not Affected | Not Affected | Not Affected | Not Affected | Not Affected | Not Affected | Not Affected | Not Affected | Not Affected | Not Affected | Not Affected | Not Affected | Not Affected | Not Affected | Not Affected | Not Affected | 0 | 0 | 0 | 0 | 21 | Polygon
Critical Infrastructure | Stormwater Treatment Facilities and Pump Stations | Stormwater Ponds - NHD |  | STFPS_PG_3364 |  | Not Affected | Not Affected | Not Affected | Not Affected | Not Affected | Not Affected | Not Affected | Not Affected | Not Affected | Not Affected | Not Affected | Not Affected | Not Affected | Not Affected | Not Affected | Not Affected | Not Affected | Not Affected | Not Affected | Not Affected | Not Affected | 0 | 0 | 0 | 0 | 21 | Polygon
Critical Infrastructure | Stormwater Treatment Facilities and Pump Stations | Stormwater Ponds - NHD |  | STFPS_PG_3367 |  | Not Affected | Not Affected | Not Affected | Not Affected | Not Affected | Not Affected | Not Affected | Not Affected | Not Affected | Not Affected | Not Affected | Not Affected | Not Affected | Not Affected | Not Affected | Not Affected | Not Affected | Not Affected | Not Affected | Not Affected | Not Affected | 0 | 0 | 0 | 0 | 21 | Polygon
Critical Infrastructure | Stormwater Treatment Facilities and Pump Stations | Stormwater Ponds - NHD |  | STFPS_PG_3368 |  | Not Affected | Not Affected | Not Affected | Not Affected | Not Affected | Not Affected | Not Affected | Not Affected | Not Affected | Not Affected | Not Affected | Not Affected | Not Affected | Not Affected | Not Affected | Not Affected | Not Affected | Not Affected | Not Affected | Not Affected | Not Affected | 0 | 0 | 0 | 0 | 21 | Polygon
Critical Infrastructure | Stormwater Treatment Facilities and Pump Stations | Stormwater Ponds - NHD |  | STFPS_PG_3369 |  | Not Affected | Not Affected | Not Affected | Not Affected | Not Affected | Not Affected | Not Affected | Not Affected | Not Affected | Not Affected | Not Affected | Not Affected | Not Affected | Not Affected | Not Affected | Not Affected | Not Affected | Not Affected | Not Affected | Not Affected | Not Affected | 0 | 0 | 0 | 0 | 21 | Polygon
Critical Infrastructure | Stormwater Treatment Facilities and Pump Stations | Stormwater Ponds - NHD |  | STFPS_PG_3371 |  | Not Affected | Not Affected | Not Affected | Not Affected | Not Affected | Not Affected | Not Affected | Not Affected | Not Affected | Not Affected | Not Affected | Not Affected | Not Affected | Not Affected | Not Affected | Not Affected | Not Affected | Not Affected | Not Affected | Not Affected | Not Affected | 0 | 0 | 0 | 0 | 21 | Polygon
Critical Infrastructure | Stormwater Treatment Facilities and Pump Stations | Stormwater Ponds - NHD |  | STFPS_PG_3372 |  | Not Affected | Not Affected | Not Affected | Not Affected | Not Affected | Not Affected | Not Affected | Not Affected | Not Affected | Not Affected | Not Affected | Not Affected | Not Affected | Not Affected | Not Affected | Not Affected | Not Affected | Not Affected | Not Affected | Not Affected | Not Affected | 0 | 0 | 0 | 0 | 21 | Polygon
Critical Infrastructure | Stormwater Treatment Facilities and Pump Stations | Stormwater Ponds - NHD |  | STFPS_PG_3373 |  | Not Affected | Not Affected | Not Affected | Not Affected | Not Affected | Not Affected | Not Affected | Not Affected | Not Affected | Not Affected | Not Affected | Not Affected | Not Affected | Not Affected | Not Affected | Not Affected | Not Affected | Not Affected | Not Affected | Not Affected | Not Affected | 0 | 0 | 0 | 0 | 21 | Polygon
Critical Infrastructure | Stormwater Treatment Facilities and Pump Stations | Stormwater Ponds - NHD |  | STFPS_PG_3375 |  | Not Affected | Not Affected | Not Affected | Not Affected | Not Affected | Not Affected | Not Affected | Not Affected | Not Affected | Not Affected | Not Affected | Not Affected | Not Affected | Not Affected | Not Affected | Not Affected | Not Affected | Not Affected | Not Affected | Not Affected | Not Affected | 0 | 0 | 0 | 0 | 21 | Polygon
Critical Infrastructure | Stormwater Treatment Facilities and Pump Stations | Stormwater Ponds - NHD |  | STFPS_PG_3379 |  | Not Affected | Not Affected | Not Affected | Not Affected | Not Affected | Not Affected | Not Affected | Not Affected | Not Affected | Not Affected | Not Affected | Not Affected | Not Affected | Not Affected | Not Affected | Not Affected | Not Affected | Not Affected | Not Affected | Not Affected | Not Affected | 0 | 0 | 0 | 0 | 21 | Polygon
Critical Infrastructure | Stormwater Treatment Facilities and Pump Stations | Stormwater Ponds - NHD |  | STFPS_PG_3380 |  | Not Affected | Not Affected | Not Affected | Not Affected | Not Affected | Not Affected | Not Affected | Not Affected | Not Affected | Not Affected | Not Affected | Not Affected | Not Affected | Not Affected | Not Affected | Not Affected | Not Affected | Not Affected | Not Affected | Not Affected | Not Affected | 0 | 0 | 0 | 0 | 21 | Polygon
Critical Infrastructure | Stormwater Treatment Facilities and Pump Stations | Stormwater Ponds - NHD |  | STFPS_PG_3381 |  | Not Affected | Not Affected | Not Affected | Not Affected | Not Affected | Not Affected | Not Affected | Not Affected | Not Affected | Not Affected | Not Affected | Not Affected | Not Affected | Not Affected | Not Affected | Not Affected | Not Affected | Not Affected | Not Affected | Not Affected | Not Affected | 0 | 0 | 0 | 0 | 21 | Polygon
Critical Infrastructure | Stormwater Treatment Facilities and Pump Stations | Stormwater Ponds - NHD |  | STFPS_PG_3385 |  | Not Affected | Not Affected | Not Affected | Not Affected | Not Affected | Not Affected | Not Affected | Not Affected | Not Affected | Not Affected | Not Affected | Not Affected | Not Affected | Not Affected | Not Affected | Not Affected | Not Affected | Not Affected | Not Affected | Not Affected | Not Affected | 0 | 0 | 0 | 0 | 21 | Polygon
Critical Infrastructure | Stormwater Treatment Facilities and Pump Stations | Stormwater Ponds - NHD |  | STFPS_PG_3386 |  | Not Affected | Not Affected | Not Affected | Not Affected | Not Affected | Not Affected | Not Affected | Not Affected | Not Affected | Not Affected | Not Affected | Not Affected | Not Affected | Not Affected | Not Affected | Not Affected | Not Affected | Not Affected | Not Affected | Not Affected | Not Affected | 0 | 0 | 0 | 0 | 21 | Polygon
Critical Infrastructure | Stormwater Treatment Facilities and Pump Stations | Stormwater Ponds - NHD |  | STFPS_PG_3394 |  | Not Affected | Not Affected | Not Affected | Not Affected | Not Affected | Not Affected | Not Affected | Not Affected | Not Affected | Not Affected | Not Affected | Not Affected | Not Affected | Not Affected | Not Affected | Not Affected | Not Affected | Not Affected | Not Affected | Not Affected | Not Affected | 0 | 0 | 0 | 0 | 21 | Polygon
Critical Infrastructure | Stormwater Treatment Facilities and Pump Stations | Stormwater Ponds - NHD |  | STFPS_PG_3395 |  | Not Affected | Not Affected | Not Affected | Not Affected | Not Affected | Not Affected | Not Affected | Not Affected | Not Affected | Not Affected | Not Affected | Not Affected | Not Affected | Not Affected | Not Affected | Not Affected | Not Affected | Not Affected | Not Affected | Not Affected | Not Affected | 0 | 0 | 0 | 0 | 21 | Polygon
Critical Infrastructure | Stormwater Treatment Facilities and Pump Stations | Stormwater Ponds - NHD |  | STFPS_PG_3396 |  | Not Affected | Not Affected | Not Affected | Not Affected | Not Affected | Not Affected | Not Affected | Not Affected | Not Affected | Not Affected | Not Affected | Not Affected | Not Affected | Not Affected | Not Affected | Not Affected | Not Affected | Not Affected | Not Affected | Not Affected | Not Affected | 0 | 0 | 0 | 0 | 21 | Polygon
Critical Infrastructure | Stormwater Treatment Facilities and Pump Stations | Stormwater Ponds - NHD |  | STFPS_PG_3397 |  | Not Affected | Not Affected | Not Affected | Not Affected | Not Affected | Not Affected | Not Affected | Not Affected | Not Affected | Not Affected | Not Affected | Not Affected | Not Affected | Not Affected | Not Affected | Not Affected | Not Affected | Not Affected | Not Affected | Not Affected | Not Affected | 0 | 0 | 0 | 0 | 21 | Polygon
Critical Infrastructure | Stormwater Treatment Facilities and Pump Stations | Stormwater Ponds - NHD |  | STFPS_PG_3403 |  | Not Affected | Not Affected | Not Affected | Not Affected | Not Affected | Not Affected | Not Affected | Not Affected | Not Affected | Not Affected | Not Affected | Not Affected | Not Affected | Not Affected | Not Affected | Not Affected | Not Affected | Not Affected | Not Affected | Not Affected | Not Affected | 0 | 0 | 0 | 0 | 21 | Polygon
Critical Infrastructure | Stormwater Treatment Facilities and Pump Stations | Stormwater Ponds - NHD |  | STFPS_PG_3404 |  | Not Affected | Not Affected | Not Affected | Not Affected | Not Affected | Not Affected | Not Affected | Not Affected | Not Affected | Not Affected | Not Affected | Not Affected | Not Affected | Not Affected | Not Affected | Not Affected | Not Affected | Not Affected | Not Affected | Not Affected | Not Affected | 0 | 0 | 0 | 0 | 21 | Polygon
Critical Infrastructure | Stormwater Treatment Facilities and Pump Stations | Stormwater Ponds - NHD |  | STFPS_PG_3405 |  | Not Affected | Not Affected | Not Affected | Not Affected | Not Affected | Not Affected | Not Affected | Not Affected | Not Affected | Not Affected | Not Affected | Not Affected | Not Affected | Not Affected | Not Affected | Not Affected | Not Affected | Not Affected | Not Affected | Not Affected | Not Affected | 0 | 0 | 0 | 0 | 21 | Polygon
Critical Infrastructure | Stormwater Treatment Facilities and Pump Stations | Stormwater Ponds - NHD |  | STFPS_PG_3406 |  | Not Affected | Not Affected | Not Affected | Not Affected | Not Affected | Not Affected | Not Affected | Not Affected | Not Affected | Not Affected | Not Affected | Not Affected | Not Affected | Not Affected | Not Affected | Not Affected | Not Affected | Not Affected | Not Affected | Not Affected | Not Affected | 0 | 0 | 0 | 0 | 21 | Polygon
Critical Infrastructure | Stormwater Treatment Facilities and Pump Stations | Stormwater Ponds - NHD |  | STFPS_PG_3409 |  | Not Affected | Not Affected | Not Affected | Not Affected | Not Affected | Not Affected | Not Affected | Not Affected | Not Affected | Not Affected | Not Affected | Not Affected | Not Affected | Not Affected | Not Affected | Not Affected | Not Affected | Not Affected | Not Affected | Not Affected | Not Affected | 0 | 0 | 0 | 0 | 21 | Polygon
Critical Infrastructure | Stormwater Treatment Facilities and Pump Stations | Stormwater Ponds - NHD |  | STFPS_PG_3415 |  | Not Affected | Not Affected | Not Affected | Not Affected | Not Affected | Not Affected | Not Affected | Not Affected | Not Affected | Not Affected | Not Affected | Not Affected | Not Affected | Not Affected | Not Affected | Not Affected | Not Affected | Not Affected | Not Affected | Not Affected | Not Affected | 0 | 0 | 0 | 0 | 21 | Polygon
Critical Infrastructure | Stormwater Treatment Facilities and Pump Stations | Stormwater Ponds - NHD |  | STFPS_PG_3416 |  | Not Affected | Not Affected | Not Affected | Not Affected | Not Affected | Not Affected | Not Affected | Not Affected | Not Affected | Not Affected | Not Affected | Not Affected | Not Affected | Not Affected | Not Affected | Not Affected | Not Affected | Not Affected | Not Affected | Not Affected | Not Affected | 0 | 0 | 0 | 0 | 21 | Polygon
Critical Infrastructure | Stormwater Treatment Facilities and Pump Stations | Stormwater Ponds - NHD |  | STFPS_PG_3417 |  | Not Affected | Not Affected | Not Affected | Not Affected | Not Affected | Not Affected | Not Affected | Not Affected | Not Affected | Not Affected | Not Affected | Not Affected | Not Affected | Not Affected | Not Affected | Not Affected | Not Affected | Not Affected | Not Affected | Not Affected | Not Affected | 0 | 0 | 0 | 0 | 21 | Polygon
Critical Infrastructure | Stormwater Treatment Facilities and Pump Stations | Stormwater Ponds - NHD |  | STFPS_PG_3425 |  | Not Affected | Not Affected | Not Affected | Not Affected | Not Affected | Not Affected | Not Affected | Not Affected | Not Affected | Not Affected | Not Affected | Not Affected | Not Affected | Not Affected | Not Affected | Not Affected | Not Affected | Not Affected | Not Affected | Not Affected | Not Affected | 0 | 0 | 0 | 0 | 21 | Polygon
Critical Infrastructure | Stormwater Treatment Facilities and Pump Stations | Stormwater Ponds - NHD |  | STFPS_PG_3426 |  | Not Affected | Not Affected | Not Affected | Not Affected | Not Affected | Not Affected | Not Affected | Not Affected | Not Affected | Not Affected | Not Affected | Not Affected | Not Affected | Not Affected | Not Affected | Not Affected | Not Affected | Not Affected | Not Affected | Not Affected | Not Affected | 0 | 0 | 0 | 0 | 21 | Polygon
Critical Infrastructure | Stormwater Treatment Facilities and Pump Stations | Stormwater Ponds - NHD |  | STFPS_PG_3427 |  | Not Affected | Not Affected | Not Affected | Not Affected | Not Affected | Not Affected | Not Affected | Not Affected | Not Affected | Not Affected | Not Affected | Not Affected | Not Affected | Not Affected | Not Affected | Not Affected | Not Affected | Not Affected | Not Affected | Not Affected | Not Affected | 0 | 0 | 0 | 0 | 21 | Polygon
Critical Infrastructure | Stormwater Treatment Facilities and Pump Stations | Stormwater Ponds - NHD |  | STFPS_PG_3428 |  | Not Affected | Not Affected | Not Affected | Not Affected | Not Affected | Not Affected | Not Affected | Not Affected | Not Affected | Not Affected | Not Affected | Not Affected | Not Affected | Not Affected | Not Affected | Not Affected | Not Affected | Not Affected | Not Affected | Not Affected | Not Affected | 0 | 0 | 0 | 0 | 21 | Polygon
Critical Infrastructure | Stormwater Treatment Facilities and Pump Stations | Stormwater Ponds - NHD |  | STFPS_PG_3429 |  | Not Affected | Not Affected | Not Affected | Not Affected | Not Affected | Not Affected | Not Affected | Not Affected | Not Affected | Not Affected | Not Affected | Not Affected | Not Affected | Not Affected | Not Affected | Not Affected | Not Affected | Not Affected | Not Affected | Not Affected | Not Affected | 0 | 0 | 0 | 0 | 21 | Polygon
Critical Infrastructure | Stormwater Treatment Facilities and Pump Stations | Stormwater Ponds - NHD |  | STFPS_PG_3430 |  | Not Affected | Not Affected | Not Affected | Not Affected | Not Affected | Not Affected | Not Affected | Not Affected | Not Affected | Not Affected | Not Affected | Not Affected | Not Affected | Not Affected | Not Affected | Not Affected | Not Affected | Not Affected | Not Affected | Not Affected | Not Affected | 0 | 0 | 0 | 0 | 21 | Polygon
Critical Infrastructure | Stormwater Treatment Facilities and Pump Stations | Stormwater Ponds - NHD |  | STFPS_PG_3431 |  | Not Affected | Not Affected | Not Affected | Not Affected | Not Affected | Not Affected | Not Affected | Not Affected | Not Affected | Not Affected | Not Affected | Not Affected | Not Affected | Not Affected | Not Affected | Not Affected | Not Affected | Not Affected | Not Affected | Not Affected | Not Affected | 0 | 0 | 0 | 0 | 21 | Polygon
Critical Infrastructure | Stormwater Treatment Facilities and Pump Stations | Stormwater Ponds - NHD |  | STFPS_PG_3432 |  | Not Affected | Not Affected | Not Affected | Not Affected | Not Affected | Not Affected | Not Affected | Not Affected | Not Affected | Not Affected | Not Affected | Not Affected | Not Affected | Not Affected | Not Affected | Not Affected | Not Affected | Not Affected | Not Affected | Not Affected | Not Affected | 0 | 0 | 0 | 0 | 21 | Polygon
Critical Infrastructure | Stormwater Treatment Facilities and Pump Stations | Stormwater Ponds - NHD |  | STFPS_PG_3433 |  | Not Affected | Not Affected | Not Affected | Not Affected | Not Affected | Not Affected | Not Affected | Not Affected | Not Affected | Not Affected | Not Affected | Not Affected | Not Affected | Not Affected | Not Affected | Not Affected | Not Affected | Not Affected | Not Affected | Not Affected | Not Affected | 0 | 0 | 0 | 0 | 21 | Polygon
Critical Infrastructure | Stormwater Treatment Facilities and Pump Stations | Stormwater Ponds - NHD |  | STFPS_PG_3434 |  | Not Affected | Not Affected | Not Affected | Not Affected | Not Affected | Not Affected | Not Affected | Not Affected | Not Affected | Not Affected | Not Affected | Not Affected | Not Affected | Not Affected | Not Affected | Not Affected | Not Affected | Not Affected | Not Affected | Not Affected | Not Affected | 0 | 0 | 0 | 0 | 21 | Polygon
Critical Infrastructure | Stormwater Treatment Facilities and Pump Stations | Stormwater Ponds - NHD |  | STFPS_PG_3435 |  | Not Affected | Not Affected | Not Affected | Not Affected | Not Affected | Not Affected | Not Affected | Not Affected | Not Affected | Not Affected | Not Affected | Not Affected | Not Affected | Not Affected | Not Affected | Not Affected | Not Affected | Not Affected | Not Affected | Not Affected | Not Affected | 0 | 0 | 0 | 0 | 21 | Polygon
Critical Infrastructure | Stormwater Treatment Facilities and Pump Stations | Stormwater Ponds - NHD |  | STFPS_PG_3436 |  | Not Affected | Not Affected | Not Affected | Not Affected | Not Affected | Not Affected | Not Affected | Not Affected | Not Affected | Not Affected | Not Affected | Not Affected | Not Affected | Not Affected | Not Affected | Not Affected | Not Affected | Not Affected | Not Affected | Not Affected | Not Affected | 0 | 0 | 0 | 0 | 21 | Polygon
Critical Infrastructure | Stormwater Treatment Facilities and Pump Stations | Stormwater Ponds - NHD |  | STFPS_PG_3437 |  | Not Affected | Not Affected | Not Affected | Not Affected | Not Affected | Not Affected | Not Affected | Not Affected | Not Affected | Not Affected | Not Affected | Not Affected | Not Affected | Not Affected | Not Affected | Not Affected | Not Affected | Not Affected | Not Affected | Not Affected | Not Affected | 0 | 0 | 0 | 0 | 21 | Polygon
Critical Infrastructure | Stormwater Treatment Facilities and Pump Stations | Stormwater Ponds - NHD |  | STFPS_PG_3447 |  | Not Affected | Not Affected | Not Affected | Not Affected | Not Affected | Not Affected | Not Affected | Not Affected | Not Affected | Not Affected | Not Affected | Not Affected | Not Affected | Not Affected | Not Affected | Not Affected | Not Affected | Not Affected | Not Affected | Not Affected | Not Affected | 0 | 0 | 0 | 0 | 21 | Polygon
Critical Infrastructure | Stormwater Treatment Facilities and Pump Stations | Stormwater Ponds - NHD |  | STFPS_PG_3448 |  | Not Affected | Not Affected | Not Affected | Not Affected | Not Affected | Not Affected | Not Affected | Not Affected | Not Affected | Not Affected | Not Affected | Not Affected | Not Affected | Not Affected | Not Affected | Not Affected | Not Affected | Not Affected | Not Affected | Not Affected | Not Affected | 0 | 0 | 0 | 0 | 21 | Polygon
Critical Infrastructure | Stormwater Treatment Facilities and Pump Stations | Stormwater Ponds - NHD |  | STFPS_PG_3452 |  | Not Affected | Not Affected | Not Affected | Not Affected | Not Affected | Not Affected | Not Affected | Not Affected | Not Affected | Not Affected | Not Affected | Not Affected | Not Affected | Not Affected | Not Affected | Not Affected | Not Affected | Not Affected | Not Affected | Not Affected | Not Affected | 0 | 0 | 0 | 0 | 21 | Polygon
Critical Infrastructure | Stormwater Treatment Facilities and Pump Stations | Stormwater Ponds - NHD |  | STFPS_PG_3453 |  | Not Affected | Not Affected | Not Affected | Not Affected | Not Affected | Not Affected | Not Affected | Not Affected | Not Affected | Not Affected | Not Affected | Not Affected | Not Affected | Not Affected | Not Affected | Not Affected | Not Affected | Not Affected | Not Affected | Not Affected | Not Affected | 0 | 0 | 0 | 0 | 21 | Polygon
Critical Infrastructure | Stormwater Treatment Facilities and Pump Stations | Stormwater Ponds - NHD |  | STFPS_PG_3458 |  | Not Affected | Not Affected | Not Affected | Not Affected | Not Affected | Not Affected | Not Affected | Not Affected | Not Affected | Not Affected | Not Affected | Not Affected | Not Affected | Not Affected | Not Affected | Not Affected | Not Affected | Not Affected | Not Affected | Not Affected | Not Affected | 0 | 0 | 0 | 0 | 21 | Polygon
Critical Infrastructure | Stormwater Treatment Facilities and Pump Stations | Stormwater Ponds - NHD |  | STFPS_PG_3459 |  | Not Affected | Not Affected | Not Affected | Not Affected | Not Affected | Not Affected | Not Affected | Not Affected | Not Affected | Not Affected | Not Affected | Not Affected | Not Affected | Not Affected | Not Affected | Not Affected | Not Affected | Not Affected | Not Affected | Not Affected | Not Affected | 0 | 0 | 0 | 0 | 21 | Polygon
Critical Infrastructure | Stormwater Treatment Facilities and Pump Stations | Stormwater Ponds - NHD |  | STFPS_PG_3474 |  | Not Affected | Not Affected | Not Affected | Not Affected | Not Affected | Not Affected | Not Affected | Not Affected | Not Affected | Not Affected | Not Affected | Not Affected | Not Affected | Not Affected | Not Affected | Not Affected | Not Affected | Not Affected | Not Affected | Not Affected | Not Affected | 0 | 0 | 0 | 0 | 21 | Polygon
Critical Infrastructure | Stormwater Treatment Facilities and Pump Stations | Stormwater Ponds - NHD |  | STFPS_PG_3475 |  | Not Affected | Not Affected | Not Affected | Not Affected | Not Affected | Not Affected | Not Affected | Not Affected | Not Affected | Not Affected | Not Affected | Not Affected | Not Affected | Not Affected | Not Affected | Not Affected | Not Affected | Not Affected | Not Affected | Not Affected | Not Affected | 0 | 0 | 0 | 0 | 21 | Polygon
Critical Infrastructure | Stormwater Treatment Facilities and Pump Stations | Stormwater Ponds - NHD |  | STFPS_PG_3476 |  | Not Affected | Not Affected | Not Affected | Not Affected | Not Affected | Not Affected | Not Affected | Not Affected | Not Affected | Not Affected | Not Affected | Not Affected | Not Affected | Not Affected | Not Affected | Not Affected | Not Affected | Not Affected | Not Affected | Not Affected | Not Affected | 0 | 0 | 0 | 0 | 21 | Polygon
Critical Infrastructure | Stormwater Treatment Facilities and Pump Stations | Stormwater Ponds - NHD |  | STFPS_PG_3477 |  | Not Affected | Not Affected | Not Affected | Not Affected | Not Affected | Not Affected | Not Affected | Not Affected | Not Affected | Not Affected | Not Affected | Not Affected | Not Affected | Not Affected | Not Affected | Not Affected | Not Affected | Not Affected | Not Affected | Not Affected | Not Affected | 0 | 0 | 0 | 0 | 21 | Polygon
Critical Infrastructure | Stormwater Treatment Facilities and Pump Stations | Stormwater Ponds - NHD |  | STFPS_PG_3478 |  | Not Affected | Not Affected | Not Affected | Not Affected | Not Affected | Not Affected | Not Affected | Not Affected | Not Affected | Not Affected | Not Affected | Not Affected | Not Affected | Not Affected | Not Affected | Not Affected | Not Affected | Not Affected | Not Affected | Not Affected | Not Affected | 0 | 0 | 0 | 0 | 21 | Polygon
Critical Infrastructure | Stormwater Treatment Facilities and Pump Stations | Stormwater Ponds - NHD |  | STFPS_PG_3479 |  | Not Affected | Not Affected | Not Affected | Not Affected | Not Affected | Not Affected | Not Affected | Not Affected | Not Affected | Not Affected | Not Affected | Not Affected | Not Affected | Not Affected | Not Affected | Not Affected | Not Affected | Not Affected | Not Affected | Not Affected | Not Affected | 0 | 0 | 0 | 0 | 21 | Polygon
Critical Infrastructure | Stormwater Treatment Facilities and Pump Stations | Stormwater Ponds - NHD |  | STFPS_PG_3480 |  | Not Affected | Not Affected | Not Affected | Not Affected | Not Affected | Not Affected | Not Affected | Not Affected | Not Affected | Not Affected | Not Affected | Not Affected | Not Affected | Not Affected | Not Affected | Not Affected | Not Affected | Not Affected | Not Affected | Not Affected | Not Affected | 0 | 0 | 0 | 0 | 21 | Polygon
Critical Infrastructure | Stormwater Treatment Facilities and Pump Stations | Stormwater Ponds - NHD |  | STFPS_PG_3481 |  | Not Affected | Not Affected | Not Affected | Not Affected | Not Affected | Not Affected | Not Affected | Not Affected | Not Affected | Not Affected | Not Affected | Not Affected | Not Affected | Not Affected | Not Affected | Not Affected | Not Affected | Not Affected | Not Affected | Not Affected | Not Affected | 0 | 0 | 0 | 0 | 21 | Polygon
Critical Infrastructure | Stormwater Treatment Facilities and Pump Stations | Stormwater Ponds - NHD |  | STFPS_PG_3482 |  | Not Affected | Not Affected | Not Affected | Not Affected | Not Affected | Not Affected | Not Affected | Not Affected | Not Affected | Not Affected | Not Affected | Not Affected | Not Affected | Not Affected | Not Affected | Not Affected | Not Affected | Not Affected | Not Affected | Not Affected | Not Affected | 0 | 0 | 0 | 0 | 21 | Polygon
Critical Infrastructure | Stormwater Treatment Facilities and Pump Stations | Stormwater Ponds - NHD |  | STFPS_PG_3483 |  | Not Affected | Not Affected | Not Affected | Not Affected | Not Affected | Not Affected | Not Affected | Not Affected | Not Affected | Not Affected | Not Affected | Not Affected | Not Affected | Not Affected | Not Affected | Not Affected | Not Affected | Not Affected | Not Affected | Not Affected | Not Affected | 0 | 0 | 0 | 0 | 21 | Polygon
Critical Infrastructure | Stormwater Treatment Facilities and Pump Stations | Stormwater Ponds - NHD |  | STFPS_PG_3484 |  | Not Affected | Not Affected | Not Affected | Not Affected | Not Affected | Not Affected | Not Affected | Not Affected | Not Affected | Not Affected | Not Affected | Not Affected | Not Affected | Not Affected | Not Affected | Not Affected | Not Affected | Not Affected | Not Affected | Not Affected | Not Affected | 0 | 0 | 0 | 0 | 21 | Polygon
Critical Infrastructure | Stormwater Treatment Facilities and Pump Stations | Stormwater Ponds - NHD |  | STFPS_PG_3485 |  | Not Affected | Not Affected | Not Affected | Not Affected | Not Affected | Not Affected | Not Affected | Not Affected | Not Affected | Not Affected | Not Affected | Not Affected | Not Affected | Not Affected | Not Affected | Not Affected | Not Affected | Not Affected | Not Affected | Not Affected | Not Affected | 0 | 0 | 0 | 0 | 21 | Polygon
Critical Infrastructure | Stormwater Treatment Facilities and Pump Stations | Stormwater Ponds - NHD |  | STFPS_PG_3486 |  | Not Affected | Not Affected | Not Affected | Not Affected | Not Affected | Not Affected | Not Affected | Not Affected | Not Affected | Not Affected | Not Affected | Not Affected | Not Affected | Not Affected | Not Affected | Not Affected | Not Affected | Not Affected | Not Affected | Not Affected | Not Affected | 0 | 0 | 0 | 0 | 21 | Polygon
Critical Infrastructure | Stormwater Treatment Facilities and Pump Stations | Stormwater Ponds - NHD |  | STFPS_PG_3487 |  | Not Affected | Not Affected | Not Affected | Not Affected | Not Affected | Not Affected | Not Affected | Not Affected | Not Affected | Not Affected | Not Affected | Not Affected | Not Affected | Not Affected | Not Affected | Not Affected | Not Affected | Not Affected | Not Affected | Not Affected | Not Affected | 0 | 0 | 0 | 0 | 21 | Polygon
Critical Infrastructure | Stormwater Treatment Facilities and Pump Stations | Stormwater Ponds - NHD |  | STFPS_PG_3488 |  | Not Affected | Not Affected | Not Affected | Not Affected | Not Affected | Not Affected | Not Affected | Not Affected | Not Affected | Not Affected | Not Affected | Not Affected | Not Affected | Not Affected | Not Affected | Not Affected | Not Affected | Not Affected | Not Affected | Not Affected | Not Affected | 0 | 0 | 0 | 0 | 21 | Polygon
Critical Infrastructure | Stormwater Treatment Facilities and Pump Stations | Stormwater Ponds - NHD |  | STFPS_PG_3489 |  | Not Affected | Not Affected | Not Affected | Not Affected | Not Affected | Not Affected | Not Affected | Not Affected | Not Affected | Not Affected | Not Affected | Not Affected | Not Affected | Not Affected | Not Affected | Not Affected | Not Affected | Not Affected | Not Affected | Not Affected | Not Affected | 0 | 0 | 0 | 0 | 21 | Polygon
Critical Infrastructure | Stormwater Treatment Facilities and Pump Stations | Stormwater Ponds - NHD |  | STFPS_PG_3490 |  | Not Affected | Not Affected | Not Affected | Not Affected | Not Affected | Not Affected | Not Affected | Not Affected | Not Affected | Not Affected | Not Affected | Not Affected | Not Affected | Not Affected | Not Affected | Not Affected | Not Affected | Not Affected | Not Affected | Not Affected | Not Affected | 0 | 0 | 0 | 0 | 21 | Polygon
Critical Infrastructure | Stormwater Treatment Facilities and Pump Stations | Stormwater Ponds - NHD |  | STFPS_PG_3491 |  | Not Affected | Not Affected | Not Affected | Not Affected | Not Affected | Not Affected | Not Affected | Not Affected | Not Affected | Not Affected | Not Affected | Not Affected | Not Affected | Not Affected | Not Affected | Not Affected | Not Affected | Not Affected | Not Affected | Not Affected | Not Affected | 0 | 0 | 0 | 0 | 21 | Polygon
Critical Infrastructure | Stormwater Treatment Facilities and Pump Stations | Stormwater Ponds - NHD |  | STFPS_PG_3492 |  | Not Affected | Not Affected | Not Affected | Not Affected | Not Affected | Not Affected | Not Affected | Not Affected | Not Affected | Not Affected | Not Affected | Not Affected | Not Affected | Not Affected | Not Affected | Not Affected | Not Affected | Not Affected | Not Affected | Not Affected | Not Affected | 0 | 0 | 0 | 0 | 21 | Polygon
Critical Infrastructure | Stormwater Treatment Facilities and Pump Stations | Stormwater Ponds - NHD |  | STFPS_PG_3493 |  | Not Affected | Not Affected | Not Affected | Not Affected | Not Affected | Not Affected | Not Affected | Not Affected | Not Affected | Not Affected | Not Affected | Not Affected | Not Affected | Not Affected | Not Affected | Not Affected | Not Affected | Not Affected | Not Affected | Not Affected | Not Affected | 0 | 0 | 0 | 0 | 21 | Polygon
Critical Infrastructure | Stormwater Treatment Facilities and Pump Stations | Stormwater Ponds - NHD |  | STFPS_PG_3494 |  | Not Affected | Not Affected | Not Affected | Not Affected | Not Affected | Not Affected | Not Affected | Not Affected | Not Affected | Not Affected | Not Affected | Not Affected | Not Affected | Not Affected | Not Affected | Not Affected | Not Affected | Not Affected | Not Affected | Not Affected | Not Affected | 0 | 0 | 0 | 0 | 21 | Polygon
Critical Infrastructure | Stormwater Treatment Facilities and Pump Stations | Stormwater Ponds - NHD |  | STFPS_PG_3495 |  | Not Affected | Not Affected | Not Affected | Not Affected | Not Affected | Not Affected | Not Affected | Not Affected | Not Affected | Not Affected | Not Affected | Not Affected | Not Affected | Not Affected | Not Affected | Not Affected | Not Affected | Not Affected | Not Affected | Not Affected | Not Affected | 0 | 0 | 0 | 0 | 21 | Polygon
Critical Infrastructure | Stormwater Treatment Facilities and Pump Stations | Stormwater Ponds - NHD |  | STFPS_PG_3496 |  | Not Affected | Not Affected | Not Affected | Not Affected | Not Affected | Not Affected | Not Affected | Not Affected | Not Affected | Not Affected | Not Affected | Not Affected | Not Affected | Not Affected | Not Affected | Not Affected | Not Affected | Not Affected | Not Affected | Not Affected | Not Affected | 0 | 0 | 0 | 0 | 21 | Polygon
Critical Infrastructure | Stormwater Treatment Facilities and Pump Stations | Stormwater Ponds - NHD |  | STFPS_PG_3498 |  | Not Affected | Not Affected | Not Affected | Not Affected | Not Affected | Not Affected | Not Affected | Not Affected | Not Affected | Not Affected | Not Affected | Not Affected | Not Affected | Not Affected | Not Affected | Not Affected | Not Affected | Not Affected | Not Affected | Not Affected | Not Affected | 0 | 0 | 0 | 0 | 21 | Polygon
Critical Infrastructure | Stormwater Treatment Facilities and Pump Stations | Stormwater Ponds - NHD |  | STFPS_PG_3499 |  | Not Affected | Not Affected | Not Affected | Not Affected | Not Affected | Not Affected | Not Affected | Not Affected | Not Affected | Not Affected | Not Affected | Not Affected | Not Affected | Not Affected | Not Affected | Not Affected | Not Affected | Not Affected | Not Affected | Not Affected | Not Affected | 0 | 0 | 0 | 0 | 21 | Polygon
Critical Infrastructure | Stormwater Treatment Facilities and Pump Stations | Stormwater Ponds - NHD |  | STFPS_PG_3500 |  | Not Affected | Not Affected | Not Affected | Not Affected | Not Affected | Not Affected | Not Affected | Not Affected | Not Affected | Not Affected | Not Affected | Not Affected | Not Affected | Not Affected | Not Affected | Not Affected | Not Affected | Not Affected | Not Affected | Not Affected | Not Affected | 0 | 0 | 0 | 0 | 21 | Polygon
Critical Infrastructure | Stormwater Treatment Facilities and Pump Stations | Stormwater Ponds - NHD |  | STFPS_PG_3501 |  | Not Affected | Not Affected | Not Affected | Not Affected | Not Affected | Not Affected | Not Affected | Not Affected | Not Affected | Not Affected | Not Affected | Not Affected | Not Affected | Not Affected | Not Affected | Not Affected | Not Affected | Not Affected | Not Affected | Not Affected | Not Affected | 0 | 0 | 0 | 0 | 21 | Polygon
Critical Infrastructure | Stormwater Treatment Facilities and Pump Stations | Stormwater Ponds - NHD |  | STFPS_PG_3502 |  | Not Affected | Not Affected | Not Affected | Not Affected | Not Affected | Not Affected | Not Affected | Not Affected | Not Affected | Not Affected | Not Affected | Not Affected | Not Affected | Not Affected | Not Affected | Not Affected | Not Affected | Not Affected | Not Affected | Not Affected | Not Affected | 0 | 0 | 0 | 0 | 21 | Polygon
Critical Infrastructure | Stormwater Treatment Facilities and Pump Stations | Stormwater Ponds - NHD |  | STFPS_PG_3505 |  | Not Affected | Not Affected | Not Affected | Not Affected | Not Affected | Not Affected | Not Affected | Not Affected | Not Affected | Not Affected | Not Affected | Not Affected | Not Affected | Not Affected | Not Affected | Not Affected | Not Affected | Not Affected | Not Affected | Not Affected | Not Affected | 0 | 0 | 0 | 0 | 21 | Polygon
Critical Infrastructure | Stormwater Treatment Facilities and Pump Stations | Stormwater Ponds - NHD |  | STFPS_PG_3506 |  | Not Affected | Not Affected | Not Affected | Not Affected | Not Affected | Not Affected | Not Affected | Not Affected | Not Affected | Not Affected | Not Affected | Not Affected | Not Affected | Not Affected | Not Affected | Not Affected | Not Affected | Not Affected | Not Affected | Not Affected | Not Affected | 0 | 0 | 0 | 0 | 21 | Polygon
Critical Infrastructure | Stormwater Treatment Facilities and Pump Stations | Stormwater Ponds - NHD |  | STFPS_PG_3507 |  | Not Affected | Not Affected | Not Affected | Not Affected | Not Affected | Not Affected | Not Affected | Not Affected | Not Affected | Not Affected | Not Affected | Not Affected | Not Affected | Not Affected | Not Affected | Not Affected | Not Affected | Not Affected | Not Affected | Not Affected | Not Affected | 0 | 0 | 0 | 0 | 21 | Polygon
Critical Infrastructure | Stormwater Treatment Facilities and Pump Stations | Stormwater Ponds - NHD |  | STFPS_PG_3508 |  | Not Affected | Not Affected | Not Affected | Not Affected | Not Affected | Not Affected | Not Affected | Not Affected | Not Affected | Not Affected | Not Affected | Not Affected | Not Affected | Not Affected | Not Affected | Not Affected | Not Affected | Not Affected | Not Affected | Not Affected | Not Affected | 0 | 0 | 0 | 0 | 21 | Polygon
Critical Infrastructure | Stormwater Treatment Facilities and Pump Stations | Stormwater Ponds - NHD |  | STFPS_PG_3509 |  | Not Affected | Not Affected | Not Affected | Not Affected | Not Affected | Not Affected | Not Affected | Not Affected | Not Affected | Not Affected | Not Affected | Not Affected | Not Affected | Not Affected | Not Affected | Not Affected | Not Affected | Not Affected | Not Affected | Not Affected | Not Affected | 0 | 0 | 0 | 0 | 21 | Polygon
Critical Infrastructure | Stormwater Treatment Facilities and Pump Stations | Stormwater Ponds - NHD |  | STFPS_PG_3510 |  | Not Affected | Not Affected | Not Affected | Not Affected | Not Affected | Not Affected | Not Affected | Not Affected | Not Affected | Not Affected | Not Affected | Not Affected | Not Affected | Not Affected | Not Affected | Not Affected | Not Affected | Not Affected | Not Affected | Not Affected | Not Affected | 0 | 0 | 0 | 0 | 21 | Polygon
Critical Infrastructure | Stormwater Treatment Facilities and Pump Stations | Stormwater Ponds - NHD |  | STFPS_PG_3511 |  | Not Affected | Not Affected | Not Affected | Not Affected | Not Affected | Not Affected | Not Affected | Not Affected | Not Affected | Not Affected | Not Affected | Not Affected | Not Affected | Not Affected | Not Affected | Not Affected | Not Affected | Not Affected | Not Affected | Not Affected | Not Affected | 0 | 0 | 0 | 0 | 21 | Polygon
Critical Infrastructure | Stormwater Treatment Facilities and Pump Stations | Stormwater Ponds - NHD |  | STFPS_PG_3512 |  | Not Affected | Not Affected | Not Affected | Not Affected | Not Affected | Not Affected | Not Affected | Not Affected | Not Affected | Not Affected | Not Affected | Not Affected | Not Affected | Not Affected | Not Affected | Not Affected | Not Affected | Not Affected | Not Affected | Not Affected | Not Affected | 0 | 0 | 0 | 0 | 21 | Polygon
Critical Infrastructure | Stormwater Treatment Facilities and Pump Stations | Stormwater Ponds - NHD |  | STFPS_PG_3513 |  | Not Affected | Not Affected | Not Affected | Not Affected | Not Affected | Not Affected | Not Affected | Not Affected | Not Affected | Not Affected | Not Affected | Not Affected | Not Affected | Not Affected | Not Affected | Not Affected | Not Affected | Not Affected | Not Affected | Not Affected | Not Affected | 0 | 0 | 0 | 0 | 21 | Polygon
Critical Infrastructure | Stormwater Treatment Facilities and Pump Stations | Stormwater Ponds - NHD |  | STFPS_PG_3514 |  | Not Affected | Not Affected | Not Affected | Not Affected | Not Affected | Not Affected | Not Affected | Not Affected | Not Affected | Not Affected | Not Affected | Not Affected | Not Affected | Not Affected | Not Affected | Not Affected | Not Affected | Not Affected | Not Affected | Not Affected | Not Affected | 0 | 0 | 0 | 0 | 21 | Polygon
Critical Infrastructure | Stormwater Treatment Facilities and Pump Stations | Stormwater Ponds - NHD |  | STFPS_PG_3515 |  | Not Affected | Not Affected | Not Affected | Not Affected | Not Affected | Not Affected | Not Affected | Not Affected | Not Affected | Not Affected | Not Affected | Not Affected | Not Affected | Not Affected | Not Affected | Not Affected | Not Affected | Not Affected | Not Affected | Not Affected | Not Affected | 0 | 0 | 0 | 0 | 21 | Polygon
Critical Infrastructure | Stormwater Treatment Facilities and Pump Stations | Stormwater Ponds - NHD |  | STFPS_PG_3516 |  | Not Affected | Not Affected | Not Affected | Not Affected | Not Affected | Not Affected | Not Affected | Not Affected | Not Affected | Not Affected | Not Affected | Not Affected | Not Affected | Not Affected | Not Affected | Not Affected | Not Affected | Not Affected | Not Affected | Not Affected | Not Affected | 0 | 0 | 0 | 0 | 21 | Polygon
Critical Infrastructure | Stormwater Treatment Facilities and Pump Stations | Stormwater Ponds - NHD |  | STFPS_PG_3519 |  | Not Affected | Not Affected | Not Affected | Not Affected | Not Affected | Not Affected | Not Affected | Not Affected | Not Affected | Not Affected | Not Affected | Not Affected | Not Affected | Not Affected | Not Affected | Not Affected | Not Affected | Not Affected | Not Affected | Not Affected | Not Affected | 0 | 0 | 0 | 0 | 21 | Polygon
Critical Infrastructure | Stormwater Treatment Facilities and Pump Stations | Stormwater Ponds - NHD |  | STFPS_PG_3520 |  | Not Affected | Not Affected | Not Affected | Not Affected | Not Affected | Not Affected | Not Affected | Not Affected | Not Affected | Not Affected | Not Affected | Not Affected | Not Affected | Not Affected | Not Affected | Not Affected | Not Affected | Not Affected | Not Affected | Not Affected | Not Affected | 0 | 0 | 0 | 0 | 21 | Polygon
Critical Infrastructure | Stormwater Treatment Facilities and Pump Stations | Stormwater Ponds - NHD |  | STFPS_PG_3522 |  | Not Affected | Not Affected | Not Affected | Not Affected | Not Affected | Not Affected | Not Affected | Not Affected | Not Affected | Not Affected | Not Affected | Not Affected | Not Affected | Not Affected | Not Affected | Not Affected | Not Affected | Not Affected | Not Affected | Not Affected | Not Affected | 0 | 0 | 0 | 0 | 21 | Polygon
Critical Infrastructure | Stormwater Treatment Facilities and Pump Stations | Stormwater Ponds - NHD |  | STFPS_PG_3523 |  | Not Affected | Not Affected | Not Affected | Not Affected | Not Affected | Not Affected | Not Affected | Not Affected | Not Affected | Not Affected | Not Affected | Not Affected | Not Affected | Not Affected | Not Affected | Not Affected | Not Affected | Not Affected | Not Affected | Not Affected | Not Affected | 0 | 0 | 0 | 0 | 21 | Polygon
Critical Infrastructure | Stormwater Treatment Facilities and Pump Stations | Stormwater Ponds - NHD |  | STFPS_PG_3524 |  | Not Affected | Not Affected | Not Affected | Not Affected | Not Affected | Not Affected | Not Affected | Not Affected | Not Affected | Not Affected | Not Affected | Not Affected | Not Affected | Not Affected | Not Affected | Not Affected | Not Affected | Not Affected | Not Affected | Not Affected | Not Affected | 0 | 0 | 0 | 0 | 21 | Polygon
Critical Infrastructure | Stormwater Treatment Facilities and Pump Stations | Stormwater Ponds - NHD |  | STFPS_PG_3526 |  | Not Affected | Not Affected | Not Affected | Not Affected | Not Affected | Not Affected | Not Affected | Not Affected | Not Affected | Not Affected | Not Affected | Not Affected | Not Affected | Not Affected | Not Affected | Not Affected | Not Affected | Not Affected | Not Affected | Not Affected | Not Affected | 0 | 0 | 0 | 0 | 21 | Polygon
Critical Infrastructure | Stormwater Treatment Facilities and Pump Stations | Stormwater Ponds - NHD |  | STFPS_PG_3527 |  | Not Affected | Not Affected | Not Affected | Not Affected | Not Affected | Not Affected | Not Affected | Not Affected | Not Affected | Not Affected | Not Affected | Not Affected | Not Affected | Not Affected | Not Affected | Not Affected | Not Affected | Not Affected | Not Affected | Not Affected | Not Affected | 0 | 0 | 0 | 0 | 21 | Polygon
Critical Infrastructure | Stormwater Treatment Facilities and Pump Stations | Stormwater Ponds - NHD |  | STFPS_PG_3528 |  | Not Affected | Not Affected | Not Affected | Not Affected | Not Affected | Not Affected | Not Affected | Not Affected | Not Affected | Not Affected | Not Affected | Not Affected | Not Affected | Not Affected | Not Affected | Not Affected | Not Affected | Not Affected | Not Affected | Not Affected | Not Affected | 0 | 0 | 0 | 0 | 21 | Polygon
Critical Infrastructure | Stormwater Treatment Facilities and Pump Stations | Stormwater Ponds - NHD |  | STFPS_PG_3529 |  | Not Affected | Not Affected | Not Affected | Not Affected | Not Affected | Not Affected | Not Affected | Not Affected | Not Affected | Not Affected | Not Affected | Not Affected | Not Affected | Not Affected | Not Affected | Not Affected | Not Affected | Not Affected | Not Affected | Not Affected | Not Affected | 0 | 0 | 0 | 0 | 21 | Polygon
Critical Infrastructure | Stormwater Treatment Facilities and Pump Stations | Stormwater Ponds - NHD |  | STFPS_PG_3530 |  | Not Affected | Not Affected | Not Affected | Not Affected | Not Affected | Not Affected | Not Affected | Not Affected | Not Affected | Not Affected | Not Affected | Not Affected | Not Affected | Not Affected | Not Affected | Not Affected | Not Affected | Not Affected | Not Affected | Not Affected | Not Affected | 0 | 0 | 0 | 0 | 21 | Polygon
Critical Infrastructure | Stormwater Treatment Facilities and Pump Stations | Stormwater Ponds - NHD |  | STFPS_PG_3531 |  | Not Affected | Not Affected | Not Affected | Not Affected | Not Affected | Not Affected | Not Affected | Not Affected | Not Affected | Not Affected | Not Affected | Not Affected | Not Affected | Not Affected | Not Affected | Not Affected | Not Affected | Not Affected | Not Affected | Not Affected | Not Affected | 0 | 0 | 0 | 0 | 21 | Polygon
Critical Infrastructure | Stormwater Treatment Facilities and Pump Stations | Stormwater Ponds - NHD |  | STFPS_PG_3532 |  | Not Affected | Not Affected | Not Affected | Not Affected | Not Affected | Not Affected | Not Affected | Not Affected | Not Affected | Not Affected | Not Affected | Not Affected | Not Affected | Not Affected | Not Affected | Not Affected | Not Affected | Not Affected | Not Affected | Not Affected | Not Affected | 0 | 0 | 0 | 0 | 21 | Polygon
Critical Infrastructure | Stormwater Treatment Facilities and Pump Stations | Stormwater Ponds - NHD |  | STFPS_PG_3533 |  | Not Affected | Not Affected | Not Affected | Not Affected | Not Affected | Not Affected | Not Affected | Not Affected | Not Affected | Not Affected | Not Affected | Not Affected | Not Affected | Not Affected | Not Affected | Not Affected | Not Affected | Not Affected | Not Affected | Not Affected | Not Affected | 0 | 0 | 0 | 0 | 21 | Polygon
Critical Infrastructure | Stormwater Treatment Facilities and Pump Stations | Stormwater Ponds - NHD |  | STFPS_PG_3534 |  | Not Affected | Not Affected | Not Affected | Not Affected | Not Affected | Not Affected | Not Affected | Not Affected | Not Affected | Not Affected | Not Affected | Not Affected | Not Affected | Not Affected | Not Affected | Not Affected | Not Affected | Not Affected | Not Affected | Not Affected | Not Affected | 0 | 0 | 0 | 0 | 21 | Polygon
Critical Infrastructure | Stormwater Treatment Facilities and Pump Stations | Stormwater Ponds - NHD |  | STFPS_PG_3536 |  | Not Affected | Not Affected | Not Affected | Not Affected | Not Affected | Not Affected | Not Affected | Not Affected | Not Affected | Not Affected | Not Affected | Not Affected | Not Affected | Not Affected | Not Affected | Not Affected | Not Affected | Not Affected | Not Affected | Not Affected | Not Affected | 0 | 0 | 0 | 0 | 21 | Polygon
Critical Infrastructure | Stormwater Treatment Facilities and Pump Stations | Stormwater Ponds - NHD |  | STFPS_PG_3537 |  | Not Affected | Not Affected | Not Affected | Not Affected | Not Affected | Not Affected | Not Affected | Not Affected | Not Affected | Not Affected | Not Affected | Not Affected | Not Affected | Not Affected | Not Affected | Not Affected | Not Affected | Not Affected | Not Affected | Not Affected | Not Affected | 0 | 0 | 0 | 0 | 21 | Polygon
Critical Infrastructure | Stormwater Treatment Facilities and Pump Stations | Stormwater Ponds - NHD |  | STFPS_PG_3539 |  | Not Affected | Not Affected | Not Affected | Not Affected | Not Affected | Not Affected | Not Affected | Not Affected | Not Affected | Not Affected | Not Affected | Not Affected | Not Affected | Not Affected | Not Affected | Not Affected | Not Affected | Not Affected | Not Affected | Not Affected | Not Affected | 0 | 0 | 0 | 0 | 21 | Polygon
Critical Infrastructure | Stormwater Treatment Facilities and Pump Stations | Stormwater Ponds - NHD |  | STFPS_PG_3540 |  | Not Affected | Not Affected | Not Affected | Not Affected | Not Affected | Not Affected | Not Affected | Not Affected | Not Affected | Not Affected | Not Affected | Not Affected | Not Affected | Not Affected | Not Affected | Not Affected | Not Affected | Not Affected | Not Affected | Not Affected | Not Affected | 0 | 0 | 0 | 0 | 21 | Polygon
Critical Infrastructure | Stormwater Treatment Facilities and Pump Stations | Stormwater Ponds - NHD |  | STFPS_PG_3541 |  | Not Affected | Not Affected | Not Affected | Not Affected | Not Affected | Not Affected | Not Affected | Not Affected | Not Affected | Not Affected | Not Affected | Not Affected | Not Affected | Not Affected | Not Affected | Not Affected | Not Affected | Not Affected | Not Affected | Not Affected | Not Affected | 0 | 0 | 0 | 0 | 21 | Polygon
Critical Infrastructure | Stormwater Treatment Facilities and Pump Stations | Stormwater Ponds - NHD |  | STFPS_PG_3542 |  | Not Affected | Not Affected | Not Affected | Not Affected | Not Affected | Not Affected | Not Affected | Not Affected | Not Affected | Not Affected | Not Affected | Not Affected | Not Affected | Not Affected | Not Affected | Not Affected | Not Affected | Not Affected | Not Affected | Not Affected | Not Affected | 0 | 0 | 0 | 0 | 21 | Polygon
Critical Infrastructure | Stormwater Treatment Facilities and Pump Stations | Stormwater Ponds - NHD |  | STFPS_PG_3544 |  | Not Affected | Not Affected | Not Affected | Not Affected | Not Affected | Not Affected | Not Affected | Not Affected | Not Affected | Not Affected | Not Affected | Not Affected | Not Affected | Not Affected | Not Affected | Not Affected | Not Affected | Not Affected | Not Affected | Not Affected | Not Affected | 0 | 0 | 0 | 0 | 21 | Polygon
Critical Infrastructure | Stormwater Treatment Facilities and Pump Stations | Stormwater Ponds - NHD |  | STFPS_PG_3545 |  | Not Affected | Not Affected | Not Affected | Not Affected | Not Affected | Not Affected | Not Affected | Not Affected | Not Affected | Not Affected | Not Affected | Not Affected | Not Affected | Not Affected | Not Affected | Not Affected | Not Affected | Not Affected | Not Affected | Not Affected | Not Affected | 0 | 0 | 0 | 0 | 21 | Polygon
Critical Infrastructure | Stormwater Treatment Facilities and Pump Stations | Stormwater Ponds - NHD |  | STFPS_PG_3546 |  | Not Affected | Not Affected | Not Affected | Not Affected | Not Affected | Not Affected | Not Affected | Not Affected | Not Affected | Not Affected | Not Affected | Not Affected | Not Affected | Not Affected | Not Affected | Not Affected | Not Affected | Not Affected | Not Affected | Not Affected | Not Affected | 0 | 0 | 0 | 0 | 21 | Polygon
Critical Infrastructure | Stormwater Treatment Facilities and Pump Stations | Stormwater Ponds - NHD |  | STFPS_PG_3547 |  | Not Affected | Not Affected | Not Affected | Not Affected | Not Affected | Not Affected | Not Affected | Not Affected | Not Affected | Not Affected | Not Affected | Not Affected | Not Affected | Not Affected | Not Affected | Not Affected | Not Affected | Not Affected | Not Affected | Not Affected | Not Affected | 0 | 0 | 0 | 0 | 21 | Polygon
Critical Infrastructure | Stormwater Treatment Facilities and Pump Stations | Stormwater Ponds - NHD |  | STFPS_PG_3548 |  | Not Affected | Not Affected | Not Affected | Not Affected | Not Affected | Not Affected | Not Affected | Not Affected | Not Affected | Not Affected | Not Affected | Not Affected | Not Affected | Not Affected | Not Affected | Not Affected | Not Affected | Not Affected | Not Affected | Not Affected | Not Affected | 0 | 0 | 0 | 0 | 21 | Polygon
Critical Infrastructure | Stormwater Treatment Facilities and Pump Stations | Stormwater Ponds - NHD |  | STFPS_PG_3549 |  | Not Affected | Not Affected | Not Affected | Not Affected | Not Affected | Not Affected | Not Affected | Not Affected | Not Affected | Not Affected | Not Affected | Not Affected | Not Affected | Not Affected | Not Affected | Not Affected | Not Affected | Not Affected | Not Affected | Not Affected | Not Affected | 0 | 0 | 0 | 0 | 21 | Polygon
Critical Infrastructure | Stormwater Treatment Facilities and Pump Stations | Stormwater Ponds - NHD |  | STFPS_PG_3550 |  | Not Affected | Not Affected | Not Affected | Not Affected | Not Affected | Not Affected | Not Affected | Not Affected | Not Affected | Not Affected | Not Affected | Not Affected | Not Affected | Not Affected | Not Affected | Not Affected | Not Affected | Not Affected | Not Affected | Not Affected | Not Affected | 0 | 0 | 0 | 0 | 21 | Polygon
Critical Infrastructure | Stormwater Treatment Facilities and Pump Stations | Stormwater Ponds - NHD |  | STFPS_PG_3551 |  | Not Affected | Not Affected | Not Affected | Not Affected | Not Affected | Not Affected | Not Affected | Not Affected | Not Affected | Not Affected | Not Affected | Not Affected | Not Affected | Not Affected | Not Affected | Not Affected | Not Affected | Not Affected | Not Affected | Not Affected | Not Affected | 0 | 0 | 0 | 0 | 21 | Polygon
Critical Infrastructure | Stormwater Treatment Facilities and Pump Stations | Stormwater Ponds - NHD |  | STFPS_PG_3552 |  | Not Affected | Not Affected | Not Affected | Not Affected | Not Affected | Not Affected | Not Affected | Not Affected | Not Affected | Not Affected | Not Affected | Not Affected | Not Affected | Not Affected | Not Affected | Not Affected | Not Affected | Not Affected | Not Affected | Not Affected | Not Affected | 0 | 0 | 0 | 0 | 21 | Polygon
Critical Infrastructure | Stormwater Treatment Facilities and Pump Stations | Stormwater Ponds - NHD |  | STFPS_PG_3553 |  | Not Affected | Not Affected | Not Affected | Not Affected | Not Affected | Not Affected | Not Affected | Not Affected | Not Affected | Not Affected | Not Affected | Not Affected | Not Affected | Not Affected | Not Affected | Not Affected | Not Affected | Not Affected | Not Affected | Not Affected | Not Affected | 0 | 0 | 0 | 0 | 21 | Polygon
Critical Infrastructure | Stormwater Treatment Facilities and Pump Stations | Stormwater Ponds - NHD |  | STFPS_PG_3554 |  | Not Affected | Not Affected | Not Affected | Not Affected | Not Affected | Not Affected | Not Affected | Not Affected | Not Affected | Not Affected | Not Affected | Not Affected | Not Affected | Not Affected | Not Affected | Not Affected | Not Affected | Not Affected | Not Affected | Not Affected | Not Affected | 0 | 0 | 0 | 0 | 21 | Polygon
Critical Infrastructure | Stormwater Treatment Facilities and Pump Stations | Stormwater Ponds - NHD |  | STFPS_PG_3555 |  | Not Affected | Not Affected | Not Affected | Not Affected | Not Affected | Not Affected | Not Affected | Not Affected | Not Affected | Not Affected | Not Affected | Not Affected | Not Affected | Not Affected | Not Affected | Not Affected | Not Affected | Not Affected | Not Affected | Not Affected | Not Affected | 0 | 0 | 0 | 0 | 21 | Polygon
Critical Infrastructure | Stormwater Treatment Facilities and Pump Stations | Stormwater Ponds - NHD |  | STFPS_PG_3556 |  | Not Affected | Not Affected | Not Affected | Not Affected | Not Affected | Not Affected | Not Affected | Not Affected | Not Affected | Not Affected | Not Affected | Not Affected | Not Affected | Not Affected | Not Affected | Not Affected | Not Affected | Not Affected | Not Affected | Not Affected | Not Affected | 0 | 0 | 0 | 0 | 21 | Polygon
Critical Infrastructure | Stormwater Treatment Facilities and Pump Stations | Stormwater Ponds - NHD |  | STFPS_PG_3557 |  | Not Affected | Not Affected | Not Affected | Not Affected | Not Affected | Not Affected | Not Affected | Not Affected | Not Affected | Not Affected | Not Affected | Not Affected | Not Affected | Not Affected | Not Affected | Not Affected | Not Affected | Not Affected | Not Affected | Not Affected | Not Affected | 0 | 0 | 0 | 0 | 21 | Polygon
Critical Infrastructure | Stormwater Treatment Facilities and Pump Stations | Stormwater Ponds - NHD |  | STFPS_PG_3558 |  | Not Affected | Not Affected | Not Affected | Not Affected | Not Affected | Not Affected | Not Affected | Not Affected | Not Affected | Not Affected | Not Affected | Not Affected | Not Affected | Not Affected | Not Affected | Not Affected | Not Affected | Not Affected | Not Affected | Not Affected | Not Affected | 0 | 0 | 0 | 0 | 21 | Polygon
Critical Infrastructure | Stormwater Treatment Facilities and Pump Stations | Stormwater Ponds - NHD |  | STFPS_PG_3559 |  | Not Affected | Not Affected | Not Affected | Not Affected | Not Affected | Not Affected | Not Affected | Not Affected | Not Affected | Not Affected | Not Affected | Not Affected | Not Affected | Not Affected | Not Affected | Not Affected | Not Affected | Not Affected | Not Affected | Not Affected | Not Affected | 0 | 0 | 0 | 0 | 21 | Polygon
Critical Infrastructure | Stormwater Treatment Facilities and Pump Stations | Stormwater Ponds - NHD |  | STFPS_PG_3560 |  | Not Affected | Not Affected | Not Affected | Not Affected | Not Affected | Not Affected | Not Affected | Not Affected | Not Affected | Not Affected | Not Affected | Not Affected | Not Affected | Not Affected | Not Affected | Not Affected | Not Affected | Not Affected | Not Affected | Not Affected | Not Affected | 0 | 0 | 0 | 0 | 21 | Polygon
Critical Infrastructure | Stormwater Treatment Facilities and Pump Stations | Stormwater Ponds - NHD |  | STFPS_PG_3561 |  | Not Affected | Not Affected | Not Affected | Not Affected | Not Affected | Not Affected | Not Affected | Not Affected | Not Affected | Not Affected | Not Affected | Not Affected | Not Affected | Not Affected | Not Affected | Not Affected | Not Affected | Not Affected | Not Affected | Not Affected | Not Affected | 0 | 0 | 0 | 0 | 21 | Polygon
Critical Infrastructure | Stormwater Treatment Facilities and Pump Stations | Stormwater Ponds - NHD |  | STFPS_PG_3562 |  | Not Affected | Not Affected | Not Affected | Not Affected | Not Affected | Not Affected | Not Affected | Not Affected | Not Affected | Not Affected | Not Affected | Not Affected | Not Affected | Not Affected | Not Affected | Not Affected | Not Affected | Not Affected | Not Affected | Not Affected | Not Affected | 0 | 0 | 0 | 0 | 21 | Polygon
Critical Infrastructure | Stormwater Treatment Facilities and Pump Stations | Stormwater Ponds - NHD |  | STFPS_PG_3563 |  | Not Affected | Not Affected | Not Affected | Not Affected | Not Affected | Not Affected | Not Affected | Not Affected | Not Affected | Not Affected | Not Affected | Not Affected | Not Affected | Not Affected | Not Affected | Not Affected | Not Affected | Not Affected | Not Affected | Not Affected | Not Affected | 0 | 0 | 0 | 0 | 21 | Polygon
Critical Infrastructure | Stormwater Treatment Facilities and Pump Stations | Stormwater Ponds - NHD |  | STFPS_PG_3564 |  | Not Affected | Not Affected | Not Affected | Not Affected | Not Affected | Not Affected | Not Affected | Not Affected | Not Affected | Not Affected | Not Affected | Not Affected | Not Affected | Not Affected | Not Affected | Not Affected | Not Affected | Not Affected | Not Affected | Not Affected | Not Affected | 0 | 0 | 0 | 0 | 21 | Polygon
Critical Infrastructure | Stormwater Treatment Facilities and Pump Stations | Stormwater Ponds - NHD |  | STFPS_PG_3565 |  | Not Affected | Not Affected | Not Affected | Not Affected | Not Affected | Not Affected | Not Affected | Not Affected | Not Affected | Not Affected | Not Affected | Not Affected | Not Affected | Not Affected | Not Affected | Not Affected | Not Affected | Not Affected | Not Affected | Not Affected | Not Affected | 0 | 0 | 0 | 0 | 21 | Polygon
Critical Infrastructure | Stormwater Treatment Facilities and Pump Stations | Stormwater Ponds - NHD |  | STFPS_PG_3567 |  | Not Affected | Not Affected | Not Affected | Not Affected | Not Affected | Not Affected | Not Affected | Not Affected | Not Affected | Not Affected | Not Affected | Not Affected | Not Affected | Not Affected | Not Affected | Not Affected | Not Affected | Not Affected | Not Affected | Not Affected | Not Affected | 0 | 0 | 0 | 0 | 21 | Polygon
Critical Infrastructure | Stormwater Treatment Facilities and Pump Stations | Stormwater Ponds - NHD |  | STFPS_PG_3568 |  | Not Affected | Not Affected | Not Affected | Not Affected | Not Affected | Not Affected | Not Affected | Not Affected | Not Affected | Not Affected | Not Affected | Not Affected | Not Affected | Not Affected | Not Affected | Not Affected | Not Affected | Not Affected | Not Affected | Not Affected | Not Affected | 0 | 0 | 0 | 0 | 21 | Polygon
Critical Infrastructure | Stormwater Treatment Facilities and Pump Stations | Stormwater Ponds - NHD |  | STFPS_PG_3569 |  | Not Affected | Not Affected | Not Affected | Not Affected | Not Affected | Not Affected | Not Affected | Not Affected | Not Affected | Not Affected | Not Affected | Not Affected | Not Affected | Not Affected | Not Affected | Not Affected | Not Affected | Not Affected | Not Affected | Not Affected | Not Affected | 0 | 0 | 0 | 0 | 21 | Polygon
Critical Infrastructure | Stormwater Treatment Facilities and Pump Stations | Stormwater Ponds - NHD |  | STFPS_PG_3570 |  | Not Affected | Not Affected | Not Affected | Not Affected | Not Affected | Not Affected | Not Affected | Not Affected | Not Affected | Not Affected | Not Affected | Not Affected | Not Affected | Not Affected | Not Affected | Not Affected | Not Affected | Not Affected | Not Affected | Not Affected | Not Affected | 0 | 0 | 0 | 0 | 21 | Polygon
Critical Infrastructure | Stormwater Treatment Facilities and Pump Stations | Stormwater Ponds - NHD |  | STFPS_PG_3571 |  | Not Affected | Not Affected | Not Affected | Not Affected | Not Affected | Not Affected | Not Affected | Not Affected | Not Affected | Not Affected | Not Affected | Not Affected | Not Affected | Not Affected | Not Affected | Not Affected | Not Affected | Not Affected | Not Affected | Not Affected | Not Affected | 0 | 0 | 0 | 0 | 21 | Polygon
Critical Infrastructure | Stormwater Treatment Facilities and Pump Stations | Stormwater Ponds - NHD |  | STFPS_PG_3572 |  | Not Affected | Not Affected | Not Affected | Not Affected | Not Affected | Not Affected | Not Affected | Not Affected | Not Affected | Not Affected | Not Affected | Not Affected | Not Affected | Not Affected | Not Affected | Not Affected | Not Affected | Not Affected | Not Affected | Not Affected | Not Affected | 0 | 0 | 0 | 0 | 21 | Polygon
Critical Infrastructure | Stormwater Treatment Facilities and Pump Stations | Stormwater Ponds - NHD |  | STFPS_PG_3573 |  | Not Affected | Not Affected | Not Affected | Not Affected | Not Affected | Not Affected | Not Affected | Not Affected | Not Affected | Not Affected | Not Affected | Not Affected | Not Affected | Not Affected | Not Affected | Not Affected | Not Affected | Not Affected | Not Affected | Not Affected | Not Affected | 0 | 0 | 0 | 0 | 21 | Polygon
Critical Infrastructure | Stormwater Treatment Facilities and Pump Stations | Stormwater Ponds - NHD |  | STFPS_PG_3574 |  | Not Affected | Not Affected | Not Affected | Not Affected | Not Affected | Not Affected | Not Affected | Not Affected | Not Affected | Not Affected | Not Affected | Not Affected | Not Affected | Not Affected | Not Affected | Not Affected | Not Affected | Not Affected | Not Affected | Not Affected | Not Affected | 0 | 0 | 0 | 0 | 21 | Polygon
Critical Infrastructure | Stormwater Treatment Facilities and Pump Stations | Stormwater Ponds - NHD |  | STFPS_PG_3575 |  | Not Affected | Not Affected | Not Affected | Not Affected | Not Affected | Not Affected | Not Affected | Not Affected | Not Affected | Not Affected | Not Affected | Not Affected | Not Affected | Not Affected | Not Affected | Not Affected | Not Affected | Not Affected | Not Affected | Not Affected | Not Affected | 0 | 0 | 0 | 0 | 21 | Polygon
Critical Infrastructure | Stormwater Treatment Facilities and Pump Stations | Stormwater Ponds - NHD |  | STFPS_PG_3576 |  | Not Affected | Not Affected | Not Affected | Not Affected | Not Affected | Not Affected | Not Affected | Not Affected | Not Affected | Not Affected | Not Affected | Not Affected | Not Affected | Not Affected | Not Affected | Not Affected | Not Affected | Not Affected | Not Affected | Not Affected | Not Affected | 0 | 0 | 0 | 0 | 21 | Polygon
Critical Infrastructure | Stormwater Treatment Facilities and Pump Stations | Stormwater Ponds - NHD |  | STFPS_PG_3577 |  | Not Affected | Not Affected | Not Affected | Not Affected | Not Affected | Not Affected | Not Affected | Not Affected | Not Affected | Not Affected | Not Affected | Not Affected | Not Affected | Not Affected | Not Affected | Not Affected | Not Affected | Not Affected | Not Affected | Not Affected | Not Affected | 0 | 0 | 0 | 0 | 21 | Polygon
Critical Infrastructure | Stormwater Treatment Facilities and Pump Stations | Stormwater Ponds - NHD |  | STFPS_PG_3578 |  | Not Affected | Not Affected | Not Affected | Not Affected | Not Affected | Not Affected | Not Affected | Not Affected | Not Affected | Not Affected | Not Affected | Not Affected | Not Affected | Not Affected | Not Affected | Not Affected | Not Affected | Not Affected | Not Affected | Not Affected | Not Affected | 0 | 0 | 0 | 0 | 21 | Polygon
Critical Infrastructure | Stormwater Treatment Facilities and Pump Stations | Stormwater Ponds - NHD |  | STFPS_PG_3579 |  | Not Affected | Not Affected | Not Affected | Not Affected | Not Affected | Not Affected | Not Affected | Not Affected | Not Affected | Not Affected | Not Affected | Not Affected | Not Affected | Not Affected | Not Affected | Not Affected | Not Affected | Not Affected | Not Affected | Not Affected | Not Affected | 0 | 0 | 0 | 0 | 21 | Polygon
Critical Infrastructure | Stormwater Treatment Facilities and Pump Stations | Stormwater Ponds - NHD |  | STFPS_PG_3580 |  | Not Affected | Not Affected | Not Affected | Not Affected | Not Affected | Not Affected | Not Affected | Not Affected | Not Affected | Not Affected | Not Affected | Not Affected | Not Affected | Not Affected | Not Affected | Not Affected | Not Affected | Not Affected | Not Affected | Not Affected | Not Affected | 0 | 0 | 0 | 0 | 21 | Polygon
Critical Infrastructure | Stormwater Treatment Facilities and Pump Stations | Stormwater Ponds - NHD |  | STFPS_PG_3581 |  | Not Affected | Not Affected | Not Affected | Not Affected | Not Affected | Not Affected | Not Affected | Not Affected | Not Affected | Not Affected | Not Affected | Not Affected | Not Affected | Not Affected | Not Affected | Not Affected | Not Affected | Not Affected | Not Affected | Not Affected | Not Affected | 0 | 0 | 0 | 0 | 21 | Polygon
Critical Infrastructure | Stormwater Treatment Facilities and Pump Stations | Stormwater Ponds - NHD |  | STFPS_PG_3582 |  | Not Affected | Not Affected | Not Affected | Not Affected | Not Affected | Not Affected | Not Affected | Not Affected | Not Affected | Not Affected | Not Affected | Not Affected | Not Affected | Not Affected | Not Affected | Not Affected | Not Affected | Not Affected | Not Affected | Not Affected | Not Affected | 0 | 0 | 0 | 0 | 21 | Polygon
Critical Infrastructure | Stormwater Treatment Facilities and Pump Stations | Stormwater Ponds - NHD |  | STFPS_PG_3584 |  | Not Affected | Not Affected | Not Affected | Not Affected | Not Affected | Not Affected | Not Affected | Not Affected | Not Affected | Not Affected | Not Affected | Not Affected | Not Affected | Not Affected | Not Affected | Not Affected | Not Affected | Not Affected | Not Affected | Not Affected | Not Affected | 0 | 0 | 0 | 0 | 21 | Polygon
Critical Infrastructure | Stormwater Treatment Facilities and Pump Stations | Stormwater Ponds - NHD |  | STFPS_PG_3585 |  | Not Affected | Not Affected | Not Affected | Not Affected | Not Affected | Not Affected | Not Affected | Not Affected | Not Affected | Not Affected | Not Affected | Not Affected | Not Affected | Not Affected | Not Affected | Not Affected | Not Affected | Not Affected | Not Affected | Not Affected | Not Affected | 0 | 0 | 0 | 0 | 21 | Polygon
Critical Infrastructure | Stormwater Treatment Facilities and Pump Stations | Stormwater Ponds - NHD |  | STFPS_PG_3586 |  | Not Affected | Not Affected | Not Affected | Not Affected | Not Affected | Not Affected | Not Affected | Not Affected | Not Affected | Not Affected | Not Affected | Not Affected | Not Affected | Not Affected | Not Affected | Not Affected | Not Affected | Not Affected | Not Affected | Not Affected | Not Affected | 0 | 0 | 0 | 0 | 21 | Polygon
Critical Infrastructure | Stormwater Treatment Facilities and Pump Stations | Stormwater Ponds - NHD |  | STFPS_PG_3587 |  | Not Affected | Not Affected | Not Affected | Not Affected | Not Affected | Not Affected | Not Affected | Not Affected | Not Affected | Not Affected | Not Affected | Not Affected | Not Affected | Not Affected | Not Affected | Not Affected | Not Affected | Not Affected | Not Affected | Not Affected | Not Affected | 0 | 0 | 0 | 0 | 21 | Polygon
Critical Infrastructure | Stormwater Treatment Facilities and Pump Stations | Stormwater Ponds - NHD |  | STFPS_PG_3588 |  | Not Affected | Not Affected | Not Affected | Not Affected | Not Affected | Not Affected | Not Affected | Not Affected | Not Affected | Not Affected | Not Affected | Not Affected | Not Affected | Not Affected | Not Affected | Not Affected | Not Affected | Not Affected | Not Affected | Not Affected | Not Affected | 0 | 0 | 0 | 0 | 21 | Polygon
Critical Infrastructure | Stormwater Treatment Facilities and Pump Stations | Stormwater Ponds - NHD |  | STFPS_PG_3589 |  | Not Affected | Not Affected | Not Affected | Not Affected | Not Affected | Not Affected | Not Affected | Not Affected | Not Affected | Not Affected | Not Affected | Not Affected | Not Affected | Not Affected | Not Affected | Not Affected | Not Affected | Not Affected | Not Affected | Not Affected | Not Affected | 0 | 0 | 0 | 0 | 21 | Polygon
Critical Infrastructure | Stormwater Treatment Facilities and Pump Stations | Stormwater Ponds - NHD |  | STFPS_PG_3590 |  | Not Affected | Not Affected | Not Affected | Not Affected | Not Affected | Not Affected | Not Affected | Not Affected | Not Affected | Not Affected | Not Affected | Not Affected | Not Affected | Not Affected | Not Affected | Not Affected | Not Affected | Not Affected | Not Affected | Not Affected | Not Affected | 0 | 0 | 0 | 0 | 21 | Polygon
Critical Infrastructure | Stormwater Treatment Facilities and Pump Stations | Stormwater Ponds - NHD |  | STFPS_PG_3591 |  | Not Affected | Not Affected | Not Affected | Not Affected | Not Affected | Not Affected | Not Affected | Not Affected | Not Affected | Not Affected | Not Affected | Not Affected | Not Affected | Not Affected | Not Affected | Not Affected | Not Affected | Not Affected | Not Affected | Not Affected | Not Affected | 0 | 0 | 0 | 0 | 21 | Polygon
Critical Infrastructure | Stormwater Treatment Facilities and Pump Stations | Stormwater Ponds - NHD |  | STFPS_PG_3592 |  | Not Affected | Not Affected | Not Affected | Not Affected | Not Affected | Not Affected | Not Affected | Not Affected | Not Affected | Not Affected | Not Affected | Not Affected | Not Affected | Not Affected | Not Affected | Not Affected | Not Affected | Not Affected | Not Affected | Not Affected | Not Affected | 0 | 0 | 0 | 0 | 21 | Polygon
Critical Infrastructure | Stormwater Treatment Facilities and Pump Stations | Stormwater Ponds - NHD |  | STFPS_PG_3593 |  | Not Affected | Not Affected | Not Affected | Not Affected | Not Affected | Not Affected | Not Affected | Not Affected | Not Affected | Not Affected | Not Affected | Not Affected | Not Affected | Not Affected | Not Affected | Not Affected | Not Affected | Not Affected | Not Affected | Not Affected | Not Affected | 0 | 0 | 0 | 0 | 21 | Polygon
Critical Infrastructure | Stormwater Treatment Facilities and Pump Stations | Stormwater Ponds - NHD |  | STFPS_PG_3594 |  | Not Affected | Not Affected | Not Affected | Not Affected | Not Affected | Not Affected | Not Affected | Not Affected | Not Affected | Not Affected | Not Affected | Not Affected | Not Affected | Not Affected | Not Affected | Not Affected | Not Affected | Not Affected | Not Affected | Not Affected | Not Affected | 0 | 0 | 0 | 0 | 21 | Polygon
Critical Infrastructure | Stormwater Treatment Facilities and Pump Stations | Stormwater Ponds - NHD |  | STFPS_PG_3596 |  | Not Affected | Not Affected | Not Affected | Not Affected | Not Affected | Not Affected | Not Affected | Not Affected | Not Affected | Not Affected | Not Affected | Not Affected | Not Affected | Not Affected | Not Affected | Not Affected | Not Affected | Not Affected | Not Affected | Not Affected | Not Affected | 0 | 0 | 0 | 0 | 21 | Polygon
Critical Infrastructure | Stormwater Treatment Facilities and Pump Stations | Stormwater Ponds - NHD |  | STFPS_PG_3597 |  | Not Affected | Not Affected | Not Affected | Not Affected | Not Affected | Not Affected | Not Affected | Not Affected | Not Affected | Not Affected | Not Affected | Not Affected | Not Affected | Not Affected | Not Affected | Not Affected | Not Affected | Not Affected | Not Affected | Not Affected | Not Affected | 0 | 0 | 0 | 0 | 21 | Polygon
Critical Infrastructure | Stormwater Treatment Facilities and Pump Stations | Stormwater Ponds - NHD |  | STFPS_PG_3598 |  | Not Affected | Not Affected | Not Affected | Not Affected | Not Affected | Not Affected | Not Affected | Not Affected | Not Affected | Not Affected | Not Affected | Not Affected | Not Affected | Not Affected | Not Affected | Not Affected | Not Affected | Not Affected | Not Affected | Not Affected | Not Affected | 0 | 0 | 0 | 0 | 21 | Polygon
Critical Infrastructure | Stormwater Treatment Facilities and Pump Stations | Stormwater Ponds - NHD |  | STFPS_PG_3599 |  | Not Affected | Not Affected | Not Affected | Not Affected | Not Affected | Not Affected | Not Affected | Not Affected | Not Affected | Not Affected | Not Affected | Not Affected | Not Affected | Not Affected | Not Affected | Not Affected | Not Affected | Not Affected | Not Affected | Not Affected | Not Affected | 0 | 0 | 0 | 0 | 21 | Polygon
Critical Infrastructure | Stormwater Treatment Facilities and Pump Stations | Stormwater Ponds - NHD |  | STFPS_PG_3600 |  | Not Affected | Not Affected | Not Affected | Not Affected | Not Affected | Not Affected | Not Affected | Not Affected | Not Affected | Not Affected | Not Affected | Not Affected | Not Affected | Not Affected | Not Affected | Not Affected | Not Affected | Not Affected | Not Affected | Not Affected | Not Affected | 0 | 0 | 0 | 0 | 21 | Polygon
Critical Infrastructure | Stormwater Treatment Facilities and Pump Stations | Stormwater Ponds - NHD |  | STFPS_PG_3601 |  | Not Affected | Not Affected | Not Affected | Not Affected | Not Affected | Not Affected | Not Affected | Not Affected | Not Affected | Not Affected | Not Affected | Not Affected | Not Affected | Not Affected | Not Affected | Not Affected | Not Affected | Not Affected | Not Affected | Not Affected | Not Affected | 0 | 0 | 0 | 0 | 21 | Polygon
Critical Infrastructure | Stormwater Treatment Facilities and Pump Stations | Stormwater Ponds - NHD |  | STFPS_PG_3602 |  | Not Affected | Not Affected | Not Affected | Not Affected | Not Affected | Not Affected | Not Affected | Not Affected | Not Affected | Not Affected | Not Affected | Not Affected | Not Affected | Not Affected | Not Affected | Not Affected | Not Affected | Not Affected | Not Affected | Not Affected | Not Affected | 0 | 0 | 0 | 0 | 21 | Polygon
Critical Infrastructure | Stormwater Treatment Facilities and Pump Stations | Stormwater Ponds - NHD |  | STFPS_PG_3603 |  | Not Affected | Not Affected | Not Affected | Not Affected | Not Affected | Not Affected | Not Affected | Not Affected | Not Affected | Not Affected | Not Affected | Not Affected | Not Affected | Not Affected | Not Affected | Not Affected | Not Affected | Not Affected | Not Affected | Not Affected | Not Affected | 0 | 0 | 0 | 0 | 21 | Polygon
Critical Infrastructure | Stormwater Treatment Facilities and Pump Stations | Stormwater Ponds - NHD |  | STFPS_PG_3604 |  | Not Affected | Not Affected | Not Affected | Not Affected | Not Affected | Not Affected | Not Affected | Not Affected | Not Affected | Not Affected | Not Affected | Not Affected | Not Affected | Not Affected | Not Affected | Not Affected | Not Affected | Not Affected | Not Affected | Not Affected | Not Affected | 0 | 0 | 0 | 0 | 21 | Polygon
Critical Infrastructure | Stormwater Treatment Facilities and Pump Stations | Stormwater Ponds - NHD |  | STFPS_PG_3607 |  | Not Affected | Not Affected | Not Affected | Not Affected | Not Affected | Not Affected | Not Affected | Not Affected | Not Affected | Not Affected | Not Affected | Not Affected | Not Affected | Not Affected | Not Affected | Not Affected | Not Affected | Not Affected | Not Affected | Not Affected | Not Affected | 0 | 0 | 0 | 0 | 21 | Polygon
Critical Infrastructure | Stormwater Treatment Facilities and Pump Stations | Stormwater Ponds - NHD |  | STFPS_PG_3608 |  | Not Affected | Not Affected | Not Affected | Not Affected | Not Affected | Not Affected | Not Affected | Not Affected | Not Affected | Not Affected | Not Affected | Not Affected | Not Affected | Not Affected | Not Affected | Not Affected | Not Affected | Not Affected | Not Affected | Not Affected | Not Affected | 0 | 0 | 0 | 0 | 21 | Polygon
Critical Infrastructure | Stormwater Treatment Facilities and Pump Stations | Stormwater Ponds - NHD |  | STFPS_PG_3609 |  | Not Affected | Not Affected | Not Affected | Not Affected | Not Affected | Not Affected | Not Affected | Not Affected | Not Affected | Not Affected | Not Affected | Not Affected | Not Affected | Not Affected | Not Affected | Not Affected | Not Affected | Not Affected | Not Affected | Not Affected | Not Affected | 0 | 0 | 0 | 0 | 21 | Polygon
Critical Infrastructure | Stormwater Treatment Facilities and Pump Stations | Stormwater Ponds - NHD |  | STFPS_PG_3611 |  | Not Affected | Not Affected | Not Affected | Not Affected | Not Affected | Not Affected | Not Affected | Not Affected | Not Affected | Not Affected | Not Affected | Not Affected | Not Affected | Not Affected | Not Affected | Not Affected | Not Affected | Not Affected | Not Affected | Not Affected | Not Affected | 0 | 0 | 0 | 0 | 21 | Polygon
Critical Infrastructure | Stormwater Treatment Facilities and Pump Stations | Stormwater Ponds - NHD |  | STFPS_PG_3612 |  | Not Affected | Not Affected | Not Affected | Not Affected | Not Affected | Not Affected | Not Affected | Not Affected | Not Affected | Not Affected | Not Affected | Not Affected | Not Affected | Not Affected | Not Affected | Not Affected | Not Affected | Not Affected | Not Affected | Not Affected | Not Affected | 0 | 0 | 0 | 0 | 21 | Polygon
Critical Infrastructure | Stormwater Treatment Facilities and Pump Stations | Stormwater Ponds - NHD |  | STFPS_PG_3613 |  | Not Affected | Not Affected | Not Affected | Not Affected | Not Affected | Not Affected | Not Affected | Not Affected | Not Affected | Not Affected | Not Affected | Not Affected | Not Affected | Not Affected | Not Affected | Not Affected | Not Affected | Not Affected | Not Affected | Not Affected | Not Affected | 0 | 0 | 0 | 0 | 21 | Polygon
Critical Infrastructure | Stormwater Treatment Facilities and Pump Stations | Stormwater Ponds - NHD |  | STFPS_PG_3614 |  | Not Affected | Not Affected | Not Affected | Not Affected | Not Affected | Not Affected | Not Affected | Not Affected | Not Affected | Not Affected | Not Affected | Not Affected | Not Affected | Not Affected | Not Affected | Not Affected | Not Affected | Not Affected | Not Affected | Not Affected | Not Affected | 0 | 0 | 0 | 0 | 21 | Polygon
Critical Infrastructure | Stormwater Treatment Facilities and Pump Stations | Stormwater Ponds - NHD |  | STFPS_PG_3615 |  | Not Affected | Not Affected | Not Affected | Not Affected | Not Affected | Not Affected | Not Affected | Not Affected | Not Affected | Not Affected | Not Affected | Not Affected | Not Affected | Not Affected | Not Affected | Not Affected | Not Affected | Not Affected | Not Affected | Not Affected | Not Affected | 0 | 0 | 0 | 0 | 21 | Polygon
Critical Infrastructure | Stormwater Treatment Facilities and Pump Stations | Stormwater Ponds - NHD |  | STFPS_PG_3617 |  | Not Affected | Not Affected | Not Affected | Not Affected | Not Affected | Not Affected | Not Affected | Not Affected | Not Affected | Not Affected | Not Affected | Not Affected | Not Affected | Not Affected | Not Affected | Not Affected | Not Affected | Not Affected | Not Affected | Not Affected | Not Affected | 0 | 0 | 0 | 0 | 21 | Polygon
Critical Infrastructure | Stormwater Treatment Facilities and Pump Stations | Stormwater Ponds - NHD |  | STFPS_PG_3618 |  | Not Affected | Not Affected | Not Affected | Not Affected | Not Affected | Not Affected | Not Affected | Not Affected | Not Affected | Not Affected | Not Affected | Not Affected | Not Affected | Not Affected | Not Affected | Not Affected | Not Affected | Not Affected | Not Affected | Not Affected | Not Affected | 0 | 0 | 0 | 0 | 21 | Polygon
Critical Infrastructure | Stormwater Treatment Facilities and Pump Stations | Stormwater Ponds - NHD |  | STFPS_PG_3620 |  | Not Affected | Not Affected | Not Affected | Not Affected | Not Affected | Not Affected | Not Affected | Not Affected | Not Affected | Not Affected | Not Affected | Not Affected | Not Affected | Not Affected | Not Affected | Not Affected | Not Affected | Not Affected | Not Affected | Not Affected | Not Affected | 0 | 0 | 0 | 0 | 21 | Polygon
Critical Infrastructure | Stormwater Treatment Facilities and Pump Stations | Stormwater Ponds - NHD |  | STFPS_PG_3621 |  | Not Affected | Not Affected | Not Affected | Not Affected | Not Affected | Not Affected | Not Affected | Not Affected | Not Affected | Not Affected | Not Affected | Not Affected | Not Affected | Not Affected | Not Affected | Not Affected | Not Affected | Not Affected | Not Affected | Not Affected | Not Affected | 0 | 0 | 0 | 0 | 21 | Polygon
Critical Infrastructure | Stormwater Treatment Facilities and Pump Stations | Stormwater Ponds - NHD |  | STFPS_PG_3622 |  | Not Affected | Not Affected | Not Affected | Not Affected | Not Affected | Not Affected | Not Affected | Not Affected | Not Affected | Not Affected | Not Affected | Not Affected | Not Affected | Not Affected | Not Affected | Not Affected | Not Affected | Not Affected | Not Affected | Not Affected | Not Affected | 0 | 0 | 0 | 0 | 21 | Polygon
Critical Infrastructure | Stormwater Treatment Facilities and Pump Stations | Stormwater Ponds - NHD |  | STFPS_PG_3623 |  | Not Affected | Not Affected | Not Affected | Not Affected | Not Affected | Not Affected | Not Affected | Not Affected | Not Affected | Not Affected | Not Affected | Not Affected | Not Affected | Not Affected | Not Affected | Not Affected | Not Affected | Not Affected | Not Affected | Not Affected | Not Affected | 0 | 0 | 0 | 0 | 21 | Polygon
Critical Infrastructure | Stormwater Treatment Facilities and Pump Stations | Stormwater Ponds - NHD |  | STFPS_PG_3624 |  | Not Affected | Not Affected | Not Affected | Not Affected | Not Affected | Not Affected | Not Affected | Not Affected | Not Affected | Not Affected | Not Affected | Not Affected | Not Affected | Not Affected | Not Affected | Not Affected | Not Affected | Not Affected | Not Affected | Not Affected | Not Affected | 0 | 0 | 0 | 0 | 21 | Polygon
Critical Infrastructure | Stormwater Treatment Facilities and Pump Stations | Stormwater Ponds - NHD |  | STFPS_PG_3625 |  | Not Affected | Not Affected | Not Affected | Not Affected | Not Affected | Not Affected | Not Affected | Not Affected | Not Affected | Not Affected | Not Affected | Not Affected | Not Affected | Not Affected | Not Affected | Not Affected | Not Affected | Not Affected | Not Affected | Not Affected | Not Affected | 0 | 0 | 0 | 0 | 21 | Polygon
Critical Infrastructure | Stormwater Treatment Facilities and Pump Stations | Stormwater Ponds - NHD |  | STFPS_PG_3626 |  | Not Affected | Not Affected | Not Affected | Not Affected | Not Affected | Not Affected | Not Affected | Not Affected | Not Affected | Not Affected | Not Affected | Not Affected | Not Affected | Not Affected | Not Affected | Not Affected | Not Affected | Not Affected | Not Affected | Not Affected | Not Affected | 0 | 0 | 0 | 0 | 21 | Polygon
Critical Infrastructure | Stormwater Treatment Facilities and Pump Stations | Stormwater Ponds - NHD |  | STFPS_PG_3627 |  | Not Affected | Not Affected | Not Affected | Not Affected | Not Affected | Not Affected | Not Affected | Not Affected | Not Affected | Not Affected | Not Affected | Not Affected | Not Affected | Not Affected | Not Affected | Not Affected | Not Affected | Not Affected | Not Affected | Not Affected | Not Affected | 0 | 0 | 0 | 0 | 21 | Polygon
Critical Infrastructure | Stormwater Treatment Facilities and Pump Stations | Stormwater Ponds - NHD |  | STFPS_PG_3628 |  | Not Affected | Not Affected | Not Affected | Not Affected | Not Affected | Not Affected | Not Affected | Not Affected | Not Affected | Not Affected | Not Affected | Not Affected | Not Affected | Not Affected | Not Affected | Not Affected | Not Affected | Not Affected | Not Affected | Not Affected | Not Affected | 0 | 0 | 0 | 0 | 21 | Polygon
Critical Infrastructure | Stormwater Treatment Facilities and Pump Stations | Stormwater Ponds - NHD |  | STFPS_PG_3629 |  | Not Affected | Not Affected | Not Affected | Not Affected | Not Affected | Not Affected | Not Affected | Not Affected | Not Affected | Not Affected | Not Affected | Not Affected | Not Affected | Not Affected | Not Affected | Not Affected | Not Affected | Not Affected | Not Affected | Not Affected | Not Affected | 0 | 0 | 0 | 0 | 21 | Polygon
Critical Infrastructure | Stormwater Treatment Facilities and Pump Stations | Stormwater Ponds - NHD |  | STFPS_PG_3630 |  | Not Affected | Not Affected | Not Affected | Not Affected | Not Affected | Not Affected | Not Affected | Not Affected | Not Affected | Not Affected | Not Affected | Not Affected | Not Affected | Not Affected | Not Affected | Not Affected | Not Affected | Not Affected | Not Affected | Not Affected | Not Affected | 0 | 0 | 0 | 0 | 21 | Polygon
Critical Infrastructure | Stormwater Treatment Facilities and Pump Stations | Stormwater Ponds - NHD |  | STFPS_PG_3631 |  | Not Affected | Not Affected | Not Affected | Not Affected | Not Affected | Not Affected | Not Affected | Not Affected | Not Affected | Not Affected | Not Affected | Not Affected | Not Affected | Not Affected | Not Affected | Not Affected | Not Affected | Not Affected | Not Affected | Not Affected | Not Affected | 0 | 0 | 0 | 0 | 21 | Polygon
Critical Infrastructure | Stormwater Treatment Facilities and Pump Stations | Stormwater Ponds - NHD |  | STFPS_PG_3632 |  | Not Affected | Not Affected | Not Affected | Not Affected | Not Affected | Not Affected | Not Affected | Not Affected | Not Affected | Not Affected | Not Affected | Not Affected | Not Affected | Not Affected | Not Affected | Not Affected | Not Affected | Not Affected | Not Affected | Not Affected | Not Affected | 0 | 0 | 0 | 0 | 21 | Polygon
Critical Infrastructure | Stormwater Treatment Facilities and Pump Stations | Stormwater Ponds - NHD |  | STFPS_PG_3633 |  | Not Affected | Not Affected | Not Affected | Not Affected | Not Affected | Not Affected | Not Affected | Not Affected | Not Affected | Not Affected | Not Affected | Not Affected | Not Affected | Not Affected | Not Affected | Not Affected | Not Affected | Not Affected | Not Affected | Not Affected | Not Affected | 0 | 0 | 0 | 0 | 21 | Polygon
Critical Infrastructure | Stormwater Treatment Facilities and Pump Stations | Stormwater Ponds - NHD |  | STFPS_PG_3634 |  | Not Affected | Not Affected | Not Affected | Not Affected | Not Affected | Not Affected | Not Affected | Not Affected | Not Affected | Not Affected | Not Affected | Not Affected | Not Affected | Not Affected | Not Affected | Not Affected | Not Affected | Not Affected | Not Affected | Not Affected | Not Affected | 0 | 0 | 0 | 0 | 21 | Polygon
Critical Infrastructure | Stormwater Treatment Facilities and Pump Stations | Stormwater Ponds - NHD |  | STFPS_PG_3635 |  | Not Affected | Not Affected | Not Affected | Not Affected | Not Affected | Not Affected | Not Affected | Not Affected | Not Affected | Not Affected | Not Affected | Not Affected | Not Affected | Not Affected | Not Affected | Not Affected | Not Affected | Not Affected | Not Affected | Not Affected | Not Affected | 0 | 0 | 0 | 0 | 21 | Polygon
Critical Infrastructure | Stormwater Treatment Facilities and Pump Stations | Stormwater Ponds - NHD |  | STFPS_PG_3636 |  | Not Affected | Not Affected | Not Affected | Not Affected | Not Affected | Not Affected | Not Affected | Not Affected | Not Affected | Not Affected | Not Affected | Not Affected | Not Affected | Not Affected | Not Affected | Not Affected | Not Affected | Not Affected | Not Affected | Not Affected | Not Affected | 0 | 0 | 0 | 0 | 21 | Polygon
Critical Infrastructure | Stormwater Treatment Facilities and Pump Stations | Stormwater Ponds - NHD |  | STFPS_PG_3637 |  | Not Affected | Not Affected | Not Affected | Not Affected | Not Affected | Not Affected | Not Affected | Not Affected | Not Affected | Not Affected | Not Affected | Not Affected | Not Affected | Not Affected | Not Affected | Not Affected | Not Affected | Not Affected | Not Affected | Not Affected | Not Affected | 0 | 0 | 0 | 0 | 21 | Polygon
Critical Infrastructure | Stormwater Treatment Facilities and Pump Stations | Stormwater Ponds - NHD |  | STFPS_PG_3638 |  | Not Affected | Not Affected | Not Affected | Not Affected | Not Affected | Not Affected | Not Affected | Not Affected | Not Affected | Not Affected | Not Affected | Not Affected | Not Affected | Not Affected | Not Affected | Not Affected | Not Affected | Not Affected | Not Affected | Not Affected | Not Affected | 0 | 0 | 0 | 0 | 21 | Polygon
Critical Infrastructure | Stormwater Treatment Facilities and Pump Stations | Stormwater Ponds - NHD |  | STFPS_PG_3640 |  | Not Affected | Not Affected | Not Affected | Not Affected | Not Affected | Not Affected | Not Affected | Not Affected | Not Affected | Not Affected | Not Affected | Not Affected | Not Affected | Not Affected | Not Affected | Not Affected | Not Affected | Not Affected | Not Affected | Not Affected | Not Affected | 0 | 0 | 0 | 0 | 21 | Polygon
Critical Infrastructure | Stormwater Treatment Facilities and Pump Stations | Stormwater Ponds - NHD |  | STFPS_PG_3641 |  | Not Affected | Not Affected | Not Affected | Not Affected | Not Affected | Not Affected | Not Affected | Not Affected | Not Affected | Not Affected | Not Affected | Not Affected | Not Affected | Not Affected | Not Affected | Not Affected | Not Affected | Not Affected | Not Affected | Not Affected | Not Affected | 0 | 0 | 0 | 0 | 21 | Polygon
Critical Infrastructure | Stormwater Treatment Facilities and Pump Stations | Stormwater Ponds - NHD |  | STFPS_PG_3642 |  | Not Affected | Not Affected | Not Affected | Not Affected | Not Affected | Not Affected | Not Affected | Not Affected | Not Affected | Not Affected | Not Affected | Not Affected | Not Affected | Not Affected | Not Affected | Not Affected | Not Affected | Not Affected | Not Affected | Not Affected | Not Affected | 0 | 0 | 0 | 0 | 21 | Polygon
Critical Infrastructure | Stormwater Treatment Facilities and Pump Stations | Stormwater Ponds - NHD |  | STFPS_PG_3643 |  | Not Affected | Not Affected | Not Affected | Not Affected | Not Affected | Not Affected | Not Affected | Not Affected | Not Affected | Not Affected | Not Affected | Not Affected | Not Affected | Not Affected | Not Affected | Not Affected | Not Affected | Not Affected | Not Affected | Not Affected | Not Affected | 0 | 0 | 0 | 0 | 21 | Polygon
Critical Infrastructure | Stormwater Treatment Facilities and Pump Stations | Stormwater Ponds - NHD |  | STFPS_PG_3644 |  | Not Affected | Not Affected | Not Affected | Not Affected | Not Affected | Not Affected | Not Affected | Not Affected | Not Affected | Not Affected | Not Affected | Not Affected | Not Affected | Not Affected | Not Affected | Not Affected | Not Affected | Not Affected | Not Affected | Not Affected | Not Affected | 0 | 0 | 0 | 0 | 21 | Polygon
Critical Infrastructure | Stormwater Treatment Facilities and Pump Stations | Stormwater Ponds - NHD |  | STFPS_PG_3645 |  | Not Affected | Not Affected | Not Affected | Not Affected | Not Affected | Not Affected | Not Affected | Not Affected | Not Affected | Not Affected | Not Affected | Not Affected | Not Affected | Not Affected | Not Affected | Not Affected | Not Affected | Not Affected | Not Affected | Not Affected | Not Affected | 0 | 0 | 0 | 0 | 21 | Polygon
Critical Infrastructure | Stormwater Treatment Facilities and Pump Stations | Stormwater Ponds - NHD |  | STFPS_PG_3646 |  | Not Affected | Not Affected | Not Affected | Not Affected | Not Affected | Not Affected | Not Affected | Not Affected | Not Affected | Not Affected | Not Affected | Not Affected | Not Affected | Not Affected | Not Affected | Not Affected | Not Affected | Not Affected | Not Affected | Not Affected | Not Affected | 0 | 0 | 0 | 0 | 21 | Polygon
Critical Infrastructure | Stormwater Treatment Facilities and Pump Stations | Stormwater Ponds - NHD |  | STFPS_PG_3647 |  | Not Affected | Not Affected | Not Affected | Not Affected | Not Affected | Not Affected | Not Affected | Not Affected | Not Affected | Not Affected | Not Affected | Not Affected | Not Affected | Not Affected | Not Affected | Not Affected | Not Affected | Not Affected | Not Affected | Not Affected | Not Affected | 0 | 0 | 0 | 0 | 21 | Polygon
Critical Infrastructure | Stormwater Treatment Facilities and Pump Stations | Stormwater Ponds - NHD |  | STFPS_PG_3648 |  | Not Affected | Not Affected | Not Affected | Not Affected | Not Affected | Not Affected | Not Affected | Not Affected | Not Affected | Not Affected | Not Affected | Not Affected | Not Affected | Not Affected | Not Affected | Not Affected | Not Affected | Not Affected | Not Affected | Not Affected | Not Affected | 0 | 0 | 0 | 0 | 21 | Polygon
Critical Infrastructure | Stormwater Treatment Facilities and Pump Stations | Stormwater Ponds - NHD |  | STFPS_PG_3649 |  | Not Affected | Not Affected | Not Affected | Not Affected | Not Affected | Not Affected | Not Affected | Not Affected | Not Affected | Not Affected | Not Affected | Not Affected | Not Affected | Not Affected | Not Affected | Not Affected | Not Affected | Not Affected | Not Affected | Not Affected | Not Affected | 0 | 0 | 0 | 0 | 21 | Polygon
Critical Infrastructure | Stormwater Treatment Facilities and Pump Stations | Stormwater Ponds - NHD |  | STFPS_PG_3652 |  | Not Affected | Not Affected | Not Affected | Not Affected | Not Affected | Not Affected | Not Affected | Not Affected | Not Affected | Not Affected | Not Affected | Not Affected | Not Affected | Not Affected | Not Affected | Not Affected | Not Affected | Not Affected | Not Affected | Not Affected | Not Affected | 0 | 0 | 0 | 0 | 21 | Polygon
Critical Infrastructure | Stormwater Treatment Facilities and Pump Stations | Stormwater Ponds - NHD |  | STFPS_PG_3653 |  | Not Affected | Not Affected | Not Affected | Not Affected | Not Affected | Not Affected | Not Affected | Not Affected | Not Affected | Not Affected | Not Affected | Not Affected | Not Affected | Not Affected | Not Affected | Not Affected | Not Affected | Not Affected | Not Affected | Not Affected | Not Affected | 0 | 0 | 0 | 0 | 21 | Polygon
Critical Infrastructure | Stormwater Treatment Facilities and Pump Stations | Stormwater Ponds - NHD |  | STFPS_PG_3654 |  | Not Affected | Not Affected | Not Affected | Not Affected | Not Affected | Not Affected | Not Affected | Not Affected | Not Affected | Not Affected | Not Affected | Not Affected | Not Affected | Not Affected | Not Affected | Not Affected | Not Affected | Not Affected | Not Affected | Not Affected | Not Affected | 0 | 0 | 0 | 0 | 21 | Polygon
Critical Infrastructure | Stormwater Treatment Facilities and Pump Stations | Stormwater Ponds - NHD |  | STFPS_PG_3655 |  | Not Affected | Not Affected | Not Affected | Not Affected | Not Affected | Not Affected | Not Affected | Not Affected | Not Affected | Not Affected | Not Affected | Not Affected | Not Affected | Not Affected | Not Affected | Not Affected | Not Affected | Not Affected | Not Affected | Not Affected | Not Affected | 0 | 0 | 0 | 0 | 21 | Polygon
Critical Infrastructure | Stormwater Treatment Facilities and Pump Stations | Stormwater Ponds - NHD |  | STFPS_PG_3656 |  | Not Affected | Not Affected | Not Affected | Not Affected | Not Affected | Not Affected | Not Affected | Not Affected | Not Affected | Not Affected | Not Affected | Not Affected | Not Affected | Not Affected | Not Affected | Not Affected | Not Affected | Not Affected | Not Affected | Not Affected | Not Affected | 0 | 0 | 0 | 0 | 21 | Polygon
Critical Infrastructure | Stormwater Treatment Facilities and Pump Stations | Stormwater Ponds - NHD |  | STFPS_PG_3657 |  | Not Affected | Not Affected | Not Affected | Not Affected | Not Affected | Not Affected | Not Affected | Not Affected | Not Affected | Not Affected | Not Affected | Not Affected | Not Affected | Not Affected | Not Affected | Not Affected | Not Affected | Not Affected | Not Affected | Not Affected | Not Affected | 0 | 0 | 0 | 0 | 21 | Polygon
Critical Infrastructure | Stormwater Treatment Facilities and Pump Stations | Stormwater Ponds - NHD |  | STFPS_PG_3660 |  | Not Affected | Not Affected | Not Affected | Not Affected | Not Affected | Not Affected | Not Affected | Not Affected | Not Affected | Not Affected | Not Affected | Not Affected | Not Affected | Not Affected | Not Affected | Not Affected | Not Affected | Not Affected | Not Affected | Not Affected | Not Affected | 0 | 0 | 0 | 0 | 21 | Polygon
Critical Infrastructure | Stormwater Treatment Facilities and Pump Stations | Stormwater Ponds - NHD |  | STFPS_PG_3662 |  | Not Affected | Not Affected | Not Affected | Not Affected | Not Affected | Not Affected | Not Affected | Not Affected | Not Affected | Not Affected | Not Affected | Not Affected | Not Affected | Not Affected | Not Affected | Not Affected | Not Affected | Not Affected | Not Affected | Not Affected | Not Affected | 0 | 0 | 0 | 0 | 21 | Polygon
Critical Infrastructure | Stormwater Treatment Facilities and Pump Stations | Stormwater Ponds - NHD |  | STFPS_PG_3663 |  | Not Affected | Not Affected | Not Affected | Not Affected | Not Affected | Not Affected | Not Affected | Not Affected | Not Affected | Not Affected | Not Affected | Not Affected | Not Affected | Not Affected | Not Affected | Not Affected | Not Affected | Not Affected | Not Affected | Not Affected | Not Affected | 0 | 0 | 0 | 0 | 21 | Polygon
Critical Infrastructure | Stormwater Treatment Facilities and Pump Stations | Stormwater Ponds - NHD |  | STFPS_PG_3664 |  | Not Affected | Not Affected | Not Affected | Not Affected | Not Affected | Not Affected | Not Affected | Not Affected | Not Affected | Not Affected | Not Affected | Not Affected | Not Affected | Not Affected | Not Affected | Not Affected | Not Affected | Not Affected | Not Affected | Not Affected | Not Affected | 0 | 0 | 0 | 0 | 21 | Polygon
Critical Infrastructure | Stormwater Treatment Facilities and Pump Stations | Stormwater Ponds - NHD |  | STFPS_PG_3666 |  | Not Affected | Not Affected | Not Affected | Not Affected | Not Affected | Not Affected | Not Affected | Not Affected | Not Affected | Not Affected | Not Affected | Not Affected | Not Affected | Not Affected | Not Affected | Not Affected | Not Affected | Not Affected | Not Affected | Not Affected | Not Affected | 0 | 0 | 0 | 0 | 21 | Polygon
Critical Infrastructure | Stormwater Treatment Facilities and Pump Stations | Stormwater Ponds - NHD |  | STFPS_PG_3667 |  | Not Affected | Not Affected | Not Affected | Not Affected | Not Affected | Not Affected | Not Affected | Not Affected | Not Affected | Not Affected | Not Affected | Not Affected | Not Affected | Not Affected | Not Affected | Not Affected | Not Affected | Not Affected | Not Affected | Not Affected | Not Affected | 0 | 0 | 0 | 0 | 21 | Polygon
Critical Infrastructure | Stormwater Treatment Facilities and Pump Stations | Stormwater Ponds - NHD |  | STFPS_PG_3668 |  | Not Affected | Not Affected | Not Affected | Not Affected | Not Affected | Not Affected | Not Affected | Not Affected | Not Affected | Not Affected | Not Affected | Not Affected | Not Affected | Not Affected | Not Affected | Not Affected | Not Affected | Not Affected | Not Affected | Not Affected | Not Affected | 0 | 0 | 0 | 0 | 21 | Polygon
Critical Infrastructure | Stormwater Treatment Facilities and Pump Stations | Stormwater Ponds - NHD |  | STFPS_PG_3669 |  | Not Affected | Not Affected | Not Affected | Not Affected | Not Affected | Not Affected | Not Affected | Not Affected | Not Affected | Not Affected | Not Affected | Not Affected | Not Affected | Not Affected | Not Affected | Not Affected | Not Affected | Not Affected | Not Affected | Not Affected | Not Affected | 0 | 0 | 0 | 0 | 21 | Polygon
Critical Infrastructure | Stormwater Treatment Facilities and Pump Stations | Stormwater Ponds - NHD |  | STFPS_PG_3671 |  | Not Affected | Not Affected | Not Affected | Not Affected | Not Affected | Not Affected | Not Affected | Not Affected | Not Affected | Not Affected | Not Affected | Not Affected | Not Affected | Not Affected | Not Affected | Not Affected | Not Affected | Not Affected | Not Affected | Not Affected | Not Affected | 0 | 0 | 0 | 0 | 21 | Polygon
Critical Infrastructure | Stormwater Treatment Facilities and Pump Stations | Stormwater Ponds - NHD |  | STFPS_PG_3672 |  | Not Affected | Not Affected | Not Affected | Not Affected | Not Affected | Not Affected | Not Affected | Not Affected | Not Affected | Not Affected | Not Affected | Not Affected | Not Affected | Not Affected | Not Affected | Not Affected | Not Affected | Not Affected | Not Affected | Not Affected | Not Affected | 0 | 0 | 0 | 0 | 21 | Polygon
Critical Infrastructure | Stormwater Treatment Facilities and Pump Stations | Stormwater Ponds - NHD |  | STFPS_PG_3673 |  | Not Affected | Not Affected | Not Affected | Not Affected | Not Affected | Not Affected | Not Affected | Not Affected | Not Affected | Not Affected | Not Affected | Not Affected | Not Affected | Not Affected | Not Affected | Not Affected | Not Affected | Not Affected | Not Affected | Not Affected | Not Affected | 0 | 0 | 0 | 0 | 21 | Polygon
Critical Infrastructure | Stormwater Treatment Facilities and Pump Stations | Stormwater Ponds - NHD |  | STFPS_PG_3674 |  | Not Affected | Not Affected | Not Affected | Not Affected | Not Affected | Not Affected | Not Affected | Not Affected | Not Affected | Not Affected | Not Affected | Not Affected | Not Affected | Not Affected | Not Affected | Not Affected | Not Affected | Not Affected | Not Affected | Not Affected | Not Affected | 0 | 0 | 0 | 0 | 21 | Polygon
Critical Infrastructure | Stormwater Treatment Facilities and Pump Stations | Stormwater Ponds - NHD |  | STFPS_PG_3675 |  | Not Affected | Not Affected | Not Affected | Not Affected | Not Affected | Not Affected | Not Affected | Not Affected | Not Affected | Not Affected | Not Affected | Not Affected | Not Affected | Not Affected | Not Affected | Not Affected | Not Affected | Not Affected | Not Affected | Not Affected | Not Affected | 0 | 0 | 0 | 0 | 21 | Polygon
Critical Infrastructure | Stormwater Treatment Facilities and Pump Stations | Stormwater Ponds - NHD |  | STFPS_PG_3676 |  | Not Affected | Not Affected | Not Affected | Not Affected | Not Affected | Not Affected | Not Affected | Not Affected | Not Affected | Not Affected | Not Affected | Not Affected | Not Affected | Not Affected | Not Affected | Not Affected | Not Affected | Not Affected | Not Affected | Not Affected | Not Affected | 0 | 0 | 0 | 0 | 21 | Polygon
Critical Infrastructure | Stormwater Treatment Facilities and Pump Stations | Stormwater Ponds - NHD |  | STFPS_PG_3677 |  | Not Affected | Not Affected | Not Affected | Not Affected | Not Affected | Not Affected | Not Affected | Not Affected | Not Affected | Not Affected | Not Affected | Not Affected | Not Affected | Not Affected | Not Affected | Not Affected | Not Affected | Not Affected | Not Affected | Not Affected | Not Affected | 0 | 0 | 0 | 0 | 21 | Polygon
Critical Infrastructure | Stormwater Treatment Facilities and Pump Stations | Stormwater Ponds - NHD |  | STFPS_PG_3683 |  | Not Affected | Not Affected | Not Affected | Not Affected | Not Affected | Not Affected | Not Affected | Not Affected | Not Affected | Not Affected | Not Affected | Not Affected | Not Affected | Not Affected | Not Affected | Not Affected | Not Affected | Not Affected | Not Affected | Not Affected | Not Affected | 0 | 0 | 0 | 0 | 21 | Polygon
Critical Infrastructure | Stormwater Treatment Facilities and Pump Stations | Stormwater Ponds - NHD |  | STFPS_PG_3684 |  | Not Affected | Not Affected | Not Affected | Not Affected | Not Affected | Not Affected | Not Affected | Not Affected | Not Affected | Not Affected | Not Affected | Not Affected | Not Affected | Not Affected | Not Affected | Not Affected | Not Affected | Not Affected | Not Affected | Not Affected | Not Affected | 0 | 0 | 0 | 0 | 21 | Polygon
Critical Infrastructure | Stormwater Treatment Facilities and Pump Stations | Stormwater Ponds - NHD |  | STFPS_PG_3685 |  | Not Affected | Not Affected | Not Affected | Not Affected | Not Affected | Not Affected | Not Affected | Not Affected | Not Affected | Not Affected | Not Affected | Not Affected | Not Affected | Not Affected | Not Affected | Not Affected | Not Affected | Not Affected | Not Affected | Not Affected | Not Affected | 0 | 0 | 0 | 0 | 21 | Polygon
Critical Infrastructure | Stormwater Treatment Facilities and Pump Stations | Stormwater Ponds - NHD |  | STFPS_PG_3686 |  | Not Affected | Not Affected | Not Affected | Not Affected | Not Affected | Not Affected | Not Affected | Not Affected | Not Affected | Not Affected | Not Affected | Not Affected | Not Affected | Not Affected | Not Affected | Not Affected | Not Affected | Not Affected | Not Affected | Not Affected | Not Affected | 0 | 0 | 0 | 0 | 21 | Polygon
Critical Infrastructure | Stormwater Treatment Facilities and Pump Stations | Stormwater Ponds - NHD |  | STFPS_PG_3687 |  | Not Affected | Not Affected | Not Affected | Not Affected | Not Affected | Not Affected | Not Affected | Not Affected | Not Affected | Not Affected | Not Affected | Not Affected | Not Affected | Not Affected | Not Affected | Not Affected | Not Affected | Not Affected | Not Affected | Not Affected | Not Affected | 0 | 0 | 0 | 0 | 21 | Polygon
Critical Infrastructure | Stormwater Treatment Facilities and Pump Stations | Stormwater Ponds - NHD |  | STFPS_PG_3688 |  | Not Affected | Not Affected | Not Affected | Not Affected | Not Affected | Not Affected | Not Affected | Not Affected | Not Affected | Not Affected | Not Affected | Not Affected | Not Affected | Not Affected | Not Affected | Not Affected | Not Affected | Not Affected | Not Affected | Not Affected | Not Affected | 0 | 0 | 0 | 0 | 21 | Polygon
Critical Infrastructure | Stormwater Treatment Facilities and Pump Stations | Stormwater Ponds - NHD |  | STFPS_PG_3689 |  | Not Affected | Not Affected | Not Affected | Not Affected | Not Affected | Not Affected | Not Affected | Not Affected | Not Affected | Not Affected | Not Affected | Not Affected | Not Affected | Not Affected | Not Affected | Not Affected | Not Affected | Not Affected | Not Affected | Not Affected | Not Affected | 0 | 0 | 0 | 0 | 21 | Polygon
Critical Infrastructure | Stormwater Treatment Facilities and Pump Stations | Stormwater Ponds - NHD |  | STFPS_PG_3690 |  | Not Affected | Not Affected | Not Affected | Not Affected | Not Affected | Not Affected | Not Affected | Not Affected | Not Affected | Not Affected | Not Affected | Not Affected | Not Affected | Not Affected | Not Affected | Not Affected | Not Affected | Not Affected | Not Affected | Not Affected | Not Affected | 0 | 0 | 0 | 0 | 21 | Polygon
Critical Infrastructure | Stormwater Treatment Facilities and Pump Stations | Stormwater Ponds - NHD |  | STFPS_PG_3691 |  | Not Affected | Not Affected | Not Affected | Not Affected | Not Affected | Not Affected | Not Affected | Not Affected | Not Affected | Not Affected | Not Affected | Not Affected | Not Affected | Not Affected | Not Affected | Not Affected | Not Affected | Not Affected | Not Affected | Not Affected | Not Affected | 0 | 0 | 0 | 0 | 21 | Polygon
Critical Infrastructure | Stormwater Treatment Facilities and Pump Stations | Stormwater Ponds - NHD |  | STFPS_PG_3692 |  | Not Affected | Not Affected | Not Affected | Not Affected | Not Affected | Not Affected | Not Affected | Not Affected | Not Affected | Not Affected | Not Affected | Not Affected | Not Affected | Not Affected | Not Affected | Not Affected | Not Affected | Not Affected | Not Affected | Not Affected | Not Affected | 0 | 0 | 0 | 0 | 21 | Polygon
Critical Infrastructure | Stormwater Treatment Facilities and Pump Stations | Stormwater Ponds - NHD |  | STFPS_PG_3693 |  | Not Affected | Not Affected | Not Affected | Not Affected | Not Affected | Not Affected | Not Affected | Not Affected | Not Affected | Not Affected | Not Affected | Not Affected | Not Affected | Not Affected | Not Affected | Not Affected | Not Affected | Not Affected | Not Affected | Not Affected | Not Affected | 0 | 0 | 0 | 0 | 21 | Polygon
Critical Infrastructure | Stormwater Treatment Facilities and Pump Stations | Stormwater Ponds - NHD |  | STFPS_PG_3696 |  | Not Affected | Not Affected | Not Affected | Not Affected | Not Affected | Not Affected | Not Affected | Not Affected | Not Affected | Not Affected | Not Affected | Not Affected | Not Affected | Not Affected | Not Affected | Not Affected | Not Affected | Not Affected | Not Affected | Not Affected | Not Affected | 0 | 0 | 0 | 0 | 21 | Polygon
Critical Infrastructure | Stormwater Treatment Facilities and Pump Stations | Stormwater Ponds - NHD |  | STFPS_PG_3697 |  | Not Affected | Not Affected | Not Affected | Not Affected | Not Affected | Not Affected | Not Affected | Not Affected | Not Affected | Not Affected | Not Affected | Not Affected | Not Affected | Not Affected | Not Affected | Not Affected | Not Affected | Not Affected | Not Affected | Not Affected | Not Affected | 0 | 0 | 0 | 0 | 21 | Polygon
Critical Infrastructure | Stormwater Treatment Facilities and Pump Stations | Stormwater Ponds - NHD |  | STFPS_PG_3698 |  | Not Affected | Not Affected | Not Affected | Not Affected | Not Affected | Not Affected | Not Affected | Not Affected | Not Affected | Not Affected | Not Affected | Not Affected | Not Affected | Not Affected | Not Affected | Not Affected | Not Affected | Not Affected | Not Affected | Not Affected | Not Affected | 0 | 0 | 0 | 0 | 21 | Polygon
Critical Infrastructure | Stormwater Treatment Facilities and Pump Stations | Stormwater Ponds - NHD |  | STFPS_PG_3699 |  | Not Affected | Not Affected | Not Affected | Not Affected | Not Affected | Not Affected | Not Affected | Not Affected | Not Affected | Not Affected | Not Affected | Not Affected | Not Affected | Not Affected | Not Affected | Not Affected | Not Affected | Not Affected | Not Affected | Not Affected | Not Affected | 0 | 0 | 0 | 0 | 21 | Polygon
Critical Infrastructure | Stormwater Treatment Facilities and Pump Stations | Stormwater Ponds - NHD |  | STFPS_PG_3700 |  | Not Affected | Not Affected | Not Affected | Not Affected | Not Affected | Not Affected | Not Affected | Not Affected | Not Affected | Not Affected | Not Affected | Not Affected | Not Affected | Not Affected | Not Affected | Not Affected | Not Affected | Not Affected | Not Affected | Not Affected | Not Affected | 0 | 0 | 0 | 0 | 21 | Polygon
Critical Infrastructure | Stormwater Treatment Facilities and Pump Stations | Stormwater Ponds - NHD |  | STFPS_PG_3701 |  | Not Affected | Not Affected | Not Affected | Not Affected | Not Affected | Not Affected | Not Affected | Not Affected | Not Affected | Not Affected | Not Affected | Not Affected | Not Affected | Not Affected | Not Affected | Not Affected | Not Affected | Not Affected | Not Affected | Not Affected | Not Affected | 0 | 0 | 0 | 0 | 21 | Polygon
Critical Infrastructure | Stormwater Treatment Facilities and Pump Stations | Stormwater Ponds - NHD |  | STFPS_PG_3702 |  | Not Affected | Not Affected | Not Affected | Not Affected | Not Affected | Not Affected | Not Affected | Not Affected | Not Affected | Not Affected | Not Affected | Not Affected | Not Affected | Not Affected | Not Affected | Not Affected | Not Affected | Not Affected | Not Affected | Not Affected | Not Affected | 0 | 0 | 0 | 0 | 21 | Polygon
Critical Infrastructure | Stormwater Treatment Facilities and Pump Stations | Stormwater Ponds - NHD |  | STFPS_PG_3703 |  | Not Affected | Not Affected | Not Affected | Not Affected | Not Affected | Not Affected | Not Affected | Not Affected | Not Affected | Not Affected | Not Affected | Not Affected | Not Affected | Not Affected | Not Affected | Not Affected | Not Affected | Not Affected | Not Affected | Not Affected | Not Affected | 0 | 0 | 0 | 0 | 21 | Polygon
Critical Infrastructure | Stormwater Treatment Facilities and Pump Stations | Stormwater Ponds - NHD |  | STFPS_PG_3704 |  | Not Affected | Not Affected | Not Affected | Not Affected | Not Affected | Not Affected | Not Affected | Not Affected | Not Affected | Not Affected | Not Affected | Not Affected | Not Affected | Not Affected | Not Affected | Not Affected | Not Affected | Not Affected | Not Affected | Not Affected | Not Affected | 0 | 0 | 0 | 0 | 21 | Polygon
Critical Infrastructure | Stormwater Treatment Facilities and Pump Stations | Stormwater Ponds - NHD |  | STFPS_PG_3705 |  | Not Affected | Not Affected | Not Affected | Not Affected | Not Affected | Not Affected | Not Affected | Not Affected | Not Affected | Not Affected | Not Affected | Not Affected | Not Affected | Not Affected | Not Affected | Not Affected | Not Affected | Not Affected | Not Affected | Not Affected | Not Affected | 0 | 0 | 0 | 0 | 21 | Polygon
Critical Infrastructure | Stormwater Treatment Facilities and Pump Stations | Stormwater Ponds - NHD |  | STFPS_PG_3706 |  | Not Affected | Not Affected | Not Affected | Not Affected | Not Affected | Not Affected | Not Affected | Not Affected | Not Affected | Not Affected | Not Affected | Not Affected | Not Affected | Not Affected | Not Affected | Not Affected | Not Affected | Not Affected | Not Affected | Not Affected | Not Affected | 0 | 0 | 0 | 0 | 21 | Polygon
Critical Infrastructure | Stormwater Treatment Facilities and Pump Stations | Stormwater Ponds - NHD |  | STFPS_PG_3707 |  | Not Affected | Not Affected | Not Affected | Not Affected | Not Affected | Not Affected | Not Affected | Not Affected | Not Affected | Not Affected | Not Affected | Not Affected | Not Affected | Not Affected | Not Affected | Not Affected | Not Affected | Not Affected | Not Affected | Not Affected | Not Affected | 0 | 0 | 0 | 0 | 21 | Polygon
Critical Infrastructure | Stormwater Treatment Facilities and Pump Stations | Stormwater Ponds - NHD |  | STFPS_PG_3708 |  | Not Affected | Not Affected | Not Affected | Not Affected | Not Affected | Not Affected | Not Affected | Not Affected | Not Affected | Not Affected | Not Affected | Not Affected | Not Affected | Not Affected | Not Affected | Not Affected | Not Affected | Not Affected | Not Affected | Not Affected | Not Affected | 0 | 0 | 0 | 0 | 21 | Polygon
Critical Infrastructure | Stormwater Treatment Facilities and Pump Stations | Stormwater Ponds - NHD |  | STFPS_PG_3709 |  | Not Affected | Not Affected | Not Affected | Not Affected | Not Affected | Not Affected | Not Affected | Not Affected | Not Affected | Not Affected | Not Affected | Not Affected | Not Affected | Not Affected | Not Affected | Not Affected | Not Affected | Not Affected | Not Affected | Not Affected | Not Affected | 0 | 0 | 0 | 0 | 21 | Polygon
Critical Infrastructure | Stormwater Treatment Facilities and Pump Stations | Stormwater Ponds - NHD |  | STFPS_PG_3710 |  | Not Affected | Not Affected | Not Affected | Not Affected | Not Affected | Not Affected | Not Affected | Not Affected | Not Affected | Not Affected | Not Affected | Not Affected | Not Affected | Not Affected | Not Affected | Not Affected | Not Affected | Not Affected | Not Affected | Not Affected | Not Affected | 0 | 0 | 0 | 0 | 21 | Polygon
Critical Infrastructure | Stormwater Treatment Facilities and Pump Stations | Stormwater Ponds - NHD |  | STFPS_PG_3711 |  | Not Affected | Not Affected | Not Affected | Not Affected | Not Affected | Not Affected | Not Affected | Not Affected | Not Affected | Not Affected | Not Affected | Not Affected | Not Affected | Not Affected | Not Affected | Not Affected | Not Affected | Not Affected | Not Affected | Not Affected | Not Affected | 0 | 0 | 0 | 0 | 21 | Polygon
Critical Infrastructure | Stormwater Treatment Facilities and Pump Stations | Stormwater Ponds - NHD |  | STFPS_PG_3712 |  | Not Affected | Not Affected | Not Affected | Not Affected | Not Affected | Not Affected | Not Affected | Not Affected | Not Affected | Not Affected | Not Affected | Not Affected | Not Affected | Not Affected | Not Affected | Not Affected | Not Affected | Not Affected | Not Affected | Not Affected | Not Affected | 0 | 0 | 0 | 0 | 21 | Polygon
Critical Infrastructure | Stormwater Treatment Facilities and Pump Stations | Stormwater Ponds - NHD |  | STFPS_PG_3713 |  | Not Affected | Not Affected | Not Affected | Not Affected | Not Affected | Not Affected | Not Affected | Not Affected | Not Affected | Not Affected | Not Affected | Not Affected | Not Affected | Not Affected | Not Affected | Not Affected | Not Affected | Not Affected | Not Affected | Not Affected | Not Affected | 0 | 0 | 0 | 0 | 21 | Polygon
Critical Infrastructure | Stormwater Treatment Facilities and Pump Stations | Stormwater Ponds - NHD |  | STFPS_PG_3714 |  | Not Affected | Not Affected | Not Affected | Not Affected | Not Affected | Not Affected | Not Affected | Not Affected | Not Affected | Not Affected | Not Affected | Not Affected | Not Affected | Not Affected | Not Affected | Not Affected | Not Affected | Not Affected | Not Affected | Not Affected | Not Affected | 0 | 0 | 0 | 0 | 21 | Polygon
Critical Infrastructure | Stormwater Treatment Facilities and Pump Stations | Stormwater Ponds - NHD |  | STFPS_PG_3715 |  | Not Affected | Not Affected | Not Affected | Not Affected | Not Affected | Not Affected | Not Affected | Not Affected | Not Affected | Not Affected | Not Affected | Not Affected | Not Affected | Not Affected | Not Affected | Not Affected | Not Affected | Not Affected | Not Affected | Not Affected | Not Affected | 0 | 0 | 0 | 0 | 21 | Polygon
Critical Infrastructure | Stormwater Treatment Facilities and Pump Stations | Stormwater Ponds - NHD |  | STFPS_PG_3716 |  | Not Affected | Not Affected | Not Affected | Not Affected | Not Affected | Not Affected | Not Affected | Not Affected | Not Affected | Not Affected | Not Affected | Not Affected | Not Affected | Not Affected | Not Affected | Not Affected | Not Affected | Not Affected | Not Affected | Not Affected | Not Affected | 0 | 0 | 0 | 0 | 21 | Polygon
Critical Infrastructure | Stormwater Treatment Facilities and Pump Stations | Stormwater Ponds - NHD |  | STFPS_PG_3717 |  | Not Affected | Not Affected | Not Affected | Not Affected | Not Affected | Not Affected | Not Affected | Not Affected | Not Affected | Not Affected | Not Affected | Not Affected | Not Affected | Not Affected | Not Affected | Not Affected | Not Affected | Not Affected | Not Affected | Not Affected | Not Affected | 0 | 0 | 0 | 0 | 21 | Polygon
Critical Infrastructure | Stormwater Treatment Facilities and Pump Stations | Stormwater Ponds - NHD |  | STFPS_PG_3718 |  | Not Affected | Not Affected | Not Affected | Not Affected | Not Affected | Not Affected | Not Affected | Not Affected | Not Affected | Not Affected | Not Affected | Not Affected | Not Affected | Not Affected | Not Affected | Not Affected | Not Affected | Not Affected | Not Affected | Not Affected | Not Affected | 0 | 0 | 0 | 0 | 21 | Polygon
Critical Infrastructure | Stormwater Treatment Facilities and Pump Stations | Stormwater Ponds - NHD |  | STFPS_PG_3719 |  | Not Affected | Not Affected | Not Affected | Not Affected | Not Affected | Not Affected | Not Affected | Not Affected | Not Affected | Not Affected | Not Affected | Not Affected | Not Affected | Not Affected | Not Affected | Not Affected | Not Affected | Not Affected | Not Affected | Not Affected | Not Affected | 0 | 0 | 0 | 0 | 21 | Polygon
Critical Infrastructure | Stormwater Treatment Facilities and Pump Stations | Stormwater Ponds - NHD |  | STFPS_PG_3720 |  | Not Affected | Not Affected | Not Affected | Not Affected | Not Affected | Not Affected | Not Affected | Not Affected | Not Affected | Not Affected | Not Affected | Not Affected | Not Affected | Not Affected | Not Affected | Not Affected | Not Affected | Not Affected | Not Affected | Not Affected | Not Affected | 0 | 0 | 0 | 0 | 21 | Polygon
Critical Infrastructure | Stormwater Treatment Facilities and Pump Stations | Stormwater Ponds - NHD |  | STFPS_PG_3721 |  | Not Affected | Not Affected | Not Affected | Not Affected | Not Affected | Not Affected | Not Affected | Not Affected | Not Affected | Not Affected | Not Affected | Not Affected | Not Affected | Not Affected | Not Affected | Not Affected | Not Affected | Not Affected | Not Affected | Not Affected | Not Affected | 0 | 0 | 0 | 0 | 21 | Polygon
Critical Infrastructure | Stormwater Treatment Facilities and Pump Stations | Stormwater Ponds - NHD |  | STFPS_PG_3722 |  | Not Affected | Not Affected | Not Affected | Not Affected | Not Affected | Not Affected | Not Affected | Not Affected | Not Affected | Not Affected | Not Affected | Not Affected | Not Affected | Not Affected | Not Affected | Not Affected | Not Affected | Not Affected | Not Affected | Not Affected | Not Affected | 0 | 0 | 0 | 0 | 21 | Polygon
Critical Infrastructure | Stormwater Treatment Facilities and Pump Stations | Stormwater Ponds - NHD |  | STFPS_PG_3723 |  | Not Affected | Not Affected | Not Affected | Not Affected | Not Affected | Not Affected | Not Affected | Not Affected | Not Affected | Not Affected | Not Affected | Not Affected | Not Affected | Not Affected | Not Affected | Not Affected | Not Affected | Not Affected | Not Affected | Not Affected | Not Affected | 0 | 0 | 0 | 0 | 21 | Polygon
Critical Infrastructure | Stormwater Treatment Facilities and Pump Stations | Stormwater Ponds - NHD |  | STFPS_PG_3724 |  | Not Affected | Not Affected | Not Affected | Not Affected | Not Affected | Not Affected | Not Affected | Not Affected | Not Affected | Not Affected | Not Affected | Not Affected | Not Affected | Not Affected | Not Affected | Not Affected | Not Affected | Not Affected | Not Affected | Not Affected | Not Affected | 0 | 0 | 0 | 0 | 21 | Polygon
Critical Infrastructure | Stormwater Treatment Facilities and Pump Stations | Stormwater Ponds - NHD |  | STFPS_PG_3728 |  | Not Affected | Not Affected | Not Affected | Not Affected | Not Affected | Not Affected | Not Affected | Not Affected | Not Affected | Not Affected | Not Affected | Not Affected | Not Affected | Not Affected | Not Affected | Not Affected | Not Affected | Not Affected | Not Affected | Not Affected | Not Affected | 0 | 0 | 0 | 0 | 21 | Polygon
Critical Infrastructure | Stormwater Treatment Facilities and Pump Stations | Stormwater Ponds - NHD |  | STFPS_PG_3729 |  | Not Affected | Not Affected | Not Affected | Not Affected | Not Affected | Not Affected | Not Affected | Not Affected | Not Affected | Not Affected | Not Affected | Not Affected | Not Affected | Not Affected | Not Affected | Not Affected | Not Affected | Not Affected | Not Affected | Not Affected | Not Affected | 0 | 0 | 0 | 0 | 21 | Polygon
Critical Infrastructure | Stormwater Treatment Facilities and Pump Stations | Stormwater Ponds - NHD |  | STFPS_PG_3730 |  | Not Affected | Not Affected | Not Affected | Not Affected | Not Affected | Not Affected | Not Affected | Not Affected | Not Affected | Not Affected | Not Affected | Not Affected | Not Affected | Not Affected | Not Affected | Not Affected | Not Affected | Not Affected | Not Affected | Not Affected | Not Affected | 0 | 0 | 0 | 0 | 21 | Polygon
Critical Infrastructure | Stormwater Treatment Facilities and Pump Stations | Stormwater Ponds - NHD |  | STFPS_PG_3732 |  | Not Affected | Not Affected | Not Affected | Not Affected | Not Affected | Not Affected | Not Affected | Not Affected | Not Affected | Not Affected | Not Affected | Not Affected | Not Affected | Not Affected | Not Affected | Not Affected | Not Affected | Not Affected | Not Affected | Not Affected | Not Affected | 0 | 0 | 0 | 0 | 21 | Polygon
Critical Infrastructure | Stormwater Treatment Facilities and Pump Stations | Stormwater Ponds - NHD |  | STFPS_PG_3733 |  | Not Affected | Not Affected | Not Affected | Not Affected | Not Affected | Not Affected | Not Affected | Not Affected | Not Affected | Not Affected | Not Affected | Not Affected | Not Affected | Not Affected | Not Affected | Not Affected | Not Affected | Not Affected | Not Affected | Not Affected | Not Affected | 0 | 0 | 0 | 0 | 21 | Polygon
Critical Infrastructure | Stormwater Treatment Facilities and Pump Stations | Stormwater Ponds - NHD |  | STFPS_PG_3735 |  | Not Affected | Not Affected | Not Affected | Not Affected | Not Affected | Not Affected | Not Affected | Not Affected | Not Affected | Not Affected | Not Affected | Not Affected | Not Affected | Not Affected | Not Affected | Not Affected | Not Affected | Not Affected | Not Affected | Not Affected | Not Affected | 0 | 0 | 0 | 0 | 21 | Polygon
Critical Infrastructure | Stormwater Treatment Facilities and Pump Stations | Stormwater Ponds - NHD |  | STFPS_PG_3736 |  | Not Affected | Not Affected | Not Affected | Not Affected | Not Affected | Not Affected | Not Affected | Not Affected | Not Affected | Not Affected | Not Affected | Not Affected | Not Affected | Not Affected | Not Affected | Not Affected | Not Affected | Not Affected | Not Affected | Not Affected | Not Affected | 0 | 0 | 0 | 0 | 21 | Polygon
Critical Infrastructure | Stormwater Treatment Facilities and Pump Stations | Stormwater Ponds - NHD |  | STFPS_PG_3737 |  | Not Affected | Not Affected | Not Affected | Not Affected | Not Affected | Not Affected | Not Affected | Not Affected | Not Affected | Not Affected | Not Affected | Not Affected | Not Affected | Not Affected | Not Affected | Not Affected | Not Affected | Not Affected | Not Affected | Not Affected | Not Affected | 0 | 0 | 0 | 0 | 21 | Polygon
Critical Infrastructure | Stormwater Treatment Facilities and Pump Stations | Stormwater Ponds - NHD |  | STFPS_PG_3739 |  | Not Affected | Not Affected | Not Affected | Not Affected | Not Affected | Not Affected | Not Affected | Not Affected | Not Affected | Not Affected | Not Affected | Not Affected | Not Affected | Not Affected | Not Affected | Not Affected | Not Affected | Not Affected | Not Affected | Not Affected | Not Affected | 0 | 0 | 0 | 0 | 21 | Polygon
Critical Infrastructure | Stormwater Treatment Facilities and Pump Stations | Stormwater Ponds - NHD |  | STFPS_PG_3740 |  | Not Affected | Not Affected | Not Affected | Not Affected | Not Affected | Not Affected | Not Affected | Not Affected | Not Affected | Not Affected | Not Affected | Not Affected | Not Affected | Not Affected | Not Affected | Not Affected | Not Affected | Not Affected | Not Affected | Not Affected | Not Affected | 0 | 0 | 0 | 0 | 21 | Polygon
Critical Infrastructure | Stormwater Treatment Facilities and Pump Stations | Stormwater Ponds - NHD |  | STFPS_PG_3741 |  | Not Affected | Not Affected | Not Affected | Not Affected | Not Affected | Not Affected | Not Affected | Not Affected | Not Affected | Not Affected | Not Affected | Not Affected | Not Affected | Not Affected | Not Affected | Not Affected | Not Affected | Not Affected | Not Affected | Not Affected | Not Affected | 0 | 0 | 0 | 0 | 21 | Polygon
Critical Infrastructure | Stormwater Treatment Facilities and Pump Stations | Stormwater Ponds - NHD |  | STFPS_PG_3742 |  | Not Affected | Not Affected | Not Affected | Not Affected | Not Affected | Not Affected | Not Affected | Not Affected | Not Affected | Not Affected | Not Affected | Not Affected | Not Affected | Not Affected | Not Affected | Not Affected | Not Affected | Not Affected | Not Affected | Not Affected | Not Affected | 0 | 0 | 0 | 0 | 21 | Polygon
Critical Infrastructure | Stormwater Treatment Facilities and Pump Stations | Stormwater Ponds - NHD |  | STFPS_PG_3743 |  | Not Affected | Not Affected | Not Affected | Not Affected | Not Affected | Not Affected | Not Affected | Not Affected | Not Affected | Not Affected | Not Affected | Not Affected | Not Affected | Not Affected | Not Affected | Not Affected | Not Affected | Not Affected | Not Affected | Not Affected | Not Affected | 0 | 0 | 0 | 0 | 21 | Polygon
Critical Infrastructure | Stormwater Treatment Facilities and Pump Stations | Stormwater Ponds - NHD |  | STFPS_PG_3744 |  | Not Affected | Not Affected | Not Affected | Not Affected | Not Affected | Not Affected | Not Affected | Not Affected | Not Affected | Not Affected | Not Affected | Not Affected | Not Affected | Not Affected | Not Affected | Not Affected | Not Affected | Not Affected | Not Affected | Not Affected | Not Affected | 0 | 0 | 0 | 0 | 21 | Polygon
Critical Infrastructure | Stormwater Treatment Facilities and Pump Stations | Stormwater Ponds - NHD |  | STFPS_PG_3745 |  | Not Affected | Not Affected | Not Affected | Not Affected | Not Affected | Not Affected | Not Affected | Not Affected | Not Affected | Not Affected | Not Affected | Not Affected | Not Affected | Not Affected | Not Affected | Not Affected | Not Affected | Not Affected | Not Affected | Not Affected | Not Affected | 0 | 0 | 0 | 0 | 21 | Polygon
Critical Infrastructure | Stormwater Treatment Facilities and Pump Stations | Stormwater Ponds - NHD |  | STFPS_PG_3746 |  | Not Affected | Not Affected | Not Affected | Not Affected | Not Affected | Not Affected | Not Affected | Not Affected | Not Affected | Not Affected | Not Affected | Not Affected | Not Affected | Not Affected | Not Affected | Not Affected | Not Affected | Not Affected | Not Affected | Not Affected | Not Affected | 0 | 0 | 0 | 0 | 21 | Polygon
Critical Infrastructure | Stormwater Treatment Facilities and Pump Stations | Stormwater Ponds - NHD |  | STFPS_PG_3747 |  | Not Affected | Not Affected | Not Affected | Not Affected | Not Affected | Not Affected | Not Affected | Not Affected | Not Affected | Not Affected | Not Affected | Not Affected | Not Affected | Not Affected | Not Affected | Not Affected | Not Affected | Not Affected | Not Affected | Not Affected | Not Affected | 0 | 0 | 0 | 0 | 21 | Polygon
Critical Infrastructure | Stormwater Treatment Facilities and Pump Stations | Stormwater Ponds - NHD |  | STFPS_PG_3748 |  | Not Affected | Not Affected | Not Affected | Not Affected | Not Affected | Not Affected | Not Affected | Not Affected | Not Affected | Not Affected | Not Affected | Not Affected | Not Affected | Not Affected | Not Affected | Not Affected | Not Affected | Not Affected | Not Affected | Not Affected | Not Affected | 0 | 0 | 0 | 0 | 21 | Polygon
Critical Infrastructure | Stormwater Treatment Facilities and Pump Stations | Stormwater Ponds - NHD |  | STFPS_PG_3749 |  | Not Affected | Not Affected | Not Affected | Not Affected | Not Affected | Not Affected | Not Affected | Not Affected | Not Affected | Not Affected | Not Affected | Not Affected | Not Affected | Not Affected | Not Affected | Not Affected | Not Affected | Not Affected | Not Affected | Not Affected | Not Affected | 0 | 0 | 0 | 0 | 21 | Polygon
Critical Infrastructure | Stormwater Treatment Facilities and Pump Stations | Stormwater Ponds - NHD |  | STFPS_PG_3750 |  | Not Affected | Not Affected | Not Affected | Not Affected | Not Affected | Not Affected | Not Affected | Not Affected | Not Affected | Not Affected | Not Affected | Not Affected | Not Affected | Not Affected | Not Affected | Not Affected | Not Affected | Not Affected | Not Affected | Not Affected | Not Affected | 0 | 0 | 0 | 0 | 21 | Polygon
Critical Infrastructure | Stormwater Treatment Facilities and Pump Stations | Stormwater Ponds - NHD |  | STFPS_PG_3751 |  | Not Affected | Not Affected | Not Affected | Not Affected | Not Affected | Not Affected | Not Affected | Not Affected | Not Affected | Not Affected | Not Affected | Not Affected | Not Affected | Not Affected | Not Affected | Not Affected | Not Affected | Not Affected | Not Affected | Not Affected | Not Affected | 0 | 0 | 0 | 0 | 21 | Polygon
Critical Infrastructure | Stormwater Treatment Facilities and Pump Stations | Stormwater Ponds - NHD |  | STFPS_PG_3752 |  | Not Affected | Not Affected | Not Affected | Not Affected | Not Affected | Not Affected | Not Affected | Not Affected | Not Affected | Not Affected | Not Affected | Not Affected | Not Affected | Not Affected | Not Affected | Not Affected | Not Affected | Not Affected | Not Affected | Not Affected | Not Affected | 0 | 0 | 0 | 0 | 21 | Polygon
Critical Infrastructure | Stormwater Treatment Facilities and Pump Stations | Stormwater Ponds - NHD |  | STFPS_PG_3753 |  | Not Affected | Not Affected | Not Affected | Not Affected | Not Affected | Not Affected | Not Affected | Not Affected | Not Affected | Not Affected | Not Affected | Not Affected | Not Affected | Not Affected | Not Affected | Not Affected | Not Affected | Not Affected | Not Affected | Not Affected | Not Affected | 0 | 0 | 0 | 0 | 21 | Polygon
Critical Infrastructure | Stormwater Treatment Facilities and Pump Stations | Stormwater Ponds - NHD |  | STFPS_PG_3754 |  | Not Affected | Not Affected | Not Affected | Not Affected | Not Affected | Not Affected | Not Affected | Not Affected | Not Affected | Not Affected | Not Affected | Not Affected | Not Affected | Not Affected | Not Affected | Not Affected | Not Affected | Not Affected | Not Affected | Not Affected | Not Affected | 0 | 0 | 0 | 0 | 21 | Polygon
Critical Infrastructure | Stormwater Treatment Facilities and Pump Stations | Stormwater Ponds - NHD |  | STFPS_PG_3756 |  | Not Affected | Not Affected | Not Affected | Not Affected | Not Affected | Not Affected | Not Affected | Not Affected | Not Affected | Not Affected | Not Affected | Not Affected | Not Affected | Not Affected | Not Affected | Not Affected | Not Affected | Not Affected | Not Affected | Not Affected | Not Affected | 0 | 0 | 0 | 0 | 21 | Polygon
Critical Infrastructure | Stormwater Treatment Facilities and Pump Stations | Stormwater Ponds - NHD |  | STFPS_PG_3757 |  | Not Affected | Not Affected | Not Affected | Not Affected | Not Affected | Not Affected | Not Affected | Not Affected | Not Affected | Not Affected | Not Affected | Not Affected | Not Affected | Not Affected | Not Affected | Not Affected | Not Affected | Not Affected | Not Affected | Not Affected | Not Affected | 0 | 0 | 0 | 0 | 21 | Polygon
Critical Infrastructure | Stormwater Treatment Facilities and Pump Stations | Stormwater Ponds - NHD |  | STFPS_PG_3759 |  | Not Affected | Not Affected | Not Affected | Not Affected | Not Affected | Not Affected | Not Affected | Not Affected | Not Affected | Not Affected | Not Affected | Not Affected | Not Affected | Not Affected | Not Affected | Not Affected | Not Affected | Not Affected | Not Affected | Not Affected | Not Affected | 0 | 0 | 0 | 0 | 21 | Polygon
Critical Infrastructure | Stormwater Treatment Facilities and Pump Stations | Stormwater Ponds - NHD |  | STFPS_PG_3760 |  | Not Affected | Not Affected | Not Affected | Not Affected | Not Affected | Not Affected | Not Affected | Not Affected | Not Affected | Not Affected | Not Affected | Not Affected | Not Affected | Not Affected | Not Affected | Not Affected | Not Affected | Not Affected | Not Affected | Not Affected | Not Affected | 0 | 0 | 0 | 0 | 21 | Polygon
Critical Infrastructure | Stormwater Treatment Facilities and Pump Stations | Stormwater Ponds - NHD |  | STFPS_PG_3761 |  | Not Affected | Not Affected | Not Affected | Not Affected | Not Affected | Not Affected | Not Affected | Not Affected | Not Affected | Not Affected | Not Affected | Not Affected | Not Affected | Not Affected | Not Affected | Not Affected | Not Affected | Not Affected | Not Affected | Not Affected | Not Affected | 0 | 0 | 0 | 0 | 21 | Polygon
Critical Infrastructure | Stormwater Treatment Facilities and Pump Stations | Stormwater Ponds - NHD |  | STFPS_PG_3762 |  | Not Affected | Not Affected | Not Affected | Not Affected | Not Affected | Not Affected | Not Affected | Not Affected | Not Affected | Not Affected | Not Affected | Not Affected | Not Affected | Not Affected | Not Affected | Not Affected | Not Affected | Not Affected | Not Affected | Not Affected | Not Affected | 0 | 0 | 0 | 0 | 21 | Polygon
Critical Infrastructure | Stormwater Treatment Facilities and Pump Stations | Stormwater Ponds - NHD |  | STFPS_PG_3763 |  | Not Affected | Not Affected | Not Affected | Not Affected | Not Affected | Not Affected | Not Affected | Not Affected | Not Affected | Not Affected | Not Affected | Not Affected | Not Affected | Not Affected | Not Affected | Not Affected | Not Affected | Not Affected | Not Affected | Not Affected | Not Affected | 0 | 0 | 0 | 0 | 21 | Polygon
Critical Infrastructure | Stormwater Treatment Facilities and Pump Stations | Stormwater Ponds - NHD |  | STFPS_PG_3764 |  | Not Affected | Not Affected | Not Affected | Not Affected | Not Affected | Not Affected | Not Affected | Not Affected | Not Affected | Not Affected | Not Affected | Not Affected | Not Affected | Not Affected | Not Affected | Not Affected | Not Affected | Not Affected | Not Affected | Not Affected | Not Affected | 0 | 0 | 0 | 0 | 21 | Polygon
Critical Infrastructure | Stormwater Treatment Facilities and Pump Stations | Stormwater Ponds - NHD |  | STFPS_PG_3765 |  | Not Affected | Not Affected | Not Affected | Not Affected | Not Affected | Not Affected | Not Affected | Not Affected | Not Affected | Not Affected | Not Affected | Not Affected | Not Affected | Not Affected | Not Affected | Not Affected | Not Affected | Not Affected | Not Affected | Not Affected | Not Affected | 0 | 0 | 0 | 0 | 21 | Polygon
Critical Infrastructure | Stormwater Treatment Facilities and Pump Stations | Stormwater Ponds - NHD |  | STFPS_PG_3766 |  | Not Affected | Not Affected | Not Affected | Not Affected | Not Affected | Not Affected | Not Affected | Not Affected | Not Affected | Not Affected | Not Affected | Not Affected | Not Affected | Not Affected | Not Affected | Not Affected | Not Affected | Not Affected | Not Affected | Not Affected | Not Affected | 0 | 0 | 0 | 0 | 21 | Polygon
Critical Infrastructure | Stormwater Treatment Facilities and Pump Stations | Stormwater Ponds - NHD |  | STFPS_PG_3767 |  | Not Affected | Not Affected | Not Affected | Not Affected | Not Affected | Not Affected | Not Affected | Not Affected | Not Affected | Not Affected | Not Affected | Not Affected | Not Affected | Not Affected | Not Affected | Not Affected | Not Affected | Not Affected | Not Affected | Not Affected | Not Affected | 0 | 0 | 0 | 0 | 21 | Polygon
Critical Infrastructure | Stormwater Treatment Facilities and Pump Stations | Stormwater Ponds - NHD |  | STFPS_PG_3769 |  | Not Affected | Not Affected | Not Affected | Not Affected | Not Affected | Not Affected | Not Affected | Not Affected | Not Affected | Not Affected | Not Affected | Not Affected | Not Affected | Not Affected | Not Affected | Not Affected | Not Affected | Not Affected | Not Affected | Not Affected | Not Affected | 0 | 0 | 0 | 0 | 21 | Polygon
Critical Infrastructure | Stormwater Treatment Facilities and Pump Stations | Stormwater Ponds - NHD |  | STFPS_PG_3770 |  | Not Affected | Not Affected | Not Affected | Not Affected | Not Affected | Not Affected | Not Affected | Not Affected | Not Affected | Not Affected | Not Affected | Not Affected | Not Affected | Not Affected | Not Affected | Not Affected | Not Affected | Not Affected | Not Affected | Not Affected | Not Affected | 0 | 0 | 0 | 0 | 21 | Polygon
Critical Infrastructure | Stormwater Treatment Facilities and Pump Stations | Stormwater Ponds - NHD |  | STFPS_PG_3771 |  | Not Affected | Not Affected | Not Affected | Not Affected | Not Affected | Not Affected | Not Affected | Not Affected | Not Affected | Not Affected | Not Affected | Not Affected | Not Affected | Not Affected | Not Affected | Not Affected | Not Affected | Not Affected | Not Affected | Not Affected | Not Affected | 0 | 0 | 0 | 0 | 21 | Polygon
Critical Infrastructure | Stormwater Treatment Facilities and Pump Stations | Stormwater Ponds - NHD |  | STFPS_PG_3772 |  | Not Affected | Not Affected | Not Affected | Not Affected | Not Affected | Not Affected | Not Affected | Not Affected | Not Affected | Not Affected | Not Affected | Not Affected | Not Affected | Not Affected | Not Affected | Not Affected | Not Affected | Not Affected | Not Affected | Not Affected | Not Affected | 0 | 0 | 0 | 0 | 21 | Polygon
Critical Infrastructure | Stormwater Treatment Facilities and Pump Stations | Stormwater Ponds - NHD |  | STFPS_PG_3773 |  | Not Affected | Not Affected | Not Affected | Not Affected | Not Affected | Not Affected | Not Affected | Not Affected | Not Affected | Not Affected | Not Affected | Not Affected | Not Affected | Not Affected | Not Affected | Not Affected | Not Affected | Not Affected | Not Affected | Not Affected | Not Affected | 0 | 0 | 0 | 0 | 21 | Polygon
Critical Infrastructure | Stormwater Treatment Facilities and Pump Stations | Stormwater Ponds - NHD |  | STFPS_PG_3774 |  | Not Affected | Not Affected | Not Affected | Not Affected | Not Affected | Not Affected | Not Affected | Not Affected | Not Affected | Not Affected | Not Affected | Not Affected | Not Affected | Not Affected | Not Affected | Not Affected | Not Affected | Not Affected | Not Affected | Not Affected | Not Affected | 0 | 0 | 0 | 0 | 21 | Polygon
Critical Infrastructure | Stormwater Treatment Facilities and Pump Stations | Stormwater Ponds - NHD |  | STFPS_PG_3775 |  | Not Affected | Not Affected | Not Affected | Not Affected | Not Affected | Not Affected | Not Affected | Not Affected | Not Affected | Not Affected | Not Affected | Not Affected | Not Affected | Not Affected | Not Affected | Not Affected | Not Affected | Not Affected | Not Affected | Not Affected | Not Affected | 0 | 0 | 0 | 0 | 21 | Polygon
Critical Infrastructure | Stormwater Treatment Facilities and Pump Stations | Stormwater Ponds - NHD |  | STFPS_PG_3776 |  | Not Affected | Not Affected | Not Affected | Not Affected | Not Affected | Not Affected | Not Affected | Not Affected | Not Affected | Not Affected | Not Affected | Not Affected | Not Affected | Not Affected | Not Affected | Not Affected | Not Affected | Not Affected | Not Affected | Not Affected | Not Affected | 0 | 0 | 0 | 0 | 21 | Polygon
Critical Infrastructure | Stormwater Treatment Facilities and Pump Stations | Stormwater Ponds - NHD |  | STFPS_PG_3777 |  | Not Affected | Not Affected | Not Affected | Not Affected | Not Affected | Not Affected | Not Affected | Not Affected | Not Affected | Not Affected | Not Affected | Not Affected | Not Affected | Not Affected | Not Affected | Not Affected | Not Affected | Not Affected | Not Affected | Not Affected | Not Affected | 0 | 0 | 0 | 0 | 21 | Polygon
Critical Infrastructure | Stormwater Treatment Facilities and Pump Stations | Stormwater Ponds - NHD |  | STFPS_PG_3778 |  | Not Affected | Not Affected | Not Affected | Not Affected | Not Affected | Not Affected | Not Affected | Not Affected | Not Affected | Not Affected | Not Affected | Not Affected | Not Affected | Not Affected | Not Affected | Not Affected | Not Affected | Not Affected | Not Affected | Not Affected | Not Affected | 0 | 0 | 0 | 0 | 21 | Polygon
Critical Infrastructure | Stormwater Treatment Facilities and Pump Stations | Stormwater Ponds - NHD |  | STFPS_PG_3779 |  | Not Affected | Not Affected | Not Affected | Not Affected | Not Affected | Not Affected | Not Affected | Not Affected | Not Affected | Not Affected | Not Affected | Not Affected | Not Affected | Not Affected | Not Affected | Not Affected | Not Affected | Not Affected | Not Affected | Not Affected | Not Affected | 0 | 0 | 0 | 0 | 21 | Polygon
Critical Infrastructure | Stormwater Treatment Facilities and Pump Stations | Stormwater Ponds - NHD |  | STFPS_PG_3780 |  | Not Affected | Not Affected | Not Affected | Not Affected | Not Affected | Not Affected | Not Affected | Not Affected | Not Affected | Not Affected | Not Affected | Not Affected | Not Affected | Not Affected | Not Affected | Not Affected | Not Affected | Not Affected | Not Affected | Not Affected | Not Affected | 0 | 0 | 0 | 0 | 21 | Polygon
Critical Infrastructure | Stormwater Treatment Facilities and Pump Stations | Stormwater Ponds - NHD |  | STFPS_PG_3781 |  | Not Affected | Not Affected | Not Affected | Not Affected | Not Affected | Not Affected | Not Affected | Not Affected | Not Affected | Not Affected | Not Affected | Not Affected | Not Affected | Not Affected | Not Affected | Not Affected | Not Affected | Not Affected | Not Affected | Not Affected | Not Affected | 0 | 0 | 0 | 0 | 21 | Polygon
Critical Infrastructure | Stormwater Treatment Facilities and Pump Stations | Stormwater Ponds - NHD |  | STFPS_PG_3782 |  | Not Affected | Not Affected | Not Affected | Not Affected | Not Affected | Not Affected | Not Affected | Not Affected | Not Affected | Not Affected | Not Affected | Not Affected | Not Affected | Not Affected | Not Affected | Not Affected | Not Affected | Not Affected | Not Affected | Not Affected | Not Affected | 0 | 0 | 0 | 0 | 21 | Polygon
Critical Infrastructure | Stormwater Treatment Facilities and Pump Stations | Stormwater Ponds - NHD |  | STFPS_PG_3783 |  | Not Affected | Not Affected | Not Affected | Not Affected | Not Affected | Not Affected | Not Affected | Not Affected | Not Affected | Not Affected | Not Affected | Not Affected | Not Affected | Not Affected | Not Affected | Not Affected | Not Affected | Not Affected | Not Affected | Not Affected | Not Affected | 0 | 0 | 0 | 0 | 21 | Polygon
Critical Infrastructure | Stormwater Treatment Facilities and Pump Stations | Stormwater Ponds - NHD |  | STFPS_PG_3784 |  | Not Affected | Not Affected | Not Affected | Not Affected | Not Affected | Not Affected | Not Affected | Not Affected | Not Affected | Not Affected | Not Affected | Not Affected | Not Affected | Not Affected | Not Affected | Not Affected | Not Affected | Not Affected | Not Affected | Not Affected | Not Affected | 0 | 0 | 0 | 0 | 21 | Polygon
Critical Infrastructure | Stormwater Treatment Facilities and Pump Stations | Stormwater Ponds - NHD |  | STFPS_PG_3785 |  | Not Affected | Not Affected | Not Affected | Not Affected | Not Affected | Not Affected | Not Affected | Not Affected | Not Affected | Not Affected | Not Affected | Not Affected | Not Affected | Not Affected | Not Affected | Not Affected | Not Affected | Not Affected | Not Affected | Not Affected | Not Affected | 0 | 0 | 0 | 0 | 21 | Polygon
Critical Infrastructure | Stormwater Treatment Facilities and Pump Stations | Stormwater Ponds - NHD |  | STFPS_PG_3786 |  | Not Affected | Not Affected | Not Affected | Not Affected | Not Affected | Not Affected | Not Affected | Not Affected | Not Affected | Not Affected | Not Affected | Not Affected | Not Affected | Not Affected | Not Affected | Not Affected | Not Affected | Not Affected | Not Affected | Not Affected | Not Affected | 0 | 0 | 0 | 0 | 21 | Polygon
Critical Infrastructure | Stormwater Treatment Facilities and Pump Stations | Stormwater Ponds - NHD |  | STFPS_PG_3787 |  | Not Affected | Not Affected | Not Affected | Not Affected | Not Affected | Not Affected | Not Affected | Not Affected | Not Affected | Not Affected | Not Affected | Not Affected | Not Affected | Not Affected | Not Affected | Not Affected | Not Affected | Not Affected | Not Affected | Not Affected | Not Affected | 0 | 0 | 0 | 0 | 21 | Polygon
Critical Infrastructure | Stormwater Treatment Facilities and Pump Stations | Stormwater Ponds - NHD |  | STFPS_PG_3788 |  | Not Affected | Not Affected | Not Affected | Not Affected | Not Affected | Not Affected | Not Affected | Not Affected | Not Affected | Not Affected | Not Affected | Not Affected | Not Affected | Not Affected | Not Affected | Not Affected | Not Affected | Not Affected | Not Affected | Not Affected | Not Affected | 0 | 0 | 0 | 0 | 21 | Polygon
Critical Infrastructure | Stormwater Treatment Facilities and Pump Stations | Stormwater Ponds - NHD |  | STFPS_PG_3789 |  | Not Affected | Not Affected | Not Affected | Not Affected | Not Affected | Not Affected | Not Affected | Not Affected | Not Affected | Not Affected | Not Affected | Not Affected | Not Affected | Not Affected | Not Affected | Not Affected | Not Affected | Not Affected | Not Affected | Not Affected | Not Affected | 0 | 0 | 0 | 0 | 21 | Polygon
Critical Infrastructure | Stormwater Treatment Facilities and Pump Stations | Stormwater Ponds - NHD |  | STFPS_PG_3790 |  | Not Affected | Not Affected | Not Affected | Not Affected | Not Affected | Not Affected | Not Affected | Not Affected | Not Affected | Not Affected | Not Affected | Not Affected | Not Affected | Not Affected | Not Affected | Not Affected | Not Affected | Not Affected | Not Affected | Not Affected | Not Affected | 0 | 0 | 0 | 0 | 21 | Polygon
Critical Infrastructure | Stormwater Treatment Facilities and Pump Stations | Stormwater Ponds - NHD |  | STFPS_PG_3791 |  | Not Affected | Not Affected | Not Affected | Not Affected | Not Affected | Not Affected | Not Affected | Not Affected | Not Affected | Not Affected | Not Affected | Not Affected | Not Affected | Not Affected | Not Affected | Not Affected | Not Affected | Not Affected | Not Affected | Not Affected | Not Affected | 0 | 0 | 0 | 0 | 21 | Polygon
Critical Infrastructure | Stormwater Treatment Facilities and Pump Stations | Stormwater Ponds - NHD |  | STFPS_PG_3792 |  | Not Affected | Not Affected | Not Affected | Not Affected | Not Affected | Not Affected | Not Affected | Not Affected | Not Affected | Not Affected | Not Affected | Not Affected | Not Affected | Not Affected | Not Affected | Not Affected | Not Affected | Not Affected | Not Affected | Not Affected | Not Affected | 0 | 0 | 0 | 0 | 21 | Polygon
Critical Infrastructure | Stormwater Treatment Facilities and Pump Stations | Stormwater Ponds - NHD |  | STFPS_PG_3793 |  | Not Affected | Not Affected | Not Affected | Not Affected | Not Affected | Not Affected | Not Affected | Not Affected | Not Affected | Not Affected | Not Affected | Not Affected | Not Affected | Not Affected | Not Affected | Not Affected | Not Affected | Not Affected | Not Affected | Not Affected | Not Affected | 0 | 0 | 0 | 0 | 21 | Polygon
Critical Infrastructure | Stormwater Treatment Facilities and Pump Stations | Stormwater Ponds - NHD |  | STFPS_PG_3796 |  | Not Affected | Not Affected | Not Affected | Not Affected | Not Affected | Not Affected | Not Affected | Not Affected | Not Affected | Not Affected | Not Affected | Not Affected | Not Affected | Not Affected | Not Affected | Not Affected | Not Affected | Not Affected | Not Affected | Not Affected | Not Affected | 0 | 0 | 0 | 0 | 21 | Polygon
Critical Infrastructure | Stormwater Treatment Facilities and Pump Stations | Stormwater Ponds - NHD |  | STFPS_PG_3797 |  | Not Affected | Not Affected | Not Affected | Not Affected | Not Affected | Not Affected | Not Affected | Not Affected | Not Affected | Not Affected | Not Affected | Not Affected | Not Affected | Not Affected | Not Affected | Not Affected | Not Affected | Not Affected | Not Affected | Not Affected | Not Affected | 0 | 0 | 0 | 0 | 21 | Polygon
Critical Infrastructure | Stormwater Treatment Facilities and Pump Stations | Stormwater Ponds - NHD |  | STFPS_PG_3799 |  | Not Affected | Not Affected | Not Affected | Not Affected | Not Affected | Not Affected | Not Affected | Not Affected | Not Affected | Not Affected | Not Affected | Not Affected | Not Affected | Not Affected | Not Affected | Not Affected | Not Affected | Not Affected | Not Affected | Not Affected | Not Affected | 0 | 0 | 0 | 0 | 21 | Polygon
Critical Infrastructure | Stormwater Treatment Facilities and Pump Stations | Stormwater Ponds - NHD |  | STFPS_PG_3800 |  | Not Affected | Not Affected | Not Affected | Not Affected | Not Affected | Not Affected | Not Affected | Not Affected | Not Affected | Not Affected | Not Affected | Not Affected | Not Affected | Not Affected | Not Affected | Not Affected | Not Affected | Not Affected | Not Affected | Not Affected | Not Affected | 0 | 0 | 0 | 0 | 21 | Polygon
Critical Infrastructure | Stormwater Treatment Facilities and Pump Stations | Stormwater Ponds - NHD |  | STFPS_PG_3801 |  | Not Affected | Not Affected | Not Affected | Not Affected | Not Affected | Not Affected | Not Affected | Not Affected | Not Affected | Not Affected | Not Affected | Not Affected | Not Affected | Not Affected | Not Affected | Not Affected | Not Affected | Not Affected | Not Affected | Not Affected | Not Affected | 0 | 0 | 0 | 0 | 21 | Polygon
Critical Infrastructure | Stormwater Treatment Facilities and Pump Stations | Stormwater Ponds - NHD |  | STFPS_PG_3802 |  | Not Affected | Not Affected | Not Affected | Not Affected | Not Affected | Not Affected | Not Affected | Not Affected | Not Affected | Not Affected | Not Affected | Not Affected | Not Affected | Not Affected | Not Affected | Not Affected | Not Affected | Not Affected | Not Affected | Not Affected | Not Affected | 0 | 0 | 0 | 0 | 21 | Polygon
Critical Infrastructure | Stormwater Treatment Facilities and Pump Stations | Stormwater Ponds - NHD |  | STFPS_PG_3803 |  | Not Affected | Not Affected | Not Affected | Not Affected | Not Affected | Not Affected | Not Affected | Not Affected | Not Affected | Not Affected | Not Affected | Not Affected | Not Affected | Not Affected | Not Affected | Not Affected | Not Affected | Not Affected | Not Affected | Not Affected | Not Affected | 0 | 0 | 0 | 0 | 21 | Polygon
Critical Infrastructure | Stormwater Treatment Facilities and Pump Stations | Stormwater Ponds - NHD |  | STFPS_PG_3804 |  | Not Affected | Not Affected | Not Affected | Not Affected | Not Affected | Not Affected | Not Affected | Not Affected | Not Affected | Not Affected | Not Affected | Not Affected | Not Affected | Not Affected | Not Affected | Not Affected | Not Affected | Not Affected | Not Affected | Not Affected | Not Affected | 0 | 0 | 0 | 0 | 21 | Polygon
Critical Infrastructure | Stormwater Treatment Facilities and Pump Stations | Stormwater Ponds - NHD |  | STFPS_PG_3805 |  | Not Affected | Not Affected | Not Affected | Not Affected | Not Affected | Not Affected | Not Affected | Not Affected | Not Affected | Not Affected | Not Affected | Not Affected | Not Affected | Not Affected | Not Affected | Not Affected | Not Affected | Not Affected | Not Affected | Not Affected | Not Affected | 0 | 0 | 0 | 0 | 21 | Polygon
Critical Infrastructure | Stormwater Treatment Facilities and Pump Stations | Stormwater Ponds - NHD |  | STFPS_PG_3806 |  | Not Affected | Not Affected | Not Affected | Not Affected | Not Affected | Not Affected | Not Affected | Not Affected | Not Affected | Not Affected | Not Affected | Not Affected | Not Affected | Not Affected | Not Affected | Not Affected | Not Affected | Not Affected | Not Affected | Not Affected | Not Affected | 0 | 0 | 0 | 0 | 21 | Polygon
Critical Infrastructure | Stormwater Treatment Facilities and Pump Stations | Stormwater Ponds - NHD |  | STFPS_PG_3807 |  | Not Affected | Not Affected | Not Affected | Not Affected | Not Affected | Not Affected | Not Affected | Not Affected | Not Affected | Not Affected | Not Affected | Not Affected | Not Affected | Not Affected | Not Affected | Not Affected | Not Affected | Not Affected | Not Affected | Not Affected | Not Affected | 0 | 0 | 0 | 0 | 21 | Polygon
Critical Infrastructure | Stormwater Treatment Facilities and Pump Stations | Stormwater Ponds - NHD |  | STFPS_PG_3808 |  | Not Affected | Not Affected | Not Affected | Not Affected | Not Affected | Not Affected | Not Affected | Not Affected | Not Affected | Not Affected | Not Affected | Not Affected | Not Affected | Not Affected | Not Affected | Not Affected | Not Affected | Not Affected | Not Affected | Not Affected | Not Affected | 0 | 0 | 0 | 0 | 21 | Polygon
Critical Infrastructure | Stormwater Treatment Facilities and Pump Stations | Stormwater Ponds - NHD |  | STFPS_PG_3809 |  | Not Affected | Not Affected | Not Affected | Not Affected | Not Affected | Not Affected | Not Affected | Not Affected | Not Affected | Not Affected | Not Affected | Not Affected | Not Affected | Not Affected | Not Affected | Not Affected | Not Affected | Not Affected | Not Affected | Not Affected | Not Affected | 0 | 0 | 0 | 0 | 21 | Polygon
Critical Infrastructure | Stormwater Treatment Facilities and Pump Stations | Stormwater Ponds - NHD |  | STFPS_PG_3810 |  | Not Affected | Not Affected | Not Affected | Not Affected | Not Affected | Not Affected | Not Affected | Not Affected | Not Affected | Not Affected | Not Affected | Not Affected | Not Affected | Not Affected | Not Affected | Not Affected | Not Affected | Not Affected | Not Affected | Not Affected | Not Affected | 0 | 0 | 0 | 0 | 21 | Polygon
Critical Infrastructure | Stormwater Treatment Facilities and Pump Stations | Stormwater Ponds - NHD |  | STFPS_PG_3811 |  | Not Affected | Not Affected | Not Affected | Not Affected | Not Affected | Not Affected | Not Affected | Not Affected | Not Affected | Not Affected | Not Affected | Not Affected | Not Affected | Not Affected | Not Affected | Not Affected | Not Affected | Not Affected | Not Affected | Not Affected | Not Affected | 0 | 0 | 0 | 0 | 21 | Polygon
Critical Infrastructure | Stormwater Treatment Facilities and Pump Stations | Stormwater Ponds - NHD |  | STFPS_PG_3812 |  | Not Affected | Not Affected | Not Affected | Not Affected | Not Affected | Not Affected | Not Affected | Not Affected | Not Affected | Not Affected | Not Affected | Not Affected | Not Affected | Not Affected | Not Affected | Not Affected | Not Affected | Not Affected | Not Affected | Not Affected | Not Affected | 0 | 0 | 0 | 0 | 21 | Polygon
Critical Infrastructure | Stormwater Treatment Facilities and Pump Stations | Stormwater Ponds - NHD |  | STFPS_PG_3813 |  | Not Affected | Not Affected | Not Affected | Not Affected | Not Affected | Not Affected | Not Affected | Not Affected | Not Affected | Not Affected | Not Affected | Not Affected | Not Affected | Not Affected | Not Affected | Not Affected | Not Affected | Not Affected | Not Affected | Not Affected | Not Affected | 0 | 0 | 0 | 0 | 21 | Polygon
Critical Infrastructure | Stormwater Treatment Facilities and Pump Stations | Stormwater Ponds - NHD |  | STFPS_PG_3814 |  | Not Affected | Not Affected | Not Affected | Not Affected | Not Affected | Not Affected | Not Affected | Not Affected | Not Affected | Not Affected | Not Affected | Not Affected | Not Affected | Not Affected | Not Affected | Not Affected | Not Affected | Not Affected | Not Affected | Not Affected | Not Affected | 0 | 0 | 0 | 0 | 21 | Polygon
Critical Infrastructure | Stormwater Treatment Facilities and Pump Stations | Stormwater Ponds - NHD |  | STFPS_PG_3815 |  | Not Affected | Not Affected | Not Affected | Not Affected | Not Affected | Not Affected | Not Affected | Not Affected | Not Affected | Not Affected | Not Affected | Not Affected | Not Affected | Not Affected | Not Affected | Not Affected | Not Affected | Not Affected | Not Affected | Not Affected | Not Affected | 0 | 0 | 0 | 0 | 21 | Polygon
Critical Infrastructure | Stormwater Treatment Facilities and Pump Stations | Stormwater Ponds - NHD |  | STFPS_PG_3816 |  | Not Affected | Not Affected | Not Affected | Not Affected | Not Affected | Not Affected | Not Affected | Not Affected | Not Affected | Not Affected | Not Affected | Not Affected | Not Affected | Not Affected | Not Affected | Not Affected | Not Affected | Not Affected | Not Affected | Not Affected | Not Affected | 0 | 0 | 0 | 0 | 21 | Polygon
Critical Infrastructure | Stormwater Treatment Facilities and Pump Stations | Stormwater Ponds - NHD |  | STFPS_PG_3817 |  | Not Affected | Not Affected | Not Affected | Not Affected | Not Affected | Not Affected | Not Affected | Not Affected | Not Affected | Not Affected | Not Affected | Not Affected | Not Affected | Not Affected | Not Affected | Not Affected | Not Affected | Not Affected | Not Affected | Not Affected | Not Affected | 0 | 0 | 0 | 0 | 21 | Polygon
Critical Infrastructure | Stormwater Treatment Facilities and Pump Stations | Stormwater Ponds - NHD |  | STFPS_PG_3818 |  | Not Affected | Not Affected | Not Affected | Not Affected | Not Affected | Not Affected | Not Affected | Not Affected | Not Affected | Not Affected | Not Affected | Not Affected | Not Affected | Not Affected | Not Affected | Not Affected | Not Affected | Not Affected | Not Affected | Not Affected | Not Affected | 0 | 0 | 0 | 0 | 21 | Polygon
Critical Infrastructure | Stormwater Treatment Facilities and Pump Stations | Stormwater Ponds - NHD |  | STFPS_PG_3819 |  | Not Affected | Not Affected | Not Affected | Not Affected | Not Affected | Not Affected | Not Affected | Not Affected | Not Affected | Not Affected | Not Affected | Not Affected | Not Affected | Not Affected | Not Affected | Not Affected | Not Affected | Not Affected | Not Affected | Not Affected | Not Affected | 0 | 0 | 0 | 0 | 21 | Polygon
Critical Infrastructure | Stormwater Treatment Facilities and Pump Stations | Stormwater Ponds - NHD |  | STFPS_PG_3820 |  | Not Affected | Not Affected | Not Affected | Not Affected | Not Affected | Not Affected | Not Affected | Not Affected | Not Affected | Not Affected | Not Affected | Not Affected | Not Affected | Not Affected | Not Affected | Not Affected | Not Affected | Not Affected | Not Affected | Not Affected | Not Affected | 0 | 0 | 0 | 0 | 21 | Polygon
Critical Infrastructure | Stormwater Treatment Facilities and Pump Stations | Stormwater Ponds - NHD |  | STFPS_PG_3821 |  | Not Affected | Not Affected | Not Affected | Not Affected | Not Affected | Not Affected | Not Affected | Not Affected | Not Affected | Not Affected | Not Affected | Not Affected | Not Affected | Not Affected | Not Affected | Not Affected | Not Affected | Not Affected | Not Affected | Not Affected | Not Affected | 0 | 0 | 0 | 0 | 21 | Polygon
Critical Infrastructure | Stormwater Treatment Facilities and Pump Stations | Stormwater Ponds - NHD |  | STFPS_PG_3822 |  | Not Affected | Not Affected | Not Affected | Not Affected | Not Affected | Not Affected | Not Affected | Not Affected | Not Affected | Not Affected | Not Affected | Not Affected | Not Affected | Not Affected | Not Affected | Not Affected | Not Affected | Not Affected | Not Affected | Not Affected | Not Affected | 0 | 0 | 0 | 0 | 21 | Polygon
Critical Infrastructure | Stormwater Treatment Facilities and Pump Stations | Stormwater Ponds - NHD |  | STFPS_PG_3823 |  | Not Affected | Not Affected | Not Affected | Not Affected | Not Affected | Not Affected | Not Affected | Not Affected | Not Affected | Not Affected | Not Affected | Not Affected | Not Affected | Not Affected | Not Affected | Not Affected | Not Affected | Not Affected | Not Affected | Not Affected | Not Affected | 0 | 0 | 0 | 0 | 21 | Polygon
Critical Infrastructure | Stormwater Treatment Facilities and Pump Stations | Stormwater Ponds - NHD |  | STFPS_PG_3824 |  | Not Affected | Not Affected | Not Affected | Not Affected | Not Affected | Not Affected | Not Affected | Not Affected | Not Affected | Not Affected | Not Affected | Not Affected | Not Affected | Not Affected | Not Affected | Not Affected | Not Affected | Not Affected | Not Affected | Not Affected | Not Affected | 0 | 0 | 0 | 0 | 21 | Polygon
Critical Infrastructure | Stormwater Treatment Facilities and Pump Stations | Stormwater Ponds - NHD |  | STFPS_PG_3825 |  | Not Affected | Not Affected | Not Affected | Not Affected | Not Affected | Not Affected | Not Affected | Not Affected | Not Affected | Not Affected | Not Affected | Not Affected | Not Affected | Not Affected | Not Affected | Not Affected | Not Affected | Not Affected | Not Affected | Not Affected | Not Affected | 0 | 0 | 0 | 0 | 21 | Polygon
Critical Infrastructure | Stormwater Treatment Facilities and Pump Stations | Stormwater Ponds - NHD |  | STFPS_PG_3826 |  | Not Affected | Not Affected | Not Affected | Not Affected | Not Affected | Not Affected | Not Affected | Not Affected | Not Affected | Not Affected | Not Affected | Not Affected | Not Affected | Not Affected | Not Affected | Not Affected | Not Affected | Not Affected | Not Affected | Not Affected | Not Affected | 0 | 0 | 0 | 0 | 21 | Polygon
Critical Infrastructure | Stormwater Treatment Facilities and Pump Stations | Stormwater Ponds - NHD |  | STFPS_PG_3827 |  | Not Affected | Not Affected | Not Affected | Not Affected | Not Affected | Not Affected | Not Affected | Not Affected | Not Affected | Not Affected | Not Affected | Not Affected | Not Affected | Not Affected | Not Affected | Not Affected | Not Affected | Not Affected | Not Affected | Not Affected | Not Affected | 0 | 0 | 0 | 0 | 21 | Polygon
Critical Infrastructure | Stormwater Treatment Facilities and Pump Stations | Stormwater Ponds - NHD |  | STFPS_PG_3828 |  | Not Affected | Not Affected | Not Affected | Not Affected | Not Affected | Not Affected | Not Affected | Not Affected | Not Affected | Not Affected | Not Affected | Not Affected | Not Affected | Not Affected | Not Affected | Not Affected | Not Affected | Not Affected | Not Affected | Not Affected | Not Affected | 0 | 0 | 0 | 0 | 21 | Polygon
Critical Infrastructure | Stormwater Treatment Facilities and Pump Stations | Stormwater Ponds - NHD |  | STFPS_PG_3829 |  | Not Affected | Not Affected | Not Affected | Not Affected | Not Affected | Not Affected | Not Affected | Not Affected | Not Affected | Not Affected | Not Affected | Not Affected | Not Affected | Not Affected | Not Affected | Not Affected | Not Affected | Not Affected | Not Affected | Not Affected | Not Affected | 0 | 0 | 0 | 0 | 21 | Polygon
Critical Infrastructure | Stormwater Treatment Facilities and Pump Stations | Stormwater Ponds - NHD |  | STFPS_PG_3830 |  | Not Affected | Not Affected | Not Affected | Not Affected | Not Affected | Not Affected | Not Affected | Not Affected | Not Affected | Not Affected | Not Affected | Not Affected | Not Affected | Not Affected | Not Affected | Not Affected | Not Affected | Not Affected | Not Affected | Not Affected | Not Affected | 0 | 0 | 0 | 0 | 21 | Polygon
Critical Infrastructure | Stormwater Treatment Facilities and Pump Stations | Stormwater Ponds - NHD |  | STFPS_PG_3831 |  | Not Affected | Not Affected | Not Affected | Not Affected | Not Affected | Not Affected | Not Affected | Not Affected | Not Affected | Not Affected | Not Affected | Not Affected | Not Affected | Not Affected | Not Affected | Not Affected | Not Affected | Not Affected | Not Affected | Not Affected | Not Affected | 0 | 0 | 0 | 0 | 21 | Polygon
Critical Infrastructure | Stormwater Treatment Facilities and Pump Stations | Stormwater Ponds - NHD |  | STFPS_PG_3832 |  | Not Affected | Not Affected | Not Affected | Not Affected | Not Affected | Not Affected | Not Affected | Not Affected | Not Affected | Not Affected | Not Affected | Not Affected | Not Affected | Not Affected | Not Affected | Not Affected | Not Affected | Not Affected | Not Affected | Not Affected | Not Affected | 0 | 0 | 0 | 0 | 21 | Polygon
Critical Infrastructure | Stormwater Treatment Facilities and Pump Stations | Stormwater Ponds - NHD |  | STFPS_PG_3833 |  | Not Affected | Not Affected | Not Affected | Not Affected | Not Affected | Not Affected | Not Affected | Not Affected | Not Affected | Not Affected | Not Affected | Not Affected | Not Affected | Not Affected | Not Affected | Not Affected | Not Affected | Not Affected | Not Affected | Not Affected | Not Affected | 0 | 0 | 0 | 0 | 21 | Polygon
Critical Infrastructure | Stormwater Treatment Facilities and Pump Stations | Stormwater Ponds - NHD |  | STFPS_PG_3834 |  | Not Affected | Not Affected | Not Affected | Not Affected | Not Affected | Not Affected | Not Affected | Not Affected | Not Affected | Not Affected | Not Affected | Not Affected | Not Affected | Not Affected | Not Affected | Not Affected | Not Affected | Not Affected | Not Affected | Not Affected | Not Affected | 0 | 0 | 0 | 0 | 21 | Polygon
Critical Infrastructure | Stormwater Treatment Facilities and Pump Stations | Stormwater Ponds - NHD |  | STFPS_PG_3837 |  | Not Affected | Not Affected | Not Affected | Not Affected | Not Affected | Not Affected | Not Affected | Not Affected | Not Affected | Not Affected | Not Affected | Not Affected | Not Affected | Not Affected | Not Affected | Not Affected | Not Affected | Not Affected | Not Affected | Not Affected | Not Affected | 0 | 0 | 0 | 0 | 21 | Polygon
Critical Infrastructure | Stormwater Treatment Facilities and Pump Stations | Stormwater Ponds - NHD |  | STFPS_PG_3838 |  | Not Affected | Not Affected | Not Affected | Not Affected | Not Affected | Not Affected | Not Affected | Not Affected | Not Affected | Not Affected | Not Affected | Not Affected | Not Affected | Not Affected | Not Affected | Not Affected | Not Affected | Not Affected | Not Affected | Not Affected | Not Affected | 0 | 0 | 0 | 0 | 21 | Polygon
Critical Infrastructure | Stormwater Treatment Facilities and Pump Stations | Stormwater Ponds - NHD |  | STFPS_PG_3839 |  | Not Affected | Not Affected | Not Affected | Not Affected | Not Affected | Not Affected | Not Affected | Not Affected | Not Affected | Not Affected | Not Affected | Not Affected | Not Affected | Not Affected | Not Affected | Not Affected | Not Affected | Not Affected | Not Affected | Not Affected | Not Affected | 0 | 0 | 0 | 0 | 21 | Polygon
Critical Infrastructure | Stormwater Treatment Facilities and Pump Stations | Stormwater Ponds - NHD |  | STFPS_PG_3840 |  | Not Affected | Not Affected | Not Affected | Not Affected | Not Affected | Not Affected | Not Affected | Not Affected | Not Affected | Not Affected | Not Affected | Not Affected | Not Affected | Not Affected | Not Affected | Not Affected | Not Affected | Not Affected | Not Affected | Not Affected | Not Affected | 0 | 0 | 0 | 0 | 21 | Polygon
Critical Infrastructure | Stormwater Treatment Facilities and Pump Stations | Stormwater Ponds - NHD |  | STFPS_PG_3841 |  | Not Affected | Not Affected | Not Affected | Not Affected | Not Affected | Not Affected | Not Affected | Not Affected | Not Affected | Not Affected | Not Affected | Not Affected | Not Affected | Not Affected | Not Affected | Not Affected | Not Affected | Not Affected | Not Affected | Not Affected | Not Affected | 0 | 0 | 0 | 0 | 21 | Polygon
Critical Infrastructure | Stormwater Treatment Facilities and Pump Stations | Stormwater Ponds - NHD |  | STFPS_PG_3842 |  | Not Affected | Not Affected | Not Affected | Not Affected | Not Affected | Not Affected | Not Affected | Not Affected | Not Affected | Not Affected | Not Affected | Not Affected | Not Affected | Not Affected | Not Affected | Not Affected | Not Affected | Not Affected | Not Affected | Not Affected | Not Affected | 0 | 0 | 0 | 0 | 21 | Polygon
Critical Infrastructure | Stormwater Treatment Facilities and Pump Stations | Stormwater Ponds - NHD |  | STFPS_PG_3843 |  | Not Affected | Not Affected | Not Affected | Not Affected | Not Affected | Not Affected | Not Affected | Not Affected | Not Affected | Not Affected | Not Affected | Not Affected | Not Affected | Not Affected | Not Affected | Not Affected | Not Affected | Not Affected | Not Affected | Not Affected | Not Affected | 0 | 0 | 0 | 0 | 21 | Polygon
Critical Infrastructure | Stormwater Treatment Facilities and Pump Stations | Stormwater Ponds - NHD |  | STFPS_PG_3844 |  | Not Affected | Not Affected | Not Affected | Not Affected | Not Affected | Not Affected | Not Affected | Not Affected | Not Affected | Not Affected | Not Affected | Not Affected | Not Affected | Not Affected | Not Affected | Not Affected | Not Affected | Not Affected | Not Affected | Not Affected | Not Affected | 0 | 0 | 0 | 0 | 21 | Polygon
Critical Infrastructure | Stormwater Treatment Facilities and Pump Stations | Stormwater Ponds - NHD |  | STFPS_PG_3845 |  | Not Affected | Not Affected | Not Affected | Not Affected | Not Affected | Not Affected | Not Affected | Not Affected | Not Affected | Not Affected | Not Affected | Not Affected | Not Affected | Not Affected | Not Affected | Not Affected | Not Affected | Not Affected | Not Affected | Not Affected | Not Affected | 0 | 0 | 0 | 0 | 21 | Polygon
Critical Infrastructure | Stormwater Treatment Facilities and Pump Stations | Stormwater Ponds - NHD |  | STFPS_PG_3846 |  | Not Affected | Not Affected | Not Affected | Not Affected | Not Affected | Not Affected | Not Affected | Not Affected | Not Affected | Not Affected | Not Affected | Not Affected | Not Affected | Not Affected | Not Affected | Not Affected | Not Affected | Not Affected | Not Affected | Not Affected | Not Affected | 0 | 0 | 0 | 0 | 21 | Polygon
Critical Infrastructure | Stormwater Treatment Facilities and Pump Stations | Stormwater Ponds - NHD |  | STFPS_PG_3847 |  | Not Affected | Not Affected | Not Affected | Not Affected | Not Affected | Not Affected | Not Affected | Not Affected | Not Affected | Not Affected | Not Affected | Not Affected | Not Affected | Not Affected | Not Affected | Not Affected | Not Affected | Not Affected | Not Affected | Not Affected | Not Affected | 0 | 0 | 0 | 0 | 21 | Polygon
Critical Infrastructure | Stormwater Treatment Facilities and Pump Stations | Stormwater Ponds - NHD |  | STFPS_PG_3848 |  | Not Affected | Not Affected | Not Affected | Not Affected | Not Affected | Not Affected | Not Affected | Not Affected | Not Affected | Not Affected | Not Affected | Not Affected | Not Affected | Not Affected | Not Affected | Not Affected | Not Affected | Not Affected | Not Affected | Not Affected | Not Affected | 0 | 0 | 0 | 0 | 21 | Polygon
Critical Infrastructure | Stormwater Treatment Facilities and Pump Stations | Stormwater Ponds - NHD |  | STFPS_PG_3849 |  | Not Affected | Not Affected | Not Affected | Not Affected | Not Affected | Not Affected | Not Affected | Not Affected | Not Affected | Not Affected | Not Affected | Not Affected | Not Affected | Not Affected | Not Affected | Not Affected | Not Affected | Not Affected | Not Affected | Not Affected | Not Affected | 0 | 0 | 0 | 0 | 21 | Polygon
Critical Infrastructure | Stormwater Treatment Facilities and Pump Stations | Stormwater Ponds - NHD |  | STFPS_PG_3850 |  | Not Affected | Not Affected | Not Affected | Not Affected | Not Affected | Not Affected | Not Affected | Not Affected | Not Affected | Not Affected | Not Affected | Not Affected | Not Affected | Not Affected | Not Affected | Not Affected | Not Affected | Not Affected | Not Affected | Not Affected | Not Affected | 0 | 0 | 0 | 0 | 21 | Polygon
Critical Infrastructure | Stormwater Treatment Facilities and Pump Stations | Stormwater Ponds - NHD |  | STFPS_PG_3851 |  | Not Affected | Not Affected | Not Affected | Not Affected | Not Affected | Not Affected | Not Affected | Not Affected | Not Affected | Not Affected | Not Affected | Not Affected | Not Affected | Not Affected | Not Affected | Not Affected | Not Affected | Not Affected | Not Affected | Not Affected | Not Affected | 0 | 0 | 0 | 0 | 21 | Polygon
Critical Infrastructure | Stormwater Treatment Facilities and Pump Stations | Stormwater Ponds - NHD |  | STFPS_PG_3852 |  | Not Affected | Not Affected | Not Affected | Not Affected | Not Affected | Not Affected | Not Affected | Not Affected | Not Affected | Not Affected | Not Affected | Not Affected | Not Affected | Not Affected | Not Affected | Not Affected | Not Affected | Not Affected | Not Affected | Not Affected | Not Affected | 0 | 0 | 0 | 0 | 21 | Polygon
Critical Infrastructure | Stormwater Treatment Facilities and Pump Stations | Stormwater Ponds - NHD |  | STFPS_PG_3853 |  | Not Affected | Not Affected | Not Affected | Not Affected | Not Affected | Not Affected | Not Affected | Not Affected | Not Affected | Not Affected | Not Affected | Not Affected | Not Affected | Not Affected | Not Affected | Not Affected | Not Affected | Not Affected | Not Affected | Not Affected | Not Affected | 0 | 0 | 0 | 0 | 21 | Polygon
Critical Infrastructure | Stormwater Treatment Facilities and Pump Stations | Stormwater Ponds - NHD |  | STFPS_PG_3854 |  | Not Affected | Not Affected | Not Affected | Not Affected | Not Affected | Not Affected | Not Affected | Not Affected | Not Affected | Not Affected | Not Affected | Not Affected | Not Affected | Not Affected | Not Affected | Not Affected | Not Affected | Not Affected | Not Affected | Not Affected | Not Affected | 0 | 0 | 0 | 0 | 21 | Polygon
Critical Infrastructure | Stormwater Treatment Facilities and Pump Stations | Stormwater Ponds - NHD |  | STFPS_PG_3857 |  | Not Affected | Not Affected | Not Affected | Not Affected | Not Affected | Not Affected | Not Affected | Not Affected | Not Affected | Not Affected | Not Affected | Not Affected | Not Affected | Not Affected | Not Affected | Not Affected | Not Affected | Not Affected | Not Affected | Not Affected | Not Affected | 0 | 0 | 0 | 0 | 21 | Polygon
Critical Infrastructure | Stormwater Treatment Facilities and Pump Stations | Stormwater Ponds - NHD |  | STFPS_PG_3858 |  | Not Affected | Not Affected | Not Affected | Not Affected | Not Affected | Not Affected | Not Affected | Not Affected | Not Affected | Not Affected | Not Affected | Not Affected | Not Affected | Not Affected | Not Affected | Not Affected | Not Affected | Not Affected | Not Affected | Not Affected | Not Affected | 0 | 0 | 0 | 0 | 21 | Polygon
Critical Infrastructure | Stormwater Treatment Facilities and Pump Stations | Stormwater Ponds - NHD |  | STFPS_PG_3859 |  | Not Affected | Not Affected | Not Affected | Not Affected | Not Affected | Not Affected | Not Affected | Not Affected | Not Affected | Not Affected | Not Affected | Not Affected | Not Affected | Not Affected | Not Affected | Not Affected | Not Affected | Not Affected | Not Affected | Not Affected | Not Affected | 0 | 0 | 0 | 0 | 21 | Polygon
Critical Infrastructure | Stormwater Treatment Facilities and Pump Stations | Stormwater Ponds - NHD |  | STFPS_PG_3860 |  | Not Affected | Not Affected | Not Affected | Not Affected | Not Affected | Not Affected | Not Affected | Not Affected | Not Affected | Not Affected | Not Affected | Not Affected | Not Affected | Not Affected | Not Affected | Not Affected | Not Affected | Not Affected | Not Affected | Not Affected | Not Affected | 0 | 0 | 0 | 0 | 21 | Polygon
Critical Infrastructure | Stormwater Treatment Facilities and Pump Stations | Stormwater Ponds - NHD |  | STFPS_PG_3861 |  | Not Affected | Not Affected | Not Affected | Not Affected | Not Affected | Not Affected | Not Affected | Not Affected | Not Affected | Not Affected | Not Affected | Not Affected | Not Affected | Not Affected | Not Affected | Not Affected | Not Affected | Not Affected | Not Affected | Not Affected | Not Affected | 0 | 0 | 0 | 0 | 21 | Polygon
Critical Infrastructure | Stormwater Treatment Facilities and Pump Stations | Stormwater Ponds - NHD |  | STFPS_PG_3862 |  | Not Affected | Not Affected | Not Affected | Not Affected | Not Affected | Not Affected | Not Affected | Not Affected | Not Affected | Not Affected | Not Affected | Not Affected | Not Affected | Not Affected | Not Affected | Not Affected | Not Affected | Not Affected | Not Affected | Not Affected | Not Affected | 0 | 0 | 0 | 0 | 21 | Polygon
Critical Infrastructure | Stormwater Treatment Facilities and Pump Stations | Stormwater Ponds - NHD |  | STFPS_PG_3863 |  | Not Affected | Not Affected | Not Affected | Not Affected | Not Affected | Not Affected | Not Affected | Not Affected | Not Affected | Not Affected | Not Affected | Not Affected | Not Affected | Not Affected | Not Affected | Not Affected | Not Affected | Not Affected | Not Affected | Not Affected | Not Affected | 0 | 0 | 0 | 0 | 21 | Polygon
Critical Infrastructure | Stormwater Treatment Facilities and Pump Stations | Stormwater Ponds - NHD |  | STFPS_PG_3864 |  | Not Affected | Not Affected | Not Affected | Not Affected | Not Affected | Not Affected | Not Affected | Not Affected | Not Affected | Not Affected | Not Affected | Not Affected | Not Affected | Not Affected | Not Affected | Not Affected | Not Affected | Not Affected | Not Affected | Not Affected | Not Affected | 0 | 0 | 0 | 0 | 21 | Polygon
Critical Infrastructure | Stormwater Treatment Facilities and Pump Stations | Stormwater Ponds - NHD |  | STFPS_PG_3865 |  | Not Affected | Not Affected | Not Affected | Not Affected | Not Affected | Not Affected | Not Affected | Not Affected | Not Affected | Not Affected | Not Affected | Not Affected | Not Affected | Not Affected | Not Affected | Not Affected | Not Affected | Not Affected | Not Affected | Not Affected | Not Affected | 0 | 0 | 0 | 0 | 21 | Polygon
Critical Infrastructure | Stormwater Treatment Facilities and Pump Stations | Stormwater Ponds - NHD |  | STFPS_PG_3866 |  | Not Affected | Not Affected | Not Affected | Not Affected | Not Affected | Not Affected | Not Affected | Not Affected | Not Affected | Not Affected | Not Affected | Not Affected | Not Affected | Not Affected | Not Affected | Not Affected | Not Affected | Not Affected | Not Affected | Not Affected | Not Affected | 0 | 0 | 0 | 0 | 21 | Polygon
Critical Infrastructure | Stormwater Treatment Facilities and Pump Stations | Stormwater Ponds - NHD |  | STFPS_PG_3867 |  | Not Affected | Not Affected | Not Affected | Not Affected | Not Affected | Not Affected | Not Affected | Not Affected | Not Affected | Not Affected | Not Affected | Not Affected | Not Affected | Not Affected | Not Affected | Not Affected | Not Affected | Not Affected | Not Affected | Not Affected | Not Affected | 0 | 0 | 0 | 0 | 21 | Polygon
Critical Infrastructure | Stormwater Treatment Facilities and Pump Stations | Stormwater Ponds - NHD |  | STFPS_PG_3868 |  | Not Affected | Not Affected | Not Affected | Not Affected | Not Affected | Not Affected | Not Affected | Not Affected | Not Affected | Not Affected | Not Affected | Not Affected | Not Affected | Not Affected | Not Affected | Not Affected | Not Affected | Not Affected | Not Affected | Not Affected | Not Affected | 0 | 0 | 0 | 0 | 21 | Polygon
Critical Infrastructure | Stormwater Treatment Facilities and Pump Stations | Stormwater Ponds - NHD |  | STFPS_PG_3869 |  | Not Affected | Not Affected | Not Affected | Not Affected | Not Affected | Not Affected | Not Affected | Not Affected | Not Affected | Not Affected | Not Affected | Not Affected | Not Affected | Not Affected | Not Affected | Not Affected | Not Affected | Not Affected | Not Affected | Not Affected | Not Affected | 0 | 0 | 0 | 0 | 21 | Polygon
Critical Infrastructure | Stormwater Treatment Facilities and Pump Stations | Stormwater Ponds - NHD |  | STFPS_PG_3870 |  | Not Affected | Not Affected | Not Affected | Not Affected | Not Affected | Not Affected | Not Affected | Not Affected | Not Affected | Not Affected | Not Affected | Not Affected | Not Affected | Not Affected | Not Affected | Not Affected | Not Affected | Not Affected | Not Affected | Not Affected | Not Affected | 0 | 0 | 0 | 0 | 21 | Polygon
Critical Infrastructure | Stormwater Treatment Facilities and Pump Stations | Stormwater Ponds - NHD |  | STFPS_PG_3871 |  | Not Affected | Not Affected | Not Affected | Not Affected | Not Affected | Not Affected | Not Affected | Not Affected | Not Affected | Not Affected | Not Affected | Not Affected | Not Affected | Not Affected | Not Affected | Not Affected | Not Affected | Not Affected | Not Affected | Not Affected | Not Affected | 0 | 0 | 0 | 0 | 21 | Polygon
Critical Infrastructure | Stormwater Treatment Facilities and Pump Stations | Stormwater Ponds - NHD |  | STFPS_PG_3872 |  | Not Affected | Not Affected | Not Affected | Not Affected | Not Affected | Not Affected | Not Affected | Not Affected | Not Affected | Not Affected | Not Affected | Not Affected | Not Affected | Not Affected | Not Affected | Not Affected | Not Affected | Not Affected | Not Affected | Not Affected | Not Affected | 0 | 0 | 0 | 0 | 21 | Polygon
Critical Infrastructure | Stormwater Treatment Facilities and Pump Stations | Stormwater Ponds - NHD |  | STFPS_PG_3873 |  | Not Affected | Not Affected | Not Affected | Not Affected | Not Affected | Not Affected | Not Affected | Not Affected | Not Affected | Not Affected | Not Affected | Not Affected | Not Affected | Not Affected | Not Affected | Not Affected | Not Affected | Not Affected | Not Affected | Not Affected | Not Affected | 0 | 0 | 0 | 0 | 21 | Polygon
Critical Infrastructure | Stormwater Treatment Facilities and Pump Stations | Stormwater Ponds - NHD |  | STFPS_PG_3874 |  | Not Affected | Not Affected | Not Affected | Not Affected | Not Affected | Not Affected | Not Affected | Not Affected | Not Affected | Not Affected | Not Affected | Not Affected | Not Affected | Not Affected | Not Affected | Not Affected | Not Affected | Not Affected | Not Affected | Not Affected | Not Affected | 0 | 0 | 0 | 0 | 21 | Polygon
Critical Infrastructure | Stormwater Treatment Facilities and Pump Stations | Stormwater Ponds - NHD |  | STFPS_PG_3875 |  | Not Affected | Not Affected | Not Affected | Not Affected | Not Affected | Not Affected | Not Affected | Not Affected | Not Affected | Not Affected | Not Affected | Not Affected | Not Affected | Not Affected | Not Affected | Not Affected | Not Affected | Not Affected | Not Affected | Not Affected | Not Affected | 0 | 0 | 0 | 0 | 21 | Polygon
Critical Infrastructure | Stormwater Treatment Facilities and Pump Stations | Stormwater Ponds - NHD |  | STFPS_PG_3876 |  | Not Affected | Not Affected | Not Affected | Not Affected | Not Affected | Not Affected | Not Affected | Not Affected | Not Affected | Not Affected | Not Affected | Not Affected | Not Affected | Not Affected | Not Affected | Not Affected | Not Affected | Not Affected | Not Affected | Not Affected | Not Affected | 0 | 0 | 0 | 0 | 21 | Polygon
Critical Infrastructure | Stormwater Treatment Facilities and Pump Stations | Stormwater Ponds - NHD |  | STFPS_PG_3877 |  | Not Affected | Not Affected | Not Affected | Not Affected | Not Affected | Not Affected | Not Affected | Not Affected | Not Affected | Not Affected | Not Affected | Not Affected | Not Affected | Not Affected | Not Affected | Not Affected | Not Affected | Not Affected | Not Affected | Not Affected | Not Affected | 0 | 0 | 0 | 0 | 21 | Polygon
Critical Infrastructure | Stormwater Treatment Facilities and Pump Stations | Stormwater Ponds - NHD |  | STFPS_PG_3878 |  | Not Affected | Not Affected | Not Affected | Not Affected | Not Affected | Not Affected | Not Affected | Not Affected | Not Affected | Not Affected | Not Affected | Not Affected | Not Affected | Not Affected | Not Affected | Not Affected | Not Affected | Not Affected | Not Affected | Not Affected | Not Affected | 0 | 0 | 0 | 0 | 21 | Polygon
Critical Infrastructure | Stormwater Treatment Facilities and Pump Stations | Stormwater Ponds - NHD |  | STFPS_PG_3879 |  | Not Affected | Not Affected | Not Affected | Not Affected | Not Affected | Not Affected | Not Affected | Not Affected | Not Affected | Not Affected | Not Affected | Not Affected | Not Affected | Not Affected | Not Affected | Not Affected | Not Affected | Not Affected | Not Affected | Not Affected | Not Affected | 0 | 0 | 0 | 0 | 21 | Polygon
Critical Infrastructure | Stormwater Treatment Facilities and Pump Stations | Stormwater Ponds - NHD |  | STFPS_PG_3880 |  | Not Affected | Not Affected | Not Affected | Not Affected | Not Affected | Not Affected | Not Affected | Not Affected | Not Affected | Not Affected | Not Affected | Not Affected | Not Affected | Not Affected | Not Affected | Not Affected | Not Affected | Not Affected | Not Affected | Not Affected | Not Affected | 0 | 0 | 0 | 0 | 21 | Polygon
Critical Infrastructure | Stormwater Treatment Facilities and Pump Stations | Stormwater Ponds - NHD |  | STFPS_PG_3881 |  | Not Affected | Not Affected | Not Affected | Not Affected | Not Affected | Not Affected | Not Affected | Not Affected | Not Affected | Not Affected | Not Affected | Not Affected | Not Affected | Not Affected | Not Affected | Not Affected | Not Affected | Not Affected | Not Affected | Not Affected | Not Affected | 0 | 0 | 0 | 0 | 21 | Polygon
Critical Infrastructure | Stormwater Treatment Facilities and Pump Stations | Stormwater Ponds - NHD |  | STFPS_PG_3884 |  | Not Affected | Not Affected | Not Affected | Not Affected | Not Affected | Not Affected | Not Affected | Not Affected | Not Affected | Not Affected | Not Affected | Not Affected | Not Affected | Not Affected | Not Affected | Not Affected | Not Affected | Not Affected | Not Affected | Not Affected | Not Affected | 0 | 0 | 0 | 0 | 21 | Polygon
Critical Infrastructure | Stormwater Treatment Facilities and Pump Stations | Stormwater Ponds - NHD |  | STFPS_PG_3885 |  | Not Affected | Not Affected | Not Affected | Not Affected | Not Affected | Not Affected | Not Affected | Not Affected | Not Affected | Not Affected | Not Affected | Not Affected | Not Affected | Not Affected | Not Affected | Not Affected | Not Affected | Not Affected | Not Affected | Not Affected | Not Affected | 0 | 0 | 0 | 0 | 21 | Polygon
Critical Infrastructure | Stormwater Treatment Facilities and Pump Stations | Stormwater Ponds - NHD |  | STFPS_PG_3886 |  | Not Affected | Not Affected | Not Affected | Not Affected | Not Affected | Not Affected | Not Affected | Not Affected | Not Affected | Not Affected | Not Affected | Not Affected | Not Affected | Not Affected | Not Affected | Not Affected | Not Affected | Not Affected | Not Affected | Not Affected | Not Affected | 0 | 0 | 0 | 0 | 21 | Polygon
Critical Infrastructure | Stormwater Treatment Facilities and Pump Stations | Stormwater Ponds - NHD |  | STFPS_PG_3887 |  | Not Affected | Not Affected | Not Affected | Not Affected | Not Affected | Not Affected | Not Affected | Not Affected | Not Affected | Not Affected | Not Affected | Not Affected | Not Affected | Not Affected | Not Affected | Not Affected | Not Affected | Not Affected | Not Affected | Not Affected | Not Affected | 0 | 0 | 0 | 0 | 21 | Polygon
Critical Infrastructure | Stormwater Treatment Facilities and Pump Stations | Stormwater Ponds - NHD |  | STFPS_PG_3888 |  | Not Affected | Not Affected | Not Affected | Not Affected | Not Affected | Not Affected | Not Affected | Not Affected | Not Affected | Not Affected | Not Affected | Not Affected | Not Affected | Not Affected | Not Affected | Not Affected | Not Affected | Not Affected | Not Affected | Not Affected | Not Affected | 0 | 0 | 0 | 0 | 21 | Polygon
Critical Infrastructure | Stormwater Treatment Facilities and Pump Stations | Stormwater Ponds - NHD |  | STFPS_PG_3889 |  | Not Affected | Not Affected | Not Affected | Not Affected | Not Affected | Not Affected | Not Affected | Not Affected | Not Affected | Not Affected | Not Affected | Not Affected | Not Affected | Not Affected | Not Affected | Not Affected | Not Affected | Not Affected | Not Affected | Not Affected | Not Affected | 0 | 0 | 0 | 0 | 21 | Polygon
Critical Infrastructure | Stormwater Treatment Facilities and Pump Stations | Stormwater Ponds - NHD |  | STFPS_PG_3890 |  | Not Affected | Not Affected | Not Affected | Not Affected | Not Affected | Not Affected | Not Affected | Not Affected | Not Affected | Not Affected | Not Affected | Not Affected | Not Affected | Not Affected | Not Affected | Not Affected | Not Affected | Not Affected | Not Affected | Not Affected | Not Affected | 0 | 0 | 0 | 0 | 21 | Polygon
Critical Infrastructure | Stormwater Treatment Facilities and Pump Stations | Stormwater Ponds - NHD |  | STFPS_PG_3891 |  | Not Affected | Not Affected | Not Affected | Not Affected | Not Affected | Not Affected | Not Affected | Not Affected | Not Affected | Not Affected | Not Affected | Not Affected | Not Affected | Not Affected | Not Affected | Not Affected | Not Affected | Not Affected | Not Affected | Not Affected | Not Affected | 0 | 0 | 0 | 0 | 21 | Polygon
Critical Infrastructure | Stormwater Treatment Facilities and Pump Stations | Stormwater Ponds - NHD |  | STFPS_PG_3892 |  | Not Affected | Not Affected | Not Affected | Not Affected | Not Affected | Not Affected | Not Affected | Not Affected | Not Affected | Not Affected | Not Affected | Not Affected | Not Affected | Not Affected | Not Affected | Not Affected | Not Affected | Not Affected | Not Affected | Not Affected | Not Affected | 0 | 0 | 0 | 0 | 21 | Polygon
Critical Infrastructure | Stormwater Treatment Facilities and Pump Stations | Stormwater Ponds - NHD |  | STFPS_PG_3893 |  | Not Affected | Not Affected | Not Affected | Not Affected | Not Affected | Not Affected | Not Affected | Not Affected | Not Affected | Not Affected | Not Affected | Not Affected | Not Affected | Not Affected | Not Affected | Not Affected | Not Affected | Not Affected | Not Affected | Not Affected | Not Affected | 0 | 0 | 0 | 0 | 21 | Polygon
Critical Infrastructure | Stormwater Treatment Facilities and Pump Stations | Stormwater Ponds - NHD |  | STFPS_PG_3894 |  | Not Affected | Not Affected | Not Affected | Not Affected | Not Affected | Not Affected | Not Affected | Not Affected | Not Affected | Not Affected | Not Affected | Not Affected | Not Affected | Not Affected | Not Affected | Not Affected | Not Affected | Not Affected | Not Affected | Not Affected | Not Affected | 0 | 0 | 0 | 0 | 21 | Polygon
Critical Infrastructure | Stormwater Treatment Facilities and Pump Stations | Stormwater Ponds - NHD |  | STFPS_PG_3895 |  | Not Affected | Not Affected | Not Affected | Not Affected | Not Affected | Not Affected | Not Affected | Not Affected | Not Affected | Not Affected | Not Affected | Not Affected | Not Affected | Not Affected | Not Affected | Not Affected | Not Affected | Not Affected | Not Affected | Not Affected | Not Affected | 0 | 0 | 0 | 0 | 21 | Polygon
Critical Infrastructure | Stormwater Treatment Facilities and Pump Stations | Stormwater Ponds - NHD |  | STFPS_PG_3896 |  | Not Affected | Not Affected | Not Affected | Not Affected | Not Affected | Not Affected | Not Affected | Not Affected | Not Affected | Not Affected | Not Affected | Not Affected | Not Affected | Not Affected | Not Affected | Not Affected | Not Affected | Not Affected | Not Affected | Not Affected | Not Affected | 0 | 0 | 0 | 0 | 21 | Polygon
Critical Infrastructure | Stormwater Treatment Facilities and Pump Stations | Stormwater Ponds - NHD |  | STFPS_PG_3897 |  | Not Affected | Not Affected | Not Affected | Not Affected | Not Affected | Not Affected | Not Affected | Not Affected | Not Affected | Not Affected | Not Affected | Not Affected | Not Affected | Not Affected | Not Affected | Not Affected | Not Affected | Not Affected | Not Affected | Not Affected | Not Affected | 0 | 0 | 0 | 0 | 21 | Polygon
Critical Infrastructure | Stormwater Treatment Facilities and Pump Stations | Stormwater Ponds - NHD |  | STFPS_PG_3898 |  | Not Affected | Not Affected | Not Affected | Not Affected | Not Affected | Not Affected | Not Affected | Not Affected | Not Affected | Not Affected | Not Affected | Not Affected | Not Affected | Not Affected | Not Affected | Not Affected | Not Affected | Not Affected | Not Affected | Not Affected | Not Affected | 0 | 0 | 0 | 0 | 21 | Polygon
Critical Infrastructure | Stormwater Treatment Facilities and Pump Stations | Stormwater Ponds - NHD |  | STFPS_PG_3899 |  | Not Affected | Not Affected | Not Affected | Not Affected | Not Affected | Not Affected | Not Affected | Not Affected | Not Affected | Not Affected | Not Affected | Not Affected | Not Affected | Not Affected | Not Affected | Not Affected | Not Affected | Not Affected | Not Affected | Not Affected | Not Affected | 0 | 0 | 0 | 0 | 21 | Polygon
Critical Infrastructure | Stormwater Treatment Facilities and Pump Stations | Stormwater Ponds - NHD |  | STFPS_PG_3900 |  | Not Affected | Not Affected | Not Affected | Not Affected | Not Affected | Not Affected | Not Affected | Not Affected | Not Affected | Not Affected | Not Affected | Not Affected | Not Affected | Not Affected | Not Affected | Not Affected | Not Affected | Not Affected | Not Affected | Not Affected | Not Affected | 0 | 0 | 0 | 0 | 21 | Polygon
Critical Infrastructure | Stormwater Treatment Facilities and Pump Stations | Stormwater Ponds - NHD |  | STFPS_PG_3901 |  | Not Affected | Not Affected | Not Affected | Not Affected | Not Affected | Not Affected | Not Affected | Not Affected | Not Affected | Not Affected | Not Affected | Not Affected | Not Affected | Not Affected | Not Affected | Not Affected | Not Affected | Not Affected | Not Affected | Not Affected | Not Affected | 0 | 0 | 0 | 0 | 21 | Polygon
Critical Infrastructure | Stormwater Treatment Facilities and Pump Stations | Stormwater Ponds - NHD |  | STFPS_PG_3902 |  | Not Affected | Not Affected | Not Affected | Not Affected | Not Affected | Not Affected | Not Affected | Not Affected | Not Affected | Not Affected | Not Affected | Not Affected | Not Affected | Not Affected | Not Affected | Not Affected | Not Affected | Not Affected | Not Affected | Not Affected | Not Affected | 0 | 0 | 0 | 0 | 21 | Polygon
Critical Infrastructure | Stormwater Treatment Facilities and Pump Stations | Stormwater Ponds - NHD |  | STFPS_PG_3903 |  | Not Affected | Not Affected | Not Affected | Not Affected | Not Affected | Not Affected | Not Affected | Not Affected | Not Affected | Not Affected | Not Affected | Not Affected | Not Affected | Not Affected | Not Affected | Not Affected | Not Affected | Not Affected | Not Affected | Not Affected | Not Affected | 0 | 0 | 0 | 0 | 21 | Polygon
Critical Infrastructure | Stormwater Treatment Facilities and Pump Stations | Stormwater Ponds - NHD |  | STFPS_PG_3904 |  | Not Affected | Not Affected | Not Affected | Not Affected | Not Affected | Not Affected | Not Affected | Not Affected | Not Affected | Not Affected | Not Affected | Not Affected | Not Affected | Not Affected | Not Affected | Not Affected | Not Affected | Not Affected | Not Affected | Not Affected | Not Affected | 0 | 0 | 0 | 0 | 21 | Polygon
Critical Infrastructure | Stormwater Treatment Facilities and Pump Stations | Stormwater Ponds - NHD |  | STFPS_PG_3905 |  | Not Affected | Not Affected | Not Affected | Not Affected | Not Affected | Not Affected | Not Affected | Not Affected | Not Affected | Not Affected | Not Affected | Not Affected | Not Affected | Not Affected | Not Affected | Not Affected | Not Affected | Not Affected | Not Affected | Not Affected | Not Affected | 0 | 0 | 0 | 0 | 21 | Polygon
Critical Infrastructure | Stormwater Treatment Facilities and Pump Stations | Stormwater Ponds - NHD |  | STFPS_PG_3908 |  | Not Affected | Not Affected | Not Affected | Not Affected | Not Affected | Not Affected | Not Affected | Not Affected | Not Affected | Not Affected | Not Affected | Not Affected | Not Affected | Not Affected | Not Affected | Not Affected | Not Affected | Not Affected | Not Affected | Not Affected | Not Affected | 0 | 0 | 0 | 0 | 21 | Polygon
Critical Infrastructure | Stormwater Treatment Facilities and Pump Stations | Stormwater Ponds - NHD |  | STFPS_PG_3909 |  | Not Affected | Not Affected | Not Affected | Not Affected | Not Affected | Not Affected | Not Affected | Not Affected | Not Affected | Not Affected | Not Affected | Not Affected | Not Affected | Not Affected | Not Affected | Not Affected | Not Affected | Not Affected | Not Affected | Not Affected | Not Affected | 0 | 0 | 0 | 0 | 21 | Polygon
Critical Infrastructure | Stormwater Treatment Facilities and Pump Stations | Stormwater Ponds - NHD |  | STFPS_PG_3910 |  | Not Affected | Not Affected | Not Affected | Not Affected | Not Affected | Not Affected | Not Affected | Not Affected | Not Affected | Not Affected | Not Affected | Not Affected | Not Affected | Not Affected | Not Affected | Not Affected | Not Affected | Not Affected | Not Affected | Not Affected | Not Affected | 0 | 0 | 0 | 0 | 21 | Polygon
Critical Infrastructure | Stormwater Treatment Facilities and Pump Stations | Stormwater Ponds - NHD |  | STFPS_PG_3911 |  | Not Affected | Not Affected | Not Affected | Not Affected | Not Affected | Not Affected | Not Affected | Not Affected | Not Affected | Not Affected | Not Affected | Not Affected | Not Affected | Not Affected | Not Affected | Not Affected | Not Affected | Not Affected | Not Affected | Not Affected | Not Affected | 0 | 0 | 0 | 0 | 21 | Polygon
Critical Infrastructure | Stormwater Treatment Facilities and Pump Stations | Stormwater Ponds - NHD |  | STFPS_PG_3912 |  | Not Affected | Not Affected | Not Affected | Not Affected | Not Affected | Not Affected | Not Affected | Not Affected | Not Affected | Not Affected | Not Affected | Not Affected | Not Affected | Not Affected | Not Affected | Not Affected | Not Affected | Not Affected | Not Affected | Not Affected | Not Affected | 0 | 0 | 0 | 0 | 21 | Polygon
Critical Infrastructure | Stormwater Treatment Facilities and Pump Stations | Stormwater Ponds - NHD |  | STFPS_PG_3913 |  | Not Affected | Not Affected | Not Affected | Not Affected | Not Affected | Not Affected | Not Affected | Not Affected | Not Affected | Not Affected | Not Affected | Not Affected | Not Affected | Not Affected | Not Affected | Not Affected | Not Affected | Not Affected | Not Affected | Not Affected | Not Affected | 0 | 0 | 0 | 0 | 21 | Polygon
Critical Infrastructure | Stormwater Treatment Facilities and Pump Stations | Stormwater Ponds - NHD |  | STFPS_PG_3914 |  | Not Affected | Not Affected | Not Affected | Not Affected | Not Affected | Not Affected | Not Affected | Not Affected | Not Affected | Not Affected | Not Affected | Not Affected | Not Affected | Not Affected | Not Affected | Not Affected | Not Affected | Not Affected | Not Affected | Not Affected | Not Affected | 0 | 0 | 0 | 0 | 21 | Polygon
Critical Infrastructure | Stormwater Treatment Facilities and Pump Stations | Stormwater Ponds - NHD |  | STFPS_PG_3915 |  | Not Affected | Not Affected | Not Affected | Not Affected | Not Affected | Not Affected | Not Affected | Not Affected | Not Affected | Not Affected | Not Affected | Not Affected | Not Affected | Not Affected | Not Affected | Not Affected | Not Affected | Not Affected | Not Affected | Not Affected | Not Affected | 0 | 0 | 0 | 0 | 21 | Polygon
Critical Infrastructure | Stormwater Treatment Facilities and Pump Stations | Stormwater Ponds - NHD |  | STFPS_PG_3916 |  | Not Affected | Not Affected | Not Affected | Not Affected | Not Affected | Not Affected | Not Affected | Not Affected | Not Affected | Not Affected | Not Affected | Not Affected | Not Affected | Not Affected | Not Affected | Not Affected | Not Affected | Not Affected | Not Affected | Not Affected | Not Affected | 0 | 0 | 0 | 0 | 21 | Polygon
Critical Infrastructure | Stormwater Treatment Facilities and Pump Stations | Stormwater Ponds - NHD |  | STFPS_PG_3917 |  | Not Affected | Not Affected | Not Affected | Not Affected | Not Affected | Not Affected | Not Affected | Not Affected | Not Affected | Not Affected | Not Affected | Not Affected | Not Affected | Not Affected | Not Affected | Not Affected | Not Affected | Not Affected | Not Affected | Not Affected | Not Affected | 0 | 0 | 0 | 0 | 21 | Polygon
Critical Infrastructure | Stormwater Treatment Facilities and Pump Stations | Stormwater Ponds - NHD |  | STFPS_PG_3918 |  | Not Affected | Not Affected | Not Affected | Not Affected | Not Affected | Not Affected | Not Affected | Not Affected | Not Affected | Not Affected | Not Affected | Not Affected | Not Affected | Not Affected | Not Affected | Not Affected | Not Affected | Not Affected | Not Affected | Not Affected | Not Affected | 0 | 0 | 0 | 0 | 21 | Polygon
Critical Infrastructure | Stormwater Treatment Facilities and Pump Stations | Stormwater Ponds - NHD |  | STFPS_PG_3919 |  | Not Affected | Not Affected | Not Affected | Not Affected | Not Affected | Not Affected | Not Affected | Not Affected | Not Affected | Not Affected | Not Affected | Not Affected | Not Affected | Not Affected | Not Affected | Not Affected | Not Affected | Not Affected | Not Affected | Not Affected | Not Affected | 0 | 0 | 0 | 0 | 21 | Polygon
Critical Infrastructure | Stormwater Treatment Facilities and Pump Stations | Stormwater Ponds - NHD |  | STFPS_PG_3920 |  | Not Affected | Not Affected | Not Affected | Not Affected | Not Affected | Not Affected | Not Affected | Not Affected | Not Affected | Not Affected | Not Affected | Not Affected | Not Affected | Not Affected | Not Affected | Not Affected | Not Affected | Not Affected | Not Affected | Not Affected | Not Affected | 0 | 0 | 0 | 0 | 21 | Polygon
Critical Infrastructure | Stormwater Treatment Facilities and Pump Stations | Stormwater Ponds - NHD |  | STFPS_PG_3921 |  | Not Affected | Not Affected | Not Affected | Not Affected | Not Affected | Not Affected | Not Affected | Not Affected | Not Affected | Not Affected | Not Affected | Not Affected | Not Affected | Not Affected | Not Affected | Not Affected | Not Affected | Not Affected | Not Affected | Not Affected | Not Affected | 0 | 0 | 0 | 0 | 21 | Polygon
Critical Infrastructure | Stormwater Treatment Facilities and Pump Stations | Stormwater Ponds - NHD |  | STFPS_PG_3922 |  | Not Affected | Not Affected | Not Affected | Not Affected | Not Affected | Not Affected | Not Affected | Not Affected | Not Affected | Not Affected | Not Affected | Not Affected | Not Affected | Not Affected | Not Affected | Not Affected | Not Affected | Not Affected | Not Affected | Not Affected | Not Affected | 0 | 0 | 0 | 0 | 21 | Polygon
Critical Infrastructure | Stormwater Treatment Facilities and Pump Stations | Stormwater Ponds - NHD |  | STFPS_PG_3923 |  | Not Affected | Not Affected | Not Affected | Not Affected | Not Affected | Not Affected | Not Affected | Not Affected | Not Affected | Not Affected | Not Affected | Not Affected | Not Affected | Not Affected | Not Affected | Not Affected | Not Affected | Not Affected | Not Affected | Not Affected | Not Affected | 0 | 0 | 0 | 0 | 21 | Polygon
Critical Infrastructure | Stormwater Treatment Facilities and Pump Stations | Stormwater Ponds - NHD |  | STFPS_PG_3924 |  | Not Affected | Not Affected | Not Affected | Not Affected | Not Affected | Not Affected | Not Affected | Not Affected | Not Affected | Not Affected | Not Affected | Not Affected | Not Affected | Not Affected | Not Affected | Not Affected | Not Affected | Not Affected | Not Affected | Not Affected | Not Affected | 0 | 0 | 0 | 0 | 21 | Polygon
Critical Infrastructure | Stormwater Treatment Facilities and Pump Stations | Stormwater Ponds - NHD |  | STFPS_PG_3925 |  | Not Affected | Not Affected | Not Affected | Not Affected | Not Affected | Not Affected | Not Affected | Not Affected | Not Affected | Not Affected | Not Affected | Not Affected | Not Affected | Not Affected | Not Affected | Not Affected | Not Affected | Not Affected | Not Affected | Not Affected | Not Affected | 0 | 0 | 0 | 0 | 21 | Polygon
Critical Infrastructure | Stormwater Treatment Facilities and Pump Stations | Stormwater Ponds - NHD |  | STFPS_PG_3926 |  | Not Affected | Not Affected | Not Affected | Not Affected | Not Affected | Not Affected | Not Affected | Not Affected | Not Affected | Not Affected | Not Affected | Not Affected | Not Affected | Not Affected | Not Affected | Not Affected | Not Affected | Not Affected | Not Affected | Not Affected | Not Affected | 0 | 0 | 0 | 0 | 21 | Polygon
Critical Infrastructure | Stormwater Treatment Facilities and Pump Stations | Stormwater Ponds - NHD |  | STFPS_PG_3927 |  | Not Affected | Not Affected | Not Affected | Not Affected | Not Affected | Not Affected | Not Affected | Not Affected | Not Affected | Not Affected | Not Affected | Not Affected | Not Affected | Not Affected | Not Affected | Not Affected | Not Affected | Not Affected | Not Affected | Not Affected | Not Affected | 0 | 0 | 0 | 0 | 21 | Polygon
Critical Infrastructure | Stormwater Treatment Facilities and Pump Stations | Stormwater Ponds - NHD |  | STFPS_PG_3928 |  | Not Affected | Not Affected | Not Affected | Not Affected | Not Affected | Not Affected | Not Affected | Not Affected | Not Affected | Not Affected | Not Affected | Not Affected | Not Affected | Not Affected | Not Affected | Not Affected | Not Affected | Not Affected | Not Affected | Not Affected | Not Affected | 0 | 0 | 0 | 0 | 21 | Polygon
Critical Infrastructure | Stormwater Treatment Facilities and Pump Stations | Stormwater Ponds - NHD |  | STFPS_PG_3929 |  | Not Affected | Not Affected | Not Affected | Not Affected | Not Affected | Not Affected | Not Affected | Not Affected | Not Affected | Not Affected | Not Affected | Not Affected | Not Affected | Not Affected | Not Affected | Not Affected | Not Affected | Not Affected | Not Affected | Not Affected | Not Affected | 0 | 0 | 0 | 0 | 21 | Polygon
Critical Infrastructure | Stormwater Treatment Facilities and Pump Stations | Stormwater Ponds - NHD |  | STFPS_PG_3930 |  | Not Affected | Not Affected | Not Affected | Not Affected | Not Affected | Not Affected | Not Affected | Not Affected | Not Affected | Not Affected | Not Affected | Not Affected | Not Affected | Not Affected | Not Affected | Not Affected | Not Affected | Not Affected | Not Affected | Not Affected | Not Affected | 0 | 0 | 0 | 0 | 21 | Polygon
Critical Infrastructure | Stormwater Treatment Facilities and Pump Stations | Stormwater Ponds - NHD |  | STFPS_PG_3933 |  | Not Affected | Not Affected | Not Affected | Not Affected | Not Affected | Not Affected | Not Affected | Not Affected | Not Affected | Not Affected | Not Affected | Not Affected | Not Affected | Not Affected | Not Affected | Not Affected | Not Affected | Not Affected | Not Affected | Not Affected | Not Affected | 0 | 0 | 0 | 0 | 21 | Polygon
Critical Infrastructure | Stormwater Treatment Facilities and Pump Stations | Stormwater Ponds - NHD |  | STFPS_PG_3934 |  | Not Affected | Not Affected | Not Affected | Not Affected | Not Affected | Not Affected | Not Affected | Not Affected | Not Affected | Not Affected | Not Affected | Not Affected | Not Affected | Not Affected | Not Affected | Not Affected | Not Affected | Not Affected | Not Affected | Not Affected | Not Affected | 0 | 0 | 0 | 0 | 21 | Polygon
Critical Infrastructure | Stormwater Treatment Facilities and Pump Stations | Stormwater Ponds - NHD |  | STFPS_PG_3950 |  | Not Affected | Not Affected | Not Affected | Not Affected | Not Affected | Not Affected | Not Affected | Not Affected | Not Affected | Not Affected | Not Affected | Not Affected | Not Affected | Not Affected | Not Affected | Not Affected | Not Affected | Not Affected | Not Affected | Not Affected | Not Affected | 0 | 0 | 0 | 0 | 21 | Polygon
Critical Infrastructure | Stormwater Treatment Facilities and Pump Stations | Stormwater Ponds - NHD |  | STFPS_PG_3957 |  | Not Affected | Not Affected | Not Affected | Not Affected | Not Affected | Not Affected | Not Affected | Not Affected | Not Affected | Not Affected | Not Affected | Not Affected | Not Affected | Not Affected | Not Affected | Not Affected | Not Affected | Not Affected | Not Affected | Not Affected | Not Affected | 0 | 0 | 0 | 0 | 21 | Polygon
Critical Infrastructure | Stormwater Treatment Facilities and Pump Stations | Stormwater Ponds - NHD |  | STFPS_PG_3977 |  | Not Affected | Not Affected | Not Affected | Not Affected | Not Affected | Not Affected | Not Affected | Not Affected | Not Affected | Not Affected | Not Affected | Not Affected | Not Affected | Not Affected | Not Affected | Not Affected | Not Affected | Not Affected | Not Affected | Not Affected | Not Affected | 0 | 0 | 0 | 0 | 21 | Polygon
Critical Infrastructure | Stormwater Treatment Facilities and Pump Stations | Stormwater Ponds - NHD |  | STFPS_PG_3982 |  | Not Affected | Not Affected | Not Affected | Not Affected | Not Affected | Not Affected | Not Affected | Not Affected | Not Affected | Not Affected | Not Affected | Not Affected | Not Affected | Not Affected | Not Affected | Not Affected | Not Affected | Not Affected | Not Affected | Not Affected | Not Affected | 0 | 0 | 0 | 0 | 21 | Polygon
Critical Infrastructure | Stormwater Treatment Facilities and Pump Stations | Stormwater Ponds - NHD |  | STFPS_PG_3990 |  | Not Affected | Not Affected | Not Affected | Not Affected | Not Affected | Not Affected | Not Affected | Not Affected | Not Affected | Not Affected | Not Affected | Not Affected | Not Affected | Not Affected | Not Affected | Not Affected | Not Affected | Not Affected | Not Affected | Not Affected | Not Affected | 0 | 0 | 0 | 0 | 21 | Polygon
Critical Infrastructure | Stormwater Treatment Facilities and Pump Stations | Stormwater Ponds - NHD |  | STFPS_PG_4001 |  | Not Affected | Not Affected | Not Affected | Not Affected | Not Affected | Not Affected | Not Affected | Not Affected | Not Affected | Not Affected | Not Affected | Not Affected | Not Affected | Not Affected | Not Affected | Not Affected | Not Affected | Not Affected | Not Affected | Not Affected | Not Affected | 0 | 0 | 0 | 0 | 21 | Polygon
Critical Infrastructure | Stormwater Treatment Facilities and Pump Stations | Stormwater Ponds - NHD |  | STFPS_PG_4019 |  | Not Affected | Not Affected | Not Affected | Not Affected | Not Affected | Not Affected | Not Affected | Not Affected | Not Affected | Not Affected | Not Affected | Not Affected | Not Affected | Not Affected | Not Affected | Not Affected | Not Affected | Not Affected | Not Affected | Not Affected | Not Affected | 0 | 0 | 0 | 0 | 21 | Polygon
Critical Infrastructure | Stormwater Treatment Facilities and Pump Stations | Stormwater Ponds - NHD |  | STFPS_PG_4021 |  | Not Affected | Not Affected | Not Affected | Not Affected | Not Affected | Not Affected | Not Affected | Not Affected | Not Affected | Not Affected | Not Affected | Not Affected | Not Affected | Not Affected | Not Affected | Not Affected | Not Affected | Not Affected | Not Affected | Not Affected | Not Affected | 0 | 0 | 0 | 0 | 21 | Polygon
Critical Infrastructure | Stormwater Treatment Facilities and Pump Stations | Stormwater Ponds - NHD |  | STFPS_PG_4088 |  | Not Affected | Not Affected | Not Affected | Not Affected | Not Affected | Not Affected | Not Affected | Not Affected | Not Affected | Not Affected | Not Affected | Not Affected | Not Affected | Not Affected | Not Affected | Not Affected | Not Affected | Not Affected | Not Affected | Not Affected | Not Affected | 0 | 0 | 0 | 0 | 21 | Polygon
Critical Infrastructure | Stormwater Treatment Facilities and Pump Stations | Stormwater Ponds - NHD |  | STFPS_PG_4110 |  | Not Affected | Not Affected | Not Affected | Not Affected | Not Affected | Not Affected | Not Affected | Not Affected | Not Affected | Not Affected | Not Affected | Not Affected | Not Affected | Not Affected | Not Affected | Not Affected | Not Affected | Not Affected | Not Affected | Not Affected | Not Affected | 0 | 0 | 0 | 0 | 21 | Polygon
Critical Infrastructure | Stormwater Treatment Facilities and Pump Stations | Stormwater Ponds - NHD |  | STFPS_PG_4116 |  | Not Affected | Not Affected | Not Affected | Not Affected | Not Affected | Not Affected | Not Affected | Not Affected | Not Affected | Not Affected | Not Affected | Not Affected | Not Affected | Not Affected | Not Affected | Not Affected | Not Affected | Not Affected | Not Affected | Not Affected | Not Affected | 0 | 0 | 0 | 0 | 21 | Polygon
Critical Infrastructure | Stormwater Treatment Facilities and Pump Stations | Stormwater Ponds - NHD |  | STFPS_PG_4128 |  | Not Affected | Not Affected | Not Affected | Not Affected | Not Affected | Not Affected | Not Affected | Not Affected | Not Affected | Not Affected | Not Affected | Not Affected | Not Affected | Not Affected | Not Affected | Not Affected | Not Affected | Not Affected | Not Affected | Not Affected | Not Affected | 0 | 0 | 0 | 0 | 21 | Polygon
Critical Infrastructure | Stormwater Treatment Facilities and Pump Stations | Stormwater Ponds - NHD |  | STFPS_PG_4129 |  | Not Affected | Not Affected | Not Affected | Not Affected | Not Affected | Not Affected | Not Affected | Not Affected | Not Affected | Not Affected | Not Affected | Not Affected | Not Affected | Not Affected | Not Affected | Not Affected | Not Affected | Not Affected | Not Affected | Not Affected | Not Affected | 0 | 0 | 0 | 0 | 21 | Polygon
Critical Infrastructure | Stormwater Treatment Facilities and Pump Stations | Stormwater Ponds - NHD |  | STFPS_PG_4264 |  | Not Affected | Not Affected | Not Affected | Not Affected | Not Affected | Not Affected | Not Affected | Not Affected | Not Affected | Not Affected | Not Affected | Not Affected | Not Affected | Not Affected | Not Affected | Not Affected | Not Affected | Not Affected | Not Affected | Not Affected | Not Affected | 0 | 0 | 0 | 0 | 21 | Polygon
Critical Infrastructure | Stormwater Treatment Facilities and Pump Stations | Stormwater Ponds - NHD |  | STFPS_PG_4304 |  | Not Affected | Not Affected | Not Affected | Not Affected | Not Affected | Not Affected | Not Affected | Not Affected | Not Affected | Not Affected | Not Affected | Not Affected | Not Affected | Not Affected | Not Affected | Not Affected | Not Affected | Not Affected | Not Affected | Not Affected | Not Affected | 0 | 0 | 0 | 0 | 21 | Polygon
Critical Infrastructure | Stormwater Treatment Facilities and Pump Stations | Stormwater Ponds - NHD |  | STFPS_PG_4540 |  | Not Affected | Not Affected | Not Affected | Not Affected | Not Affected | Not Affected | Not Affected | Not Affected | Not Affected | Not Affected | Not Affected | Not Affected | Not Affected | Not Affected | Not Affected | Not Affected | Not Affected | Not Affected | Not Affected | Not Affected | Not Affected | 0 | 0 | 0 | 0 | 21 | Polygon
Critical Infrastructure | Stormwater Treatment Facilities and Pump Stations | Stormwater Ponds - NHD |  | STFPS_PG_4821 |  | Not Affected | Not Affected | Not Affected | Not Affected | Not Affected | Not Affected | Not Affected | Not Affected | Not Affected | Not Affected | Not Affected | Not Affected | Not Affected | Not Affected | Not Affected | Not Affected | Not Affected | Not Affected | Not Affected | Not Affected | Not Affected | 0 | 0 | 0 | 0 | 21 | Polygon
Critical Infrastructure | Stormwater Treatment Facilities and Pump Stations | Stormwater Ponds - NHD |  | STFPS_PG_4938 |  | Not Affected | Not Affected | Not Affected | Not Affected | Not Affected | Not Affected | Not Affected | Not Affected | Not Affected | Not Affected | Not Affected | Not Affected | Not Affected | Not Affected | Not Affected | Not Affected | Not Affected | Not Affected | Not Affected | Not Affected | Not Affected | 0 | 0 | 0 | 0 | 21 | Polygon
Critical Infrastructure | Stormwater Treatment Facilities and Pump Stations | Stormwater Ponds - NHD |  | STFPS_PG_4975 |  | Not Affected | Not Affected | Not Affected | Not Affected | Not Affected | Not Affected | Not Affected | Not Affected | Not Affected | Not Affected | Not Affected | Not Affected | Not Affected | Not Affected | Not Affected | Not Affected | Not Affected | Not Affected | Not Affected | Not Affected | Not Affected | 0 | 0 | 0 | 0 | 21 | Polygon
Critical Infrastructure | Stormwater Treatment Facilities and Pump Stations | Stormwater Ponds - NHD |  | STFPS_PG_5259 |  | Not Affected | Not Affected | Not Affected | Not Affected | Not Affected | Not Affected | Not Affected | Not Affected | Not Affected | Not Affected | Not Affected | Not Affected | Not Affected | Not Affected | Not Affected | Not Affected | Not Affected | Not Affected | Not Affected | Not Affected | Not Affected | 0 | 0 | 0 | 0 | 21 | Polygon
Critical Infrastructure | Stormwater Treatment Facilities and Pump Stations | Stormwater Ponds - NHD |  | STFPS_PG_5294 |  | Not Affected | Not Affected | Not Affected | Not Affected | Not Affected | Not Affected | Not Affected | Not Affected | Not Affected | Not Affected | Not Affected | Not Affected | Not Affected | Not Affected | Not Affected | Not Affected | Not Affected | Not Affected | Not Affected | Not Affected | Not Affected | 0 | 0 | 0 | 0 | 21 | Polygon
Critical Infrastructure | Stormwater Treatment Facilities and Pump Stations | Stormwater Ponds - NHD |  | STFPS_PG_5298 |  | Not Affected | Not Affected | Not Affected | Not Affected | Not Affected | Not Affected | Not Affected | Not Affected | Not Affected | Not Affected | Not Affected | Not Affected | Not Affected | Not Affected | Not Affected | Not Affected | Not Affected | Not Affected | Not Affected | Not Affected | Not Affected | 0 | 0 | 0 | 0 | 21 | Polygon
Critical Infrastructure | Stormwater Treatment Facilities and Pump Stations | Stormwater Ponds - NHD |  | STFPS_PG_5334 |  | Not Affected | Not Affected | Not Affected | Not Affected | Not Affected | Not Affected | Not Affected | Not Affected | Not Affected | Not Affected | Not Affected | Not Affected | Not Affected | Not Affected | Not Affected | Not Affected | Not Affected | Not Affected | Not Affected | Not Affected | Not Affected | 0 | 0 | 0 | 0 | 21 | Polygon
Critical Infrastructure | Stormwater Treatment Facilities and Pump Stations | Stormwater Ponds - NHD |  | STFPS_PG_5396 |  | Not Affected | Not Affected | Not Affected | Not Affected | Not Affected | Not Affected | Not Affected | Not Affected | Not Affected | Not Affected | Not Affected | Not Affected | Not Affected | Not Affected | Not Affected | Not Affected | Not Affected | Not Affected | Not Affected | Not Affected | Not Affected | 0 | 0 | 0 | 0 | 21 | Polygon
Critical Infrastructure | Stormwater Treatment Facilities and Pump Stations | Stormwater Ponds - NHD |  | STFPS_PG_5420 |  | Not Affected | Not Affected | Not Affected | Not Affected | Not Affected | Not Affected | Not Affected | Not Affected | Not Affected | Not Affected | Not Affected | Not Affected | Not Affected | Not Affected | Not Affected | Not Affected | Not Affected | Not Affected | Not Affected | Not Affected | Not Affected | 0 | 0 | 0 | 0 | 21 | Polygon
Critical Infrastructure | Stormwater Treatment Facilities and Pump Stations | Stormwater Ponds - NHD |  | STFPS_PG_5423 |  | Not Affected | Not Affected | Not Affected | Not Affected | Not Affected | Not Affected | Not Affected | Not Affected | Not Affected | Not Affected | Not Affected | Not Affected | Not Affected | Not Affected | Not Affected | Not Affected | Not Affected | Not Affected | Not Affected | Not Affected | Not Affected | 0 | 0 | 0 | 0 | 21 | Polygon
Critical Infrastructure | Stormwater Treatment Facilities and Pump Stations | Stormwater Ponds - NHD |  | STFPS_PG_5468 |  | Not Affected | Not Affected | Not Affected | Not Affected | Not Affected | Not Affected | Not Affected | Not Affected | Not Affected | Not Affected | Not Affected | Not Affected | Not Affected | Not Affected | Not Affected | Not Affected | Not Affected | Not Affected | Not Affected | Not Affected | Not Affected | 0 | 0 | 0 | 0 | 21 | Polygon
Critical Infrastructure | Stormwater Treatment Facilities and Pump Stations | Stormwater Ponds - NHD |  | STFPS_PG_5516 |  | Not Affected | Not Affected | Not Affected | Not Affected | Not Affected | Not Affected | Not Affected | Not Affected | Not Affected | Not Affected | Not Affected | Not Affected | Not Affected | Not Affected | Not Affected | Not Affected | Not Affected | Not Affected | Not Affected | Not Affected | Not Affected | 0 | 0 | 0 | 0 | 21 | Polygon
Critical Infrastructure | Stormwater Treatment Facilities and Pump Stations | Stormwater Ponds - NHD |  | STFPS_PG_5520 |  | Not Affected | Not Affected | Not Affected | Not Affected | Not Affected | Not Affected | Not Affected | Not Affected | Not Affected | Not Affected | Not Affected | Not Affected | Not Affected | Not Affected | Not Affected | Not Affected | Not Affected | Not Affected | Not Affected | Not Affected | Not Affected | 0 | 0 | 0 | 0 | 21 | Polygon
Critical Infrastructure | Stormwater Treatment Facilities and Pump Stations | Stormwater Ponds - NHD |  | STFPS_PG_5535 |  | Not Affected | Not Affected | Not Affected | Not Affected | Not Affected | Not Affected | Not Affected | Not Affected | Not Affected | Not Affected | Not Affected | Not Affected | Not Affected | Not Affected | Not Affected | Not Affected | Not Affected | Not Affected | Not Affected | Not Affected | Not Affected | 0 | 0 | 0 | 0 | 21 | Polygon
Critical Infrastructure | Stormwater Treatment Facilities and Pump Stations | Stormwater Ponds - NHD |  | STFPS_PG_5568 |  | Not Affected | Not Affected | Not Affected | Not Affected | Not Affected | Not Affected | Not Affected | Not Affected | Not Affected | Not Affected | Not Affected | Not Affected | Not Affected | Not Affected | Not Affected | Not Affected | Not Affected | Not Affected | Not Affected | Not Affected | Not Affected | 0 | 0 | 0 | 0 | 21 | Polygon
Critical Infrastructure | Stormwater Treatment Facilities and Pump Stations | Stormwater Ponds - NHD |  | STFPS_PG_5573 |  | Not Affected | Not Affected | Not Affected | Not Affected | Not Affected | Not Affected | Not Affected | Not Affected | Not Affected | Not Affected | Not Affected | Not Affected | Not Affected | Not Affected | Not Affected | Not Affected | Not Affected | Not Affected | Not Affected | Not Affected | Not Affected | 0 | 0 | 0 | 0 | 21 | Polygon
Critical Infrastructure | Stormwater Treatment Facilities and Pump Stations | Stormwater Ponds - NHD |  | STFPS_PG_5574 |  | Not Affected | Not Affected | Not Affected | Not Affected | Not Affected | Not Affected | Not Affected | Not Affected | Not Affected | Not Affected | Not Affected | Not Affected | Not Affected | Not Affected | Not Affected | Not Affected | Not Affected | Not Affected | Not Affected | Not Affected | Not Affected | 0 | 0 | 0 | 0 | 21 | Polygon
Critical Infrastructure | Stormwater Treatment Facilities and Pump Stations | Stormwater Ponds - NHD |  | STFPS_PG_5576 |  | Not Affected | Not Affected | Not Affected | Not Affected | Not Affected | Not Affected | Not Affected | Not Affected | Not Affected | Not Affected | Not Affected | Not Affected | Not Affected | Not Affected | Not Affected | Not Affected | Not Affected | Not Affected | Not Affected | Not Affected | Not Affected | 0 | 0 | 0 | 0 | 21 | Polygon
Critical Infrastructure | Stormwater Treatment Facilities and Pump Stations | Stormwater Ponds - NHD |  | STFPS_PG_5578 |  | Not Affected | Not Affected | Not Affected | Not Affected | Not Affected | Not Affected | Not Affected | Not Affected | Not Affected | Not Affected | Not Affected | Not Affected | Not Affected | Not Affected | Not Affected | Not Affected | Not Affected | Not Affected | Not Affected | Not Affected | Not Affected | 0 | 0 | 0 | 0 | 21 | Polygon
Critical Infrastructure | Stormwater Treatment Facilities and Pump Stations | Stormwater Ponds - NHD |  | STFPS_PG_5579 |  | Not Affected | Not Affected | Not Affected | Not Affected | Not Affected | Not Affected | Not Affected | Not Affected | Not Affected | Not Affected | Not Affected | Not Affected | Not Affected | Not Affected | Not Affected | Not Affected | Not Affected | Not Affected | Not Affected | Not Affected | Not Affected | 0 | 0 | 0 | 0 | 21 | Polygon
Critical Infrastructure | Stormwater Treatment Facilities and Pump Stations | Stormwater Ponds - NHD |  | STFPS_PG_5580 |  | Not Affected | Not Affected | Not Affected | Not Affected | Not Affected | Not Affected | Not Affected | Not Affected | Not Affected | Not Affected | Not Affected | Not Affected | Not Affected | Not Affected | Not Affected | Not Affected | Not Affected | Not Affected | Not Affected | Not Affected | Not Affected | 0 | 0 | 0 | 0 | 21 | Polygon
Critical Infrastructure | Stormwater Treatment Facilities and Pump Stations | Stormwater Ponds - NHD |  | STFPS_PG_5581 |  | Not Affected | Not Affected | Not Affected | Not Affected | Not Affected | Not Affected | Not Affected | Not Affected | Not Affected | Not Affected | Not Affected | Not Affected | Not Affected | Not Affected | Not Affected | Not Affected | Not Affected | Not Affected | Not Affected | Not Affected | Not Affected | 0 | 0 | 0 | 0 | 21 | Polygon
Critical Infrastructure | Stormwater Treatment Facilities and Pump Stations | Stormwater Ponds - NHD |  | STFPS_PG_5582 |  | Not Affected | Not Affected | Not Affected | Not Affected | Not Affected | Not Affected | Not Affected | Not Affected | Not Affected | Not Affected | Not Affected | Not Affected | Not Affected | Not Affected | Not Affected | Not Affected | Not Affected | Not Affected | Not Affected | Not Affected | Not Affected | 0 | 0 | 0 | 0 | 21 | Polygon
Critical Infrastructure | Stormwater Treatment Facilities and Pump Stations | Stormwater Ponds - NHD |  | STFPS_PG_5583 |  | Not Affected | Not Affected | Not Affected | Not Affected | Not Affected | Not Affected | Not Affected | Not Affected | Not Affected | Not Affected | Not Affected | Not Affected | Not Affected | Not Affected | Not Affected | Not Affected | Not Affected | Not Affected | Not Affected | Not Affected | Not Affected | 0 | 0 | 0 | 0 | 21 | Polygon
Critical Infrastructure | Stormwater Treatment Facilities and Pump Stations | Stormwater Ponds - NHD |  | STFPS_PG_5584 |  | Not Affected | Not Affected | Not Affected | Not Affected | Not Affected | Not Affected | Not Affected | Not Affected | Not Affected | Not Affected | Not Affected | Not Affected | Not Affected | Not Affected | Not Affected | Not Affected | Not Affected | Not Affected | Not Affected | Not Affected | Not Affected | 0 | 0 | 0 | 0 | 21 | Polygon
Critical Infrastructure | Stormwater Treatment Facilities and Pump Stations | Stormwater Ponds - NHD |  | STFPS_PG_5585 |  | Not Affected | Not Affected | Not Affected | Not Affected | Not Affected | Not Affected | Not Affected | Not Affected | Not Affected | Not Affected | Not Affected | Not Affected | Not Affected | Not Affected | Not Affected | Not Affected | Not Affected | Not Affected | Not Affected | Not Affected | Not Affected | 0 | 0 | 0 | 0 | 21 | Polygon
Critical Infrastructure | Stormwater Treatment Facilities and Pump Stations | Stormwater Ponds - NHD |  | STFPS_PG_5586 |  | Not Affected | Not Affected | Not Affected | Not Affected | Not Affected | Not Affected | Not Affected | Not Affected | Not Affected | Not Affected | Not Affected | Not Affected | Not Affected | Not Affected | Not Affected | Not Affected | Not Affected | Not Affected | Not Affected | Not Affected | Not Affected | 0 | 0 | 0 | 0 | 21 | Polygon
Critical Infrastructure | Stormwater Treatment Facilities and Pump Stations | Stormwater Ponds - NHD |  | STFPS_PG_5600 |  | Not Affected | Not Affected | Not Affected | Not Affected | Not Affected | Not Affected | Not Affected | Not Affected | Not Affected | Not Affected | Not Affected | Not Affected | Not Affected | Not Affected | Not Affected | Not Affected | Not Affected | Not Affected | Not Affected | Not Affected | Not Affected | 0 | 0 | 0 | 0 | 21 | Polygon
Critical Infrastructure | Stormwater Treatment Facilities and Pump Stations | Stormwater Ponds - NHD |  | STFPS_PG_5604 |  | Not Affected | Not Affected | Not Affected | Not Affected | Not Affected | Not Affected | Not Affected | Not Affected | Not Affected | Not Affected | Not Affected | Not Affected | Not Affected | Not Affected | Not Affected | Not Affected | Not Affected | Not Affected | Not Affected | Not Affected | Not Affected | 0 | 0 | 0 | 0 | 21 | Polygon
Critical Infrastructure | Stormwater Treatment Facilities and Pump Stations | Stormwater Ponds - NHD |  | STFPS_PG_5605 |  | Not Affected | Not Affected | Not Affected | Not Affected | Not Affected | Not Affected | Not Affected | Not Affected | Not Affected | Not Affected | Not Affected | Not Affected | Not Affected | Not Affected | Not Affected | Not Affected | Not Affected | Not Affected | Not Affected | Not Affected | Not Affected | 0 | 0 | 0 | 0 | 21 | Polygon
Critical Infrastructure | Stormwater Treatment Facilities and Pump Stations | Stormwater Ponds - NHD |  | STFPS_PG_5606 |  | Not Affected | Not Affected | Not Affected | Not Affected | Not Affected | Not Affected | Not Affected | Not Affected | Not Affected | Not Affected | Not Affected | Not Affected | Not Affected | Not Affected | Not Affected | Not Affected | Not Affected | Not Affected | Not Affected | Not Affected | Not Affected | 0 | 0 | 0 | 0 | 21 | Polygon
Critical Infrastructure | Stormwater Treatment Facilities and Pump Stations | Stormwater Ponds - NHD |  | STFPS_PG_5607 |  | Not Affected | Not Affected | Not Affected | Not Affected | Not Affected | Not Affected | Not Affected | Not Affected | Not Affected | Not Affected | Not Affected | Not Affected | Not Affected | Not Affected | Not Affected | Not Affected | Not Affected | Not Affected | Not Affected | Not Affected | Not Affected | 0 | 0 | 0 | 0 | 21 | Polygon
Critical Infrastructure | Stormwater Treatment Facilities and Pump Stations | Stormwater Ponds - NHD |  | STFPS_PG_5618 |  | Not Affected | Not Affected | Not Affected | Not Affected | Not Affected | Not Affected | Not Affected | Not Affected | Not Affected | Not Affected | Not Affected | Not Affected | Not Affected | Not Affected | Not Affected | Not Affected | Not Affected | Not Affected | Not Affected | Not Affected | Not Affected | 0 | 0 | 0 | 0 | 21 | Polygon
Critical Infrastructure | Stormwater Treatment Facilities and Pump Stations | Stormwater Ponds - NHD |  | STFPS_PG_5655 |  | Not Affected | Not Affected | Not Affected | Not Affected | Not Affected | Not Affected | Not Affected | Not Affected | Not Affected | Not Affected | Not Affected | Not Affected | Not Affected | Not Affected | Not Affected | Not Affected | Not Affected | Not Affected | Not Affected | Not Affected | Not Affected | 0 | 0 | 0 | 0 | 21 | Polygon
Critical Infrastructure | Stormwater Treatment Facilities and Pump Stations | Stormwater Ponds - NHD |  | STFPS_PG_5665 |  | Not Affected | Not Affected | Not Affected | Not Affected | Not Affected | Not Affected | Not Affected | Not Affected | Not Affected | Not Affected | Not Affected | Not Affected | Not Affected | Not Affected | Not Affected | Not Affected | Not Affected | Not Affected | Not Affected | Not Affected | Not Affected | 0 | 0 | 0 | 0 | 21 | Polygon
Critical Infrastructure | Stormwater Treatment Facilities and Pump Stations | Stormwater Ponds - NHD |  | STFPS_PG_5689 |  | Not Affected | Not Affected | Not Affected | Not Affected | Not Affected | Not Affected | Not Affected | Not Affected | Not Affected | Not Affected | Not Affected | Not Affected | Not Affected | Not Affected | Not Affected | Not Affected | Not Affected | Not Affected | Not Affected | Not Affected | Not Affected | 0 | 0 | 0 | 0 | 21 | Polygon
Critical Infrastructure | Stormwater Treatment Facilities and Pump Stations | Stormwater Ponds - NHD |  | STFPS_PG_5690 |  | Not Affected | Not Affected | Not Affected | Not Affected | Not Affected | Not Affected | Not Affected | Not Affected | Not Affected | Not Affected | Not Affected | Not Affected | Not Affected | Not Affected | Not Affected | Not Affected | Not Affected | Not Affected | Not Affected | Not Affected | Not Affected | 0 | 0 | 0 | 0 | 21 | Polygon
Critical Infrastructure | Stormwater Treatment Facilities and Pump Stations | Stormwater Ponds - NHD |  | STFPS_PG_5691 |  | Not Affected | Not Affected | Not Affected | Not Affected | Not Affected | Not Affected | Not Affected | Not Affected | Not Affected | Not Affected | Not Affected | Not Affected | Not Affected | Not Affected | Not Affected | Not Affected | Not Affected | Not Affected | Not Affected | Not Affected | Not Affected | 0 | 0 | 0 | 0 | 21 | Polygon
Critical Infrastructure | Stormwater Treatment Facilities and Pump Stations | Stormwater Ponds - NHD |  | STFPS_PG_5692 |  | Not Affected | Not Affected | Not Affected | Not Affected | Not Affected | Not Affected | Not Affected | Not Affected | Not Affected | Not Affected | Not Affected | Not Affected | Not Affected | Not Affected | Not Affected | Not Affected | Not Affected | Not Affected | Not Affected | Not Affected | Not Affected | 0 | 0 | 0 | 0 | 21 | Polygon
Critical Infrastructure | Stormwater Treatment Facilities and Pump Stations | Stormwater Ponds - NHD |  | STFPS_PG_5693 |  | Not Affected | Not Affected | Not Affected | Not Affected | Not Affected | Not Affected | Not Affected | Not Affected | Not Affected | Not Affected | Not Affected | Not Affected | Not Affected | Not Affected | Not Affected | Not Affected | Not Affected | Not Affected | Not Affected | Not Affected | Not Affected | 0 | 0 | 0 | 0 | 21 | Polygon
Critical Infrastructure | Stormwater Treatment Facilities and Pump Stations | Stormwater Ponds - NHD |  | STFPS_PG_5696 |  | Not Affected | Not Affected | Not Affected | Not Affected | Not Affected | Not Affected | Not Affected | Not Affected | Not Affected | Not Affected | Not Affected | Not Affected | Not Affected | Not Affected | Not Affected | Not Affected | Not Affected | Not Affected | Not Affected | Not Affected | Not Affected | 0 | 0 | 0 | 0 | 21 | Polygon
Critical Infrastructure | Stormwater Treatment Facilities and Pump Stations | Stormwater Ponds - NHD |  | STFPS_PG_5697 |  | Not Affected | Not Affected | Not Affected | Not Affected | Not Affected | Not Affected | Not Affected | Not Affected | Not Affected | Not Affected | Not Affected | Not Affected | Not Affected | Not Affected | Not Affected | Not Affected | Not Affected | Not Affected | Not Affected | Not Affected | Not Affected | 0 | 0 | 0 | 0 | 21 | Polygon
Critical Infrastructure | Stormwater Treatment Facilities and Pump Stations | Stormwater Ponds - NHD |  | STFPS_PG_5699 |  | Not Affected | Not Affected | Not Affected | Not Affected | Not Affected | Not Affected | Not Affected | Not Affected | Not Affected | Not Affected | Not Affected | Not Affected | Not Affected | Not Affected | Not Affected | Not Affected | Not Affected | Not Affected | Not Affected | Not Affected | Not Affected | 0 | 0 | 0 | 0 | 21 | Polygon
Critical Infrastructure | Stormwater Treatment Facilities and Pump Stations | Stormwater Ponds - NHD |  | STFPS_PG_5700 |  | Not Affected | Not Affected | Not Affected | Not Affected | Not Affected | Not Affected | Not Affected | Not Affected | Not Affected | Not Affected | Not Affected | Not Affected | Not Affected | Not Affected | Not Affected | Not Affected | Not Affected | Not Affected | Not Affected | Not Affected | Not Affected | 0 | 0 | 0 | 0 | 21 | Polygon
Critical Infrastructure | Stormwater Treatment Facilities and Pump Stations | Stormwater Ponds - NHD |  | STFPS_PG_5701 |  | Not Affected | Not Affected | Not Affected | Not Affected | Not Affected | Not Affected | Not Affected | Not Affected | Not Affected | Not Affected | Not Affected | Not Affected | Not Affected | Not Affected | Not Affected | Not Affected | Not Affected | Not Affected | Not Affected | Not Affected | Not Affected | 0 | 0 | 0 | 0 | 21 | Polygon
Critical Infrastructure | Stormwater Treatment Facilities and Pump Stations | Stormwater Ponds - NHD |  | STFPS_PG_5702 |  | Not Affected | Not Affected | Not Affected | Not Affected | Not Affected | Not Affected | Not Affected | Not Affected | Not Affected | Not Affected | Not Affected | Not Affected | Not Affected | Not Affected | Not Affected | Not Affected | Not Affected | Not Affected | Not Affected | Not Affected | Not Affected | 0 | 0 | 0 | 0 | 21 | Polygon
Critical Infrastructure | Stormwater Treatment Facilities and Pump Stations | Stormwater Ponds - NHD |  | STFPS_PG_5703 |  | Not Affected | Not Affected | Not Affected | Not Affected | Not Affected | Not Affected | Not Affected | Not Affected | Not Affected | Not Affected | Not Affected | Not Affected | Not Affected | Not Affected | Not Affected | Not Affected | Not Affected | Not Affected | Not Affected | Not Affected | Not Affected | 0 | 0 | 0 | 0 | 21 | Polygon
Critical Infrastructure | Stormwater Treatment Facilities and Pump Stations | Stormwater Ponds - NHD |  | STFPS_PG_5710 |  | Not Affected | Not Affected | Not Affected | Not Affected | Not Affected | Not Affected | Not Affected | Not Affected | Not Affected | Not Affected | Not Affected | Not Affected | Not Affected | Not Affected | Not Affected | Not Affected | Not Affected | Not Affected | Not Affected | Not Affected | Not Affected | 0 | 0 | 0 | 0 | 21 | Polygon
Critical Infrastructure | Stormwater Treatment Facilities and Pump Stations | Stormwater Ponds - NHD |  | STFPS_PG_5712 |  | Not Affected | Not Affected | Not Affected | Not Affected | Not Affected | Not Affected | Not Affected | Not Affected | Not Affected | Not Affected | Not Affected | Not Affected | Not Affected | Not Affected | Not Affected | Not Affected | Not Affected | Not Affected | Not Affected | Not Affected | Not Affected | 0 | 0 | 0 | 0 | 21 | Polygon
Critical Infrastructure | Stormwater Treatment Facilities and Pump Stations | Stormwater Ponds - NHD |  | STFPS_PG_5716 |  | Not Affected | Not Affected | Not Affected | Not Affected | Not Affected | Not Affected | Not Affected | Not Affected | Not Affected | Not Affected | Not Affected | Not Affected | Not Affected | Not Affected | Not Affected | Not Affected | Not Affected | Not Affected | Not Affected | Not Affected | Not Affected | 0 | 0 | 0 | 0 | 21 | Polygon
Critical Infrastructure | Stormwater Treatment Facilities and Pump Stations | Stormwater Ponds - NHD |  | STFPS_PG_5717 |  | Not Affected | Not Affected | Not Affected | Not Affected | Not Affected | Not Affected | Not Affected | Not Affected | Not Affected | Not Affected | Not Affected | Not Affected | Not Affected | Not Affected | Not Affected | Not Affected | Not Affected | Not Affected | Not Affected | Not Affected | Not Affected | 0 | 0 | 0 | 0 | 21 | Polygon
Critical Infrastructure | Stormwater Treatment Facilities and Pump Stations | Stormwater Ponds - NHD |  | STFPS_PG_5719 |  | Not Affected | Not Affected | Not Affected | Not Affected | Not Affected | Not Affected | Not Affected | Not Affected | Not Affected | Not Affected | Not Affected | Not Affected | Not Affected | Not Affected | Not Affected | Not Affected | Not Affected | Not Affected | Not Affected | Not Affected | Not Affected | 0 | 0 | 0 | 0 | 21 | Polygon
Critical Infrastructure | Stormwater Treatment Facilities and Pump Stations | Stormwater Ponds - NHD |  | STFPS_PG_5720 |  | Not Affected | Not Affected | Not Affected | Not Affected | Not Affected | Not Affected | Not Affected | Not Affected | Not Affected | Not Affected | Not Affected | Not Affected | Not Affected | Not Affected | Not Affected | Not Affected | Not Affected | Not Affected | Not Affected | Not Affected | Not Affected | 0 | 0 | 0 | 0 | 21 | Polygon
Critical Infrastructure | Stormwater Treatment Facilities and Pump Stations | Stormwater Ponds - NHD |  | STFPS_PG_5721 |  | Not Affected | Not Affected | Not Affected | Not Affected | Not Affected | Not Affected | Not Affected | Not Affected | Not Affected | Not Affected | Not Affected | Not Affected | Not Affected | Not Affected | Not Affected | Not Affected | Not Affected | Not Affected | Not Affected | Not Affected | Not Affected | 0 | 0 | 0 | 0 | 21 | Polygon
Critical Infrastructure | Stormwater Treatment Facilities and Pump Stations | Stormwater Ponds - NHD |  | STFPS_PG_5722 |  | Not Affected | Not Affected | Not Affected | Not Affected | Not Affected | Not Affected | Not Affected | Not Affected | Not Affected | Not Affected | Not Affected | Not Affected | Not Affected | Not Affected | Not Affected | Not Affected | Not Affected | Not Affected | Not Affected | Not Affected | Not Affected | 0 | 0 | 0 | 0 | 21 | Polygon
Critical Infrastructure | Stormwater Treatment Facilities and Pump Stations | Stormwater Ponds - NHD |  | STFPS_PG_5760 |  | Not Affected | Not Affected | Not Affected | Not Affected | Not Affected | Not Affected | Not Affected | Not Affected | Not Affected | Not Affected | Not Affected | Not Affected | Not Affected | Not Affected | Not Affected | Not Affected | Not Affected | Not Affected | Not Affected | Not Affected | Not Affected | 0 | 0 | 0 | 0 | 21 | Polygon
Critical Infrastructure | Stormwater Treatment Facilities and Pump Stations | Stormwater Ponds - NHD |  | STFPS_PG_5765 |  | Not Affected | Not Affected | Not Affected | Not Affected | Not Affected | Not Affected | Not Affected | Not Affected | Not Affected | Not Affected | Not Affected | Not Affected | Not Affected | Not Affected | Not Affected | Not Affected | Not Affected | Not Affected | Not Affected | Not Affected | Not Affected | 0 | 0 | 0 | 0 | 21 | Polygon
Critical Infrastructure | Stormwater Treatment Facilities and Pump Stations | Stormwater Ponds - NHD |  | STFPS_PG_5777 |  | Not Affected | Not Affected | Not Affected | Not Affected | Not Affected | Not Affected | Not Affected | Not Affected | Not Affected | Not Affected | Not Affected | Not Affected | Not Affected | Not Affected | Not Affected | Not Affected | Not Affected | Not Affected | Not Affected | Not Affected | Not Affected | 0 | 0 | 0 | 0 | 21 | Polygon
Critical Infrastructure | Stormwater Treatment Facilities and Pump Stations | Stormwater Ponds - NHD |  | STFPS_PG_5778 |  | Not Affected | Not Affected | Not Affected | Not Affected | Not Affected | Not Affected | Not Affected | Not Affected | Not Affected | Not Affected | Not Affected | Not Affected | Not Affected | Not Affected | Not Affected | Not Affected | Not Affected | Not Affected | Not Affected | Not Affected | Not Affected | 0 | 0 | 0 | 0 | 21 | Polygon
Critical Infrastructure | Stormwater Treatment Facilities and Pump Stations | Stormwater Ponds - NHD |  | STFPS_PG_5779 |  | Not Affected | Not Affected | Not Affected | Not Affected | Not Affected | Not Affected | Not Affected | Not Affected | Not Affected | Not Affected | Not Affected | Not Affected | Not Affected | Not Affected | Not Affected | Not Affected | Not Affected | Not Affected | Not Affected | Not Affected | Not Affected | 0 | 0 | 0 | 0 | 21 | Polygon
Critical Infrastructure | Stormwater Treatment Facilities and Pump Stations | Stormwater Ponds - NHD |  | STFPS_PG_5857 |  | Not Affected | Not Affected | Not Affected | Not Affected | Not Affected | Not Affected | Not Affected | Not Affected | Not Affected | Not Affected | Not Affected | Not Affected | Not Affected | Not Affected | Not Affected | Not Affected | Not Affected | Not Affected | Not Affected | Not Affected | Not Affected | 0 | 0 | 0 | 0 | 21 | Polygon
Critical Infrastructure | Stormwater Treatment Facilities and Pump Stations | Stormwater Ponds - NHD |  | STFPS_PG_5936 |  | Not Affected | Not Affected | Not Affected | Not Affected | Not Affected | Not Affected | Not Affected | Not Affected | Not Affected | Not Affected | Not Affected | Not Affected | Not Affected | Not Affected | Not Affected | Not Affected | Not Affected | Not Affected | Not Affected | Not Affected | Not Affected | 0 | 0 | 0 | 0 | 21 | Polygon
Critical Infrastructure | Stormwater Treatment Facilities and Pump Stations | Stormwater Ponds - NHD |  | STFPS_PG_6078 |  | Not Affected | Not Affected | Not Affected | Not Affected | Not Affected | Not Affected | Not Affected | Not Affected | Not Affected | Not Affected | Not Affected | Not Affected | Not Affected | Not Affected | Not Affected | Not Affected | Not Affected | Not Affected | Not Affected | Not Affected | Not Affected | 0 | 0 | 0 | 0 | 21 | Polygon
Critical Infrastructure | Stormwater Treatment Facilities and Pump Stations | Stormwater Ponds - NHD |  | STFPS_PG_6112 |  | Not Affected | Not Affected | Not Affected | Not Affected | Not Affected | Not Affected | Not Affected | Not Affected | Not Affected | Not Affected | Not Affected | Not Affected | Not Affected | Not Affected | Not Affected | Not Affected | Not Affected | Not Affected | Not Affected | Not Affected | Not Affected | 0 | 0 | 0 | 0 | 21 | Polygon
Critical Infrastructure | Stormwater Treatment Facilities and Pump Stations | Stormwater Ponds - NHD |  | STFPS_PG_6122 |  | Not Affected | Not Affected | Not Affected | Not Affected | Not Affected | Not Affected | Not Affected | Not Affected | Not Affected | Not Affected | Not Affected | Not Affected | Not Affected | Not Affected | Not Affected | Not Affected | Not Affected | Not Affected | Not Affected | Not Affected | Not Affected | 0 | 0 | 0 | 0 | 21 | Polygon
Critical Infrastructure | Stormwater Treatment Facilities and Pump Stations | Stormwater Ponds - NHD |  | STFPS_PG_6123 |  | Not Affected | Not Affected | Not Affected | Not Affected | Not Affected | Not Affected | Not Affected | Not Affected | Not Affected | Not Affected | Not Affected | Not Affected | Not Affected | Not Affected | Not Affected | Not Affected | Not Affected | Not Affected | Not Affected | Not Affected | Not Affected | 0 | 0 | 0 | 0 | 21 | Polygon
Critical Infrastructure | Stormwater Treatment Facilities and Pump Stations | Stormwater Ponds - NHD |  | STFPS_PG_6131 |  | Not Affected | Not Affected | Not Affected | Not Affected | Not Affected | Not Affected | Not Affected | Not Affected | Not Affected | Not Affected | Not Affected | Not Affected | Not Affected | Not Affected | Not Affected | Not Affected | Not Affected | Not Affected | Not Affected | Not Affected | Not Affected | 0 | 0 | 0 | 0 | 21 | Polygon
Critical Infrastructure | Stormwater Treatment Facilities and Pump Stations | Stormwater Ponds - NHD |  | STFPS_PG_6138 |  | Not Affected | Not Affected | Not Affected | Not Affected | Not Affected | Not Affected | Not Affected | Not Affected | Not Affected | Not Affected | Not Affected | Not Affected | Not Affected | Not Affected | Not Affected | Not Affected | Not Affected | Not Affected | Not Affected | Not Affected | Not Affected | 0 | 0 | 0 | 0 | 21 | Polygon
Critical Infrastructure | Stormwater Treatment Facilities and Pump Stations | Stormwater Ponds - NHD |  | STFPS_PG_6148 |  | Not Affected | Not Affected | Not Affected | Not Affected | Not Affected | Not Affected | Not Affected | Not Affected | Not Affected | Not Affected | Not Affected | Not Affected | Not Affected | Not Affected | Not Affected | Not Affected | Not Affected | Not Affected | Not Affected | Not Affected | Not Affected | 0 | 0 | 0 | 0 | 21 | Polygon
Critical Infrastructure | Stormwater Treatment Facilities and Pump Stations | Stormwater Ponds - NHD |  | STFPS_PG_6149 |  | Not Affected | Not Affected | Not Affected | Not Affected | Not Affected | Not Affected | Not Affected | Not Affected | Not Affected | Not Affected | Not Affected | Not Affected | Not Affected | Not Affected | Not Affected | Not Affected | Not Affected | Not Affected | Not Affected | Not Affected | Not Affected | 0 | 0 | 0 | 0 | 21 | Polygon
Critical Infrastructure | Stormwater Treatment Facilities and Pump Stations | Stormwater Ponds - NHD |  | STFPS_PG_6150 |  | Not Affected | Not Affected | Not Affected | Not Affected | Not Affected | Not Affected | Not Affected | Not Affected | Not Affected | Not Affected | Not Affected | Not Affected | Not Affected | Not Affected | Not Affected | Not Affected | Not Affected | Not Affected | Not Affected | Not Affected | Not Affected | 0 | 0 | 0 | 0 | 21 | Polygon
Critical Infrastructure | Stormwater Treatment Facilities and Pump Stations | Stormwater Ponds - NHD |  | STFPS_PG_6154 |  | Not Affected | Not Affected | Not Affected | Not Affected | Not Affected | Not Affected | Not Affected | Not Affected | Not Affected | Not Affected | Not Affected | Not Affected | Not Affected | Not Affected | Not Affected | Not Affected | Not Affected | Not Affected | Not Affected | Not Affected | Not Affected | 0 | 0 | 0 | 0 | 21 | Polygon
Critical Infrastructure | Stormwater Treatment Facilities and Pump Stations | Stormwater Ponds - NHD |  | STFPS_PG_6155 |  | Not Affected | Not Affected | Not Affected | Not Affected | Not Affected | Not Affected | Not Affected | Not Affected | Not Affected | Not Affected | Not Affected | Not Affected | Not Affected | Not Affected | Not Affected | Not Affected | Not Affected | Not Affected | Not Affected | Not Affected | Not Affected | 0 | 0 | 0 | 0 | 21 | Polygon
Critical Infrastructure | Stormwater Treatment Facilities and Pump Stations | Stormwater Ponds - NHD |  | STFPS_PG_6156 |  | Not Affected | Not Affected | Not Affected | Not Affected | Not Affected | Not Affected | Not Affected | Not Affected | Not Affected | Not Affected | Not Affected | Not Affected | Not Affected | Not Affected | Not Affected | Not Affected | Not Affected | Not Affected | Not Affected | Not Affected | Not Affected | 0 | 0 | 0 | 0 | 21 | Polygon
Critical Infrastructure | Stormwater Treatment Facilities and Pump Stations | Stormwater Ponds - NHD |  | STFPS_PG_6157 |  | Not Affected | Not Affected | Not Affected | Not Affected | Not Affected | Not Affected | Not Affected | Not Affected | Not Affected | Not Affected | Not Affected | Not Affected | Not Affected | Not Affected | Not Affected | Not Affected | Not Affected | Not Affected | Not Affected | Not Affected | Not Affected | 0 | 0 | 0 | 0 | 21 | Polygon
Critical Infrastructure | Stormwater Treatment Facilities and Pump Stations | Stormwater Ponds - NHD |  | STFPS_PG_6158 |  | Not Affected | Not Affected | Not Affected | Not Affected | Not Affected | Not Affected | Not Affected | Not Affected | Not Affected | Not Affected | Not Affected | Not Affected | Not Affected | Not Affected | Not Affected | Not Affected | Not Affected | Not Affected | Not Affected | Not Affected | Not Affected | 0 | 0 | 0 | 0 | 21 | Polygon
Critical Infrastructure | Stormwater Treatment Facilities and Pump Stations | Stormwater Ponds - NHD |  | STFPS_PG_6161 |  | Not Affected | Not Affected | Not Affected | Not Affected | Not Affected | Not Affected | Not Affected | Not Affected | Not Affected | Not Affected | Not Affected | Not Affected | Not Affected | Not Affected | Not Affected | Not Affected | Not Affected | Not Affected | Not Affected | Not Affected | Not Affected | 0 | 0 | 0 | 0 | 21 | Polygon
Critical Infrastructure | Stormwater Treatment Facilities and Pump Stations | Stormwater Ponds - NHD |  | STFPS_PG_6178 |  | Not Affected | Not Affected | Not Affected | Not Affected | Not Affected | Not Affected | Not Affected | Not Affected | Not Affected | Not Affected | Not Affected | Not Affected | Not Affected | Not Affected | Not Affected | Not Affected | Not Affected | Not Affected | Not Affected | Not Affected | Not Affected | 0 | 0 | 0 | 0 | 21 | Polygon
Critical Infrastructure | Stormwater Treatment Facilities and Pump Stations | Stormwater Ponds - NHD |  | STFPS_PG_6181 |  | Not Affected | Not Affected | Not Affected | Not Affected | Not Affected | Not Affected | Not Affected | Not Affected | Not Affected | Not Affected | Not Affected | Not Affected | Not Affected | Not Affected | Not Affected | Not Affected | Not Affected | Not Affected | Not Affected | Not Affected | Not Affected | 0 | 0 | 0 | 0 | 21 | Polygon
Critical Infrastructure | Stormwater Treatment Facilities and Pump Stations | Stormwater Ponds - NHD |  | STFPS_PG_6182 |  | Not Affected | Not Affected | Not Affected | Not Affected | Not Affected | Not Affected | Not Affected | Not Affected | Not Affected | Not Affected | Not Affected | Not Affected | Not Affected | Not Affected | Not Affected | Not Affected | Not Affected | Not Affected | Not Affected | Not Affected | Not Affected | 0 | 0 | 0 | 0 | 21 | Polygon
Critical Infrastructure | Stormwater Treatment Facilities and Pump Stations | Stormwater Ponds - NHD |  | STFPS_PG_6183 |  | Not Affected | Not Affected | Not Affected | Not Affected | Not Affected | Not Affected | Not Affected | Not Affected | Not Affected | Not Affected | Not Affected | Not Affected | Not Affected | Not Affected | Not Affected | Not Affected | Not Affected | Not Affected | Not Affected | Not Affected | Not Affected | 0 | 0 | 0 | 0 | 21 | Polygon
Critical Infrastructure | Stormwater Treatment Facilities and Pump Stations | Stormwater Ponds - NHD |  | STFPS_PG_6184 |  | Not Affected | Not Affected | Not Affected | Not Affected | Not Affected | Not Affected | Not Affected | Not Affected | Not Affected | Not Affected | Not Affected | Not Affected | Not Affected | Not Affected | Not Affected | Not Affected | Not Affected | Not Affected | Not Affected | Not Affected | Not Affected | 0 | 0 | 0 | 0 | 21 | Polygon
Critical Infrastructure | Stormwater Treatment Facilities and Pump Stations | Stormwater Ponds - NHD |  | STFPS_PG_6185 |  | Not Affected | Not Affected | Not Affected | Not Affected | Not Affected | Not Affected | Not Affected | Not Affected | Not Affected | Not Affected | Not Affected | Not Affected | Not Affected | Not Affected | Not Affected | Not Affected | Not Affected | Not Affected | Not Affected | Not Affected | Not Affected | 0 | 0 | 0 | 0 | 21 | Polygon
Critical Infrastructure | Stormwater Treatment Facilities and Pump Stations | Stormwater Ponds - NHD |  | STFPS_PG_6186 |  | Not Affected | Not Affected | Not Affected | Not Affected | Not Affected | Not Affected | Not Affected | Not Affected | Not Affected | Not Affected | Not Affected | Not Affected | Not Affected | Not Affected | Not Affected | Not Affected | Not Affected | Not Affected | Not Affected | Not Affected | Not Affected | 0 | 0 | 0 | 0 | 21 | Polygon
Critical Infrastructure | Stormwater Treatment Facilities and Pump Stations | Stormwater Ponds - NHD |  | STFPS_PG_6187 |  | Not Affected | Not Affected | Not Affected | Not Affected | Not Affected | Not Affected | Not Affected | Not Affected | Not Affected | Not Affected | Not Affected | Not Affected | Not Affected | Not Affected | Not Affected | Not Affected | Not Affected | Not Affected | Not Affected | Not Affected | Not Affected | 0 | 0 | 0 | 0 | 21 | Polygon
Critical Infrastructure | Stormwater Treatment Facilities and Pump Stations | Stormwater Ponds - NHD |  | STFPS_PG_6188 |  | Not Affected | Not Affected | Not Affected | Not Affected | Not Affected | Not Affected | Not Affected | Not Affected | Not Affected | Not Affected | Not Affected | Not Affected | Not Affected | Not Affected | Not Affected | Not Affected | Not Affected | Not Affected | Not Affected | Not Affected | Not Affected | 0 | 0 | 0 | 0 | 21 | Polygon
Critical Infrastructure | Stormwater Treatment Facilities and Pump Stations | Stormwater Ponds - NHD |  | STFPS_PG_6189 |  | Not Affected | Not Affected | Not Affected | Not Affected | Not Affected | Not Affected | Not Affected | Not Affected | Not Affected | Not Affected | Not Affected | Not Affected | Not Affected | Not Affected | Not Affected | Not Affected | Not Affected | Not Affected | Not Affected | Not Affected | Not Affected | 0 | 0 | 0 | 0 | 21 | Polygon
Critical Infrastructure | Stormwater Treatment Facilities and Pump Stations | Stormwater Ponds - NHD |  | STFPS_PG_6190 |  | Not Affected | Not Affected | Not Affected | Not Affected | Not Affected | Not Affected | Not Affected | Not Affected | Not Affected | Not Affected | Not Affected | Not Affected | Not Affected | Not Affected | Not Affected | Not Affected | Not Affected | Not Affected | Not Affected | Not Affected | Not Affected | 0 | 0 | 0 | 0 | 21 | Polygon
Critical Infrastructure | Stormwater Treatment Facilities and Pump Stations | Stormwater Ponds - NHD |  | STFPS_PG_6191 |  | Not Affected | Not Affected | Not Affected | Not Affected | Not Affected | Not Affected | Not Affected | Not Affected | Not Affected | Not Affected | Not Affected | Not Affected | Not Affected | Not Affected | Not Affected | Not Affected | Not Affected | Not Affected | Not Affected | Not Affected | Not Affected | 0 | 0 | 0 | 0 | 21 | Polygon
Critical Infrastructure | Stormwater Treatment Facilities and Pump Stations | Stormwater Ponds - NHD |  | STFPS_PG_6192 |  | Not Affected | Not Affected | Not Affected | Not Affected | Not Affected | Not Affected | Not Affected | Not Affected | Not Affected | Not Affected | Not Affected | Not Affected | Not Affected | Not Affected | Not Affected | Not Affected | Not Affected | Not Affected | Not Affected | Not Affected | Not Affected | 0 | 0 | 0 | 0 | 21 | Polygon
Critical Infrastructure | Stormwater Treatment Facilities and Pump Stations | Stormwater Ponds - NHD |  | STFPS_PG_6193 |  | Not Affected | Not Affected | Not Affected | Not Affected | Not Affected | Not Affected | Not Affected | Not Affected | Not Affected | Not Affected | Not Affected | Not Affected | Not Affected | Not Affected | Not Affected | Not Affected | Not Affected | Not Affected | Not Affected | Not Affected | Not Affected | 0 | 0 | 0 | 0 | 21 | Polygon
Critical Infrastructure | Stormwater Treatment Facilities and Pump Stations | Stormwater Ponds - NHD |  | STFPS_PG_6194 |  | Not Affected | Not Affected | Not Affected | Not Affected | Not Affected | Not Affected | Not Affected | Not Affected | Not Affected | Not Affected | Not Affected | Not Affected | Not Affected | Not Affected | Not Affected | Not Affected | Not Affected | Not Affected | Not Affected | Not Affected | Not Affected | 0 | 0 | 0 | 0 | 21 | Polygon
Critical Infrastructure | Stormwater Treatment Facilities and Pump Stations | Stormwater Ponds - NHD |  | STFPS_PG_6195 |  | Not Affected | Not Affected | Not Affected | Not Affected | Not Affected | Not Affected | Not Affected | Not Affected | Not Affected | Not Affected | Not Affected | Not Affected | Not Affected | Not Affected | Not Affected | Not Affected | Not Affected | Not Affected | Not Affected | Not Affected | Not Affected | 0 | 0 | 0 | 0 | 21 | Polygon
Critical Infrastructure | Stormwater Treatment Facilities and Pump Stations | Stormwater Ponds - NHD |  | STFPS_PG_6196 |  | Not Affected | Not Affected | Not Affected | Not Affected | Not Affected | Not Affected | Not Affected | Not Affected | Not Affected | Not Affected | Not Affected | Not Affected | Not Affected | Not Affected | Not Affected | Not Affected | Not Affected | Not Affected | Not Affected | Not Affected | Not Affected | 0 | 0 | 0 | 0 | 21 | Polygon
Critical Infrastructure | Stormwater Treatment Facilities and Pump Stations | Stormwater Ponds - NHD |  | STFPS_PG_6197 |  | Not Affected | Not Affected | Not Affected | Not Affected | Not Affected | Not Affected | Not Affected | Not Affected | Not Affected | Not Affected | Not Affected | Not Affected | Not Affected | Not Affected | Not Affected | Not Affected | Not Affected | Not Affected | Not Affected | Not Affected | Not Affected | 0 | 0 | 0 | 0 | 21 | Polygon
Critical Infrastructure | Stormwater Treatment Facilities and Pump Stations | Stormwater Ponds - NHD |  | STFPS_PG_6198 |  | Not Affected | Not Affected | Not Affected | Not Affected | Not Affected | Not Affected | Not Affected | Not Affected | Not Affected | Not Affected | Not Affected | Not Affected | Not Affected | Not Affected | Not Affected | Not Affected | Not Affected | Not Affected | Not Affected | Not Affected | Not Affected | 0 | 0 | 0 | 0 | 21 | Polygon
Critical Infrastructure | Stormwater Treatment Facilities and Pump Stations | Stormwater Ponds - NHD |  | STFPS_PG_6199 |  | Not Affected | Not Affected | Not Affected | Not Affected | Not Affected | Not Affected | Not Affected | Not Affected | Not Affected | Not Affected | Not Affected | Not Affected | Not Affected | Not Affected | Not Affected | Not Affected | Not Affected | Not Affected | Not Affected | Not Affected | Not Affected | 0 | 0 | 0 | 0 | 21 | Polygon
Critical Infrastructure | Stormwater Treatment Facilities and Pump Stations | Stormwater Ponds - NHD |  | STFPS_PG_6272 |  | Not Affected | Not Affected | Not Affected | Not Affected | Not Affected | Not Affected | Not Affected | Not Affected | Not Affected | Not Affected | Not Affected | Not Affected | Not Affected | Not Affected | Not Affected | Not Affected | Not Affected | Not Affected | Not Affected | Not Affected | Not Affected | 0 | 0 | 0 | 0 | 21 | Polygon
Critical Infrastructure | Stormwater Treatment Facilities and Pump Stations | Stormwater Ponds - NHD |  | STFPS_PG_6324 |  | Not Affected | Not Affected | Not Affected | Not Affected | Not Affected | Not Affected | Not Affected | Not Affected | Not Affected | Not Affected | Not Affected | Not Affected | Not Affected | Not Affected | Not Affected | Not Affected | Not Affected | Not Affected | Not Affected | Not Affected | Not Affected | 0 | 0 | 0 | 0 | 21 | Polygon
Critical Infrastructure | Stormwater Treatment Facilities and Pump Stations | Stormwater Ponds - NHD |  | STFPS_PG_6327 |  | Not Affected | Not Affected | Not Affected | Not Affected | Not Affected | Not Affected | Not Affected | Not Affected | Not Affected | Not Affected | Not Affected | Not Affected | Not Affected | Not Affected | Not Affected | Not Affected | Not Affected | Not Affected | Not Affected | Not Affected | Not Affected | 0 | 0 | 0 | 0 | 21 | Polygon
Critical Infrastructure | Stormwater Treatment Facilities and Pump Stations | Stormwater Ponds - NHD |  | STFPS_PG_6340 |  | Not Affected | Not Affected | Not Affected | Not Affected | Not Affected | Not Affected | Not Affected | Not Affected | Not Affected | Not Affected | Not Affected | Not Affected | Not Affected | Not Affected | Not Affected | Not Affected | Not Affected | Not Affected | Not Affected | Not Affected | Not Affected | 0 | 0 | 0 | 0 | 21 | Polygon
Critical Infrastructure | Stormwater Treatment Facilities and Pump Stations | Stormwater Ponds - NHD |  | STFPS_PG_6411 |  | Not Affected | Not Affected | Not Affected | Not Affected | Not Affected | Not Affected | Not Affected | Not Affected | Not Affected | Not Affected | Not Affected | Not Affected | Not Affected | Not Affected | Not Affected | Not Affected | Not Affected | Not Affected | Not Affected | Not Affected | Not Affected | 0 | 0 | 0 | 0 | 21 | Polygon
Critical Infrastructure | Stormwater Treatment Facilities and Pump Stations | Stormwater Ponds - NHD |  | STFPS_PG_6436 |  | Not Affected | Not Affected | Not Affected | Not Affected | Not Affected | Not Affected | Not Affected | Not Affected | Not Affected | Not Affected | Not Affected | Not Affected | Not Affected | Not Affected | Not Affected | Not Affected | Not Affected | Not Affected | Not Affected | Not Affected | Not Affected | 0 | 0 | 0 | 0 | 21 | Polygon
Critical Infrastructure | Stormwater Treatment Facilities and Pump Stations | Stormwater Ponds - NHD |  | STFPS_PG_6437 |  | Not Affected | Not Affected | Not Affected | Not Affected | Not Affected | Not Affected | Not Affected | Not Affected | Not Affected | Not Affected | Not Affected | Not Affected | Not Affected | Not Affected | Not Affected | Not Affected | Not Affected | Not Affected | Not Affected | Not Affected | Not Affected | 0 | 0 | 0 | 0 | 21 | Polygon
Critical Infrastructure | Stormwater Treatment Facilities and Pump Stations | Stormwater Ponds - NHD |  | STFPS_PG_6444 |  | Not Affected | Not Affected | Not Affected | Not Affected | Not Affected | Not Affected | Not Affected | Not Affected | Not Affected | Not Affected | Not Affected | Not Affected | Not Affected | Not Affected | Not Affected | Not Affected | Not Affected | Not Affected | Not Affected | Not Affected | Not Affected | 0 | 0 | 0 | 0 | 21 | Polygon
Critical Infrastructure | Stormwater Treatment Facilities and Pump Stations | Stormwater Ponds - NHD |  | STFPS_PG_6457 |  | Not Affected | Not Affected | Not Affected | Not Affected | Not Affected | Not Affected | Not Affected | Not Affected | Not Affected | Not Affected | Not Affected | Not Affected | Not Affected | Not Affected | Not Affected | Not Affected | Not Affected | Not Affected | Not Affected | Not Affected | Not Affected | 0 | 0 | 0 | 0 | 21 | Polygon
Critical Infrastructure | Stormwater Treatment Facilities and Pump Stations | Stormwater Ponds - NHD |  | STFPS_PG_6458 |  | Not Affected | Not Affected | Not Affected | Not Affected | Not Affected | Not Affected | Not Affected | Not Affected | Not Affected | Not Affected | Not Affected | Not Affected | Not Affected | Not Affected | Not Affected | Not Affected | Not Affected | Not Affected | Not Affected | Not Affected | Not Affected | 0 | 0 | 0 | 0 | 21 | Polygon
Critical Infrastructure | Stormwater Treatment Facilities and Pump Stations | Stormwater Ponds - NHD |  | STFPS_PG_6459 |  | Not Affected | Not Affected | Not Affected | Not Affected | Not Affected | Not Affected | Not Affected | Not Affected | Not Affected | Not Affected | Not Affected | Not Affected | Not Affected | Not Affected | Not Affected | Not Affected | Not Affected | Not Affected | Not Affected | Not Affected | Not Affected | 0 | 0 | 0 | 0 | 21 | Polygon
Critical Infrastructure | Stormwater Treatment Facilities and Pump Stations | Stormwater Ponds - NHD |  | STFPS_PG_6462 |  | Not Affected | Not Affected | Not Affected | Not Affected | Not Affected | Not Affected | Not Affected | Not Affected | Not Affected | Not Affected | Not Affected | Not Affected | Not Affected | Not Affected | Not Affected | Not Affected | Not Affected | Not Affected | Not Affected | Not Affected | Not Affected | 0 | 0 | 0 | 0 | 21 | Polygon
Critical Infrastructure | Stormwater Treatment Facilities and Pump Stations | Stormwater Ponds - NHD |  | STFPS_PG_6487 |  | Not Affected | Not Affected | Not Affected | Not Affected | Not Affected | Not Affected | Not Affected | Not Affected | Not Affected | Not Affected | Not Affected | Not Affected | Not Affected | Not Affected | Not Affected | Not Affected | Not Affected | Not Affected | Not Affected | Not Affected | Not Affected | 0 | 0 | 0 | 0 | 21 | Polygon
Critical Infrastructure | Stormwater Treatment Facilities and Pump Stations | Stormwater Ponds - NHD |  | STFPS_PG_6507 |  | Not Affected | Not Affected | Not Affected | Not Affected | Not Affected | Not Affected | Not Affected | Not Affected | Not Affected | Not Affected | Not Affected | Not Affected | Not Affected | Not Affected | Not Affected | Not Affected | Not Affected | Not Affected | Not Affected | Not Affected | Not Affected | 0 | 0 | 0 | 0 | 21 | Polygon
Critical Infrastructure | Stormwater Treatment Facilities and Pump Stations | Stormwater Ponds - NHD |  | STFPS_PG_6510 |  | Not Affected | Not Affected | Not Affected | Not Affected | Not Affected | Not Affected | Not Affected | Not Affected | Not Affected | Not Affected | Not Affected | Not Affected | Not Affected | Not Affected | Not Affected | Not Affected | Not Affected | Not Affected | Not Affected | Not Affected | Not Affected | 0 | 0 | 0 | 0 | 21 | Polygon
Critical Infrastructure | Stormwater Treatment Facilities and Pump Stations | Stormwater Ponds - NHD |  | STFPS_PG_6511 |  | Not Affected | Not Affected | Not Affected | Not Affected | Not Affected | Not Affected | Not Affected | Not Affected | Not Affected | Not Affected | Not Affected | Not Affected | Not Affected | Not Affected | Not Affected | Not Affected | Not Affected | Not Affected | Not Affected | Not Affected | Not Affected | 0 | 0 | 0 | 0 | 21 | Polygon
Critical Infrastructure | Stormwater Treatment Facilities and Pump Stations | Stormwater Ponds - NHD |  | STFPS_PG_6538 |  | Not Affected | Not Affected | Not Affected | Not Affected | Not Affected | Not Affected | Not Affected | Not Affected | Not Affected | Not Affected | Not Affected | Not Affected | Not Affected | Not Affected | Not Affected | Not Affected | Not Affected | Not Affected | Not Affected | Not Affected | Not Affected | 0 | 0 | 0 | 0 | 21 | Polygon
Critical Infrastructure | Stormwater Treatment Facilities and Pump Stations | Stormwater Ponds - NHD |  | STFPS_PG_6540 |  | Not Affected | Not Affected | Not Affected | Not Affected | Not Affected | Not Affected | Not Affected | Not Affected | Not Affected | Not Affected | Not Affected | Not Affected | Not Affected | Not Affected | Not Affected | Not Affected | Not Affected | Not Affected | Not Affected | Not Affected | Not Affected | 0 | 0 | 0 | 0 | 21 | Polygon
Critical Infrastructure | Stormwater Treatment Facilities and Pump Stations | Stormwater Ponds - NHD |  | STFPS_PG_6541 |  | Not Affected | Not Affected | Not Affected | Not Affected | Not Affected | Not Affected | Not Affected | Not Affected | Not Affected | Not Affected | Not Affected | Not Affected | Not Affected | Not Affected | Not Affected | Not Affected | Not Affected | Not Affected | Not Affected | Not Affected | Not Affected | 0 | 0 | 0 | 0 | 21 | Polygon
Critical Infrastructure | Stormwater Treatment Facilities and Pump Stations | Stormwater Ponds - NHD |  | STFPS_PG_6543 |  | Not Affected | Not Affected | Not Affected | Not Affected | Not Affected | Not Affected | Not Affected | Not Affected | Not Affected | Not Affected | Not Affected | Not Affected | Not Affected | Not Affected | Not Affected | Not Affected | Not Affected | Not Affected | Not Affected | Not Affected | Not Affected | 0 | 0 | 0 | 0 | 21 | Polygon
Critical Infrastructure | Stormwater Treatment Facilities and Pump Stations | Stormwater Ponds - NHD |  | STFPS_PG_6547 |  | Not Affected | Not Affected | Not Affected | Not Affected | Not Affected | Not Affected | Not Affected | Not Affected | Not Affected | Not Affected | Not Affected | Not Affected | Not Affected | Not Affected | Not Affected | Not Affected | Not Affected | Not Affected | Not Affected | Not Affected | Not Affected | 0 | 0 | 0 | 0 | 21 | Polygon
Critical Infrastructure | Stormwater Treatment Facilities and Pump Stations | Stormwater Ponds - NHD |  | STFPS_PG_6549 |  | Not Affected | Not Affected | Not Affected | Not Affected | Not Affected | Not Affected | Not Affected | Not Affected | Not Affected | Not Affected | Not Affected | Not Affected | Not Affected | Not Affected | Not Affected | Not Affected | Not Affected | Not Affected | Not Affected | Not Affected | Not Affected | 0 | 0 | 0 | 0 | 21 | Polygon
Critical Infrastructure | Stormwater Treatment Facilities and Pump Stations | Stormwater Ponds - NHD |  | STFPS_PG_6551 |  | Not Affected | Not Affected | Not Affected | Not Affected | Not Affected | Not Affected | Not Affected | Not Affected | Not Affected | Not Affected | Not Affected | Not Affected | Not Affected | Not Affected | Not Affected | Not Affected | Not Affected | Not Affected | Not Affected | Not Affected | Not Affected | 0 | 0 | 0 | 0 | 21 | Polygon
Critical Infrastructure | Stormwater Treatment Facilities and Pump Stations | Stormwater Ponds - NHD |  | STFPS_PG_6561 |  | Not Affected | Not Affected | Not Affected | Not Affected | Not Affected | Not Affected | Not Affected | Not Affected | Not Affected | Not Affected | Not Affected | Not Affected | Not Affected | Not Affected | Not Affected | Not Affected | Not Affected | Not Affected | Not Affected | Not Affected | Not Affected | 0 | 0 | 0 | 0 | 21 | Polygon
Critical Infrastructure | Stormwater Treatment Facilities and Pump Stations | Stormwater Ponds - NHD |  | STFPS_PG_6575 |  | Not Affected | Not Affected | Not Affected | Not Affected | Not Affected | Not Affected | Not Affected | Not Affected | Not Affected | Not Affected | Not Affected | Not Affected | Not Affected | Not Affected | Not Affected | Not Affected | Not Affected | Not Affected | Not Affected | Not Affected | Not Affected | 0 | 0 | 0 | 0 | 21 | Polygon
Critical Infrastructure | Stormwater Treatment Facilities and Pump Stations | Stormwater Ponds - NHD |  | STFPS_PG_6591 |  | Not Affected | Not Affected | Not Affected | Not Affected | Not Affected | Not Affected | Not Affected | Not Affected | Not Affected | Not Affected | Not Affected | Not Affected | Not Affected | Not Affected | Not Affected | Not Affected | Not Affected | Not Affected | Not Affected | Not Affected | Not Affected | 0 | 0 | 0 | 0 | 21 | Polygon
Critical Infrastructure | Stormwater Treatment Facilities and Pump Stations | Stormwater Ponds - NHD |  | STFPS_PG_6603 |  | Not Affected | Not Affected | Not Affected | Not Affected | Not Affected | Not Affected | Not Affected | Not Affected | Not Affected | Not Affected | Not Affected | Not Affected | Not Affected | Not Affected | Not Affected | Not Affected | Not Affected | Not Affected | Not Affected | Not Affected | Not Affected | 0 | 0 | 0 | 0 | 21 | Polygon
Critical Infrastructure | Stormwater Treatment Facilities and Pump Stations | Stormwater Ponds - NHD |  | STFPS_PG_6606 |  | Not Affected | Not Affected | Not Affected | Not Affected | Not Affected | Not Affected | Not Affected | Not Affected | Not Affected | Not Affected | Not Affected | Not Affected | Not Affected | Not Affected | Not Affected | Not Affected | Not Affected | Not Affected | Not Affected | Not Affected | Not Affected | 0 | 0 | 0 | 0 | 21 | Polygon
Critical Infrastructure | Stormwater Treatment Facilities and Pump Stations | Stormwater Ponds - NHD |  | STFPS_PG_6618 |  | Not Affected | Not Affected | Not Affected | Not Affected | Not Affected | Not Affected | Not Affected | Not Affected | Not Affected | Not Affected | Not Affected | Not Affected | Not Affected | Not Affected | Not Affected | Not Affected | Not Affected | Not Affected | Not Affected | Not Affected | Not Affected | 0 | 0 | 0 | 0 | 21 | Polygon
Critical Infrastructure | Stormwater Treatment Facilities and Pump Stations | Stormwater Ponds - NHD |  | STFPS_PG_6619 |  | Not Affected | Not Affected | Not Affected | Not Affected | Not Affected | Not Affected | Not Affected | Not Affected | Not Affected | Not Affected | Not Affected | Not Affected | Not Affected | Not Affected | Not Affected | Not Affected | Not Affected | Not Affected | Not Affected | Not Affected | Not Affected | 0 | 0 | 0 | 0 | 21 | Polygon
Critical Infrastructure | Stormwater Treatment Facilities and Pump Stations | Stormwater Ponds - NHD |  | STFPS_PG_6625 |  | Not Affected | Not Affected | Not Affected | Not Affected | Not Affected | Not Affected | Not Affected | Not Affected | Not Affected | Not Affected | Not Affected | Not Affected | Not Affected | Not Affected | Not Affected | Not Affected | Not Affected | Not Affected | Not Affected | Not Affected | Not Affected | 0 | 0 | 0 | 0 | 21 | Polygon
Critical Infrastructure | Stormwater Treatment Facilities and Pump Stations | Stormwater Ponds - NHD |  | STFPS_PG_6626 |  | Not Affected | Not Affected | Not Affected | Not Affected | Not Affected | Not Affected | Not Affected | Not Affected | Not Affected | Not Affected | Not Affected | Not Affected | Not Affected | Not Affected | Not Affected | Not Affected | Not Affected | Not Affected | Not Affected | Not Affected | Not Affected | 0 | 0 | 0 | 0 | 21 | Polygon
Critical Infrastructure | Stormwater Treatment Facilities and Pump Stations | Stormwater Ponds - NHD |  | STFPS_PG_6635 |  | Not Affected | Not Affected | Not Affected | Not Affected | Not Affected | Not Affected | Not Affected | Not Affected | Not Affected | Not Affected | Not Affected | Not Affected | Not Affected | Not Affected | Not Affected | Not Affected | Not Affected | Not Affected | Not Affected | Not Affected | Not Affected | 0 | 0 | 0 | 0 | 21 | Polygon
Critical Infrastructure | Stormwater Treatment Facilities and Pump Stations | Stormwater Ponds - NHD |  | STFPS_PG_6637 |  | Not Affected | Not Affected | Not Affected | Not Affected | Not Affected | Not Affected | Not Affected | Not Affected | Not Affected | Not Affected | Not Affected | Not Affected | Not Affected | Not Affected | Not Affected | Not Affected | Not Affected | Not Affected | Not Affected | Not Affected | Not Affected | 0 | 0 | 0 | 0 | 21 | Polygon
Critical Infrastructure | Stormwater Treatment Facilities and Pump Stations | Stormwater Ponds - NHD |  | STFPS_PG_6650 |  | Not Affected | Not Affected | Not Affected | Not Affected | Not Affected | Not Affected | Not Affected | Not Affected | Not Affected | Not Affected | Not Affected | Not Affected | Not Affected | Not Affected | Not Affected | Not Affected | Not Affected | Not Affected | Not Affected | Not Affected | Not Affected | 0 | 0 | 0 | 0 | 21 | Polygon
Critical Infrastructure | Stormwater Treatment Facilities and Pump Stations | Stormwater Ponds - NHD |  | STFPS_PG_6692 |  | Not Affected | Not Affected | Not Affected | Not Affected | Not Affected | Not Affected | Not Affected | Not Affected | Not Affected | Not Affected | Not Affected | Not Affected | Not Affected | Not Affected | Not Affected | Not Affected | Not Affected | Not Affected | Not Affected | Not Affected | Not Affected | 0 | 0 | 0 | 0 | 21 | Polygon
Critical Infrastructure | Stormwater Treatment Facilities and Pump Stations | Stormwater Ponds - NHD |  | STFPS_PG_7215 |  | Not Affected | Not Affected | Not Affected | Not Affected | Not Affected | Not Affected | Not Affected | Not Affected | Not Affected | Not Affected | Not Affected | Not Affected | Not Affected | Not Affected | Not Affected | Not Affected | Not Affected | Not Affected | Not Affected | Not Affected | Not Affected | 0 | 0 | 0 | 0 | 21 | Polygon
Critical Infrastructure | Stormwater Treatment Facilities and Pump Stations | Stormwater Ponds - NHD |  | STFPS_PG_7266 |  | Not Affected | Not Affected | Not Affected | Not Affected | Not Affected | Not Affected | Not Affected | Not Affected | Not Affected | Not Affected | Not Affected | Not Affected | Not Affected | Not Affected | Not Affected | Not Affected | Not Affected | Not Affected | Not Affected | Not Affected | Not Affected | 0 | 0 | 0 | 0 | 21 | Polygon
Critical Infrastructure | Stormwater Treatment Facilities and Pump Stations | Stormwater Ponds - NHD |  | STFPS_PG_7324 |  | Not Affected | Not Affected | Not Affected | Not Affected | Not Affected | Not Affected | Not Affected | Not Affected | Not Affected | Not Affected | Not Affected | Not Affected | Not Affected | Not Affected | Not Affected | Not Affected | Not Affected | Not Affected | Not Affected | Not Affected | Not Affected | 0 | 0 | 0 | 0 | 21 | Polygon
Critical Infrastructure | Stormwater Treatment Facilities and Pump Stations | Stormwater Ponds - NHD |  | STFPS_PG_7346 |  | Not Affected | Not Affected | Not Affected | Not Affected | Not Affected | Not Affected | Not Affected | Not Affected | Not Affected | Not Affected | Not Affected | Not Affected | Not Affected | Not Affected | Not Affected | Not Affected | Not Affected | Not Affected | Not Affected | Not Affected | Not Affected | 0 | 0 | 0 | 0 | 21 | Polygon
Critical Infrastructure | Stormwater Treatment Facilities and Pump Stations | Stormwater Ponds - NHD |  | STFPS_PG_7357 |  | Not Affected | Not Affected | Not Affected | Not Affected | Not Affected | Not Affected | Not Affected | Not Affected | Not Affected | Not Affected | Not Affected | Not Affected | Not Affected | Not Affected | Not Affected | Not Affected | Not Affected | Not Affected | Not Affected | Not Affected | Not Affected | 0 | 0 | 0 | 0 | 21 | Polygon
Critical Infrastructure | Stormwater Treatment Facilities and Pump Stations | Stormwater Ponds - NHD |  | STFPS_PG_7359 |  | Not Affected | Not Affected | Not Affected | Not Affected | Not Affected | Not Affected | Not Affected | Not Affected | Not Affected | Not Affected | Not Affected | Not Affected | Not Affected | Not Affected | Not Affected | Not Affected | Not Affected | Not Affected | Not Affected | Not Affected | Not Affected | 0 | 0 | 0 | 0 | 21 | Polygon
Critical Infrastructure | Stormwater Treatment Facilities and Pump Stations | Stormwater Ponds - NHD |  | STFPS_PG_7373 |  | Not Affected | Not Affected | Not Affected | Not Affected | Not Affected | Not Affected | Not Affected | Not Affected | Not Affected | Not Affected | Not Affected | Not Affected | Not Affected | Not Affected | Not Affected | Not Affected | Not Affected | Not Affected | Not Affected | Not Affected | Not Affected | 0 | 0 | 0 | 0 | 21 | Polygon
Critical Infrastructure | Stormwater Treatment Facilities and Pump Stations | Stormwater Ponds - NHD |  | STFPS_PG_7394 |  | Not Affected | Not Affected | Not Affected | Not Affected | Not Affected | Not Affected | Not Affected | Not Affected | Not Affected | Not Affected | Not Affected | Not Affected | Not Affected | Not Affected | Not Affected | Not Affected | Not Affected | Not Affected | Not Affected | Not Affected | Not Affected | 0 | 0 | 0 | 0 | 21 | Polygon
Critical Infrastructure | Stormwater Treatment Facilities and Pump Stations | Stormwater Ponds - NHD |  | STFPS_PG_7397 |  | Not Affected | Not Affected | Not Affected | Not Affected | Not Affected | Not Affected | Not Affected | Not Affected | Not Affected | Not Affected | Not Affected | Not Affected | Not Affected | Not Affected | Not Affected | Not Affected | Not Affected | Not Affected | Not Affected | Not Affected | Not Affected | 0 | 0 | 0 | 0 | 21 | Polygon
Critical Infrastructure | Stormwater Treatment Facilities and Pump Stations | Stormwater Ponds - NHD |  | STFPS_PG_7404 |  | Not Affected | Not Affected | Not Affected | Not Affected | Not Affected | Not Affected | Not Affected | Not Affected | Not Affected | Not Affected | Not Affected | Not Affected | Not Affected | Not Affected | Not Affected | Not Affected | Not Affected | Not Affected | Not Affected | Not Affected | Not Affected | 0 | 0 | 0 | 0 | 21 | Polygon
Critical Infrastructure | Stormwater Treatment Facilities and Pump Stations | Stormwater Ponds - NHD |  | STFPS_PG_7444 |  | Not Affected | Not Affected | Not Affected | Not Affected | Not Affected | Not Affected | Not Affected | Not Affected | Not Affected | Not Affected | Not Affected | Not Affected | Not Affected | Not Affected | Not Affected | Not Affected | Not Affected | Not Affected | Not Affected | Not Affected | Not Affected | 0 | 0 | 0 | 0 | 21 | Polygon
Critical Infrastructure | Stormwater Treatment Facilities and Pump Stations | Stormwater Ponds - NHD |  | STFPS_PG_7451 |  | Not Affected | Not Affected | Not Affected | Not Affected | Not Affected | Not Affected | Not Affected | Not Affected | Not Affected | Not Affected | Not Affected | Not Affected | Not Affected | Not Affected | Not Affected | Not Affected | Not Affected | Not Affected | Not Affected | Not Affected | Not Affected | 0 | 0 | 0 | 0 | 21 | Polygon
Critical Infrastructure | Stormwater Treatment Facilities and Pump Stations | Stormwater Ponds - NHD |  | STFPS_PG_7455 |  | Not Affected | Not Affected | Not Affected | Not Affected | Not Affected | Not Affected | Not Affected | Not Affected | Not Affected | Not Affected | Not Affected | Not Affected | Not Affected | Not Affected | Not Affected | Not Affected | Not Affected | Not Affected | Not Affected | Not Affected | Not Affected | 0 | 0 | 0 | 0 | 21 | Polygon
Critical Infrastructure | Stormwater Treatment Facilities and Pump Stations | Stormwater Ponds - NHD |  | STFPS_PG_7459 |  | Not Affected | Not Affected | Not Affected | Not Affected | Not Affected | Not Affected | Not Affected | Not Affected | Not Affected | Not Affected | Not Affected | Not Affected | Not Affected | Not Affected | Not Affected | Not Affected | Not Affected | Not Affected | Not Affected | Not Affected | Not Affected | 0 | 0 | 0 | 0 | 21 | Polygon
Critical Infrastructure | Stormwater Treatment Facilities and Pump Stations | Stormwater Ponds - NHD |  | STFPS_PG_7460 |  | Not Affected | Not Affected | Not Affected | Not Affected | Not Affected | Not Affected | Not Affected | Not Affected | Not Affected | Not Affected | Not Affected | Not Affected | Not Affected | Not Affected | Not Affected | Not Affected | Not Affected | Not Affected | Not Affected | Not Affected | Not Affected | 0 | 0 | 0 | 0 | 21 | Polygon
Critical Infrastructure | Stormwater Treatment Facilities and Pump Stations | Stormwater Ponds - NHD |  | STFPS_PG_7466 |  | Not Affected | Not Affected | Not Affected | Not Affected | Not Affected | Not Affected | Not Affected | Not Affected | Not Affected | Not Affected | Not Affected | Not Affected | Not Affected | Not Affected | Not Affected | Not Affected | Not Affected | Not Affected | Not Affected | Not Affected | Not Affected | 0 | 0 | 0 | 0 | 21 | Polygon
Critical Infrastructure | Stormwater Treatment Facilities and Pump Stations | Stormwater Ponds - NHD |  | STFPS_PG_7468 |  | Not Affected | Not Affected | Not Affected | Not Affected | Not Affected | Not Affected | Not Affected | Not Affected | Not Affected | Not Affected | Not Affected | Not Affected | Not Affected | Not Affected | Not Affected | Not Affected | Not Affected | Not Affected | Not Affected | Not Affected | Not Affected | 0 | 0 | 0 | 0 | 21 | Polygon
Critical Infrastructure | Stormwater Treatment Facilities and Pump Stations | Stormwater Ponds - NHD |  | STFPS_PG_7477 |  | Not Affected | Not Affected | Not Affected | Not Affected | Not Affected | Not Affected | Not Affected | Not Affected | Not Affected | Not Affected | Not Affected | Not Affected | Not Affected | Not Affected | Not Affected | Not Affected | Not Affected | Not Affected | Not Affected | Not Affected | Not Affected | 0 | 0 | 0 | 0 | 21 | Polygon
Critical Infrastructure | Stormwater Treatment Facilities and Pump Stations | Stormwater Ponds - NHD |  | STFPS_PG_7483 |  | Not Affected | Not Affected | Not Affected | Not Affected | Not Affected | Not Affected | Not Affected | Not Affected | Not Affected | Not Affected | Not Affected | Not Affected | Not Affected | Not Affected | Not Affected | Not Affected | Not Affected | Not Affected | Not Affected | Not Affected | Not Affected | 0 | 0 | 0 | 0 | 21 | Polygon
Critical Infrastructure | Stormwater Treatment Facilities and Pump Stations | Stormwater Ponds - NHD |  | STFPS_PG_7494 |  | Not Affected | Not Affected | Not Affected | Not Affected | Not Affected | Not Affected | Not Affected | Not Affected | Not Affected | Not Affected | Not Affected | Not Affected | Not Affected | Not Affected | Not Affected | Not Affected | Not Affected | Not Affected | Not Affected | Not Affected | Not Affected | 0 | 0 | 0 | 0 | 21 | Polygon
Critical Infrastructure | Stormwater Treatment Facilities and Pump Stations | Stormwater Ponds - NHD |  | STFPS_PG_7496 |  | Not Affected | Not Affected | Not Affected | Not Affected | Not Affected | Not Affected | Not Affected | Not Affected | Not Affected | Not Affected | Not Affected | Not Affected | Not Affected | Not Affected | Not Affected | Not Affected | Not Affected | Not Affected | Not Affected | Not Affected | Not Affected | 0 | 0 | 0 | 0 | 21 | Polygon
Critical Infrastructure | Stormwater Treatment Facilities and Pump Stations | Stormwater Ponds - NHD |  | STFPS_PG_7499 |  | Not Affected | Not Affected | Not Affected | Not Affected | Not Affected | Not Affected | Not Affected | Not Affected | Not Affected | Not Affected | Not Affected | Not Affected | Not Affected | Not Affected | Not Affected | Not Affected | Not Affected | Not Affected | Not Affected | Not Affected | Not Affected | 0 | 0 | 0 | 0 | 21 | Polygon
Critical Infrastructure | Stormwater Treatment Facilities and Pump Stations | Stormwater Ponds - NHD |  | STFPS_PG_7500 |  | Not Affected | Not Affected | Not Affected | Not Affected | Not Affected | Not Affected | Not Affected | Not Affected | Not Affected | Not Affected | Not Affected | Not Affected | Not Affected | Not Affected | Not Affected | Not Affected | Not Affected | Not Affected | Not Affected | Not Affected | Not Affected | 0 | 0 | 0 | 0 | 21 | Polygon
Critical Infrastructure | Stormwater Treatment Facilities and Pump Stations | Stormwater Ponds - NHD |  | STFPS_PG_7501 |  | Not Affected | Not Affected | Not Affected | Not Affected | Not Affected | Not Affected | Not Affected | Not Affected | Not Affected | Not Affected | Not Affected | Not Affected | Not Affected | Not Affected | Not Affected | Not Affected | Not Affected | Not Affected | Not Affected | Not Affected | Not Affected | 0 | 0 | 0 | 0 | 21 | Polygon
Critical Infrastructure | Stormwater Treatment Facilities and Pump Stations | Stormwater Ponds - NHD |  | STFPS_PG_7504 |  | Not Affected | Not Affected | Not Affected | Not Affected | Not Affected | Not Affected | Not Affected | Not Affected | Not Affected | Not Affected | Not Affected | Not Affected | Not Affected | Not Affected | Not Affected | Not Affected | Not Affected | Not Affected | Not Affected | Not Affected | Not Affected | 0 | 0 | 0 | 0 | 21 | Polygon
Critical Infrastructure | Stormwater Treatment Facilities and Pump Stations | Stormwater Ponds - NHD |  | STFPS_PG_7505 |  | Not Affected | Not Affected | Not Affected | Not Affected | Not Affected | Not Affected | Not Affected | Not Affected | Not Affected | Not Affected | Not Affected | Not Affected | Not Affected | Not Affected | Not Affected | Not Affected | Not Affected | Not Affected | Not Affected | Not Affected | Not Affected | 0 | 0 | 0 | 0 | 21 | Polygon
Critical Infrastructure | Stormwater Treatment Facilities and Pump Stations | Stormwater Ponds - NHD |  | STFPS_PG_7507 |  | Not Affected | Not Affected | Not Affected | Not Affected | Not Affected | Not Affected | Not Affected | Not Affected | Not Affected | Not Affected | Not Affected | Not Affected | Not Affected | Not Affected | Not Affected | Not Affected | Not Affected | Not Affected | Not Affected | Not Affected | Not Affected | 0 | 0 | 0 | 0 | 21 | Polygon
Critical Infrastructure | Stormwater Treatment Facilities and Pump Stations | Stormwater Ponds - NHD |  | STFPS_PG_7508 |  | Not Affected | Not Affected | Not Affected | Not Affected | Not Affected | Not Affected | Not Affected | Not Affected | Not Affected | Not Affected | Not Affected | Not Affected | Not Affected | Not Affected | Not Affected | Not Affected | Not Affected | Not Affected | Not Affected | Not Affected | Not Affected | 0 | 0 | 0 | 0 | 21 | Polygon
Critical Infrastructure | Stormwater Treatment Facilities and Pump Stations | Stormwater Ponds - NHD |  | STFPS_PG_7510 |  | Not Affected | Not Affected | Not Affected | Not Affected | Not Affected | Not Affected | Not Affected | Not Affected | Not Affected | Not Affected | Not Affected | Not Affected | Not Affected | Not Affected | Not Affected | Not Affected | Not Affected | Not Affected | Not Affected | Not Affected | Not Affected | 0 | 0 | 0 | 0 | 21 | Polygon
Critical Infrastructure | Stormwater Treatment Facilities and Pump Stations | Stormwater Ponds - NHD |  | STFPS_PG_7511 |  | Not Affected | Not Affected | Not Affected | Not Affected | Not Affected | Not Affected | Not Affected | Not Affected | Not Affected | Not Affected | Not Affected | Not Affected | Not Affected | Not Affected | Not Affected | Not Affected | Not Affected | Not Affected | Not Affected | Not Affected | Not Affected | 0 | 0 | 0 | 0 | 21 | Polygon
Critical Infrastructure | Stormwater Treatment Facilities and Pump Stations | Stormwater Ponds - NHD |  | STFPS_PG_7512 |  | Not Affected | Not Affected | Not Affected | Not Affected | Not Affected | Not Affected | Not Affected | Not Affected | Not Affected | Not Affected | Not Affected | Not Affected | Not Affected | Not Affected | Not Affected | Not Affected | Not Affected | Not Affected | Not Affected | Not Affected | Not Affected | 0 | 0 | 0 | 0 | 21 | Polygon
Critical Infrastructure | Stormwater Treatment Facilities and Pump Stations | Stormwater Ponds - NHD |  | STFPS_PG_7513 |  | Not Affected | Not Affected | Not Affected | Not Affected | Not Affected | Not Affected | Not Affected | Not Affected | Not Affected | Not Affected | Not Affected | Not Affected | Not Affected | Not Affected | Not Affected | Not Affected | Not Affected | Not Affected | Not Affected | Not Affected | Not Affected | 0 | 0 | 0 | 0 | 21 | Polygon
Critical Infrastructure | Stormwater Treatment Facilities and Pump Stations | Stormwater Ponds - NHD |  | STFPS_PG_7514 |  | Not Affected | Not Affected | Not Affected | Not Affected | Not Affected | Not Affected | Not Affected | Not Affected | Not Affected | Not Affected | Not Affected | Not Affected | Not Affected | Not Affected | Not Affected | Not Affected | Not Affected | Not Affected | Not Affected | Not Affected | Not Affected | 0 | 0 | 0 | 0 | 21 | Polygon
Critical Infrastructure | Stormwater Treatment Facilities and Pump Stations | Stormwater Ponds - NHD |  | STFPS_PG_7518 |  | Not Affected | Not Affected | Not Affected | Not Affected | Not Affected | Not Affected | Not Affected | Not Affected | Not Affected | Not Affected | Not Affected | Not Affected | Not Affected | Not Affected | Not Affected | Not Affected | Not Affected | Not Affected | Not Affected | Not Affected | Not Affected | 0 | 0 | 0 | 0 | 21 | Polygon
Critical Infrastructure | Stormwater Treatment Facilities and Pump Stations | Stormwater Ponds - NHD |  | STFPS_PG_7519 |  | Not Affected | Not Affected | Not Affected | Not Affected | Not Affected | Not Affected | Not Affected | Not Affected | Not Affected | Not Affected | Not Affected | Not Affected | Not Affected | Not Affected | Not Affected | Not Affected | Not Affected | Not Affected | Not Affected | Not Affected | Not Affected | 0 | 0 | 0 | 0 | 21 | Polygon
Critical Infrastructure | Stormwater Treatment Facilities and Pump Stations | Stormwater Ponds - NHD |  | STFPS_PG_7520 |  | Not Affected | Not Affected | Not Affected | Not Affected | Not Affected | Not Affected | Not Affected | Not Affected | Not Affected | Not Affected | Not Affected | Not Affected | Not Affected | Not Affected | Not Affected | Not Affected | Not Affected | Not Affected | Not Affected | Not Affected | Not Affected | 0 | 0 | 0 | 0 | 21 | Polygon
Critical Infrastructure | Stormwater Treatment Facilities and Pump Stations | Stormwater Ponds - NHD |  | STFPS_PG_7530 |  | Not Affected | Not Affected | Not Affected | Not Affected | Not Affected | Not Affected | Not Affected | Not Affected | Not Affected | Not Affected | Not Affected | Not Affected | Not Affected | Not Affected | Not Affected | Not Affected | Not Affected | Not Affected | Not Affected | Not Affected | Not Affected | 0 | 0 | 0 | 0 | 21 | Polygon
Critical Infrastructure | Stormwater Treatment Facilities and Pump Stations | Stormwater Ponds - NHD |  | STFPS_PG_7611 |  | Not Affected | Not Affected | Not Affected | Not Affected | Not Affected | Not Affected | Not Affected | Not Affected | Not Affected | Not Affected | Not Affected | Not Affected | Not Affected | Not Affected | Not Affected | Not Affected | Not Affected | Not Affected | Not Affected | Not Affected | Not Affected | 0 | 0 | 0 | 0 | 21 | Polygon
Critical Infrastructure | Stormwater Treatment Facilities and Pump Stations | Stormwater Ponds - NHD |  | STFPS_PG_7612 |  | Not Affected | Not Affected | Not Affected | Not Affected | Not Affected | Not Affected | Not Affected | Not Affected | Not Affected | Not Affected | Not Affected | Not Affected | Not Affected | Not Affected | Not Affected | Not Affected | Not Affected | Not Affected | Not Affected | Not Affected | Not Affected | 0 | 0 | 0 | 0 | 21 | Polygon
Critical Infrastructure | Stormwater Treatment Facilities and Pump Stations | Stormwater Ponds - NHD |  | STFPS_PG_7808 |  | Not Affected | Not Affected | Not Affected | Not Affected | Not Affected | Not Affected | Not Affected | Not Affected | Not Affected | Not Affected | Not Affected | Not Affected | Not Affected | Not Affected | Not Affected | Not Affected | Not Affected | Not Affected | Not Affected | Not Affected | Not Affected | 0 | 0 | 0 | 0 | 21 | Polygon
Critical Infrastructure | Stormwater Treatment Facilities and Pump Stations | Stormwater Ponds - NHD |  | STFPS_PG_7879 |  | Not Affected | Not Affected | Not Affected | Not Affected | Not Affected | Not Affected | Not Affected | Not Affected | Not Affected | Not Affected | Not Affected | Not Affected | Not Affected | Not Affected | Not Affected | Not Affected | Not Affected | Not Affected | Not Affected | Not Affected | Not Affected | 0 | 0 | 0 | 0 | 21 | Polygon
Critical Infrastructure | Stormwater Treatment Facilities and Pump Stations | Stormwater Ponds - NHD |  | STFPS_PG_8167 |  | Not Affected | Not Affected | Not Affected | Not Affected | Not Affected | Not Affected | Not Affected | Not Affected | Not Affected | Not Affected | Not Affected | Not Affected | Not Affected | Not Affected | Not Affected | Not Affected | Not Affected | Not Affected | Not Affected | Not Affected | Not Affected | 0 | 0 | 0 | 0 | 21 | Polygon
Critical Infrastructure | Stormwater Treatment Facilities and Pump Stations | Stormwater Ponds - NHD |  | STFPS_PG_8177 |  | Not Affected | Not Affected | Not Affected | Not Affected | Not Affected | Not Affected | Not Affected | Not Affected | Not Affected | Not Affected | Not Affected | Not Affected | Not Affected | Not Affected | Not Affected | Not Affected | Not Affected | Not Affected | Not Affected | Not Affected | Not Affected | 0 | 0 | 0 | 0 | 21 | Polygon
Critical Infrastructure | Stormwater Treatment Facilities and Pump Stations | Stormwater Ponds - NHD |  | STFPS_PG_8178 |  | Not Affected | Not Affected | Not Affected | Not Affected | Not Affected | Not Affected | Not Affected | Not Affected | Not Affected | Not Affected | Not Affected | Not Affected | Not Affected | Not Affected | Not Affected | Not Affected | Not Affected | Not Affected | Not Affected | Not Affected | Not Affected | 0 | 0 | 0 | 0 | 21 | Polygon
Critical Infrastructure | Stormwater Treatment Facilities and Pump Stations | Stormwater Ponds - NHD |  | STFPS_PG_8225 |  | Not Affected | Not Affected | Not Affected | Not Affected | Not Affected | Not Affected | Not Affected | Not Affected | Not Affected | Not Affected | Not Affected | Not Affected | Not Affected | Not Affected | Not Affected | Not Affected | Not Affected | Not Affected | Not Affected | Not Affected | Not Affected | 0 | 0 | 0 | 0 | 21 | Polygon
Critical Infrastructure | Stormwater Treatment Facilities and Pump Stations | Stormwater Ponds - NHD |  | STFPS_PG_8248 |  | Not Affected | Not Affected | Not Affected | Not Affected | Not Affected | Not Affected | Not Affected | Not Affected | Not Affected | Not Affected | Not Affected | Not Affected | Not Affected | Not Affected | Not Affected | Not Affected | Not Affected | Not Affected | Not Affected | Not Affected | Not Affected | 0 | 0 | 0 | 0 | 21 | Polygon
Critical Infrastructure | Stormwater Treatment Facilities and Pump Stations | Stormwater Ponds - NHD |  | STFPS_PG_8682 |  | Not Affected | Not Affected | Not Affected | Not Affected | Not Affected | Not Affected | Not Affected | Not Affected | Not Affected | Not Affected | Not Affected | Not Affected | Not Affected | Not Affected | Not Affected | Not Affected | Not Affected | Not Affected | Not Affected | Not Affected | Not Affected | 0 | 0 | 0 | 0 | 21 | Polygon
Critical Infrastructure | Stormwater Treatment Facilities and Pump Stations | Stormwater Ponds - NHD |  | STFPS_PG_8693 |  | Not Affected | Not Affected | Not Affected | Not Affected | Not Affected | Not Affected | Not Affected | Not Affected | Not Affected | Not Affected | Not Affected | Not Affected | Not Affected | Not Affected | Not Affected | Not Affected | Not Affected | Not Affected | Not Affected | Not Affected | Not Affected | 0 | 0 | 0 | 0 | 21 | Polygon
Critical Infrastructure | Stormwater Treatment Facilities and Pump Stations | Stormwater Ponds - NHD |  | STFPS_PG_8712 |  | Not Affected | Not Affected | Not Affected | Not Affected | Not Affected | Not Affected | Not Affected | Not Affected | Not Affected | Not Affected | Not Affected | Not Affected | Not Affected | Not Affected | Not Affected | Not Affected | Not Affected | Not Affected | Not Affected | Not Affected | Not Affected | 0 | 0 | 0 | 0 | 21 | Polygon
Critical Infrastructure | Stormwater Treatment Facilities and Pump Stations | Stormwater Ponds - NHD |  | STFPS_PG_8725 |  | Not Affected | Not Affected | Not Affected | Not Affected | Not Affected | Not Affected | Not Affected | Not Affected | Not Affected | Not Affected | Not Affected | Not Affected | Not Affected | Not Affected | Not Affected | Not Affected | Not Affected | Not Affected | Not Affected | Not Affected | Not Affected | 0 | 0 | 0 | 0 | 21 | Polygon
Critical Infrastructure | Stormwater Treatment Facilities and Pump Stations | Stormwater Ponds - NHD |  | STFPS_PG_8773 |  | Not Affected | Not Affected | Not Affected | Not Affected | Not Affected | Not Affected | Not Affected | Not Affected | Not Affected | Not Affected | Not Affected | Not Affected | Not Affected | Not Affected | Not Affected | Not Affected | Not Affected | Not Affected | Not Affected | Not Affected | Not Affected | 0 | 0 | 0 | 0 | 21 | Polygon
Critical Infrastructure | Stormwater Treatment Facilities and Pump Stations | Stormwater Ponds - NHD |  | STFPS_PG_9061 |  | Not Affected | Not Affected | Not Affected | Not Affected | Not Affected | Not Affected | Not Affected | Not Affected | Not Affected | Not Affected | Not Affected | Not Affected | Not Affected | Not Affected | Not Affected | Not Affected | Not Affected | Not Affected | Not Affected | Not Affected | Not Affected | 0 | 0 | 0 | 0 | 21 | Polygon
Critical Infrastructure | Stormwater Treatment Facilities and Pump Stations | Stormwater Ponds - NHD |  | STFPS_PG_9708 |  | Not Affected | Not Affected | Not Affected | Not Affected | Not Affected | Not Affected | Not Affected | Not Affected | Not Affected | Not Affected | Not Affected | Not Affected | Not Affected | Not Affected | Not Affected | Not Affected | Not Affected | Not Affected | Not Affected | Not Affected | Not Affected | 0 | 0 | 0 | 0 | 21 | Polygon
Critical Infrastructure | Stormwater Treatment Facilities and Pump Stations | Stormwater Ponds - NHD |  | STFPS_PG_9710 |  | Not Affected | Not Affected | Not Affected | Not Affected | Not Affected | Not Affected | Not Affected | Not Affected | Not Affected | Not Affected | Not Affected | Not Affected | Not Affected | Not Affected | Not Affected | Not Affected | Not Affected | Not Affected | Not Affected | Not Affected | Not Affected | 0 | 0 | 0 | 0 | 21 | Polygon
Critical Infrastructure | Stormwater Treatment Facilities and Pump Stations | Stormwater Ponds - NHD |  | STFPS_PG_9711 |  | Not Affected | Not Affected | Not Affected | Not Affected | Not Affected | Not Affected | Not Affected | Not Affected | Not Affected | Not Affected | Not Affected | Not Affected | Not Affected | Not Affected | Not Affected | Not Affected | Not Affected | Not Affected | Not Affected | Not Affected | Not Affected | 0 | 0 | 0 | 0 | 21 | Polygon
Critical Infrastructure | Stormwater Treatment Facilities and Pump Stations | Stormwater Ponds - NHD |  | STFPS_PG_9713 |  | Not Affected | Not Affected | Not Affected | Not Affected | Not Affected | Not Affected | Not Affected | Not Affected | Not Affected | Not Affected | Not Affected | Not Affected | Not Affected | Not Affected | Not Affected | Not Affected | Not Affected | Not Affected | Not Affected | Not Affected | Not Affected | 0 | 0 | 0 | 0 | 21 | Polygon
Critical Infrastructure | Stormwater Treatment Facilities and Pump Stations | Stormwater Ponds - NHD |  | STFPS_PG_9714 |  | Not Affected | Not Affected | Not Affected | Not Affected | Not Affected | Not Affected | Not Affected | Not Affected | Not Affected | Not Affected | Not Affected | Not Affected | Not Affected | Not Affected | Not Affected | Not Affected | Not Affected | Not Affected | Not Affected | Not Affected | Not Affected | 0 | 0 | 0 | 0 | 21 | Polygon
Critical Infrastructure | Stormwater Treatment Facilities and Pump Stations | Stormwater Ponds - NHD |  | STFPS_PG_9716 |  | Not Affected | Not Affected | Not Affected | Not Affected | Not Affected | Not Affected | Not Affected | Not Affected | Not Affected | Not Affected | Not Affected | Not Affected | Not Affected | Not Affected | Not Affected | Not Affected | Not Affected | Not Affected | Not Affected | Not Affected | Not Affected | 0 | 0 | 0 | 0 | 21 | Polygon
Critical Infrastructure | Stormwater Treatment Facilities and Pump Stations | Stormwater Ponds - NHD |  | STFPS_PG_9717 |  | Not Affected | Not Affected | Not Affected | Not Affected | Not Affected | Not Affected | Not Affected | Not Affected | Not Affected | Not Affected | Not Affected | Not Affected | Not Affected | Not Affected | Not Affected | Not Affected | Not Affected | Not Affected | Not Affected | Not Affected | Not Affected | 0 | 0 | 0 | 0 | 21 | Polygon
Critical Infrastructure | Stormwater Treatment Facilities and Pump Stations | Stormwater Ponds - NHD |  | STFPS_PG_9718 |  | Not Affected | Not Affected | Not Affected | Not Affected | Not Affected | Not Affected | Not Affected | Not Affected | Not Affected | Not Affected | Not Affected | Not Affected | Not Affected | Not Affected | Not Affected | Not Affected | Not Affected | Not Affected | Not Affected | Not Affected | Not Affected | 0 | 0 | 0 | 0 | 21 | Polygon
Critical Infrastructure | Stormwater Treatment Facilities and Pump Stations | Stormwater Ponds - NHD |  | STFPS_PG_9720 |  | Not Affected | Not Affected | Not Affected | Not Affected | Not Affected | Not Affected | Not Affected | Not Affected | Not Affected | Not Affected | Not Affected | Not Affected | Not Affected | Not Affected | Not Affected | Not Affected | Not Affected | Not Affected | Not Affected | Not Affected | Not Affected | 0 | 0 | 0 | 0 | 21 | Polygon
Critical Infrastructure | Stormwater Treatment Facilities and Pump Stations | Stormwater Ponds - NHD |  | STFPS_PG_9721 |  | Not Affected | Not Affected | Not Affected | Not Affected | Not Affected | Not Affected | Not Affected | Not Affected | Not Affected | Not Affected | Not Affected | Not Affected | Not Affected | Not Affected | Not Affected | Not Affected | Not Affected | Not Affected | Not Affected | Not Affected | Not Affected | 0 | 0 | 0 | 0 | 21 | Polygon
Critical Infrastructure | Stormwater Treatment Facilities and Pump Stations | Stormwater Ponds - NHD |  | STFPS_PG_9722 |  | Not Affected | Not Affected | Not Affected | Not Affected | Not Affected | Not Affected | Not Affected | Not Affected | Not Affected | Not Affected | Not Affected | Not Affected | Not Affected | Not Affected | Not Affected | Not Affected | Not Affected | Not Affected | Not Affected | Not Affected | Not Affected | 0 | 0 | 0 | 0 | 21 | Polygon
Critical Infrastructure | Stormwater Treatment Facilities and Pump Stations | Stormwater Ponds - NHD |  | STFPS_PG_9724 |  | Not Affected | Not Affected | Not Affected | Not Affected | Not Affected | Not Affected | Not Affected | Not Affected | Not Affected | Not Affected | Not Affected | Not Affected | Not Affected | Not Affected | Not Affected | Not Affected | Not Affected | Not Affected | Not Affected | Not Affected | Not Affected | 0 | 0 | 0 | 0 | 21 | Polygon
Critical Infrastructure | Stormwater Treatment Facilities and Pump Stations | Stormwater Ponds - NHD |  | STFPS_PG_9725 |  | Not Affected | Not Affected | Not Affected | Not Affected | Not Affected | Not Affected | Not Affected | Not Affected | Not Affected | Not Affected | Not Affected | Not Affected | Not Affected | Not Affected | Not Affected | Not Affected | Not Affected | Not Affected | Not Affected | Not Affected | Not Affected | 0 | 0 | 0 | 0 | 21 | Polygon
Critical Infrastructure | Stormwater Treatment Facilities and Pump Stations | Stormwater Ponds - NHD |  | STFPS_PG_9726 |  | Not Affected | Not Affected | Not Affected | Not Affected | Not Affected | Not Affected | Not Affected | Not Affected | Not Affected | Not Affected | Not Affected | Not Affected | Not Affected | Not Affected | Not Affected | Not Affected | Not Affected | Not Affected | Not Affected | Not Affected | Not Affected | 0 | 0 | 0 | 0 | 21 | Polygon
Critical Infrastructure | Stormwater Treatment Facilities and Pump Stations | Stormwater Ponds - NHD |  | STFPS_PG_9728 |  | Not Affected | Not Affected | Not Affected | Not Affected | Not Affected | Not Affected | Not Affected | Not Affected | Not Affected | Not Affected | Not Affected | Not Affected | Not Affected | Not Affected | Not Affected | Not Affected | Not Affected | Not Affected | Not Affected | Not Affected | Not Affected | 0 | 0 | 0 | 0 | 21 | Polygon
Critical Infrastructure | Stormwater Treatment Facilities and Pump Stations | Stormwater Ponds - NHD |  | STFPS_PG_9729 |  | Not Affected | Not Affected | Not Affected | Not Affected | Not Affected | Not Affected | Not Affected | Not Affected | Not Affected | Not Affected | Not Affected | Not Affected | Not Affected | Not Affected | Not Affected | Not Affected | Not Affected | Not Affected | Not Affected | Not Affected | Not Affected | 0 | 0 | 0 | 0 | 21 | Polygon
Critical Infrastructure | Stormwater Treatment Facilities and Pump Stations | Stormwater Ponds - NHD |  | STFPS_PG_9731 |  | Not Affected | Not Affected | Not Affected | Not Affected | Not Affected | Not Affected | Not Affected | Not Affected | Not Affected | Not Affected | Not Affected | Not Affected | Not Affected | Not Affected | Not Affected | Not Affected | Not Affected | Not Affected | Not Affected | Not Affected | Not Affected | 0 | 0 | 0 | 0 | 21 | Polygon
Critical Infrastructure | Stormwater Treatment Facilities and Pump Stations | Stormwater Ponds - NHD |  | STFPS_PG_9734 |  | Not Affected | Not Affected | Not Affected | Not Affected | Not Affected | Not Affected | Not Affected | Not Affected | Not Affected | Not Affected | Not Affected | Not Affected | Not Affected | Not Affected | Not Affected | Not Affected | Not Affected | Not Affected | Not Affected | Not Affected | Not Affected | 0 | 0 | 0 | 0 | 21 | Polygon
Critical Infrastructure | Stormwater Treatment Facilities and Pump Stations | Stormwater Ponds - NHD |  | STFPS_PG_9736 |  | Not Affected | Not Affected | Not Affected | Not Affected | Not Affected | Not Affected | Not Affected | Not Affected | Not Affected | Not Affected | Not Affected | Not Affected | Not Affected | Not Affected | Not Affected | Not Affected | Not Affected | Not Affected | Not Affected | Not Affected | Not Affected | 0 | 0 | 0 | 0 | 21 | Polygon
Critical Infrastructure | Stormwater Treatment Facilities and Pump Stations | Stormwater Ponds - NHD |  | STFPS_PG_9737 |  | Not Affected | Not Affected | Not Affected | Not Affected | Not Affected | Not Affected | Not Affected | Not Affected | Not Affected | Not Affected | Not Affected | Not Affected | Not Affected | Not Affected | Not Affected | Not Affected | Not Affected | Not Affected | Not Affected | Not Affected | Not Affected | 0 | 0 | 0 | 0 | 21 | Polygon
Critical Infrastructure | Stormwater Treatment Facilities and Pump Stations | Stormwater Ponds - NHD |  | STFPS_PG_9738 |  | Not Affected | Not Affected | Not Affected | Not Affected | Not Affected | Not Affected | Not Affected | Not Affected | Not Affected | Not Affected | Not Affected | Not Affected | Not Affected | Not Affected | Not Affected | Not Affected | Not Affected | Not Affected | Not Affected | Not Affected | Not Affected | 0 | 0 | 0 | 0 | 21 | Polygon
Critical Infrastructure | Stormwater Treatment Facilities and Pump Stations | Stormwater Ponds - NHD |  | STFPS_PG_9739 |  | Not Affected | Not Affected | Not Affected | Not Affected | Not Affected | Not Affected | Not Affected | Not Affected | Not Affected | Not Affected | Not Affected | Not Affected | Not Affected | Not Affected | Not Affected | Not Affected | Not Affected | Not Affected | Not Affected | Not Affected | Not Affected | 0 | 0 | 0 | 0 | 21 | Polygon
Critical Infrastructure | Stormwater Treatment Facilities and Pump Stations | Stormwater Ponds - NHD |  | STFPS_PG_9740 |  | Not Affected | Not Affected | Not Affected | Not Affected | Not Affected | Not Affected | Not Affected | Not Affected | Not Affected | Not Affected | Not Affected | Not Affected | Not Affected | Not Affected | Not Affected | Not Affected | Not Affected | Not Affected | Not Affected | Not Affected | Not Affected | 0 | 0 | 0 | 0 | 21 | Polygon
Critical Infrastructure | Stormwater Treatment Facilities and Pump Stations | Stormwater Ponds - NHD |  | STFPS_PG_9741 |  | Not Affected | Not Affected | Not Affected | Not Affected | Not Affected | Not Affected | Not Affected | Not Affected | Not Affected | Not Affected | Not Affected | Not Affected | Not Affected | Not Affected | Not Affected | Not Affected | Not Affected | Not Affected | Not Affected | Not Affected | Not Affected | 0 | 0 | 0 | 0 | 21 | Polygon
Critical Infrastructure | Stormwater Treatment Facilities and Pump Stations | Stormwater Ponds - NHD |  | STFPS_PG_9742 |  | Not Affected | Not Affected | Not Affected | Not Affected | Not Affected | Not Affected | Not Affected | Not Affected | Not Affected | Not Affected | Not Affected | Not Affected | Not Affected | Not Affected | Not Affected | Not Affected | Not Affected | Not Affected | Not Affected | Not Affected | Not Affected | 0 | 0 | 0 | 0 | 21 | Polygon
Critical Infrastructure | Stormwater Treatment Facilities and Pump Stations | Stormwater Ponds - NHD |  | STFPS_PG_9743 |  | Not Affected | Not Affected | Not Affected | Not Affected | Not Affected | Not Affected | Not Affected | Not Affected | Not Affected | Not Affected | Not Affected | Not Affected | Not Affected | Not Affected | Not Affected | Not Affected | Not Affected | Not Affected | Not Affected | Not Affected | Not Affected | 0 | 0 | 0 | 0 | 21 | Polygon
Critical Infrastructure | Stormwater Treatment Facilities and Pump Stations | Stormwater Ponds - NHD |  | STFPS_PG_9746 |  | Not Affected | Not Affected | Not Affected | Not Affected | Not Affected | Not Affected | Not Affected | Not Affected | Not Affected | Not Affected | Not Affected | Not Affected | Not Affected | Not Affected | Not Affected | Not Affected | Not Affected | Not Affected | Not Affected | Not Affected | Not Affected | 0 | 0 | 0 | 0 | 21 | Polygon
Critical Infrastructure | Stormwater Treatment Facilities and Pump Stations | Stormwater Ponds - NHD |  | STFPS_PG_9748 |  | Not Affected | Not Affected | Not Affected | Not Affected | Not Affected | Not Affected | Not Affected | Not Affected | Not Affected | Not Affected | Not Affected | Not Affected | Not Affected | Not Affected | Not Affected | Not Affected | Not Affected | Not Affected | Not Affected | Not Affected | Not Affected | 0 | 0 | 0 | 0 | 21 | Polygon
Critical Infrastructure | Stormwater Treatment Facilities and Pump Stations | Stormwater Ponds - NHD |  | STFPS_PG_9751 |  | Not Affected | Not Affected | Not Affected | Not Affected | Not Affected | Not Affected | Not Affected | Not Affected | Not Affected | Not Affected | Not Affected | Not Affected | Not Affected | Not Affected | Not Affected | Not Affected | Not Affected | Not Affected | Not Affected | Not Affected | Not Affected | 0 | 0 | 0 | 0 | 21 | Polygon
Critical Infrastructure | Stormwater Treatment Facilities and Pump Stations | Stormwater Ponds - NHD |  | STFPS_PG_9760 |  | Not Affected | Not Affected | Not Affected | Not Affected | Not Affected | Not Affected | Not Affected | Not Affected | Not Affected | Not Affected | Not Affected | Not Affected | Not Affected | Not Affected | Not Affected | Not Affected | Not Affected | Not Affected | Not Affected | Not Affected | Not Affected | 0 | 0 | 0 | 0 | 21 | Polygon
Critical Infrastructure | Stormwater Treatment Facilities and Pump Stations | Stormwater Ponds - NHD |  | STFPS_PG_9761 |  | Not Affected | Not Affected | Not Affected | Not Affected | Not Affected | Not Affected | Not Affected | Not Affected | Not Affected | Not Affected | Not Affected | Not Affected | Not Affected | Not Affected | Not Affected | Not Affected | Not Affected | Not Affected | Not Affected | Not Affected | Not Affected | 0 | 0 | 0 | 0 | 21 | Polygon
Critical Infrastructure | Stormwater Treatment Facilities and Pump Stations | Stormwater Ponds - NHD |  | STFPS_PG_9762 |  | Not Affected | Not Affected | Not Affected | Not Affected | Not Affected | Not Affected | Not Affected | Not Affected | Not Affected | Not Affected | Not Affected | Not Affected | Not Affected | Not Affected | Not Affected | Not Affected | Not Affected | Not Affected | Not Affected | Not Affected | Not Affected | 0 | 0 | 0 | 0 | 21 | Polygon
Critical Infrastructure | Stormwater Treatment Facilities and Pump Stations | Stormwater Ponds - NHD |  | STFPS_PG_9763 |  | Not Affected | Not Affected | Not Affected | Not Affected | Not Affected | Not Affected | Not Affected | Not Affected | Not Affected | Not Affected | Not Affected | Not Affected | Not Affected | Not Affected | Not Affected | Not Affected | Not Affected | Not Affected | Not Affected | Not Affected | Not Affected | 0 | 0 | 0 | 0 | 21 | Polygon
Critical Infrastructure | Stormwater Treatment Facilities and Pump Stations | Stormwater Ponds - NHD |  | STFPS_PG_9766 |  | Not Affected | Not Affected | Not Affected | Not Affected | Not Affected | Not Affected | Not Affected | Not Affected | Not Affected | Not Affected | Not Affected | Not Affected | Not Affected | Not Affected | Not Affected | Not Affected | Not Affected | Not Affected | Not Affected | Not Affected | Not Affected | 0 | 0 | 0 | 0 | 21 | Polygon
Critical Infrastructure | Stormwater Treatment Facilities and Pump Stations | Stormwater Ponds - NHD |  | STFPS_PG_9768 |  | Not Affected | Not Affected | Not Affected | Not Affected | Not Affected | Not Affected | Not Affected | Not Affected | Not Affected | Not Affected | Not Affected | Not Affected | Not Affected | Not Affected | Not Affected | Not Affected | Not Affected | Not Affected | Not Affected | Not Affected | Not Affected | 0 | 0 | 0 | 0 | 21 | Polygon
Critical Infrastructure | Stormwater Treatment Facilities and Pump Stations | Stormwater Ponds - NHD |  | STFPS_PG_9769 |  | Not Affected | Not Affected | Not Affected | Not Affected | Not Affected | Not Affected | Not Affected | Not Affected | Not Affected | Not Affected | Not Affected | Not Affected | Not Affected | Not Affected | Not Affected | Not Affected | Not Affected | Not Affected | Not Affected | Not Affected | Not Affected | 0 | 0 | 0 | 0 | 21 | Polygon
Critical Infrastructure | Stormwater Treatment Facilities and Pump Stations | Stormwater Ponds - NHD |  | STFPS_PG_9770 |  | Not Affected | Not Affected | Not Affected | Not Affected | Not Affected | Not Affected | Not Affected | Not Affected | Not Affected | Not Affected | Not Affected | Not Affected | Not Affected | Not Affected | Not Affected | Not Affected | Not Affected | Not Affected | Not Affected | Not Affected | Not Affected | 0 | 0 | 0 | 0 | 21 | Polygon
Critical Infrastructure | Stormwater Treatment Facilities and Pump Stations | Stormwater Ponds - NHD |  | STFPS_PG_9777 |  | Not Affected | Not Affected | Not Affected | Not Affected | Not Affected | Not Affected | Not Affected | Not Affected | Not Affected | Not Affected | Not Affected | Not Affected | Not Affected | Not Affected | Not Affected | Not Affected | Not Affected | Not Affected | Not Affected | Not Affected | Not Affected | 0 | 0 | 0 | 0 | 21 | Polygon
Critical Infrastructure | Stormwater Treatment Facilities and Pump Stations | Stormwater Ponds - NHD |  | STFPS_PG_9778 |  | Not Affected | Not Affected | Not Affected | Not Affected | Not Affected | Not Affected | Not Affected | Not Affected | Not Affected | Not Affected | Not Affected | Not Affected | Not Affected | Not Affected | Not Affected | Not Affected | Not Affected | Not Affected | Not Affected | Not Affected | Not Affected | 0 | 0 | 0 | 0 | 21 | Polygon
Critical Infrastructure | Stormwater Treatment Facilities and Pump Stations | Stormwater Ponds - NHD |  | STFPS_PG_9780 |  | Not Affected | Not Affected | Not Affected | Not Affected | Not Affected | Not Affected | Not Affected | Not Affected | Not Affected | Not Affected | Not Affected | Not Affected | Not Affected | Not Affected | Not Affected | Not Affected | Not Affected | Not Affected | Not Affected | Not Affected | Not Affected | 0 | 0 | 0 | 0 | 21 | Polygon
Critical Infrastructure | Stormwater Treatment Facilities and Pump Stations | Stormwater Ponds - NHD |  | STFPS_PG_9781 |  | Not Affected | Not Affected | Not Affected | Not Affected | Not Affected | Not Affected | Not Affected | Not Affected | Not Affected | Not Affected | Not Affected | Not Affected | Not Affected | Not Affected | Not Affected | Not Affected | Not Affected | Not Affected | Not Affected | Not Affected | Not Affected | 0 | 0 | 0 | 0 | 21 | Polygon
Critical Infrastructure | Stormwater Treatment Facilities and Pump Stations | Stormwater Ponds - NHD |  | STFPS_PG_9785 |  | Not Affected | Not Affected | Not Affected | Not Affected | Not Affected | Not Affected | Not Affected | Not Affected | Not Affected | Not Affected | Not Affected | Not Affected | Not Affected | Not Affected | Not Affected | Not Affected | Not Affected | Not Affected | Not Affected | Not Affected | Not Affected | 0 | 0 | 0 | 0 | 21 | Polygon
Critical Infrastructure | Stormwater Treatment Facilities and Pump Stations | Stormwater Ponds - NHD |  | STFPS_PG_9786 |  | Not Affected | Not Affected | Not Affected | Not Affected | Not Affected | Not Affected | Not Affected | Not Affected | Not Affected | Not Affected | Not Affected | Not Affected | Not Affected | Not Affected | Not Affected | Not Affected | Not Affected | Not Affected | Not Affected | Not Affected | Not Affected | 0 | 0 | 0 | 0 | 21 | Polygon
Critical Infrastructure | Stormwater Treatment Facilities and Pump Stations | Stormwater Ponds - NHD |  | STFPS_PG_9787 |  | Not Affected | Not Affected | Not Affected | Not Affected | Not Affected | Not Affected | Not Affected | Not Affected | Not Affected | Not Affected | Not Affected | Not Affected | Not Affected | Not Affected | Not Affected | Not Affected | Not Affected | Not Affected | Not Affected | Not Affected | Not Affected | 0 | 0 | 0 | 0 | 21 | Polygon
Critical Infrastructure | Stormwater Treatment Facilities and Pump Stations | Stormwater Ponds - NHD |  | STFPS_PG_9788 |  | Not Affected | Not Affected | Not Affected | Not Affected | Not Affected | Not Affected | Not Affected | Not Affected | Not Affected | Not Affected | Not Affected | Not Affected | Not Affected | Not Affected | Not Affected | Not Affected | Not Affected | Not Affected | Not Affected | Not Affected | Not Affected | 0 | 0 | 0 | 0 | 21 | Polygon
Critical Infrastructure | Stormwater Treatment Facilities and Pump Stations | Stormwater Ponds - NHD |  | STFPS_PG_9789 |  | Not Affected | Not Affected | Not Affected | Not Affected | Not Affected | Not Affected | Not Affected | Not Affected | Not Affected | Not Affected | Not Affected | Not Affected | Not Affected | Not Affected | Not Affected | Not Affected | Not Affected | Not Affected | Not Affected | Not Affected | Not Affected | 0 | 0 | 0 | 0 | 21 | Polygon
Critical Infrastructure | Stormwater Treatment Facilities and Pump Stations | Stormwater Ponds - NHD |  | STFPS_PG_9790 |  | Not Affected | Not Affected | Not Affected | Not Affected | Not Affected | Not Affected | Not Affected | Not Affected | Not Affected | Not Affected | Not Affected | Not Affected | Not Affected | Not Affected | Not Affected | Not Affected | Not Affected | Not Affected | Not Affected | Not Affected | Not Affected | 0 | 0 | 0 | 0 | 21 | Polygon
Critical Infrastructure | Stormwater Treatment Facilities and Pump Stations | Stormwater Ponds - NHD |  | STFPS_PG_9791 |  | Not Affected | Not Affected | Not Affected | Not Affected | Not Affected | Not Affected | Not Affected | Not Affected | Not Affected | Not Affected | Not Affected | Not Affected | Not Affected | Not Affected | Not Affected | Not Affected | Not Affected | Not Affected | Not Affected | Not Affected | Not Affected | 0 | 0 | 0 | 0 | 21 | Polygon
Critical Infrastructure | Stormwater Treatment Facilities and Pump Stations | Stormwater Ponds - NHD |  | STFPS_PG_9792 |  | Not Affected | Not Affected | Not Affected | Not Affected | Not Affected | Not Affected | Not Affected | Not Affected | Not Affected | Not Affected | Not Affected | Not Affected | Not Affected | Not Affected | Not Affected | Not Affected | Not Affected | Not Affected | Not Affected | Not Affected | Not Affected | 0 | 0 | 0 | 0 | 21 | Polygon
Critical Infrastructure | Stormwater Treatment Facilities and Pump Stations | Stormwater Ponds - NHD |  | STFPS_PG_9793 |  | Not Affected | Not Affected | Not Affected | Not Affected | Not Affected | Not Affected | Not Affected | Not Affected | Not Affected | Not Affected | Not Affected | Not Affected | Not Affected | Not Affected | Not Affected | Not Affected | Not Affected | Not Affected | Not Affected | Not Affected | Not Affected | 0 | 0 | 0 | 0 | 21 | Polygon
Critical Infrastructure | Stormwater Treatment Facilities and Pump Stations | Stormwater Ponds - NHD |  | STFPS_PG_9794 |  | Not Affected | Not Affected | Not Affected | Not Affected | Not Affected | Not Affected | Not Affected | Not Affected | Not Affected | Not Affected | Not Affected | Not Affected | Not Affected | Not Affected | Not Affected | Not Affected | Not Affected | Not Affected | Not Affected | Not Affected | Not Affected | 0 | 0 | 0 | 0 | 21 | Polygon
Critical Infrastructure | Stormwater Treatment Facilities and Pump Stations | Stormwater Ponds - NHD |  | STFPS_PG_9797 |  | Not Affected | Not Affected | Not Affected | Not Affected | Not Affected | Not Affected | Not Affected | Not Affected | Not Affected | Not Affected | Not Affected | Not Affected | Not Affected | Not Affected | Not Affected | Not Affected | Not Affected | Not Affected | Not Affected | Not Affected | Not Affected | 0 | 0 | 0 | 0 | 21 | Polygon
Critical Infrastructure | Stormwater Treatment Facilities and Pump Stations | Stormwater Ponds - NHD |  | STFPS_PG_9798 |  | Not Affected | Not Affected | Not Affected | Not Affected | Not Affected | Not Affected | Not Affected | Not Affected | Not Affected | Not Affected | Not Affected | Not Affected | Not Affected | Not Affected | Not Affected | Not Affected | Not Affected | Not Affected | Not Affected | Not Affected | Not Affected | 0 | 0 | 0 | 0 | 21 | Polygon
Critical Infrastructure | Stormwater Treatment Facilities and Pump Stations | Stormwater Ponds - NHD |  | STFPS_PG_9799 |  | Not Affected | Not Affected | Not Affected | Not Affected | Not Affected | Not Affected | Not Affected | Not Affected | Not Affected | Not Affected | Not Affected | Not Affected | Not Affected | Not Affected | Not Affected | Not Affected | Not Affected | Not Affected | Not Affected | Not Affected | Not Affected | 0 | 0 | 0 | 0 | 21 | Polygon
Critical Infrastructure | Stormwater Treatment Facilities and Pump Stations | Stormwater Ponds - NHD |  | STFPS_PG_9800 |  | Not Affected | Not Affected | Not Affected | Not Affected | Not Affected | Not Affected | Not Affected | Not Affected | Not Affected | Not Affected | Not Affected | Not Affected | Not Affected | Not Affected | Not Affected | Not Affected | Not Affected | Not Affected | Not Affected | Not Affected | Not Affected | 0 | 0 | 0 | 0 | 21 | Polygon
Critical Infrastructure | Stormwater Treatment Facilities and Pump Stations | Stormwater Ponds - NHD |  | STFPS_PG_9801 |  | Not Affected | Not Affected | Not Affected | Not Affected | Not Affected | Not Affected | Not Affected | Not Affected | Not Affected | Not Affected | Not Affected | Not Affected | Not Affected | Not Affected | Not Affected | Not Affected | Not Affected | Not Affected | Not Affected | Not Affected | Not Affected | 0 | 0 | 0 | 0 | 21 | Polygon
Critical Infrastructure | Stormwater Treatment Facilities and Pump Stations | Stormwater Ponds - NHD |  | STFPS_PG_9827 |  | Not Affected | Not Affected | Not Affected | Not Affected | Not Affected | Not Affected | Not Affected | Not Affected | Not Affected | Not Affected | Not Affected | Not Affected | Not Affected | Not Affected | Not Affected | Not Affected | Not Affected | Not Affected | Not Affected | Not Affected | Not Affected | 0 | 0 | 0 | 0 | 21 | Polygon
Critical Infrastructure | Stormwater Treatment Facilities and Pump Stations | Stormwater Ponds - NHD |  | STFPS_PG_9841 |  | Not Affected | Not Affected | Not Affected | Not Affected | Not Affected | Not Affected | Not Affected | Not Affected | Not Affected | Not Affected | Not Affected | Not Affected | Not Affected | Not Affected | Not Affected | Not Affected | Not Affected | Not Affected | Not Affected | Not Affected | Not Affected | 0 | 0 | 0 | 0 | 21 | Polygon
Critical Infrastructure | Stormwater Treatment Facilities and Pump Stations | Stormwater Ponds - NHD |  | STFPS_PG_9944 |  | Not Affected | Not Affected | Not Affected | Not Affected | Not Affected | Not Affected | Not Affected | Not Affected | Not Affected | Not Affected | Not Affected | Not Affected | Not Affected | Not Affected | Not Affected | Not Affected | Not Affected | Not Affected | Not Affected | Not Affected | Not Affected | 0 | 0 | 0 | 0 | 21 | Polygon
Critical Infrastructure | Stormwater Treatment Facilities and Pump Stations | Stormwater Ponds - NHD |  | STFPS_PG_9957 |  | Not Affected | Not Affected | Not Affected | Not Affected | Not Affected | Not Affected | Not Affected | Not Affected | Not Affected | Not Affected | Not Affected | Not Affected | Not Affected | Not Affected | Not Affected | Not Affected | Not Affected | Not Affected | Not Affected | Not Affected | Not Affected | 0 | 0 | 0 | 0 | 21 | Polygon
Critical Infrastructure | Stormwater Treatment Facilities and Pump Stations | Stormwater Ponds - NHD |  | STFPS_PG_10023 |  | Not Affected | Not Affected | Not Affected | Not Affected | Not Affected | Not Affected | Not Affected | Not Affected | Not Affected | Not Affected | Not Affected | Not Affected | Not Affected | Not Affected | Not Affected | Not Affected | Not Affected | Not Affected | Not Affected | Not Affected | Not Affected | 0 | 0 | 0 | 0 | 21 | Polygon
Critical Infrastructure | Stormwater Treatment Facilities and Pump Stations | Stormwater Ponds - NHD |  | STFPS_PG_10025 |  | Not Affected | Not Affected | Not Affected | Not Affected | Not Affected | Not Affected | Not Affected | Not Affected | Not Affected | Not Affected | Not Affected | Not Affected | Not Affected | Not Affected | Not Affected | Not Affected | Not Affected | Not Affected | Not Affected | Not Affected | Not Affected | 0 | 0 | 0 | 0 | 21 | Polygon
Critical Infrastructure | Stormwater Treatment Facilities and Pump Stations | Stormwater Ponds - NHD |  | STFPS_PG_10027 |  | Not Affected | Not Affected | Not Affected | Not Affected | Not Affected | Not Affected | Not Affected | Not Affected | Not Affected | Not Affected | Not Affected | Not Affected | Not Affected | Not Affected | Not Affected | Not Affected | Not Affected | Not Affected | Not Affected | Not Affected | Not Affected | 0 | 0 | 0 | 0 | 21 | Polygon
Critical Infrastructure | Stormwater Treatment Facilities and Pump Stations | Stormwater Ponds - NHD |  | STFPS_PG_10031 |  | Not Affected | Not Affected | Not Affected | Not Affected | Not Affected | Not Affected | Not Affected | Not Affected | Not Affected | Not Affected | Not Affected | Not Affected | Not Affected | Not Affected | Not Affected | Not Affected | Not Affected | Not Affected | Not Affected | Not Affected | Not Affected | 0 | 0 | 0 | 0 | 21 | Polygon
Critical Infrastructure | Stormwater Treatment Facilities and Pump Stations | Stormwater Ponds - NHD |  | STFPS_PG_10035 |  | Not Affected | Not Affected | Not Affected | Not Affected | Not Affected | Not Affected | Not Affected | Not Affected | Not Affected | Not Affected | Not Affected | Not Affected | Not Affected | Not Affected | Not Affected | Not Affected | Not Affected | Not Affected | Not Affected | Not Affected | Not Affected | 0 | 0 | 0 | 0 | 21 | Polygon
Critical Infrastructure | Stormwater Treatment Facilities and Pump Stations | Stormwater Ponds - NHD |  | STFPS_PG_10042 |  | Not Affected | Not Affected | Not Affected | Not Affected | Not Affected | Not Affected | Not Affected | Not Affected | Not Affected | Not Affected | Not Affected | Not Affected | Not Affected | Not Affected | Not Affected | Not Affected | Not Affected | Not Affected | Not Affected | Not Affected | Not Affected | 0 | 0 | 0 | 0 | 21 | Polygon
Critical Infrastructure | Stormwater Treatment Facilities and Pump Stations | Stormwater Ponds - NHD |  | STFPS_PG_10045 |  | Not Affected | Not Affected | Not Affected | Not Affected | Not Affected | Not Affected | Not Affected | Not Affected | Not Affected | Not Affected | Not Affected | Not Affected | Not Affected | Not Affected | Not Affected | Not Affected | Not Affected | Not Affected | Not Affected | Not Affected | Not Affected | 0 | 0 | 0 | 0 | 21 | Polygon
Critical Infrastructure | Stormwater Treatment Facilities and Pump Stations | Stormwater Ponds - NHD |  | STFPS_PG_10054 |  | Not Affected | Not Affected | Not Affected | Not Affected | Not Affected | Not Affected | Not Affected | Not Affected | Not Affected | Not Affected | Not Affected | Not Affected | Not Affected | Not Affected | Not Affected | Not Affected | Not Affected | Not Affected | Not Affected | Not Affected | Not Affected | 0 | 0 | 0 | 0 | 21 | Polygon
Critical Infrastructure | Stormwater Treatment Facilities and Pump Stations | Stormwater Ponds - NHD |  | STFPS_PG_10070 |  | Not Affected | Not Affected | Not Affected | Not Affected | Not Affected | Not Affected | Not Affected | Not Affected | Not Affected | Not Affected | Not Affected | Not Affected | Not Affected | Not Affected | Not Affected | Not Affected | Not Affected | Not Affected | Not Affected | Not Affected | Not Affected | 0 | 0 | 0 | 0 | 21 | Polygon
Critical Infrastructure | Stormwater Treatment Facilities and Pump Stations | Stormwater Ponds - NHD |  | STFPS_PG_10099 |  | Not Affected | Not Affected | Not Affected | Not Affected | Not Affected | Not Affected | Not Affected | Not Affected | Not Affected | Not Affected | Not Affected | Not Affected | Not Affected | Not Affected | Not Affected | Not Affected | Not Affected | Not Affected | Not Affected | Not Affected | Not Affected | 0 | 0 | 0 | 0 | 21 | Polygon
Critical Infrastructure | Stormwater Treatment Facilities and Pump Stations | Stormwater Ponds - NHD |  | STFPS_PG_10104 |  | Not Affected | Not Affected | Not Affected | Not Affected | Not Affected | Not Affected | Not Affected | Not Affected | Not Affected | Not Affected | Not Affected | Not Affected | Not Affected | Not Affected | Not Affected | Not Affected | Not Affected | Not Affected | Not Affected | Not Affected | Not Affected | 0 | 0 | 0 | 0 | 21 | Polygon
Critical Infrastructure | Stormwater Treatment Facilities and Pump Stations | Stormwater Ponds - NHD |  | STFPS_PG_10105 |  | Not Affected | Not Affected | Not Affected | Not Affected | Not Affected | Not Affected | Not Affected | Not Affected | Not Affected | Not Affected | Not Affected | Not Affected | Not Affected | Not Affected | Not Affected | Not Affected | Not Affected | Not Affected | Not Affected | Not Affected | Not Affected | 0 | 0 | 0 | 0 | 21 | Polygon
Critical Infrastructure | Stormwater Treatment Facilities and Pump Stations | Stormwater Ponds - NHD |  | STFPS_PG_10107 |  | Not Affected | Not Affected | Not Affected | Not Affected | Not Affected | Not Affected | Not Affected | Not Affected | Not Affected | Not Affected | Not Affected | Not Affected | Not Affected | Not Affected | Not Affected | Not Affected | Not Affected | Not Affected | Not Affected | Not Affected | Not Affected | 0 | 0 | 0 | 0 | 21 | Polygon
Critical Infrastructure | Stormwater Treatment Facilities and Pump Stations | Stormwater Ponds - NHD |  | STFPS_PG_10118 |  | Not Affected | Not Affected | Not Affected | Not Affected | Not Affected | Not Affected | Not Affected | Not Affected | Not Affected | Not Affected | Not Affected | Not Affected | Not Affected | Not Affected | Not Affected | Not Affected | Not Affected | Not Affected | Not Affected | Not Affected | Not Affected | 0 | 0 | 0 | 0 | 21 | Polygon
Critical Infrastructure | Stormwater Treatment Facilities and Pump Stations | Stormwater Ponds - NHD |  | STFPS_PG_10120 |  | Not Affected | Not Affected | Not Affected | Not Affected | Not Affected | Not Affected | Not Affected | Not Affected | Not Affected | Not Affected | Not Affected | Not Affected | Not Affected | Not Affected | Not Affected | Not Affected | Not Affected | Not Affected | Not Affected | Not Affected | Not Affected | 0 | 0 | 0 | 0 | 21 | Polygon
Critical Infrastructure | Stormwater Treatment Facilities and Pump Stations | Stormwater Ponds - NHD |  | STFPS_PG_10129 |  | Not Affected | Not Affected | Not Affected | Not Affected | Not Affected | Not Affected | Not Affected | Not Affected | Not Affected | Not Affected | Not Affected | Not Affected | Not Affected | Not Affected | Not Affected | Not Affected | Not Affected | Not Affected | Not Affected | Not Affected | Not Affected | 0 | 0 | 0 | 0 | 21 | Polygon
Critical Infrastructure | Stormwater Treatment Facilities and Pump Stations | Stormwater Ponds - NHD |  | STFPS_PG_10136 |  | Not Affected | Not Affected | Not Affected | Not Affected | Not Affected | Not Affected | Not Affected | Not Affected | Not Affected | Not Affected | Not Affected | Not Affected | Not Affected | Not Affected | Not Affected | Not Affected | Not Affected | Not Affected | Not Affected | Not Affected | Not Affected | 0 | 0 | 0 | 0 | 21 | Polygon
Critical Infrastructure | Stormwater Treatment Facilities and Pump Stations | Stormwater Ponds - NHD |  | STFPS_PG_10141 |  | Not Affected | Not Affected | Not Affected | Not Affected | Not Affected | Not Affected | Not Affected | Not Affected | Not Affected | Not Affected | Not Affected | Not Affected | Not Affected | Not Affected | Not Affected | Not Affected | Not Affected | Not Affected | Not Affected | Not Affected | Not Affected | 0 | 0 | 0 | 0 | 21 | Polygon
Critical Infrastructure | Stormwater Treatment Facilities and Pump Stations | Stormwater Ponds - NHD |  | STFPS_PG_10163 |  | Not Affected | Not Affected | Not Affected | Not Affected | Not Affected | Not Affected | Not Affected | Not Affected | Not Affected | Not Affected | Not Affected | Not Affected | Not Affected | Not Affected | Not Affected | Not Affected | Not Affected | Not Affected | Not Affected | Not Affected | Not Affected | 0 | 0 | 0 | 0 | 21 | Polygon
Critical Infrastructure | Stormwater Treatment Facilities and Pump Stations | Stormwater Ponds - NHD |  | STFPS_PG_10165 |  | Not Affected | Not Affected | Not Affected | Not Affected | Not Affected | Not Affected | Not Affected | Not Affected | Not Affected | Not Affected | Not Affected | Not Affected | Not Affected | Not Affected | Not Affected | Not Affected | Not Affected | Not Affected | Not Affected | Not Affected | Not Affected | 0 | 0 | 0 | 0 | 21 | Polygon
Critical Infrastructure | Stormwater Treatment Facilities and Pump Stations | Stormwater Ponds - NHD |  | STFPS_PG_10166 |  | Not Affected | Not Affected | Not Affected | Not Affected | Not Affected | Not Affected | Not Affected | Not Affected | Not Affected | Not Affected | Not Affected | Not Affected | Not Affected | Not Affected | Not Affected | Not Affected | Not Affected | Not Affected | Not Affected | Not Affected | Not Affected | 0 | 0 | 0 | 0 | 21 | Polygon
Critical Infrastructure | Stormwater Treatment Facilities and Pump Stations | Stormwater Ponds - NHD |  | STFPS_PG_10168 |  | Not Affected | Not Affected | Not Affected | Not Affected | Not Affected | Not Affected | Not Affected | Not Affected | Not Affected | Not Affected | Not Affected | Not Affected | Not Affected | Not Affected | Not Affected | Not Affected | Not Affected | Not Affected | Not Affected | Not Affected | Not Affected | 0 | 0 | 0 | 0 | 21 | Polygon
Critical Infrastructure | Stormwater Treatment Facilities and Pump Stations | Stormwater Ponds - NHD |  | STFPS_PG_10170 |  | Not Affected | Not Affected | Not Affected | Not Affected | Not Affected | Not Affected | Not Affected | Not Affected | Not Affected | Not Affected | Not Affected | Not Affected | Not Affected | Not Affected | Not Affected | Not Affected | Not Affected | Not Affected | Not Affected | Not Affected | Not Affected | 0 | 0 | 0 | 0 | 21 | Polygon
Critical Infrastructure | Stormwater Treatment Facilities and Pump Stations | Stormwater Ponds - NHD |  | STFPS_PG_10183 |  | Not Affected | Not Affected | Not Affected | Not Affected | Not Affected | Not Affected | Not Affected | Not Affected | Not Affected | Not Affected | Not Affected | Not Affected | Not Affected | Not Affected | Not Affected | Not Affected | Not Affected | Not Affected | Not Affected | Not Affected | Not Affected | 0 | 0 | 0 | 0 | 21 | Polygon
Critical Infrastructure | Stormwater Treatment Facilities and Pump Stations | Stormwater Ponds - NHD |  | STFPS_PG_10191 |  | Not Affected | Not Affected | Not Affected | Not Affected | Not Affected | Not Affected | Not Affected | Not Affected | Not Affected | Not Affected | Not Affected | Not Affected | Not Affected | Not Affected | Not Affected | Not Affected | Not Affected | Not Affected | Not Affected | Not Affected | Not Affected | 0 | 0 | 0 | 0 | 21 | Polygon
Critical Infrastructure | Stormwater Treatment Facilities and Pump Stations | Stormwater Ponds - NHD |  | STFPS_PG_10194 |  | Not Affected | Not Affected | Not Affected | Not Affected | Not Affected | Not Affected | Not Affected | Not Affected | Not Affected | Not Affected | Not Affected | Not Affected | Not Affected | Not Affected | Not Affected | Not Affected | Not Affected | Not Affected | Not Affected | Not Affected | Not Affected | 0 | 0 | 0 | 0 | 21 | Polygon
Critical Infrastructure | Stormwater Treatment Facilities and Pump Stations | Stormwater Ponds - NHD |  | STFPS_PG_10197 |  | Not Affected | Not Affected | Not Affected | Not Affected | Not Affected | Not Affected | Not Affected | Not Affected | Not Affected | Not Affected | Not Affected | Not Affected | Not Affected | Not Affected | Not Affected | Not Affected | Not Affected | Not Affected | Not Affected | Not Affected | Not Affected | 0 | 0 | 0 | 0 | 21 | Polygon
Critical Infrastructure | Stormwater Treatment Facilities and Pump Stations | Stormwater Ponds - NHD |  | STFPS_PG_10204 |  | Not Affected | Not Affected | Not Affected | Not Affected | Not Affected | Not Affected | Not Affected | Not Affected | Not Affected | Not Affected | Not Affected | Not Affected | Not Affected | Not Affected | Not Affected | Not Affected | Not Affected | Not Affected | Not Affected | Not Affected | Not Affected | 0 | 0 | 0 | 0 | 21 | Polygon
Critical Infrastructure | Stormwater Treatment Facilities and Pump Stations | Stormwater Ponds - NHD |  | STFPS_PG_10208 |  | Not Affected | Not Affected | Not Affected | Not Affected | Not Affected | Not Affected | Not Affected | Not Affected | Not Affected | Not Affected | Not Affected | Not Affected | Not Affected | Not Affected | Not Affected | Not Affected | Not Affected | Not Affected | Not Affected | Not Affected | Not Affected | 0 | 0 | 0 | 0 | 21 | Polygon
Critical Infrastructure | Stormwater Treatment Facilities and Pump Stations | Stormwater Ponds - NHD |  | STFPS_PG_10216 |  | Not Affected | Not Affected | Not Affected | Not Affected | Not Affected | Not Affected | Not Affected | Not Affected | Not Affected | Not Affected | Not Affected | Not Affected | Not Affected | Not Affected | Not Affected | Not Affected | Not Affected | Not Affected | Not Affected | Not Affected | Not Affected | 0 | 0 | 0 | 0 | 21 | Polygon
Critical Infrastructure | Stormwater Treatment Facilities and Pump Stations | Stormwater Ponds - NHD |  | STFPS_PG_10220 |  | Not Affected | Not Affected | Not Affected | Not Affected | Not Affected | Not Affected | Not Affected | Not Affected | Not Affected | Not Affected | Not Affected | Not Affected | Not Affected | Not Affected | Not Affected | Not Affected | Not Affected | Not Affected | Not Affected | Not Affected | Not Affected | 0 | 0 | 0 | 0 | 21 | Polygon
Critical Infrastructure | Stormwater Treatment Facilities and Pump Stations | Stormwater Ponds - NHD |  | STFPS_PG_10224 |  | Not Affected | Not Affected | Not Affected | Not Affected | Not Affected | Not Affected | Not Affected | Not Affected | Not Affected | Not Affected | Not Affected | Not Affected | Not Affected | Not Affected | Not Affected | Not Affected | Not Affected | Not Affected | Not Affected | Not Affected | Not Affected | 0 | 0 | 0 | 0 | 21 | Polygon
Critical Infrastructure | Stormwater Treatment Facilities and Pump Stations | Stormwater Ponds - NHD |  | STFPS_PG_10225 |  | Not Affected | Not Affected | Not Affected | Not Affected | Not Affected | Not Affected | Not Affected | Not Affected | Not Affected | Not Affected | Not Affected | Not Affected | Not Affected | Not Affected | Not Affected | Not Affected | Not Affected | Not Affected | Not Affected | Not Affected | Not Affected | 0 | 0 | 0 | 0 | 21 | Polygon
Critical Infrastructure | Stormwater Treatment Facilities and Pump Stations | Stormwater Ponds - NHD |  | STFPS_PG_10227 |  | Not Affected | Not Affected | Not Affected | Not Affected | Not Affected | Not Affected | Not Affected | Not Affected | Not Affected | Not Affected | Not Affected | Not Affected | Not Affected | Not Affected | Not Affected | Not Affected | Not Affected | Not Affected | Not Affected | Not Affected | Not Affected | 0 | 0 | 0 | 0 | 21 | Polygon
Critical Infrastructure | Stormwater Treatment Facilities and Pump Stations | Stormwater Ponds - NHD |  | STFPS_PG_10230 |  | Not Affected | Not Affected | Not Affected | Not Affected | Not Affected | Not Affected | Not Affected | Not Affected | Not Affected | Not Affected | Not Affected | Not Affected | Not Affected | Not Affected | Not Affected | Not Affected | Not Affected | Not Affected | Not Affected | Not Affected | Not Affected | 0 | 0 | 0 | 0 | 21 | Polygon
Critical Infrastructure | Stormwater Treatment Facilities and Pump Stations | Stormwater Ponds - NHD |  | STFPS_PG_10245 |  | Not Affected | Not Affected | Not Affected | Not Affected | Not Affected | Not Affected | Not Affected | Not Affected | Not Affected | Not Affected | Not Affected | Not Affected | Not Affected | Not Affected | Not Affected | Not Affected | Not Affected | Not Affected | Not Affected | Not Affected | Not Affected | 0 | 0 | 0 | 0 | 21 | Polygon
Critical Infrastructure | Stormwater Treatment Facilities and Pump Stations | Stormwater Ponds - NHD |  | STFPS_PG_10254 |  | Not Affected | Not Affected | Not Affected | Not Affected | Not Affected | Not Affected | Not Affected | Not Affected | Not Affected | Not Affected | Not Affected | Not Affected | Not Affected | Not Affected | Not Affected | Not Affected | Not Affected | Not Affected | Not Affected | Not Affected | Not Affected | 0 | 0 | 0 | 0 | 21 | Polygon
Critical Infrastructure | Stormwater Treatment Facilities and Pump Stations | Stormwater Ponds - NHD |  | STFPS_PG_10257 |  | Not Affected | Not Affected | Not Affected | Not Affected | Not Affected | Not Affected | Not Affected | Not Affected | Not Affected | Not Affected | Not Affected | Not Affected | Not Affected | Not Affected | Not Affected | Not Affected | Not Affected | Not Affected | Not Affected | Not Affected | Not Affected | 0 | 0 | 0 | 0 | 21 | Polygon
Critical Infrastructure | Stormwater Treatment Facilities and Pump Stations | Stormwater Ponds - NHD |  | STFPS_PG_10260 |  | Not Affected | Not Affected | Not Affected | Not Affected | Not Affected | Not Affected | Not Affected | Not Affected | Not Affected | Not Affected | Not Affected | Not Affected | Not Affected | Not Affected | Not Affected | Not Affected | Not Affected | Not Affected | Not Affected | Not Affected | Not Affected | 0 | 0 | 0 | 0 | 21 | Polygon
Critical Infrastructure | Stormwater Treatment Facilities and Pump Stations | Stormwater Ponds - NHD |  | STFPS_PG_10266 |  | Not Affected | Not Affected | Not Affected | Not Affected | Not Affected | Not Affected | Not Affected | Not Affected | Not Affected | Not Affected | Not Affected | Not Affected | Not Affected | Not Affected | Not Affected | Not Affected | Not Affected | Not Affected | Not Affected | Not Affected | Not Affected | 0 | 0 | 0 | 0 | 21 | Polygon
Critical Infrastructure | Stormwater Treatment Facilities and Pump Stations | Stormwater Ponds - NHD |  | STFPS_PG_10275 |  | Not Affected | Not Affected | Not Affected | Not Affected | Not Affected | Not Affected | Not Affected | Not Affected | Not Affected | Not Affected | Not Affected | Not Affected | Not Affected | Not Affected | Not Affected | Not Affected | Not Affected | Not Affected | Not Affected | Not Affected | Not Affected | 0 | 0 | 0 | 0 | 21 | Polygon
Critical Infrastructure | Stormwater Treatment Facilities and Pump Stations | Stormwater Ponds - NHD |  | STFPS_PG_10280 |  | Not Affected | Not Affected | Not Affected | Not Affected | Not Affected | Not Affected | Not Affected | Not Affected | Not Affected | Not Affected | Not Affected | Not Affected | Not Affected | Not Affected | Not Affected | Not Affected | Not Affected | Not Affected | Not Affected | Not Affected | Not Affected | 0 | 0 | 0 | 0 | 21 | Polygon
Critical Infrastructure | Stormwater Treatment Facilities and Pump Stations | Stormwater Ponds - NHD |  | STFPS_PG_10327 |  | Not Affected | Not Affected | Not Affected | Not Affected | Not Affected | Not Affected | Not Affected | Not Affected | Not Affected | Not Affected | Not Affected | Not Affected | Not Affected | Not Affected | Not Affected | Not Affected | Not Affected | Not Affected | Not Affected | Not Affected | Not Affected | 0 | 0 | 0 | 0 | 21 | Polygon
Critical Infrastructure | Stormwater Treatment Facilities and Pump Stations | Stormwater Ponds - NHD |  | STFPS_PG_10328 |  | Not Affected | Not Affected | Not Affected | Not Affected | Not Affected | Not Affected | Not Affected | Not Affected | Not Affected | Not Affected | Not Affected | Not Affected | Not Affected | Not Affected | Not Affected | Not Affected | Not Affected | Not Affected | Not Affected | Not Affected | Not Affected | 0 | 0 | 0 | 0 | 21 | Polygon
Critical Infrastructure | Stormwater Treatment Facilities and Pump Stations | Stormwater Ponds - NHD |  | STFPS_PG_10333 |  | Not Affected | Not Affected | Not Affected | Not Affected | Not Affected | Not Affected | Not Affected | Not Affected | Not Affected | Not Affected | Not Affected | Not Affected | Not Affected | Not Affected | Not Affected | Not Affected | Not Affected | Not Affected | Not Affected | Not Affected | Not Affected | 0 | 0 | 0 | 0 | 21 | Polygon
Critical Infrastructure | Stormwater Treatment Facilities and Pump Stations | Stormwater Ponds - NHD |  | STFPS_PG_10336 |  | Not Affected | Not Affected | Not Affected | Not Affected | Not Affected | Not Affected | Not Affected | Not Affected | Not Affected | Not Affected | Not Affected | Not Affected | Not Affected | Not Affected | Not Affected | Not Affected | Not Affected | Not Affected | Not Affected | Not Affected | Not Affected | 0 | 0 | 0 | 0 | 21 | Polygon
Critical Infrastructure | Stormwater Treatment Facilities and Pump Stations | Stormwater Ponds - NHD |  | STFPS_PG_10342 |  | Not Affected | Not Affected | Not Affected | Not Affected | Not Affected | Not Affected | Not Affected | Not Affected | Not Affected | Not Affected | Not Affected | Not Affected | Not Affected | Not Affected | Not Affected | Not Affected | Not Affected | Not Affected | Not Affected | Not Affected | Not Affected | 0 | 0 | 0 | 0 | 21 | Polygon
Critical Infrastructure | Stormwater Treatment Facilities and Pump Stations | Stormwater Ponds - NHD |  | STFPS_PG_10347 |  | Not Affected | Not Affected | Not Affected | Not Affected | Not Affected | Not Affected | Not Affected | Not Affected | Not Affected | Not Affected | Not Affected | Not Affected | Not Affected | Not Affected | Not Affected | Not Affected | Not Affected | Not Affected | Not Affected | Not Affected | Not Affected | 0 | 0 | 0 | 0 | 21 | Polygon
Critical Infrastructure | Stormwater Treatment Facilities and Pump Stations | Stormwater Ponds - NHD |  | STFPS_PG_10350 |  | Not Affected | Not Affected | Not Affected | Not Affected | Not Affected | Not Affected | Not Affected | Not Affected | Not Affected | Not Affected | Not Affected | Not Affected | Not Affected | Not Affected | Not Affected | Not Affected | Not Affected | Not Affected | Not Affected | Not Affected | Not Affected | 0 | 0 | 0 | 0 | 21 | Polygon
Critical Infrastructure | Stormwater Treatment Facilities and Pump Stations | Stormwater Ponds - NHD |  | STFPS_PG_10352 |  | Not Affected | Not Affected | Not Affected | Not Affected | Not Affected | Not Affected | Not Affected | Not Affected | Not Affected | Not Affected | Not Affected | Not Affected | Not Affected | Not Affected | Not Affected | Not Affected | Not Affected | Not Affected | Not Affected | Not Affected | Not Affected | 0 | 0 | 0 | 0 | 21 | Polygon
Critical Infrastructure | Stormwater Treatment Facilities and Pump Stations | Stormwater Ponds - NHD |  | STFPS_PG_10354 |  | Not Affected | Not Affected | Not Affected | Not Affected | Not Affected | Not Affected | Not Affected | Not Affected | Not Affected | Not Affected | Not Affected | Not Affected | Not Affected | Not Affected | Not Affected | Not Affected | Not Affected | Not Affected | Not Affected | Not Affected | Not Affected | 0 | 0 | 0 | 0 | 21 | Polygon
Critical Infrastructure | Stormwater Treatment Facilities and Pump Stations | Stormwater Ponds - NHD |  | STFPS_PG_10358 |  | Not Affected | Not Affected | Not Affected | Not Affected | Not Affected | Not Affected | Not Affected | Not Affected | Not Affected | Not Affected | Not Affected | Not Affected | Not Affected | Not Affected | Not Affected | Not Affected | Not Affected | Not Affected | Not Affected | Not Affected | Not Affected | 0 | 0 | 0 | 0 | 21 | Polygon
Critical Infrastructure | Stormwater Treatment Facilities and Pump Stations | Stormwater Ponds - NHD |  | STFPS_PG_10363 |  | Not Affected | Not Affected | Not Affected | Not Affected | Not Affected | Not Affected | Not Affected | Not Affected | Not Affected | Not Affected | Not Affected | Not Affected | Not Affected | Not Affected | Not Affected | Not Affected | Not Affected | Not Affected | Not Affected | Not Affected | Not Affected | 0 | 0 | 0 | 0 | 21 | Polygon
Critical Infrastructure | Stormwater Treatment Facilities and Pump Stations | Stormwater Ponds - NHD |  | STFPS_PG_10368 |  | Not Affected | Not Affected | Not Affected | Not Affected | Not Affected | Not Affected | Not Affected | Not Affected | Not Affected | Not Affected | Not Affected | Not Affected | Not Affected | Not Affected | Not Affected | Not Affected | Not Affected | Not Affected | Not Affected | Not Affected | Not Affected | 0 | 0 | 0 | 0 | 21 | Polygon
Critical Infrastructure | Stormwater Treatment Facilities and Pump Stations | Stormwater Ponds - NHD |  | STFPS_PG_10374 |  | Not Affected | Not Affected | Not Affected | Not Affected | Not Affected | Not Affected | Not Affected | Not Affected | Not Affected | Not Affected | Not Affected | Not Affected | Not Affected | Not Affected | Not Affected | Not Affected | Not Affected | Not Affected | Not Affected | Not Affected | Not Affected | 0 | 0 | 0 | 0 | 21 | Polygon
Critical Infrastructure | Stormwater Treatment Facilities and Pump Stations | Stormwater Ponds - NHD |  | STFPS_PG_10376 |  | Not Affected | Not Affected | Not Affected | Not Affected | Not Affected | Not Affected | Not Affected | Not Affected | Not Affected | Not Affected | Not Affected | Not Affected | Not Affected | Not Affected | Not Affected | Not Affected | Not Affected | Not Affected | Not Affected | Not Affected | Not Affected | 0 | 0 | 0 | 0 | 21 | Polygon
Critical Infrastructure | Stormwater Treatment Facilities and Pump Stations | Stormwater Ponds - NHD |  | STFPS_PG_10378 |  | Not Affected | Not Affected | Not Affected | Not Affected | Not Affected | Not Affected | Not Affected | Not Affected | Not Affected | Not Affected | Not Affected | Not Affected | Not Affected | Not Affected | Not Affected | Not Affected | Not Affected | Not Affected | Not Affected | Not Affected | Not Affected | 0 | 0 | 0 | 0 | 21 | Polygon
Critical Infrastructure | Stormwater Treatment Facilities and Pump Stations | Stormwater Ponds - NHD |  | STFPS_PG_10382 |  | Not Affected | Not Affected | Not Affected | Not Affected | Not Affected | Not Affected | Not Affected | Not Affected | Not Affected | Not Affected | Not Affected | Not Affected | Not Affected | Not Affected | Not Affected | Not Affected | Not Affected | Not Affected | Not Affected | Not Affected | Not Affected | 0 | 0 | 0 | 0 | 21 | Polygon
Critical Infrastructure | Stormwater Treatment Facilities and Pump Stations | Stormwater Ponds - NHD |  | STFPS_PG_10390 |  | Not Affected | Not Affected | Not Affected | Not Affected | Not Affected | Not Affected | Not Affected | Not Affected | Not Affected | Not Affected | Not Affected | Not Affected | Not Affected | Not Affected | Not Affected | Not Affected | Not Affected | Not Affected | Not Affected | Not Affected | Not Affected | 0 | 0 | 0 | 0 | 21 | Polygon
Critical Infrastructure | Stormwater Treatment Facilities and Pump Stations | Stormwater Ponds - NHD |  | STFPS_PG_10404 |  | Not Affected | Not Affected | Not Affected | Not Affected | Not Affected | Not Affected | Not Affected | Not Affected | Not Affected | Not Affected | Not Affected | Not Affected | Not Affected | Not Affected | Not Affected | Not Affected | Not Affected | Not Affected | Not Affected | Not Affected | Not Affected | 0 | 0 | 0 | 0 | 21 | Polygon
Critical Infrastructure | Stormwater Treatment Facilities and Pump Stations | Stormwater Ponds - NHD |  | STFPS_PG_10412 |  | Not Affected | Not Affected | Not Affected | Not Affected | Not Affected | Not Affected | Not Affected | Not Affected | Not Affected | Not Affected | Not Affected | Not Affected | Not Affected | Not Affected | Not Affected | Not Affected | Not Affected | Not Affected | Not Affected | Not Affected | Not Affected | 0 | 0 | 0 | 0 | 21 | Polygon
Critical Infrastructure | Stormwater Treatment Facilities and Pump Stations | Stormwater Ponds - NHD |  | STFPS_PG_10431 |  | Not Affected | Not Affected | Not Affected | Not Affected | Not Affected | Not Affected | Not Affected | Not Affected | Not Affected | Not Affected | Not Affected | Not Affected | Not Affected | Not Affected | Not Affected | Not Affected | Not Affected | Not Affected | Not Affected | Not Affected | Not Affected | 0 | 0 | 0 | 0 | 21 | Polygon
Critical Infrastructure | Stormwater Treatment Facilities and Pump Stations | Stormwater Ponds - NHD |  | STFPS_PG_10434 |  | Not Affected | Not Affected | Not Affected | Not Affected | Not Affected | Not Affected | Not Affected | Not Affected | Not Affected | Not Affected | Not Affected | Not Affected | Not Affected | Not Affected | Not Affected | Not Affected | Not Affected | Not Affected | Not Affected | Not Affected | Not Affected | 0 | 0 | 0 | 0 | 21 | Polygon
Critical Infrastructure | Stormwater Treatment Facilities and Pump Stations | Stormwater Ponds - NHD |  | STFPS_PG_10441 |  | Not Affected | Not Affected | Not Affected | Not Affected | Not Affected | Not Affected | Not Affected | Not Affected | Not Affected | Not Affected | Not Affected | Not Affected | Not Affected | Not Affected | Not Affected | Not Affected | Not Affected | Not Affected | Not Affected | Not Affected | Not Affected | 0 | 0 | 0 | 0 | 21 | Polygon
Critical Infrastructure | Stormwater Treatment Facilities and Pump Stations | Stormwater Ponds - NHD |  | STFPS_PG_10447 |  | Not Affected | Not Affected | Not Affected | Not Affected | Not Affected | Not Affected | Not Affected | Not Affected | Not Affected | Not Affected | Not Affected | Not Affected | Not Affected | Not Affected | Not Affected | Not Affected | Not Affected | Not Affected | Not Affected | Not Affected | Not Affected | 0 | 0 | 0 | 0 | 21 | Polygon
Critical Infrastructure | Stormwater Treatment Facilities and Pump Stations | Stormwater Ponds - NHD |  | STFPS_PG_10460 |  | Not Affected | Not Affected | Not Affected | Not Affected | Not Affected | Not Affected | Not Affected | Not Affected | Not Affected | Not Affected | Not Affected | Not Affected | Not Affected | Not Affected | Not Affected | Not Affected | Not Affected | Not Affected | Not Affected | Not Affected | Not Affected | 0 | 0 | 0 | 0 | 21 | Polygon
Critical Infrastructure | Stormwater Treatment Facilities and Pump Stations | Stormwater Ponds - NHD |  | STFPS_PG_10462 |  | Not Affected | Not Affected | Not Affected | Not Affected | Not Affected | Not Affected | Not Affected | Not Affected | Not Affected | Not Affected | Not Affected | Not Affected | Not Affected | Not Affected | Not Affected | Not Affected | Not Affected | Not Affected | Not Affected | Not Affected | Not Affected | 0 | 0 | 0 | 0 | 21 | Polygon
Critical Infrastructure | Stormwater Treatment Facilities and Pump Stations | Stormwater Ponds - NHD |  | STFPS_PG_10473 |  | Not Affected | Not Affected | Not Affected | Not Affected | Not Affected | Not Affected | Not Affected | Not Affected | Not Affected | Not Affected | Not Affected | Not Affected | Not Affected | Not Affected | Not Affected | Not Affected | Not Affected | Not Affected | Not Affected | Not Affected | Not Affected | 0 | 0 | 0 | 0 | 21 | Polygon
Critical Infrastructure | Stormwater Treatment Facilities and Pump Stations | Stormwater Ponds - NHD |  | STFPS_PG_10476 |  | Not Affected | Not Affected | Not Affected | Not Affected | Not Affected | Not Affected | Not Affected | Not Affected | Not Affected | Not Affected | Not Affected | Not Affected | Not Affected | Not Affected | Not Affected | Not Affected | Not Affected | Not Affected | Not Affected | Not Affected | Not Affected | 0 | 0 | 0 | 0 | 21 | Polygon
Critical Infrastructure | Stormwater Treatment Facilities and Pump Stations | Stormwater Ponds - NHD |  | STFPS_PG_10485 |  | Not Affected | Not Affected | Not Affected | Not Affected | Not Affected | Not Affected | Not Affected | Not Affected | Not Affected | Not Affected | Not Affected | Not Affected | Not Affected | Not Affected | Not Affected | Not Affected | Not Affected | Not Affected | Not Affected | Not Affected | Not Affected | 0 | 0 | 0 | 0 | 21 | Polygon
Critical Infrastructure | Stormwater Treatment Facilities and Pump Stations | Stormwater Ponds - NHD |  | STFPS_PG_10491 |  | Not Affected | Not Affected | Not Affected | Not Affected | Not Affected | Not Affected | Not Affected | Not Affected | Not Affected | Not Affected | Not Affected | Not Affected | Not Affected | Not Affected | Not Affected | Not Affected | Not Affected | Not Affected | Not Affected | Not Affected | Not Affected | 0 | 0 | 0 | 0 | 21 | Polygon
Critical Infrastructure | Stormwater Treatment Facilities and Pump Stations | Stormwater Ponds - NHD |  | STFPS_PG_10500 |  | Not Affected | Not Affected | Not Affected | Not Affected | Not Affected | Not Affected | Not Affected | Not Affected | Not Affected | Not Affected | Not Affected | Not Affected | Not Affected | Not Affected | Not Affected | Not Affected | Not Affected | Not Affected | Not Affected | Not Affected | Not Affected | 0 | 0 | 0 | 0 | 21 | Polygon
Critical Infrastructure | Stormwater Treatment Facilities and Pump Stations | Stormwater Ponds - NHD |  | STFPS_PG_10504 |  | Not Affected | Not Affected | Not Affected | Not Affected | Not Affected | Not Affected | Not Affected | Not Affected | Not Affected | Not Affected | Not Affected | Not Affected | Not Affected | Not Affected | Not Affected | Not Affected | Not Affected | Not Affected | Not Affected | Not Affected | Not Affected | 0 | 0 | 0 | 0 | 21 | Polygon
Critical Infrastructure | Stormwater Treatment Facilities and Pump Stations | Stormwater Ponds - NHD |  | STFPS_PG_10509 |  | Not Affected | Not Affected | Not Affected | Not Affected | Not Affected | Not Affected | Not Affected | Not Affected | Not Affected | Not Affected | Not Affected | Not Affected | Not Affected | Not Affected | Not Affected | Not Affected | Not Affected | Not Affected | Not Affected | Not Affected | Not Affected | 0 | 0 | 0 | 0 | 21 | Polygon
Critical Infrastructure | Stormwater Treatment Facilities and Pump Stations | Stormwater Ponds - NHD |  | STFPS_PG_10519 |  | Not Affected | Not Affected | Not Affected | Not Affected | Not Affected | Not Affected | Not Affected | Not Affected | Not Affected | Not Affected | Not Affected | Not Affected | Not Affected | Not Affected | Not Affected | Not Affected | Not Affected | Not Affected | Not Affected | Not Affected | Not Affected | 0 | 0 | 0 | 0 | 21 | Polygon
Critical Infrastructure | Stormwater Treatment Facilities and Pump Stations | Stormwater Ponds - NHD |  | STFPS_PG_10524 |  | Not Affected | Not Affected | Not Affected | Not Affected | Not Affected | Not Affected | Not Affected | Not Affected | Not Affected | Not Affected | Not Affected | Not Affected | Not Affected | Not Affected | Not Affected | Not Affected | Not Affected | Not Affected | Not Affected | Not Affected | Not Affected | 0 | 0 | 0 | 0 | 21 | Polygon
Critical Infrastructure | Stormwater Treatment Facilities and Pump Stations | Stormwater Ponds - NHD |  | STFPS_PG_10527 |  | Not Affected | Not Affected | Not Affected | Not Affected | Not Affected | Not Affected | Not Affected | Not Affected | Not Affected | Not Affected | Not Affected | Not Affected | Not Affected | Not Affected | Not Affected | Not Affected | Not Affected | Not Affected | Not Affected | Not Affected | Not Affected | 0 | 0 | 0 | 0 | 21 | Polygon
Critical Infrastructure | Stormwater Treatment Facilities and Pump Stations | Stormwater Ponds - NHD |  | STFPS_PG_10535 |  | Not Affected | Not Affected | Not Affected | Not Affected | Not Affected | Not Affected | Not Affected | Not Affected | Not Affected | Not Affected | Not Affected | Not Affected | Not Affected | Not Affected | Not Affected | Not Affected | Not Affected | Not Affected | Not Affected | Not Affected | Not Affected | 0 | 0 | 0 | 0 | 21 | Polygon
Critical Infrastructure | Stormwater Treatment Facilities and Pump Stations | Stormwater Ponds - NHD |  | STFPS_PG_10549 |  | Not Affected | Not Affected | Not Affected | Not Affected | Not Affected | Not Affected | Not Affected | Not Affected | Not Affected | Not Affected | Not Affected | Not Affected | Not Affected | Not Affected | Not Affected | Not Affected | Not Affected | Not Affected | Not Affected | Not Affected | Not Affected | 0 | 0 | 0 | 0 | 21 | Polygon
Critical Infrastructure | Stormwater Treatment Facilities and Pump Stations | Stormwater Ponds - NHD |  | STFPS_PG_10553 |  | Not Affected | Not Affected | Not Affected | Not Affected | Not Affected | Not Affected | Not Affected | Not Affected | Not Affected | Not Affected | Not Affected | Not Affected | Not Affected | Not Affected | Not Affected | Not Affected | Not Affected | Not Affected | Not Affected | Not Affected | Not Affected | 0 | 0 | 0 | 0 | 21 | Polygon
Critical Infrastructure | Stormwater Treatment Facilities and Pump Stations | Stormwater Ponds - NHD |  | STFPS_PG_10558 |  | Not Affected | Not Affected | Not Affected | Not Affected | Not Affected | Not Affected | Not Affected | Not Affected | Not Affected | Not Affected | Not Affected | Not Affected | Not Affected | Not Affected | Not Affected | Not Affected | Not Affected | Not Affected | Not Affected | Not Affected | Not Affected | 0 | 0 | 0 | 0 | 21 | Polygon
Critical Infrastructure | Stormwater Treatment Facilities and Pump Stations | Stormwater Ponds - NHD |  | STFPS_PG_10603 |  | Not Affected | Not Affected | Not Affected | Not Affected | Not Affected | Not Affected | Not Affected | Not Affected | Not Affected | Not Affected | Not Affected | Not Affected | Not Affected | Not Affected | Not Affected | Not Affected | Not Affected | Not Affected | Not Affected | Not Affected | Not Affected | 0 | 0 | 0 | 0 | 21 | Polygon
Critical Infrastructure | Stormwater Treatment Facilities and Pump Stations | Stormwater Ponds - NHD |  | STFPS_PG_10610 |  | Not Affected | Not Affected | Not Affected | Not Affected | Not Affected | Not Affected | Not Affected | Not Affected | Not Affected | Not Affected | Not Affected | Not Affected | Not Affected | Not Affected | Not Affected | Not Affected | Not Affected | Not Affected | Not Affected | Not Affected | Not Affected | 0 | 0 | 0 | 0 | 21 | Polygon
Critical Infrastructure | Stormwater Treatment Facilities and Pump Stations | Stormwater Ponds - NHD |  | STFPS_PG_10637 |  | Not Affected | Not Affected | Not Affected | Not Affected | Not Affected | Not Affected | Not Affected | Not Affected | Not Affected | Not Affected | Not Affected | Not Affected | Not Affected | Not Affected | Not Affected | Not Affected | Not Affected | Not Affected | Not Affected | Not Affected | Not Affected | 0 | 0 | 0 | 0 | 21 | Polygon
Critical Infrastructure | Stormwater Treatment Facilities and Pump Stations | Stormwater Ponds - NHD |  | STFPS_PG_10664 |  | Not Affected | Not Affected | Not Affected | Not Affected | Not Affected | Not Affected | Not Affected | Not Affected | Not Affected | Not Affected | Not Affected | Not Affected | Not Affected | Not Affected | Not Affected | Not Affected | Not Affected | Not Affected | Not Affected | Not Affected | Not Affected | 0 | 0 | 0 | 0 | 21 | Polygon
Critical Infrastructure | Stormwater Treatment Facilities and Pump Stations | Stormwater Ponds - NHD |  | STFPS_PG_10673 |  | Not Affected | Not Affected | Not Affected | Not Affected | Not Affected | Not Affected | Not Affected | Not Affected | Not Affected | Not Affected | Not Affected | Not Affected | Not Affected | Not Affected | Not Affected | Not Affected | Not Affected | Not Affected | Not Affected | Not Affected | Not Affected | 0 | 0 | 0 | 0 | 21 | Polygon
Critical Infrastructure | Stormwater Treatment Facilities and Pump Stations | Stormwater Ponds - NHD |  | STFPS_PG_10677 |  | Not Affected | Not Affected | Not Affected | Not Affected | Not Affected | Not Affected | Not Affected | Not Affected | Not Affected | Not Affected | Not Affected | Not Affected | Not Affected | Not Affected | Not Affected | Not Affected | Not Affected | Not Affected | Not Affected | Not Affected | Not Affected | 0 | 0 | 0 | 0 | 21 | Polygon
Critical Infrastructure | Stormwater Treatment Facilities and Pump Stations | Stormwater Ponds - NHD |  | STFPS_PG_10685 |  | Not Affected | Not Affected | Not Affected | Not Affected | Not Affected | Not Affected | Not Affected | Not Affected | Not Affected | Not Affected | Not Affected | Not Affected | Not Affected | Not Affected | Not Affected | Not Affected | Not Affected | Not Affected | Not Affected | Not Affected | Not Affected | 0 | 0 | 0 | 0 | 21 | Polygon
Critical Infrastructure | Stormwater Treatment Facilities and Pump Stations | Stormwater Ponds - NHD |  | STFPS_PG_10687 |  | Not Affected | Not Affected | Not Affected | Not Affected | Not Affected | Not Affected | Not Affected | Not Affected | Not Affected | Not Affected | Not Affected | Not Affected | Not Affected | Not Affected | Not Affected | Not Affected | Not Affected | Not Affected | Not Affected | Not Affected | Not Affected | 0 | 0 | 0 | 0 | 21 | Polygon
Critical Infrastructure | Stormwater Treatment Facilities and Pump Stations | Stormwater Ponds - NHD |  | STFPS_PG_10700 |  | Not Affected | Not Affected | Not Affected | Not Affected | Not Affected | Not Affected | Not Affected | Not Affected | Not Affected | Not Affected | Not Affected | Not Affected | Not Affected | Not Affected | Not Affected | Not Affected | Not Affected | Not Affected | Not Affected | Not Affected | Not Affected | 0 | 0 | 0 | 0 | 21 | Polygon
Critical Infrastructure | Stormwater Treatment Facilities and Pump Stations | Stormwater Ponds - NHD |  | STFPS_PG_10701 |  | Not Affected | Not Affected | Not Affected | Not Affected | Not Affected | Not Affected | Not Affected | Not Affected | Not Affected | Not Affected | Not Affected | Not Affected | Not Affected | Not Affected | Not Affected | Not Affected | Not Affected | Not Affected | Not Affected | Not Affected | Not Affected | 0 | 0 | 0 | 0 | 21 | Polygon
Critical Infrastructure | Stormwater Treatment Facilities and Pump Stations | Stormwater Ponds - NHD |  | STFPS_PG_10719 |  | Not Affected | Not Affected | Not Affected | Not Affected | Not Affected | Not Affected | Not Affected | Not Affected | Not Affected | Not Affected | Not Affected | Not Affected | Not Affected | Not Affected | Not Affected | Not Affected | Not Affected | Not Affected | Not Affected | Not Affected | Not Affected | 0 | 0 | 0 | 0 | 21 | Polygon
Critical Infrastructure | Stormwater Treatment Facilities and Pump Stations | Stormwater Ponds - NHD |  | STFPS_PG_10721 |  | Not Affected | Not Affected | Not Affected | Not Affected | Not Affected | Not Affected | Not Affected | Not Affected | Not Affected | Not Affected | Not Affected | Not Affected | Not Affected | Not Affected | Not Affected | Not Affected | Not Affected | Not Affected | Not Affected | Not Affected | Not Affected | 0 | 0 | 0 | 0 | 21 | Polygon
Critical Infrastructure | Stormwater Treatment Facilities and Pump Stations | Stormwater Ponds - NHD |  | STFPS_PG_10726 |  | Not Affected | Not Affected | Not Affected | Not Affected | Not Affected | Not Affected | Not Affected | Not Affected | Not Affected | Not Affected | Not Affected | Not Affected | Not Affected | Not Affected | Not Affected | Not Affected | Not Affected | Not Affected | Not Affected | Not Affected | Not Affected | 0 | 0 | 0 | 0 | 21 | Polygon
Critical Infrastructure | Stormwater Treatment Facilities and Pump Stations | Stormwater Ponds - NHD |  | STFPS_PG_10727 |  | Not Affected | Not Affected | Not Affected | Not Affected | Not Affected | Not Affected | Not Affected | Not Affected | Not Affected | Not Affected | Not Affected | Not Affected | Not Affected | Not Affected | Not Affected | Not Affected | Not Affected | Not Affected | Not Affected | Not Affected | Not Affected | 0 | 0 | 0 | 0 | 21 | Polygon
Critical Infrastructure | Stormwater Treatment Facilities and Pump Stations | Stormwater Ponds - NHD |  | STFPS_PG_10731 |  | Not Affected | Not Affected | Not Affected | Not Affected | Not Affected | Not Affected | Not Affected | Not Affected | Not Affected | Not Affected | Not Affected | Not Affected | Not Affected | Not Affected | Not Affected | Not Affected | Not Affected | Not Affected | Not Affected | Not Affected | Not Affected | 0 | 0 | 0 | 0 | 21 | Polygon
Critical Infrastructure | Stormwater Treatment Facilities and Pump Stations | Stormwater Ponds - NHD |  | STFPS_PG_10734 |  | Not Affected | Not Affected | Not Affected | Not Affected | Not Affected | Not Affected | Not Affected | Not Affected | Not Affected | Not Affected | Not Affected | Not Affected | Not Affected | Not Affected | Not Affected | Not Affected | Not Affected | Not Affected | Not Affected | Not Affected | Not Affected | 0 | 0 | 0 | 0 | 21 | Polygon
Critical Infrastructure | Stormwater Treatment Facilities and Pump Stations | Stormwater Ponds - NHD |  | STFPS_PG_10735 |  | Not Affected | Not Affected | Not Affected | Not Affected | Not Affected | Not Affected | Not Affected | Not Affected | Not Affected | Not Affected | Not Affected | Not Affected | Not Affected | Not Affected | Not Affected | Not Affected | Not Affected | Not Affected | Not Affected | Not Affected | Not Affected | 0 | 0 | 0 | 0 | 21 | Polygon
Critical Infrastructure | Stormwater Treatment Facilities and Pump Stations | Stormwater Ponds - NHD |  | STFPS_PG_10737 |  | Not Affected | Not Affected | Not Affected | Not Affected | Not Affected | Not Affected | Not Affected | Not Affected | Not Affected | Not Affected | Not Affected | Not Affected | Not Affected | Not Affected | Not Affected | Not Affected | Not Affected | Not Affected | Not Affected | Not Affected | Not Affected | 0 | 0 | 0 | 0 | 21 | Polygon
Critical Infrastructure | Stormwater Treatment Facilities and Pump Stations | Stormwater Ponds - NHD |  | STFPS_PG_10738 |  | Not Affected | Not Affected | Not Affected | Not Affected | Not Affected | Not Affected | Not Affected | Not Affected | Not Affected | Not Affected | Not Affected | Not Affected | Not Affected | Not Affected | Not Affected | Not Affected | Not Affected | Not Affected | Not Affected | Not Affected | Not Affected | 0 | 0 | 0 | 0 | 21 | Polygon
Critical Infrastructure | Stormwater Treatment Facilities and Pump Stations | Stormwater Ponds - NHD |  | STFPS_PG_10739 |  | Not Affected | Not Affected | Not Affected | Not Affected | Not Affected | Not Affected | Not Affected | Not Affected | Not Affected | Not Affected | Not Affected | Not Affected | Not Affected | Not Affected | Not Affected | Not Affected | Not Affected | Not Affected | Not Affected | Not Affected | Not Affected | 0 | 0 | 0 | 0 | 21 | Polygon
Critical Infrastructure | Stormwater Treatment Facilities and Pump Stations | Stormwater Ponds - NHD |  | STFPS_PG_10740 |  | Not Affected | Not Affected | Not Affected | Not Affected | Not Affected | Not Affected | Not Affected | Not Affected | Not Affected | Not Affected | Not Affected | Not Affected | Not Affected | Not Affected | Not Affected | Not Affected | Not Affected | Not Affected | Not Affected | Not Affected | Not Affected | 0 | 0 | 0 | 0 | 21 | Polygon
Critical Infrastructure | Stormwater Treatment Facilities and Pump Stations | Stormwater Ponds - NHD |  | STFPS_PG_10741 |  | Not Affected | Not Affected | Not Affected | Not Affected | Not Affected | Not Affected | Not Affected | Not Affected | Not Affected | Not Affected | Not Affected | Not Affected | Not Affected | Not Affected | Not Affected | Not Affected | Not Affected | Not Affected | Not Affected | Not Affected | Not Affected | 0 | 0 | 0 | 0 | 21 | Polygon
Critical Infrastructure | Stormwater Treatment Facilities and Pump Stations | Stormwater Ponds - NHD |  | STFPS_PG_10744 |  | Not Affected | Not Affected | Not Affected | Not Affected | Not Affected | Not Affected | Not Affected | Not Affected | Not Affected | Not Affected | Not Affected | Not Affected | Not Affected | Not Affected | Not Affected | Not Affected | Not Affected | Not Affected | Not Affected | Not Affected | Not Affected | 0 | 0 | 0 | 0 | 21 | Polygon
Critical Infrastructure | Stormwater Treatment Facilities and Pump Stations | Stormwater Ponds - NHD |  | STFPS_PG_10746 |  | Not Affected | Not Affected | Not Affected | Not Affected | Not Affected | Not Affected | Not Affected | Not Affected | Not Affected | Not Affected | Not Affected | Not Affected | Not Affected | Not Affected | Not Affected | Not Affected | Not Affected | Not Affected | Not Affected | Not Affected | Not Affected | 0 | 0 | 0 | 0 | 21 | Polygon
Critical Infrastructure | Stormwater Treatment Facilities and Pump Stations | Stormwater Ponds - NHD |  | STFPS_PG_10747 |  | Not Affected | Not Affected | Not Affected | Not Affected | Not Affected | Not Affected | Not Affected | Not Affected | Not Affected | Not Affected | Not Affected | Not Affected | Not Affected | Not Affected | Not Affected | Not Affected | Not Affected | Not Affected | Not Affected | Not Affected | Not Affected | 0 | 0 | 0 | 0 | 21 | Polygon
Critical Infrastructure | Stormwater Treatment Facilities and Pump Stations | Stormwater Ponds - NHD |  | STFPS_PG_10750 |  | Not Affected | Not Affected | Not Affected | Not Affected | Not Affected | Not Affected | Not Affected | Not Affected | Not Affected | Not Affected | Not Affected | Not Affected | Not Affected | Not Affected | Not Affected | Not Affected | Not Affected | Not Affected | Not Affected | Not Affected | Not Affected | 0 | 0 | 0 | 0 | 21 | Polygon
Critical Infrastructure | Stormwater Treatment Facilities and Pump Stations | Stormwater Ponds - NHD |  | STFPS_PG_10753 |  | Not Affected | Not Affected | Not Affected | Not Affected | Not Affected | Not Affected | Not Affected | Not Affected | Not Affected | Not Affected | Not Affected | Not Affected | Not Affected | Not Affected | Not Affected | Not Affected | Not Affected | Not Affected | Not Affected | Not Affected | Not Affected | 0 | 0 | 0 | 0 | 21 | Polygon
Critical Infrastructure | Stormwater Treatment Facilities and Pump Stations | Stormwater Ponds - NHD |  | STFPS_PG_10757 |  | Not Affected | Not Affected | Not Affected | Not Affected | Not Affected | Not Affected | Not Affected | Not Affected | Not Affected | Not Affected | Not Affected | Not Affected | Not Affected | Not Affected | Not Affected | Not Affected | Not Affected | Not Affected | Not Affected | Not Affected | Not Affected | 0 | 0 | 0 | 0 | 21 | Polygon
Critical Infrastructure | Stormwater Treatment Facilities and Pump Stations | Stormwater Ponds - NHD |  | STFPS_PG_10759 |  | Not Affected | Not Affected | Not Affected | Not Affected | Not Affected | Not Affected | Not Affected | Not Affected | Not Affected | Not Affected | Not Affected | Not Affected | Not Affected | Not Affected | Not Affected | Not Affected | Not Affected | Not Affected | Not Affected | Not Affected | Not Affected | 0 | 0 | 0 | 0 | 21 | Polygon
Critical Infrastructure | Stormwater Treatment Facilities and Pump Stations | Stormwater Ponds - NHD |  | STFPS_PG_10760 |  | Not Affected | Not Affected | Not Affected | Not Affected | Not Affected | Not Affected | Not Affected | Not Affected | Not Affected | Not Affected | Not Affected | Not Affected | Not Affected | Not Affected | Not Affected | Not Affected | Not Affected | Not Affected | Not Affected | Not Affected | Not Affected | 0 | 0 | 0 | 0 | 21 | Polygon
Critical Infrastructure | Stormwater Treatment Facilities and Pump Stations | Stormwater Ponds - NHD |  | STFPS_PG_10761 |  | Not Affected | Not Affected | Not Affected | Not Affected | Not Affected | Not Affected | Not Affected | Not Affected | Not Affected | Not Affected | Not Affected | Not Affected | Not Affected | Not Affected | Not Affected | Not Affected | Not Affected | Not Affected | Not Affected | Not Affected | Not Affected | 0 | 0 | 0 | 0 | 21 | Polygon
Critical Infrastructure | Stormwater Treatment Facilities and Pump Stations | Stormwater Ponds - NHD |  | STFPS_PG_10764 |  | Not Affected | Not Affected | Not Affected | Not Affected | Not Affected | Not Affected | Not Affected | Not Affected | Not Affected | Not Affected | Not Affected | Not Affected | Not Affected | Not Affected | Not Affected | Not Affected | Not Affected | Not Affected | Not Affected | Not Affected | Not Affected | 0 | 0 | 0 | 0 | 21 | Polygon
Critical Infrastructure | Stormwater Treatment Facilities and Pump Stations | Stormwater Ponds - NHD |  | STFPS_PG_10766 |  | Not Affected | Not Affected | Not Affected | Not Affected | Not Affected | Not Affected | Not Affected | Not Affected | Not Affected | Not Affected | Not Affected | Not Affected | Not Affected | Not Affected | Not Affected | Not Affected | Not Affected | Not Affected | Not Affected | Not Affected | Not Affected | 0 | 0 | 0 | 0 | 21 | Polygon
Critical Infrastructure | Stormwater Treatment Facilities and Pump Stations | Stormwater Ponds - NHD |  | STFPS_PG_10769 |  | Not Affected | Not Affected | Not Affected | Not Affected | Not Affected | Not Affected | Not Affected | Not Affected | Not Affected | Not Affected | Not Affected | Not Affected | Not Affected | Not Affected | Not Affected | Not Affected | Not Affected | Not Affected | Not Affected | Not Affected | Not Affected | 0 | 0 | 0 | 0 | 21 | Polygon
Critical Infrastructure | Stormwater Treatment Facilities and Pump Stations | Stormwater Ponds - NHD |  | STFPS_PG_10770 |  | Not Affected | Not Affected | Not Affected | Not Affected | Not Affected | Not Affected | Not Affected | Not Affected | Not Affected | Not Affected | Not Affected | Not Affected | Not Affected | Not Affected | Not Affected | Not Affected | Not Affected | Not Affected | Not Affected | Not Affected | Not Affected | 0 | 0 | 0 | 0 | 21 | Polygon
Critical Infrastructure | Stormwater Treatment Facilities and Pump Stations | Stormwater Ponds - NHD |  | STFPS_PG_10772 |  | Not Affected | Not Affected | Not Affected | Not Affected | Not Affected | Not Affected | Not Affected | Not Affected | Not Affected | Not Affected | Not Affected | Not Affected | Not Affected | Not Affected | Not Affected | Not Affected | Not Affected | Not Affected | Not Affected | Not Affected | Not Affected | 0 | 0 | 0 | 0 | 21 | Polygon
Critical Infrastructure | Stormwater Treatment Facilities and Pump Stations | Stormwater Ponds - NHD |  | STFPS_PG_10773 |  | Not Affected | Not Affected | Not Affected | Not Affected | Not Affected | Not Affected | Not Affected | Not Affected | Not Affected | Not Affected | Not Affected | Not Affected | Not Affected | Not Affected | Not Affected | Not Affected | Not Affected | Not Affected | Not Affected | Not Affected | Not Affected | 0 | 0 | 0 | 0 | 21 | Polygon
Critical Infrastructure | Stormwater Treatment Facilities and Pump Stations | Stormwater Ponds - NHD |  | STFPS_PG_10775 |  | Not Affected | Not Affected | Not Affected | Not Affected | Not Affected | Not Affected | Not Affected | Not Affected | Not Affected | Not Affected | Not Affected | Not Affected | Not Affected | Not Affected | Not Affected | Not Affected | Not Affected | Not Affected | Not Affected | Not Affected | Not Affected | 0 | 0 | 0 | 0 | 21 | Polygon
Critical Infrastructure | Stormwater Treatment Facilities and Pump Stations | Stormwater Ponds - NHD |  | STFPS_PG_10776 |  | Not Affected | Not Affected | Not Affected | Not Affected | Not Affected | Not Affected | Not Affected | Not Affected | Not Affected | Not Affected | Not Affected | Not Affected | Not Affected | Not Affected | Not Affected | Not Affected | Not Affected | Not Affected | Not Affected | Not Affected | Not Affected | 0 | 0 | 0 | 0 | 21 | Polygon
Critical Infrastructure | Stormwater Treatment Facilities and Pump Stations | Stormwater Ponds - NHD |  | STFPS_PG_10778 |  | Not Affected | Not Affected | Not Affected | Not Affected | Not Affected | Not Affected | Not Affected | Not Affected | Not Affected | Not Affected | Not Affected | Not Affected | Not Affected | Not Affected | Not Affected | Not Affected | Not Affected | Not Affected | Not Affected | Not Affected | Not Affected | 0 | 0 | 0 | 0 | 21 | Polygon
Critical Infrastructure | Stormwater Treatment Facilities and Pump Stations | Stormwater Ponds - NHD |  | STFPS_PG_10779 |  | Not Affected | Not Affected | Not Affected | Not Affected | Not Affected | Not Affected | Not Affected | Not Affected | Not Affected | Not Affected | Not Affected | Not Affected | Not Affected | Not Affected | Not Affected | Not Affected | Not Affected | Not Affected | Not Affected | Not Affected | Not Affected | 0 | 0 | 0 | 0 | 21 | Polygon
Critical Infrastructure | Stormwater Treatment Facilities and Pump Stations | Stormwater Ponds - NHD |  | STFPS_PG_10780 |  | Not Affected | Not Affected | Not Affected | Not Affected | Not Affected | Not Affected | Not Affected | Not Affected | Not Affected | Not Affected | Not Affected | Not Affected | Not Affected | Not Affected | Not Affected | Not Affected | Not Affected | Not Affected | Not Affected | Not Affected | Not Affected | 0 | 0 | 0 | 0 | 21 | Polygon
Critical Infrastructure | Stormwater Treatment Facilities and Pump Stations | Stormwater Ponds - NHD |  | STFPS_PG_10782 |  | Not Affected | Not Affected | Not Affected | Not Affected | Not Affected | Not Affected | Not Affected | Not Affected | Not Affected | Not Affected | Not Affected | Not Affected | Not Affected | Not Affected | Not Affected | Not Affected | Not Affected | Not Affected | Not Affected | Not Affected | Not Affected | 0 | 0 | 0 | 0 | 21 | Polygon
Critical Infrastructure | Stormwater Treatment Facilities and Pump Stations | Stormwater Ponds - NHD |  | STFPS_PG_10783 |  | Not Affected | Not Affected | Not Affected | Not Affected | Not Affected | Not Affected | Not Affected | Not Affected | Not Affected | Not Affected | Not Affected | Not Affected | Not Affected | Not Affected | Not Affected | Not Affected | Not Affected | Not Affected | Not Affected | Not Affected | Not Affected | 0 | 0 | 0 | 0 | 21 | Polygon
Critical Infrastructure | Stormwater Treatment Facilities and Pump Stations | Stormwater Ponds - NHD |  | STFPS_PG_10784 |  | Not Affected | Not Affected | Not Affected | Not Affected | Not Affected | Not Affected | Not Affected | Not Affected | Not Affected | Not Affected | Not Affected | Not Affected | Not Affected | Not Affected | Not Affected | Not Affected | Not Affected | Not Affected | Not Affected | Not Affected | Not Affected | 0 | 0 | 0 | 0 | 21 | Polygon
Critical Infrastructure | Stormwater Treatment Facilities and Pump Stations | Stormwater Ponds - NHD |  | STFPS_PG_10785 |  | Not Affected | Not Affected | Not Affected | Not Affected | Not Affected | Not Affected | Not Affected | Not Affected | Not Affected | Not Affected | Not Affected | Not Affected | Not Affected | Not Affected | Not Affected | Not Affected | Not Affected | Not Affected | Not Affected | Not Affected | Not Affected | 0 | 0 | 0 | 0 | 21 | Polygon
Critical Infrastructure | Stormwater Treatment Facilities and Pump Stations | Stormwater Ponds - NHD |  | STFPS_PG_10787 |  | Not Affected | Not Affected | Not Affected | Not Affected | Not Affected | Not Affected | Not Affected | Not Affected | Not Affected | Not Affected | Not Affected | Not Affected | Not Affected | Not Affected | Not Affected | Not Affected | Not Affected | Not Affected | Not Affected | Not Affected | Not Affected | 0 | 0 | 0 | 0 | 21 | Polygon
Critical Infrastructure | Stormwater Treatment Facilities and Pump Stations | Stormwater Ponds - NHD |  | STFPS_PG_10789 |  | Not Affected | Not Affected | Not Affected | Not Affected | Not Affected | Not Affected | Not Affected | Not Affected | Not Affected | Not Affected | Not Affected | Not Affected | Not Affected | Not Affected | Not Affected | Not Affected | Not Affected | Not Affected | Not Affected | Not Affected | Not Affected | 0 | 0 | 0 | 0 | 21 | Polygon
Critical Infrastructure | Stormwater Treatment Facilities and Pump Stations | Stormwater Ponds - NHD |  | STFPS_PG_10790 |  | Not Affected | Not Affected | Not Affected | Not Affected | Not Affected | Not Affected | Not Affected | Not Affected | Not Affected | Not Affected | Not Affected | Not Affected | Not Affected | Not Affected | Not Affected | Not Affected | Not Affected | Not Affected | Not Affected | Not Affected | Not Affected | 0 | 0 | 0 | 0 | 21 | Polygon
Critical Infrastructure | Stormwater Treatment Facilities and Pump Stations | Stormwater Ponds - NHD |  | STFPS_PG_10792 |  | Not Affected | Not Affected | Not Affected | Not Affected | Not Affected | Not Affected | Not Affected | Not Affected | Not Affected | Not Affected | Not Affected | Not Affected | Not Affected | Not Affected | Not Affected | Not Affected | Not Affected | Not Affected | Not Affected | Not Affected | Not Affected | 0 | 0 | 0 | 0 | 21 | Polygon
Critical Infrastructure | Stormwater Treatment Facilities and Pump Stations | Stormwater Ponds - NHD |  | STFPS_PG_10793 |  | Not Affected | Not Affected | Not Affected | Not Affected | Not Affected | Not Affected | Not Affected | Not Affected | Not Affected | Not Affected | Not Affected | Not Affected | Not Affected | Not Affected | Not Affected | Not Affected | Not Affected | Not Affected | Not Affected | Not Affected | Not Affected | 0 | 0 | 0 | 0 | 21 | Polygon
Critical Infrastructure | Stormwater Treatment Facilities and Pump Stations | Stormwater Ponds - NHD |  | STFPS_PG_10794 |  | Not Affected | Not Affected | Not Affected | Not Affected | Not Affected | Not Affected | Not Affected | Not Affected | Not Affected | Not Affected | Not Affected | Not Affected | Not Affected | Not Affected | Not Affected | Not Affected | Not Affected | Not Affected | Not Affected | Not Affected | Not Affected | 0 | 0 | 0 | 0 | 21 | Polygon
Critical Infrastructure | Stormwater Treatment Facilities and Pump Stations | Stormwater Ponds - NHD |  | STFPS_PG_10795 |  | Not Affected | Not Affected | Not Affected | Not Affected | Not Affected | Not Affected | Not Affected | Not Affected | Not Affected | Not Affected | Not Affected | Not Affected | Not Affected | Not Affected | Not Affected | Not Affected | Not Affected | Not Affected | Not Affected | Not Affected | Not Affected | 0 | 0 | 0 | 0 | 21 | Polygon
Critical Infrastructure | Stormwater Treatment Facilities and Pump Stations | Stormwater Ponds - NHD |  | STFPS_PG_10796 |  | Not Affected | Not Affected | Not Affected | Not Affected | Not Affected | Not Affected | Not Affected | Not Affected | Not Affected | Not Affected | Not Affected | Not Affected | Not Affected | Not Affected | Not Affected | Not Affected | Not Affected | Not Affected | Not Affected | Not Affected | Not Affected | 0 | 0 | 0 | 0 | 21 | Polygon
Critical Infrastructure | Stormwater Treatment Facilities and Pump Stations | Stormwater Ponds - NHD |  | STFPS_PG_10797 |  | Not Affected | Not Affected | Not Affected | Not Affected | Not Affected | Not Affected | Not Affected | Not Affected | Not Affected | Not Affected | Not Affected | Not Affected | Not Affected | Not Affected | Not Affected | Not Affected | Not Affected | Not Affected | Not Affected | Not Affected | Not Affected | 0 | 0 | 0 | 0 | 21 | Polygon
Critical Infrastructure | Stormwater Treatment Facilities and Pump Stations | Stormwater Ponds - NHD |  | STFPS_PG_10799 |  | Not Affected | Not Affected | Not Affected | Not Affected | Not Affected | Not Affected | Not Affected | Not Affected | Not Affected | Not Affected | Not Affected | Not Affected | Not Affected | Not Affected | Not Affected | Not Affected | Not Affected | Not Affected | Not Affected | Not Affected | Not Affected | 0 | 0 | 0 | 0 | 21 | Polygon
Critical Infrastructure | Stormwater Treatment Facilities and Pump Stations | Stormwater Ponds - NHD |  | STFPS_PG_10801 |  | Not Affected | Not Affected | Not Affected | Not Affected | Not Affected | Not Affected | Not Affected | Not Affected | Not Affected | Not Affected | Not Affected | Not Affected | Not Affected | Not Affected | Not Affected | Not Affected | Not Affected | Not Affected | Not Affected | Not Affected | Not Affected | 0 | 0 | 0 | 0 | 21 | Polygon
Critical Infrastructure | Stormwater Treatment Facilities and Pump Stations | Stormwater Ponds - NHD |  | STFPS_PG_10802 |  | Not Affected | Not Affected | Not Affected | Not Affected | Not Affected | Not Affected | Not Affected | Not Affected | Not Affected | Not Affected | Not Affected | Not Affected | Not Affected | Not Affected | Not Affected | Not Affected | Not Affected | Not Affected | Not Affected | Not Affected | Not Affected | 0 | 0 | 0 | 0 | 21 | Polygon
Critical Infrastructure | Stormwater Treatment Facilities and Pump Stations | Stormwater Ponds - NHD |  | STFPS_PG_10803 |  | Not Affected | Not Affected | Not Affected | Not Affected | Not Affected | Not Affected | Not Affected | Not Affected | Not Affected | Not Affected | Not Affected | Not Affected | Not Affected | Not Affected | Not Affected | Not Affected | Not Affected | Not Affected | Not Affected | Not Affected | Not Affected | 0 | 0 | 0 | 0 | 21 | Polygon
Critical Infrastructure | Stormwater Treatment Facilities and Pump Stations | Stormwater Ponds - NHD |  | STFPS_PG_10804 |  | Not Affected | Not Affected | Not Affected | Not Affected | Not Affected | Not Affected | Not Affected | Not Affected | Not Affected | Not Affected | Not Affected | Not Affected | Not Affected | Not Affected | Not Affected | Not Affected | Not Affected | Not Affected | Not Affected | Not Affected | Not Affected | 0 | 0 | 0 | 0 | 21 | Polygon
Critical Infrastructure | Stormwater Treatment Facilities and Pump Stations | Stormwater Ponds - NHD |  | STFPS_PG_10805 |  | Not Affected | Not Affected | Not Affected | Not Affected | Not Affected | Not Affected | Not Affected | Not Affected | Not Affected | Not Affected | Not Affected | Not Affected | Not Affected | Not Affected | Not Affected | Not Affected | Not Affected | Not Affected | Not Affected | Not Affected | Not Affected | 0 | 0 | 0 | 0 | 21 | Polygon
Critical Infrastructure | Stormwater Treatment Facilities and Pump Stations | Stormwater Ponds - NHD |  | STFPS_PG_10806 |  | Not Affected | Not Affected | Not Affected | Not Affected | Not Affected | Not Affected | Not Affected | Not Affected | Not Affected | Not Affected | Not Affected | Not Affected | Not Affected | Not Affected | Not Affected | Not Affected | Not Affected | Not Affected | Not Affected | Not Affected | Not Affected | 0 | 0 | 0 | 0 | 21 | Polygon
Critical Infrastructure | Stormwater Treatment Facilities and Pump Stations | Stormwater Ponds - NHD |  | STFPS_PG_10807 |  | Not Affected | Not Affected | Not Affected | Not Affected | Not Affected | Not Affected | Not Affected | Not Affected | Not Affected | Not Affected | Not Affected | Not Affected | Not Affected | Not Affected | Not Affected | Not Affected | Not Affected | Not Affected | Not Affected | Not Affected | Not Affected | 0 | 0 | 0 | 0 | 21 | Polygon
Critical Infrastructure | Stormwater Treatment Facilities and Pump Stations | Stormwater Ponds - NHD |  | STFPS_PG_10808 |  | Not Affected | Not Affected | Not Affected | Not Affected | Not Affected | Not Affected | Not Affected | Not Affected | Not Affected | Not Affected | Not Affected | Not Affected | Not Affected | Not Affected | Not Affected | Not Affected | Not Affected | Not Affected | Not Affected | Not Affected | Not Affected | 0 | 0 | 0 | 0 | 21 | Polygon
Critical Infrastructure | Stormwater Treatment Facilities and Pump Stations | Stormwater Ponds - NHD |  | STFPS_PG_10810 |  | Not Affected | Not Affected | Not Affected | Not Affected | Not Affected | Not Affected | Not Affected | Not Affected | Not Affected | Not Affected | Not Affected | Not Affected | Not Affected | Not Affected | Not Affected | Not Affected | Not Affected | Not Affected | Not Affected | Not Affected | Not Affected | 0 | 0 | 0 | 0 | 21 | Polygon
Critical Infrastructure | Stormwater Treatment Facilities and Pump Stations | Stormwater Ponds - NHD |  | STFPS_PG_10811 |  | Not Affected | Not Affected | Not Affected | Not Affected | Not Affected | Not Affected | Not Affected | Not Affected | Not Affected | Not Affected | Not Affected | Not Affected | Not Affected | Not Affected | Not Affected | Not Affected | Not Affected | Not Affected | Not Affected | Not Affected | Not Affected | 0 | 0 | 0 | 0 | 21 | Polygon
Critical Infrastructure | Stormwater Treatment Facilities and Pump Stations | Stormwater Ponds - NHD |  | STFPS_PG_10812 |  | Not Affected | Not Affected | Not Affected | Not Affected | Not Affected | Not Affected | Not Affected | Not Affected | Not Affected | Not Affected | Not Affected | Not Affected | Not Affected | Not Affected | Not Affected | Not Affected | Not Affected | Not Affected | Not Affected | Not Affected | Not Affected | 0 | 0 | 0 | 0 | 21 | Polygon
Critical Infrastructure | Stormwater Treatment Facilities and Pump Stations | Stormwater Ponds - NHD |  | STFPS_PG_10813 |  | Not Affected | Not Affected | Not Affected | Not Affected | Not Affected | Not Affected | Not Affected | Not Affected | Not Affected | Not Affected | Not Affected | Not Affected | Not Affected | Not Affected | Not Affected | Not Affected | Not Affected | Not Affected | Not Affected | Not Affected | Not Affected | 0 | 0 | 0 | 0 | 21 | Polygon
Critical Infrastructure | Stormwater Treatment Facilities and Pump Stations | Stormwater Ponds - NHD |  | STFPS_PG_10814 |  | Not Affected | Not Affected | Not Affected | Not Affected | Not Affected | Not Affected | Not Affected | Not Affected | Not Affected | Not Affected | Not Affected | Not Affected | Not Affected | Not Affected | Not Affected | Not Affected | Not Affected | Not Affected | Not Affected | Not Affected | Not Affected | 0 | 0 | 0 | 0 | 21 | Polygon
Critical Infrastructure | Stormwater Treatment Facilities and Pump Stations | Stormwater Ponds - NHD |  | STFPS_PG_10815 |  | Not Affected | Not Affected | Not Affected | Not Affected | Not Affected | Not Affected | Not Affected | Not Affected | Not Affected | Not Affected | Not Affected | Not Affected | Not Affected | Not Affected | Not Affected | Not Affected | Not Affected | Not Affected | Not Affected | Not Affected | Not Affected | 0 | 0 | 0 | 0 | 21 | Polygon
Critical Infrastructure | Stormwater Treatment Facilities and Pump Stations | Stormwater Ponds - NHD |  | STFPS_PG_10816 |  | Not Affected | Not Affected | Not Affected | Not Affected | Not Affected | Not Affected | Not Affected | Not Affected | Not Affected | Not Affected | Not Affected | Not Affected | Not Affected | Not Affected | Not Affected | Not Affected | Not Affected | Not Affected | Not Affected | Not Affected | Not Affected | 0 | 0 | 0 | 0 | 21 | Polygon
Critical Infrastructure | Stormwater Treatment Facilities and Pump Stations | Stormwater Ponds - NHD |  | STFPS_PG_10817 |  | Not Affected | Not Affected | Not Affected | Not Affected | Not Affected | Not Affected | Not Affected | Not Affected | Not Affected | Not Affected | Not Affected | Not Affected | Not Affected | Not Affected | Not Affected | Not Affected | Not Affected | Not Affected | Not Affected | Not Affected | Not Affected | 0 | 0 | 0 | 0 | 21 | Polygon
Critical Infrastructure | Stormwater Treatment Facilities and Pump Stations | Stormwater Ponds - NHD |  | STFPS_PG_10818 |  | Not Affected | Not Affected | Not Affected | Not Affected | Not Affected | Not Affected | Not Affected | Not Affected | Not Affected | Not Affected | Not Affected | Not Affected | Not Affected | Not Affected | Not Affected | Not Affected | Not Affected | Not Affected | Not Affected | Not Affected | Not Affected | 0 | 0 | 0 | 0 | 21 | Polygon
Critical Infrastructure | Stormwater Treatment Facilities and Pump Stations | Stormwater Ponds - NHD |  | STFPS_PG_10820 |  | Not Affected | Not Affected | Not Affected | Not Affected | Not Affected | Not Affected | Not Affected | Not Affected | Not Affected | Not Affected | Not Affected | Not Affected | Not Affected | Not Affected | Not Affected | Not Affected | Not Affected | Not Affected | Not Affected | Not Affected | Not Affected | 0 | 0 | 0 | 0 | 21 | Polygon
Critical Infrastructure | Stormwater Treatment Facilities and Pump Stations | Stormwater Ponds - NHD |  | STFPS_PG_10821 |  | Not Affected | Not Affected | Not Affected | Not Affected | Not Affected | Not Affected | Not Affected | Not Affected | Not Affected | Not Affected | Not Affected | Not Affected | Not Affected | Not Affected | Not Affected | Not Affected | Not Affected | Not Affected | Not Affected | Not Affected | Not Affected | 0 | 0 | 0 | 0 | 21 | Polygon
Critical Infrastructure | Stormwater Treatment Facilities and Pump Stations | Stormwater Ponds - NHD |  | STFPS_PG_10822 |  | Not Affected | Not Affected | Not Affected | Not Affected | Not Affected | Not Affected | Not Affected | Not Affected | Not Affected | Not Affected | Not Affected | Not Affected | Not Affected | Not Affected | Not Affected | Not Affected | Not Affected | Not Affected | Not Affected | Not Affected | Not Affected | 0 | 0 | 0 | 0 | 21 | Polygon
Critical Infrastructure | Stormwater Treatment Facilities and Pump Stations | Stormwater Ponds - NHD |  | STFPS_PG_10823 |  | Not Affected | Not Affected | Not Affected | Not Affected | Not Affected | Not Affected | Not Affected | Not Affected | Not Affected | Not Affected | Not Affected | Not Affected | Not Affected | Not Affected | Not Affected | Not Affected | Not Affected | Not Affected | Not Affected | Not Affected | Not Affected | 0 | 0 | 0 | 0 | 21 | Polygon
Critical Infrastructure | Stormwater Treatment Facilities and Pump Stations | Stormwater Ponds - NHD |  | STFPS_PG_10824 |  | Not Affected | Not Affected | Not Affected | Not Affected | Not Affected | Not Affected | Not Affected | Not Affected | Not Affected | Not Affected | Not Affected | Not Affected | Not Affected | Not Affected | Not Affected | Not Affected | Not Affected | Not Affected | Not Affected | Not Affected | Not Affected | 0 | 0 | 0 | 0 | 21 | Polygon
Critical Infrastructure | Stormwater Treatment Facilities and Pump Stations | Stormwater Ponds - NHD |  | STFPS_PG_10825 |  | Not Affected | Not Affected | Not Affected | Not Affected | Not Affected | Not Affected | Not Affected | Not Affected | Not Affected | Not Affected | Not Affected | Not Affected | Not Affected | Not Affected | Not Affected | Not Affected | Not Affected | Not Affected | Not Affected | Not Affected | Not Affected | 0 | 0 | 0 | 0 | 21 | Polygon
Critical Infrastructure | Stormwater Treatment Facilities and Pump Stations | Stormwater Ponds - NHD |  | STFPS_PG_10826 |  | Not Affected | Not Affected | Not Affected | Not Affected | Not Affected | Not Affected | Not Affected | Not Affected | Not Affected | Not Affected | Not Affected | Not Affected | Not Affected | Not Affected | Not Affected | Not Affected | Not Affected | Not Affected | Not Affected | Not Affected | Not Affected | 0 | 0 | 0 | 0 | 21 | Polygon
Critical Infrastructure | Stormwater Treatment Facilities and Pump Stations | Stormwater Ponds - NHD |  | STFPS_PG_10827 |  | Not Affected | Not Affected | Not Affected | Not Affected | Not Affected | Not Affected | Not Affected | Not Affected | Not Affected | Not Affected | Not Affected | Not Affected | Not Affected | Not Affected | Not Affected | Not Affected | Not Affected | Not Affected | Not Affected | Not Affected | Not Affected | 0 | 0 | 0 | 0 | 21 | Polygon
Critical Infrastructure | Stormwater Treatment Facilities and Pump Stations | Stormwater Ponds - NHD |  | STFPS_PG_10828 |  | Not Affected | Not Affected | Not Affected | Not Affected | Not Affected | Not Affected | Not Affected | Not Affected | Not Affected | Not Affected | Not Affected | Not Affected | Not Affected | Not Affected | Not Affected | Not Affected | Not Affected | Not Affected | Not Affected | Not Affected | Not Affected | 0 | 0 | 0 | 0 | 21 | Polygon
Critical Infrastructure | Stormwater Treatment Facilities and Pump Stations | Stormwater Ponds - NHD |  | STFPS_PG_10831 |  | Not Affected | Not Affected | Not Affected | Not Affected | Not Affected | Not Affected | Not Affected | Not Affected | Not Affected | Not Affected | Not Affected | Not Affected | Not Affected | Not Affected | Not Affected | Not Affected | Not Affected | Not Affected | Not Affected | Not Affected | Not Affected | 0 | 0 | 0 | 0 | 21 | Polygon
Critical Infrastructure | Stormwater Treatment Facilities and Pump Stations | Stormwater Ponds - NHD |  | STFPS_PG_10832 |  | Not Affected | Not Affected | Not Affected | Not Affected | Not Affected | Not Affected | Not Affected | Not Affected | Not Affected | Not Affected | Not Affected | Not Affected | Not Affected | Not Affected | Not Affected | Not Affected | Not Affected | Not Affected | Not Affected | Not Affected | Not Affected | 0 | 0 | 0 | 0 | 21 | Polygon
Critical Infrastructure | Stormwater Treatment Facilities and Pump Stations | Stormwater Ponds - NHD |  | STFPS_PG_10833 |  | Not Affected | Not Affected | Not Affected | Not Affected | Not Affected | Not Affected | Not Affected | Not Affected | Not Affected | Not Affected | Not Affected | Not Affected | Not Affected | Not Affected | Not Affected | Not Affected | Not Affected | Not Affected | Not Affected | Not Affected | Not Affected | 0 | 0 | 0 | 0 | 21 | Polygon
Critical Infrastructure | Stormwater Treatment Facilities and Pump Stations | Stormwater Ponds - NHD |  | STFPS_PG_10834 |  | Not Affected | Not Affected | Not Affected | Not Affected | Not Affected | Not Affected | Not Affected | Not Affected | Not Affected | Not Affected | Not Affected | Not Affected | Not Affected | Not Affected | Not Affected | Not Affected | Not Affected | Not Affected | Not Affected | Not Affected | Not Affected | 0 | 0 | 0 | 0 | 21 | Polygon
Critical Infrastructure | Stormwater Treatment Facilities and Pump Stations | Stormwater Ponds - NHD |  | STFPS_PG_10836 |  | Not Affected | Not Affected | Not Affected | Not Affected | Not Affected | Not Affected | Not Affected | Not Affected | Not Affected | Not Affected | Not Affected | Not Affected | Not Affected | Not Affected | Not Affected | Not Affected | Not Affected | Not Affected | Not Affected | Not Affected | Not Affected | 0 | 0 | 0 | 0 | 21 | Polygon
Critical Infrastructure | Stormwater Treatment Facilities and Pump Stations | Stormwater Ponds - NHD |  | STFPS_PG_10837 |  | Not Affected | Not Affected | Not Affected | Not Affected | Not Affected | Not Affected | Not Affected | Not Affected | Not Affected | Not Affected | Not Affected | Not Affected | Not Affected | Not Affected | Not Affected | Not Affected | Not Affected | Not Affected | Not Affected | Not Affected | Not Affected | 0 | 0 | 0 | 0 | 21 | Polygon
Critical Infrastructure | Stormwater Treatment Facilities and Pump Stations | Stormwater Ponds - NHD |  | STFPS_PG_10838 |  | Not Affected | Not Affected | Not Affected | Not Affected | Not Affected | Not Affected | Not Affected | Not Affected | Not Affected | Not Affected | Not Affected | Not Affected | Not Affected | Not Affected | Not Affected | Not Affected | Not Affected | Not Affected | Not Affected | Not Affected | Not Affected | 0 | 0 | 0 | 0 | 21 | Polygon
Critical Infrastructure | Stormwater Treatment Facilities and Pump Stations | Stormwater Ponds - NHD |  | STFPS_PG_10839 |  | Not Affected | Not Affected | Not Affected | Not Affected | Not Affected | Not Affected | Not Affected | Not Affected | Not Affected | Not Affected | Not Affected | Not Affected | Not Affected | Not Affected | Not Affected | Not Affected | Not Affected | Not Affected | Not Affected | Not Affected | Not Affected | 0 | 0 | 0 | 0 | 21 | Polygon
Critical Infrastructure | Stormwater Treatment Facilities and Pump Stations | Stormwater Ponds - NHD |  | STFPS_PG_10840 |  | Not Affected | Not Affected | Not Affected | Not Affected | Not Affected | Not Affected | Not Affected | Not Affected | Not Affected | Not Affected | Not Affected | Not Affected | Not Affected | Not Affected | Not Affected | Not Affected | Not Affected | Not Affected | Not Affected | Not Affected | Not Affected | 0 | 0 | 0 | 0 | 21 | Polygon
Critical Infrastructure | Stormwater Treatment Facilities and Pump Stations | Stormwater Ponds - NHD |  | STFPS_PG_10841 |  | Not Affected | Not Affected | Not Affected | Not Affected | Not Affected | Not Affected | Not Affected | Not Affected | Not Affected | Not Affected | Not Affected | Not Affected | Not Affected | Not Affected | Not Affected | Not Affected | Not Affected | Not Affected | Not Affected | Not Affected | Not Affected | 0 | 0 | 0 | 0 | 21 | Polygon
Critical Infrastructure | Stormwater Treatment Facilities and Pump Stations | Stormwater Ponds - NHD |  | STFPS_PG_10842 |  | Not Affected | Not Affected | Not Affected | Not Affected | Not Affected | Not Affected | Not Affected | Not Affected | Not Affected | Not Affected | Not Affected | Not Affected | Not Affected | Not Affected | Not Affected | Not Affected | Not Affected | Not Affected | Not Affected | Not Affected | Not Affected | 0 | 0 | 0 | 0 | 21 | Polygon
Critical Infrastructure | Stormwater Treatment Facilities and Pump Stations | Stormwater Ponds - NHD |  | STFPS_PG_10843 |  | Not Affected | Not Affected | Not Affected | Not Affected | Not Affected | Not Affected | Not Affected | Not Affected | Not Affected | Not Affected | Not Affected | Not Affected | Not Affected | Not Affected | Not Affected | Not Affected | Not Affected | Not Affected | Not Affected | Not Affected | Not Affected | 0 | 0 | 0 | 0 | 21 | Polygon
Critical Infrastructure | Stormwater Treatment Facilities and Pump Stations | Stormwater Ponds - NHD |  | STFPS_PG_10844 |  | Not Affected | Not Affected | Not Affected | Not Affected | Not Affected | Not Affected | Not Affected | Not Affected | Not Affected | Not Affected | Not Affected | Not Affected | Not Affected | Not Affected | Not Affected | Not Affected | Not Affected | Not Affected | Not Affected | Not Affected | Not Affected | 0 | 0 | 0 | 0 | 21 | Polygon
Critical Infrastructure | Stormwater Treatment Facilities and Pump Stations | Stormwater Ponds - NHD |  | STFPS_PG_10845 |  | Not Affected | Not Affected | Not Affected | Not Affected | Not Affected | Not Affected | Not Affected | Not Affected | Not Affected | Not Affected | Not Affected | Not Affected | Not Affected | Not Affected | Not Affected | Not Affected | Not Affected | Not Affected | Not Affected | Not Affected | Not Affected | 0 | 0 | 0 | 0 | 21 | Polygon
Critical Infrastructure | Stormwater Treatment Facilities and Pump Stations | Stormwater Ponds - NHD |  | STFPS_PG_10846 |  | Not Affected | Not Affected | Not Affected | Not Affected | Not Affected | Not Affected | Not Affected | Not Affected | Not Affected | Not Affected | Not Affected | Not Affected | Not Affected | Not Affected | Not Affected | Not Affected | Not Affected | Not Affected | Not Affected | Not Affected | Not Affected | 0 | 0 | 0 | 0 | 21 | Polygon
Critical Infrastructure | Stormwater Treatment Facilities and Pump Stations | Stormwater Ponds - NHD |  | STFPS_PG_10847 |  | Not Affected | Not Affected | Not Affected | Not Affected | Not Affected | Not Affected | Not Affected | Not Affected | Not Affected | Not Affected | Not Affected | Not Affected | Not Affected | Not Affected | Not Affected | Not Affected | Not Affected | Not Affected | Not Affected | Not Affected | Not Affected | 0 | 0 | 0 | 0 | 21 | Polygon
Critical Infrastructure | Stormwater Treatment Facilities and Pump Stations | Stormwater Ponds - NHD |  | STFPS_PG_10848 |  | Not Affected | Not Affected | Not Affected | Not Affected | Not Affected | Not Affected | Not Affected | Not Affected | Not Affected | Not Affected | Not Affected | Not Affected | Not Affected | Not Affected | Not Affected | Not Affected | Not Affected | Not Affected | Not Affected | Not Affected | Not Affected | 0 | 0 | 0 | 0 | 21 | Polygon
Critical Infrastructure | Stormwater Treatment Facilities and Pump Stations | Stormwater Ponds - NHD |  | STFPS_PG_10849 |  | Not Affected | Not Affected | Not Affected | Not Affected | Not Affected | Not Affected | Not Affected | Not Affected | Not Affected | Not Affected | Not Affected | Not Affected | Not Affected | Not Affected | Not Affected | Not Affected | Not Affected | Not Affected | Not Affected | Not Affected | Not Affected | 0 | 0 | 0 | 0 | 21 | Polygon
Critical Infrastructure | Stormwater Treatment Facilities and Pump Stations | Stormwater Ponds - NHD |  | STFPS_PG_10851 |  | Not Affected | Not Affected | Not Affected | Not Affected | Not Affected | Not Affected | Not Affected | Not Affected | Not Affected | Not Affected | Not Affected | Not Affected | Not Affected | Not Affected | Not Affected | Not Affected | Not Affected | Not Affected | Not Affected | Not Affected | Not Affected | 0 | 0 | 0 | 0 | 21 | Polygon
Critical Infrastructure | Stormwater Treatment Facilities and Pump Stations | Stormwater Ponds - NHD |  | STFPS_PG_10852 |  | Not Affected | Not Affected | Not Affected | Not Affected | Not Affected | Not Affected | Not Affected | Not Affected | Not Affected | Not Affected | Not Affected | Not Affected | Not Affected | Not Affected | Not Affected | Not Affected | Not Affected | Not Affected | Not Affected | Not Affected | Not Affected | 0 | 0 | 0 | 0 | 21 | Polygon
Critical Infrastructure | Stormwater Treatment Facilities and Pump Stations | Stormwater Ponds - NHD |  | STFPS_PG_10854 |  | Not Affected | Not Affected | Not Affected | Not Affected | Not Affected | Not Affected | Not Affected | Not Affected | Not Affected | Not Affected | Not Affected | Not Affected | Not Affected | Not Affected | Not Affected | Not Affected | Not Affected | Not Affected | Not Affected | Not Affected | Not Affected | 0 | 0 | 0 | 0 | 21 | Polygon
Critical Infrastructure | Stormwater Treatment Facilities and Pump Stations | Stormwater Ponds - NHD |  | STFPS_PG_10855 |  | Not Affected | Not Affected | Not Affected | Not Affected | Not Affected | Not Affected | Not Affected | Not Affected | Not Affected | Not Affected | Not Affected | Not Affected | Not Affected | Not Affected | Not Affected | Not Affected | Not Affected | Not Affected | Not Affected | Not Affected | Not Affected | 0 | 0 | 0 | 0 | 21 | Polygon
Critical Infrastructure | Stormwater Treatment Facilities and Pump Stations | Stormwater Ponds - NHD |  | STFPS_PG_10856 |  | Not Affected | Not Affected | Not Affected | Not Affected | Not Affected | Not Affected | Not Affected | Not Affected | Not Affected | Not Affected | Not Affected | Not Affected | Not Affected | Not Affected | Not Affected | Not Affected | Not Affected | Not Affected | Not Affected | Not Affected | Not Affected | 0 | 0 | 0 | 0 | 21 | Polygon
Critical Infrastructure | Stormwater Treatment Facilities and Pump Stations | Stormwater Ponds - NHD |  | STFPS_PG_10857 |  | Not Affected | Not Affected | Not Affected | Not Affected | Not Affected | Not Affected | Not Affected | Not Affected | Not Affected | Not Affected | Not Affected | Not Affected | Not Affected | Not Affected | Not Affected | Not Affected | Not Affected | Not Affected | Not Affected | Not Affected | Not Affected | 0 | 0 | 0 | 0 | 21 | Polygon
Critical Infrastructure | Stormwater Treatment Facilities and Pump Stations | Stormwater Ponds - NHD |  | STFPS_PG_10858 |  | Not Affected | Not Affected | Not Affected | Not Affected | Not Affected | Not Affected | Not Affected | Not Affected | Not Affected | Not Affected | Not Affected | Not Affected | Not Affected | Not Affected | Not Affected | Not Affected | Not Affected | Not Affected | Not Affected | Not Affected | Not Affected | 0 | 0 | 0 | 0 | 21 | Polygon
Critical Infrastructure | Stormwater Treatment Facilities and Pump Stations | Stormwater Ponds - NHD |  | STFPS_PG_10859 |  | Not Affected | Not Affected | Not Affected | Not Affected | Not Affected | Not Affected | Not Affected | Not Affected | Not Affected | Not Affected | Not Affected | Not Affected | Not Affected | Not Affected | Not Affected | Not Affected | Not Affected | Not Affected | Not Affected | Not Affected | Not Affected | 0 | 0 | 0 | 0 | 21 | Polygon
Critical Infrastructure | Stormwater Treatment Facilities and Pump Stations | Stormwater Ponds - NHD |  | STFPS_PG_10860 |  | Not Affected | Not Affected | Not Affected | Not Affected | Not Affected | Not Affected | Not Affected | Not Affected | Not Affected | Not Affected | Not Affected | Not Affected | Not Affected | Not Affected | Not Affected | Not Affected | Not Affected | Not Affected | Not Affected | Not Affected | Not Affected | 0 | 0 | 0 | 0 | 21 | Polygon
Critical Infrastructure | Stormwater Treatment Facilities and Pump Stations | Stormwater Ponds - NHD |  | STFPS_PG_10861 |  | Not Affected | Not Affected | Not Affected | Not Affected | Not Affected | Not Affected | Not Affected | Not Affected | Not Affected | Not Affected | Not Affected | Not Affected | Not Affected | Not Affected | Not Affected | Not Affected | Not Affected | Not Affected | Not Affected | Not Affected | Not Affected | 0 | 0 | 0 | 0 | 21 | Polygon
Critical Infrastructure | Stormwater Treatment Facilities and Pump Stations | Stormwater Ponds - NHD |  | STFPS_PG_10862 |  | Not Affected | Not Affected | Not Affected | Not Affected | Not Affected | Not Affected | Not Affected | Not Affected | Not Affected | Not Affected | Not Affected | Not Affected | Not Affected | Not Affected | Not Affected | Not Affected | Not Affected | Not Affected | Not Affected | Not Affected | Not Affected | 0 | 0 | 0 | 0 | 21 | Polygon
Critical Infrastructure | Stormwater Treatment Facilities and Pump Stations | Stormwater Ponds - NHD |  | STFPS_PG_10863 |  | Not Affected | Not Affected | Not Affected | Not Affected | Not Affected | Not Affected | Not Affected | Not Affected | Not Affected | Not Affected | Not Affected | Not Affected | Not Affected | Not Affected | Not Affected | Not Affected | Not Affected | Not Affected | Not Affected | Not Affected | Not Affected | 0 | 0 | 0 | 0 | 21 | Polygon
Critical Infrastructure | Stormwater Treatment Facilities and Pump Stations | Stormwater Ponds - NHD |  | STFPS_PG_10864 |  | Not Affected | Not Affected | Not Affected | Not Affected | Not Affected | Not Affected | Not Affected | Not Affected | Not Affected | Not Affected | Not Affected | Not Affected | Not Affected | Not Affected | Not Affected | Not Affected | Not Affected | Not Affected | Not Affected | Not Affected | Not Affected | 0 | 0 | 0 | 0 | 21 | Polygon
Critical Infrastructure | Stormwater Treatment Facilities and Pump Stations | Stormwater Ponds - NHD |  | STFPS_PG_10865 |  | Not Affected | Not Affected | Not Affected | Not Affected | Not Affected | Not Affected | Not Affected | Not Affected | Not Affected | Not Affected | Not Affected | Not Affected | Not Affected | Not Affected | Not Affected | Not Affected | Not Affected | Not Affected | Not Affected | Not Affected | Not Affected | 0 | 0 | 0 | 0 | 21 | Polygon
Critical Infrastructure | Stormwater Treatment Facilities and Pump Stations | Stormwater Ponds - NHD |  | STFPS_PG_10866 |  | Not Affected | Not Affected | Not Affected | Not Affected | Not Affected | Not Affected | Not Affected | Not Affected | Not Affected | Not Affected | Not Affected | Not Affected | Not Affected | Not Affected | Not Affected | Not Affected | Not Affected | Not Affected | Not Affected | Not Affected | Not Affected | 0 | 0 | 0 | 0 | 21 | Polygon
Critical Infrastructure | Stormwater Treatment Facilities and Pump Stations | Stormwater Ponds - NHD |  | STFPS_PG_10867 |  | Not Affected | Not Affected | Not Affected | Not Affected | Not Affected | Not Affected | Not Affected | Not Affected | Not Affected | Not Affected | Not Affected | Not Affected | Not Affected | Not Affected | Not Affected | Not Affected | Not Affected | Not Affected | Not Affected | Not Affected | Not Affected | 0 | 0 | 0 | 0 | 21 | Polygon
Critical Infrastructure | Stormwater Treatment Facilities and Pump Stations | Stormwater Ponds - NHD |  | STFPS_PG_10868 |  | Not Affected | Not Affected | Not Affected | Not Affected | Not Affected | Not Affected | Not Affected | Not Affected | Not Affected | Not Affected | Not Affected | Not Affected | Not Affected | Not Affected | Not Affected | Not Affected | Not Affected | Not Affected | Not Affected | Not Affected | Not Affected | 0 | 0 | 0 | 0 | 21 | Polygon
Critical Infrastructure | Stormwater Treatment Facilities and Pump Stations | Stormwater Ponds - NHD |  | STFPS_PG_10869 |  | Not Affected | Not Affected | Not Affected | Not Affected | Not Affected | Not Affected | Not Affected | Not Affected | Not Affected | Not Affected | Not Affected | Not Affected | Not Affected | Not Affected | Not Affected | Not Affected | Not Affected | Not Affected | Not Affected | Not Affected | Not Affected | 0 | 0 | 0 | 0 | 21 | Polygon
Critical Infrastructure | Stormwater Treatment Facilities and Pump Stations | Stormwater Ponds - NHD |  | STFPS_PG_10870 |  | Not Affected | Not Affected | Not Affected | Not Affected | Not Affected | Not Affected | Not Affected | Not Affected | Not Affected | Not Affected | Not Affected | Not Affected | Not Affected | Not Affected | Not Affected | Not Affected | Not Affected | Not Affected | Not Affected | Not Affected | Not Affected | 0 | 0 | 0 | 0 | 21 | Polygon
Critical Infrastructure | Stormwater Treatment Facilities and Pump Stations | Stormwater Ponds - NHD |  | STFPS_PG_10871 |  | Not Affected | Not Affected | Not Affected | Not Affected | Not Affected | Not Affected | Not Affected | Not Affected | Not Affected | Not Affected | Not Affected | Not Affected | Not Affected | Not Affected | Not Affected | Not Affected | Not Affected | Not Affected | Not Affected | Not Affected | Not Affected | 0 | 0 | 0 | 0 | 21 | Polygon
Critical Infrastructure | Stormwater Treatment Facilities and Pump Stations | Stormwater Ponds - NHD |  | STFPS_PG_10873 |  | Not Affected | Not Affected | Not Affected | Not Affected | Not Affected | Not Affected | Not Affected | Not Affected | Not Affected | Not Affected | Not Affected | Not Affected | Not Affected | Not Affected | Not Affected | Not Affected | Not Affected | Not Affected | Not Affected | Not Affected | Not Affected | 0 | 0 | 0 | 0 | 21 | Polygon
Critical Infrastructure | Stormwater Treatment Facilities and Pump Stations | Stormwater Ponds - NHD |  | STFPS_PG_10874 |  | Not Affected | Not Affected | Not Affected | Not Affected | Not Affected | Not Affected | Not Affected | Not Affected | Not Affected | Not Affected | Not Affected | Not Affected | Not Affected | Not Affected | Not Affected | Not Affected | Not Affected | Not Affected | Not Affected | Not Affected | Not Affected | 0 | 0 | 0 | 0 | 21 | Polygon
Critical Infrastructure | Stormwater Treatment Facilities and Pump Stations | Stormwater Ponds - NHD |  | STFPS_PG_10876 |  | Not Affected | Not Affected | Not Affected | Not Affected | Not Affected | Not Affected | Not Affected | Not Affected | Not Affected | Not Affected | Not Affected | Not Affected | Not Affected | Not Affected | Not Affected | Not Affected | Not Affected | Not Affected | Not Affected | Not Affected | Not Affected | 0 | 0 | 0 | 0 | 21 | Polygon
Critical Infrastructure | Stormwater Treatment Facilities and Pump Stations | Stormwater Ponds - NHD |  | STFPS_PG_10878 |  | Not Affected | Not Affected | Not Affected | Not Affected | Not Affected | Not Affected | Not Affected | Not Affected | Not Affected | Not Affected | Not Affected | Not Affected | Not Affected | Not Affected | Not Affected | Not Affected | Not Affected | Not Affected | Not Affected | Not Affected | Not Affected | 0 | 0 | 0 | 0 | 21 | Polygon
Critical Infrastructure | Stormwater Treatment Facilities and Pump Stations | Stormwater Ponds - NHD |  | STFPS_PG_10879 |  | Not Affected | Not Affected | Not Affected | Not Affected | Not Affected | Not Affected | Not Affected | Not Affected | Not Affected | Not Affected | Not Affected | Not Affected | Not Affected | Not Affected | Not Affected | Not Affected | Not Affected | Not Affected | Not Affected | Not Affected | Not Affected | 0 | 0 | 0 | 0 | 21 | Polygon
Critical Infrastructure | Stormwater Treatment Facilities and Pump Stations | Stormwater Ponds - NHD |  | STFPS_PG_10880 |  | Not Affected | Not Affected | Not Affected | Not Affected | Not Affected | Not Affected | Not Affected | Not Affected | Not Affected | Not Affected | Not Affected | Not Affected | Not Affected | Not Affected | Not Affected | Not Affected | Not Affected | Not Affected | Not Affected | Not Affected | Not Affected | 0 | 0 | 0 | 0 | 21 | Polygon
Critical Infrastructure | Stormwater Treatment Facilities and Pump Stations | Stormwater Ponds - NHD |  | STFPS_PG_10881 |  | Not Affected | Not Affected | Not Affected | Not Affected | Not Affected | Not Affected | Not Affected | Not Affected | Not Affected | Not Affected | Not Affected | Not Affected | Not Affected | Not Affected | Not Affected | Not Affected | Not Affected | Not Affected | Not Affected | Not Affected | Not Affected | 0 | 0 | 0 | 0 | 21 | Polygon
Critical Infrastructure | Stormwater Treatment Facilities and Pump Stations | Stormwater Ponds - NHD |  | STFPS_PG_10882 |  | Not Affected | Not Affected | Not Affected | Not Affected | Not Affected | Not Affected | Not Affected | Not Affected | Not Affected | Not Affected | Not Affected | Not Affected | Not Affected | Not Affected | Not Affected | Not Affected | Not Affected | Not Affected | Not Affected | Not Affected | Not Affected | 0 | 0 | 0 | 0 | 21 | Polygon
Critical Infrastructure | Stormwater Treatment Facilities and Pump Stations | Stormwater Ponds - NHD |  | STFPS_PG_10884 |  | Not Affected | Not Affected | Not Affected | Not Affected | Not Affected | Not Affected | Not Affected | Not Affected | Not Affected | Not Affected | Not Affected | Not Affected | Not Affected | Not Affected | Not Affected | Not Affected | Not Affected | Not Affected | Not Affected | Not Affected | Not Affected | 0 | 0 | 0 | 0 | 21 | Polygon
Critical Infrastructure | Stormwater Treatment Facilities and Pump Stations | Stormwater Ponds - NHD |  | STFPS_PG_10885 |  | Not Affected | Not Affected | Not Affected | Not Affected | Not Affected | Not Affected | Not Affected | Not Affected | Not Affected | Not Affected | Not Affected | Not Affected | Not Affected | Not Affected | Not Affected | Not Affected | Not Affected | Not Affected | Not Affected | Not Affected | Not Affected | 0 | 0 | 0 | 0 | 21 | Polygon
Critical Infrastructure | Stormwater Treatment Facilities and Pump Stations | Stormwater Ponds - NHD |  | STFPS_PG_10886 |  | Not Affected | Not Affected | Not Affected | Not Affected | Not Affected | Not Affected | Not Affected | Not Affected | Not Affected | Not Affected | Not Affected | Not Affected | Not Affected | Not Affected | Not Affected | Not Affected | Not Affected | Not Affected | Not Affected | Not Affected | Not Affected | 0 | 0 | 0 | 0 | 21 | Polygon
Critical Infrastructure | Stormwater Treatment Facilities and Pump Stations | Stormwater Ponds - NHD |  | STFPS_PG_10888 |  | Not Affected | Not Affected | Not Affected | Not Affected | Not Affected | Not Affected | Not Affected | Not Affected | Not Affected | Not Affected | Not Affected | Not Affected | Not Affected | Not Affected | Not Affected | Not Affected | Not Affected | Not Affected | Not Affected | Not Affected | Not Affected | 0 | 0 | 0 | 0 | 21 | Polygon
Critical Infrastructure | Stormwater Treatment Facilities and Pump Stations | Stormwater Ponds - NHD |  | STFPS_PG_10889 |  | Not Affected | Not Affected | Not Affected | Not Affected | Not Affected | Not Affected | Not Affected | Not Affected | Not Affected | Not Affected | Not Affected | Not Affected | Not Affected | Not Affected | Not Affected | Not Affected | Not Affected | Not Affected | Not Affected | Not Affected | Not Affected | 0 | 0 | 0 | 0 | 21 | Polygon
Critical Infrastructure | Stormwater Treatment Facilities and Pump Stations | Stormwater Ponds - NHD |  | STFPS_PG_10890 |  | Not Affected | Not Affected | Not Affected | Not Affected | Not Affected | Not Affected | Not Affected | Not Affected | Not Affected | Not Affected | Not Affected | Not Affected | Not Affected | Not Affected | Not Affected | Not Affected | Not Affected | Not Affected | Not Affected | Not Affected | Not Affected | 0 | 0 | 0 | 0 | 21 | Polygon
Critical Infrastructure | Stormwater Treatment Facilities and Pump Stations | Stormwater Ponds - NHD |  | STFPS_PG_10891 |  | Not Affected | Not Affected | Not Affected | Not Affected | Not Affected | Not Affected | Not Affected | Not Affected | Not Affected | Not Affected | Not Affected | Not Affected | Not Affected | Not Affected | Not Affected | Not Affected | Not Affected | Not Affected | Not Affected | Not Affected | Not Affected | 0 | 0 | 0 | 0 | 21 | Polygon
Critical Infrastructure | Stormwater Treatment Facilities and Pump Stations | Stormwater Ponds - NHD |  | STFPS_PG_10892 |  | Not Affected | Not Affected | Not Affected | Not Affected | Not Affected | Not Affected | Not Affected | Not Affected | Not Affected | Not Affected | Not Affected | Not Affected | Not Affected | Not Affected | Not Affected | Not Affected | Not Affected | Not Affected | Not Affected | Not Affected | Not Affected | 0 | 0 | 0 | 0 | 21 | Polygon
Critical Infrastructure | Stormwater Treatment Facilities and Pump Stations | Stormwater Ponds - NHD |  | STFPS_PG_10893 |  | Not Affected | Not Affected | Not Affected | Not Affected | Not Affected | Not Affected | Not Affected | Not Affected | Not Affected | Not Affected | Not Affected | Not Affected | Not Affected | Not Affected | Not Affected | Not Affected | Not Affected | Not Affected | Not Affected | Not Affected | Not Affected | 0 | 0 | 0 | 0 | 21 | Polygon
Critical Infrastructure | Stormwater Treatment Facilities and Pump Stations | Stormwater Ponds - NHD |  | STFPS_PG_10894 |  | Not Affected | Not Affected | Not Affected | Not Affected | Not Affected | Not Affected | Not Affected | Not Affected | Not Affected | Not Affected | Not Affected | Not Affected | Not Affected | Not Affected | Not Affected | Not Affected | Not Affected | Not Affected | Not Affected | Not Affected | Not Affected | 0 | 0 | 0 | 0 | 21 | Polygon
Critical Infrastructure | Stormwater Treatment Facilities and Pump Stations | Stormwater Ponds - NHD |  | STFPS_PG_10895 |  | Not Affected | Not Affected | Not Affected | Not Affected | Not Affected | Not Affected | Not Affected | Not Affected | Not Affected | Not Affected | Not Affected | Not Affected | Not Affected | Not Affected | Not Affected | Not Affected | Not Affected | Not Affected | Not Affected | Not Affected | Not Affected | 0 | 0 | 0 | 0 | 21 | Polygon
Critical Infrastructure | Stormwater Treatment Facilities and Pump Stations | Stormwater Ponds - NHD |  | STFPS_PG_10896 |  | Not Affected | Not Affected | Not Affected | Not Affected | Not Affected | Not Affected | Not Affected | Not Affected | Not Affected | Not Affected | Not Affected | Not Affected | Not Affected | Not Affected | Not Affected | Not Affected | Not Affected | Not Affected | Not Affected | Not Affected | Not Affected | 0 | 0 | 0 | 0 | 21 | Polygon
Critical Infrastructure | Stormwater Treatment Facilities and Pump Stations | Stormwater Ponds - NHD |  | STFPS_PG_10901 |  | Not Affected | Not Affected | Not Affected | Not Affected | Not Affected | Not Affected | Not Affected | Not Affected | Not Affected | Not Affected | Not Affected | Not Affected | Not Affected | Not Affected | Not Affected | Not Affected | Not Affected | Not Affected | Not Affected | Not Affected | Not Affected | 0 | 0 | 0 | 0 | 21 | Polygon
Critical Infrastructure | Stormwater Treatment Facilities and Pump Stations | Stormwater Ponds - NHD |  | STFPS_PG_10903 |  | Not Affected | Not Affected | Not Affected | Not Affected | Not Affected | Not Affected | Not Affected | Not Affected | Not Affected | Not Affected | Not Affected | Not Affected | Not Affected | Not Affected | Not Affected | Not Affected | Not Affected | Not Affected | Not Affected | Not Affected | Not Affected | 0 | 0 | 0 | 0 | 21 | Polygon
Critical Infrastructure | Stormwater Treatment Facilities and Pump Stations | Stormwater Ponds - NHD |  | STFPS_PG_10905 |  | Not Affected | Not Affected | Not Affected | Not Affected | Not Affected | Not Affected | Not Affected | Not Affected | Not Affected | Not Affected | Not Affected | Not Affected | Not Affected | Not Affected | Not Affected | Not Affected | Not Affected | Not Affected | Not Affected | Not Affected | Not Affected | 0 | 0 | 0 | 0 | 21 | Polygon
Critical Infrastructure | Stormwater Treatment Facilities and Pump Stations | Stormwater Ponds - NHD |  | STFPS_PG_10907 |  | Not Affected | Not Affected | Not Affected | Not Affected | Not Affected | Not Affected | Not Affected | Not Affected | Not Affected | Not Affected | Not Affected | Not Affected | Not Affected | Not Affected | Not Affected | Not Affected | Not Affected | Not Affected | Not Affected | Not Affected | Not Affected | 0 | 0 | 0 | 0 | 21 | Polygon
Critical Infrastructure | Stormwater Treatment Facilities and Pump Stations | Stormwater Ponds - NHD |  | STFPS_PG_10908 |  | Not Affected | Not Affected | Not Affected | Not Affected | Not Affected | Not Affected | Not Affected | Not Affected | Not Affected | Not Affected | Not Affected | Not Affected | Not Affected | Not Affected | Not Affected | Not Affected | Not Affected | Not Affected | Not Affected | Not Affected | Not Affected | 0 | 0 | 0 | 0 | 21 | Polygon
Critical Infrastructure | Stormwater Treatment Facilities and Pump Stations | Stormwater Ponds - NHD |  | STFPS_PG_10909 |  | Not Affected | Not Affected | Not Affected | Not Affected | Not Affected | Not Affected | Not Affected | Not Affected | Not Affected | Not Affected | Not Affected | Not Affected | Not Affected | Not Affected | Not Affected | Not Affected | Not Affected | Not Affected | Not Affected | Not Affected | Not Affected | 0 | 0 | 0 | 0 | 21 | Polygon
Critical Infrastructure | Stormwater Treatment Facilities and Pump Stations | Stormwater Ponds - NHD |  | STFPS_PG_10911 |  | Not Affected | Not Affected | Not Affected | Not Affected | Not Affected | Not Affected | Not Affected | Not Affected | Not Affected | Not Affected | Not Affected | Not Affected | Not Affected | Not Affected | Not Affected | Not Affected | Not Affected | Not Affected | Not Affected | Not Affected | Not Affected | 0 | 0 | 0 | 0 | 21 | Polygon
Critical Infrastructure | Stormwater Treatment Facilities and Pump Stations | Stormwater Ponds - NHD |  | STFPS_PG_10912 |  | Not Affected | Not Affected | Not Affected | Not Affected | Not Affected | Not Affected | Not Affected | Not Affected | Not Affected | Not Affected | Not Affected | Not Affected | Not Affected | Not Affected | Not Affected | Not Affected | Not Affected | Not Affected | Not Affected | Not Affected | Not Affected | 0 | 0 | 0 | 0 | 21 | Polygon
Critical Infrastructure | Stormwater Treatment Facilities and Pump Stations | Stormwater Ponds - NHD |  | STFPS_PG_10913 |  | Not Affected | Not Affected | Not Affected | Not Affected | Not Affected | Not Affected | Not Affected | Not Affected | Not Affected | Not Affected | Not Affected | Not Affected | Not Affected | Not Affected | Not Affected | Not Affected | Not Affected | Not Affected | Not Affected | Not Affected | Not Affected | 0 | 0 | 0 | 0 | 21 | Polygon
Critical Infrastructure | Stormwater Treatment Facilities and Pump Stations | Stormwater Ponds - NHD |  | STFPS_PG_10914 |  | Not Affected | Not Affected | Not Affected | Not Affected | Not Affected | Not Affected | Not Affected | Not Affected | Not Affected | Not Affected | Not Affected | Not Affected | Not Affected | Not Affected | Not Affected | Not Affected | Not Affected | Not Affected | Not Affected | Not Affected | Not Affected | 0 | 0 | 0 | 0 | 21 | Polygon
Critical Infrastructure | Stormwater Treatment Facilities and Pump Stations | Stormwater Ponds - NHD |  | STFPS_PG_10915 |  | Not Affected | Not Affected | Not Affected | Not Affected | Not Affected | Not Affected | Not Affected | Not Affected | Not Affected | Not Affected | Not Affected | Not Affected | Not Affected | Not Affected | Not Affected | Not Affected | Not Affected | Not Affected | Not Affected | Not Affected | Not Affected | 0 | 0 | 0 | 0 | 21 | Polygon
Critical Infrastructure | Stormwater Treatment Facilities and Pump Stations | Stormwater Ponds - NHD |  | STFPS_PG_10916 |  | Not Affected | Not Affected | Not Affected | Not Affected | Not Affected | Not Affected | Not Affected | Not Affected | Not Affected | Not Affected | Not Affected | Not Affected | Not Affected | Not Affected | Not Affected | Not Affected | Not Affected | Not Affected | Not Affected | Not Affected | Not Affected | 0 | 0 | 0 | 0 | 21 | Polygon
Critical Infrastructure | Stormwater Treatment Facilities and Pump Stations | Stormwater Ponds - NHD |  | STFPS_PG_10917 |  | Not Affected | Not Affected | Not Affected | Not Affected | Not Affected | Not Affected | Not Affected | Not Affected | Not Affected | Not Affected | Not Affected | Not Affected | Not Affected | Not Affected | Not Affected | Not Affected | Not Affected | Not Affected | Not Affected | Not Affected | Not Affected | 0 | 0 | 0 | 0 | 21 | Polygon
Critical Infrastructure | Stormwater Treatment Facilities and Pump Stations | Stormwater Ponds - NHD |  | STFPS_PG_10918 |  | Not Affected | Not Affected | Not Affected | Not Affected | Not Affected | Not Affected | Not Affected | Not Affected | Not Affected | Not Affected | Not Affected | Not Affected | Not Affected | Not Affected | Not Affected | Not Affected | Not Affected | Not Affected | Not Affected | Not Affected | Not Affected | 0 | 0 | 0 | 0 | 21 | Polygon
Critical Infrastructure | Stormwater Treatment Facilities and Pump Stations | Stormwater Ponds - NHD |  | STFPS_PG_10919 |  | Not Affected | Not Affected | Not Affected | Not Affected | Not Affected | Not Affected | Not Affected | Not Affected | Not Affected | Not Affected | Not Affected | Not Affected | Not Affected | Not Affected | Not Affected | Not Affected | Not Affected | Not Affected | Not Affected | Not Affected | Not Affected | 0 | 0 | 0 | 0 | 21 | Polygon
Critical Infrastructure | Stormwater Treatment Facilities and Pump Stations | Stormwater Ponds - NHD |  | STFPS_PG_10920 |  | Not Affected | Not Affected | Not Affected | Not Affected | Not Affected | Not Affected | Not Affected | Not Affected | Not Affected | Not Affected | Not Affected | Not Affected | Not Affected | Not Affected | Not Affected | Not Affected | Not Affected | Not Affected | Not Affected | Not Affected | Not Affected | 0 | 0 | 0 | 0 | 21 | Polygon
Critical Infrastructure | Stormwater Treatment Facilities and Pump Stations | Stormwater Ponds - NHD |  | STFPS_PG_10923 |  | Not Affected | Not Affected | Not Affected | Not Affected | Not Affected | Not Affected | Not Affected | Not Affected | Not Affected | Not Affected | Not Affected | Not Affected | Not Affected | Not Affected | Not Affected | Not Affected | Not Affected | Not Affected | Not Affected | Not Affected | Not Affected | 0 | 0 | 0 | 0 | 21 | Polygon
Critical Infrastructure | Stormwater Treatment Facilities and Pump Stations | Stormwater Ponds - NHD |  | STFPS_PG_10925 |  | Not Affected | Not Affected | Not Affected | Not Affected | Not Affected | Not Affected | Not Affected | Not Affected | Not Affected | Not Affected | Not Affected | Not Affected | Not Affected | Not Affected | Not Affected | Not Affected | Not Affected | Not Affected | Not Affected | Not Affected | Not Affected | 0 | 0 | 0 | 0 | 21 | Polygon
Critical Infrastructure | Stormwater Treatment Facilities and Pump Stations | Stormwater Ponds - NHD |  | STFPS_PG_10926 |  | Not Affected | Not Affected | Not Affected | Not Affected | Not Affected | Not Affected | Not Affected | Not Affected | Not Affected | Not Affected | Not Affected | Not Affected | Not Affected | Not Affected | Not Affected | Not Affected | Not Affected | Not Affected | Not Affected | Not Affected | Not Affected | 0 | 0 | 0 | 0 | 21 | Polygon
Critical Infrastructure | Stormwater Treatment Facilities and Pump Stations | Stormwater Ponds - NHD |  | STFPS_PG_10929 |  | Not Affected | Not Affected | Not Affected | Not Affected | Not Affected | Not Affected | Not Affected | Not Affected | Not Affected | Not Affected | Not Affected | Not Affected | Not Affected | Not Affected | Not Affected | Not Affected | Not Affected | Not Affected | Not Affected | Not Affected | Not Affected | 0 | 0 | 0 | 0 | 21 | Polygon
Critical Infrastructure | Stormwater Treatment Facilities and Pump Stations | Stormwater Ponds - NHD |  | STFPS_PG_10937 |  | Not Affected | Not Affected | Not Affected | Not Affected | Not Affected | Not Affected | Not Affected | Not Affected | Not Affected | Not Affected | Not Affected | Not Affected | Not Affected | Not Affected | Not Affected | Not Affected | Not Affected | Not Affected | Not Affected | Not Affected | Not Affected | 0 | 0 | 0 | 0 | 21 | Polygon
Critical Infrastructure | Stormwater Treatment Facilities and Pump Stations | Stormwater Ponds - NHD |  | STFPS_PG_10939 |  | Not Affected | Not Affected | Not Affected | Not Affected | Not Affected | Not Affected | Not Affected | Not Affected | Not Affected | Not Affected | Not Affected | Not Affected | Not Affected | Not Affected | Not Affected | Not Affected | Not Affected | Not Affected | Not Affected | Not Affected | Not Affected | 0 | 0 | 0 | 0 | 21 | Polygon
Critical Infrastructure | Stormwater Treatment Facilities and Pump Stations | Stormwater Ponds - NHD |  | STFPS_PG_10940 |  | Not Affected | Not Affected | Not Affected | Not Affected | Not Affected | Not Affected | Not Affected | Not Affected | Not Affected | Not Affected | Not Affected | Not Affected | Not Affected | Not Affected | Not Affected | Not Affected | Not Affected | Not Affected | Not Affected | Not Affected | Not Affected | 0 | 0 | 0 | 0 | 21 | Polygon
Critical Infrastructure | Stormwater Treatment Facilities and Pump Stations | Stormwater Ponds - NHD |  | STFPS_PG_10941 |  | Not Affected | Not Affected | Not Affected | Not Affected | Not Affected | Not Affected | Not Affected | Not Affected | Not Affected | Not Affected | Not Affected | Not Affected | Not Affected | Not Affected | Not Affected | Not Affected | Not Affected | Not Affected | Not Affected | Not Affected | Not Affected | 0 | 0 | 0 | 0 | 21 | Polygon
Critical Infrastructure | Stormwater Treatment Facilities and Pump Stations | Stormwater Ponds - NHD |  | STFPS_PG_10942 |  | Not Affected | Not Affected | Not Affected | Not Affected | Not Affected | Not Affected | Not Affected | Not Affected | Not Affected | Not Affected | Not Affected | Not Affected | Not Affected | Not Affected | Not Affected | Not Affected | Not Affected | Not Affected | Not Affected | Not Affected | Not Affected | 0 | 0 | 0 | 0 | 21 | Polygon
Critical Infrastructure | Stormwater Treatment Facilities and Pump Stations | Stormwater Ponds - NHD |  | STFPS_PG_10944 |  | Not Affected | Not Affected | Not Affected | Not Affected | Not Affected | Not Affected | Not Affected | Not Affected | Not Affected | Not Affected | Not Affected | Not Affected | Not Affected | Not Affected | Not Affected | Not Affected | Not Affected | Not Affected | Not Affected | Not Affected | Not Affected | 0 | 0 | 0 | 0 | 21 | Polygon
Critical Infrastructure | Stormwater Treatment Facilities and Pump Stations | Stormwater Ponds - NHD |  | STFPS_PG_10945 |  | Not Affected | Not Affected | Not Affected | Not Affected | Not Affected | Not Affected | Not Affected | Not Affected | Not Affected | Not Affected | Not Affected | Not Affected | Not Affected | Not Affected | Not Affected | Not Affected | Not Affected | Not Affected | Not Affected | Not Affected | Not Affected | 0 | 0 | 0 | 0 | 21 | Polygon
Critical Infrastructure | Stormwater Treatment Facilities and Pump Stations | Stormwater Ponds - NHD |  | STFPS_PG_10946 |  | Not Affected | Not Affected | Not Affected | Not Affected | Not Affected | Not Affected | Not Affected | Not Affected | Not Affected | Not Affected | Not Affected | Not Affected | Not Affected | Not Affected | Not Affected | Not Affected | Not Affected | Not Affected | Not Affected | Not Affected | Not Affected | 0 | 0 | 0 | 0 | 21 | Polygon
Critical Infrastructure | Stormwater Treatment Facilities and Pump Stations | Stormwater Ponds - NHD |  | STFPS_PG_10947 |  | Not Affected | Not Affected | Not Affected | Not Affected | Not Affected | Not Affected | Not Affected | Not Affected | Not Affected | Not Affected | Not Affected | Not Affected | Not Affected | Not Affected | Not Affected | Not Affected | Not Affected | Not Affected | Not Affected | Not Affected | Not Affected | 0 | 0 | 0 | 0 | 21 | Polygon
Critical Infrastructure | Stormwater Treatment Facilities and Pump Stations | Stormwater Ponds - NHD |  | STFPS_PG_10948 |  | Not Affected | Not Affected | Not Affected | Not Affected | Not Affected | Not Affected | Not Affected | Not Affected | Not Affected | Not Affected | Not Affected | Not Affected | Not Affected | Not Affected | Not Affected | Not Affected | Not Affected | Not Affected | Not Affected | Not Affected | Not Affected | 0 | 0 | 0 | 0 | 21 | Polygon
Critical Infrastructure | Stormwater Treatment Facilities and Pump Stations | Stormwater Ponds - NHD |  | STFPS_PG_10951 |  | Not Affected | Not Affected | Not Affected | Not Affected | Not Affected | Not Affected | Not Affected | Not Affected | Not Affected | Not Affected | Not Affected | Not Affected | Not Affected | Not Affected | Not Affected | Not Affected | Not Affected | Not Affected | Not Affected | Not Affected | Not Affected | 0 | 0 | 0 | 0 | 21 | Polygon
Critical Infrastructure | Stormwater Treatment Facilities and Pump Stations | Stormwater Ponds - NHD |  | STFPS_PG_10954 |  | Not Affected | Not Affected | Not Affected | Not Affected | Not Affected | Not Affected | Not Affected | Not Affected | Not Affected | Not Affected | Not Affected | Not Affected | Not Affected | Not Affected | Not Affected | Not Affected | Not Affected | Not Affected | Not Affected | Not Affected | Not Affected | 0 | 0 | 0 | 0 | 21 | Polygon
Critical Infrastructure | Stormwater Treatment Facilities and Pump Stations | Stormwater Ponds - NHD |  | STFPS_PG_10955 |  | Not Affected | Not Affected | Not Affected | Not Affected | Not Affected | Not Affected | Not Affected | Not Affected | Not Affected | Not Affected | Not Affected | Not Affected | Not Affected | Not Affected | Not Affected | Not Affected | Not Affected | Not Affected | Not Affected | Not Affected | Not Affected | 0 | 0 | 0 | 0 | 21 | Polygon
Critical Infrastructure | Stormwater Treatment Facilities and Pump Stations | Stormwater Ponds - NHD |  | STFPS_PG_10957 |  | Not Affected | Not Affected | Not Affected | Not Affected | Not Affected | Not Affected | Not Affected | Not Affected | Not Affected | Not Affected | Not Affected | Not Affected | Not Affected | Not Affected | Not Affected | Not Affected | Not Affected | Not Affected | Not Affected | Not Affected | Not Affected | 0 | 0 | 0 | 0 | 21 | Polygon
Critical Infrastructure | Stormwater Treatment Facilities and Pump Stations | Stormwater Ponds - NHD |  | STFPS_PG_10958 |  | Not Affected | Not Affected | Not Affected | Not Affected | Not Affected | Not Affected | Not Affected | Not Affected | Not Affected | Not Affected | Not Affected | Not Affected | Not Affected | Not Affected | Not Affected | Not Affected | Not Affected | Not Affected | Not Affected | Not Affected | Not Affected | 0 | 0 | 0 | 0 | 21 | Polygon
Critical Infrastructure | Stormwater Treatment Facilities and Pump Stations | Stormwater Ponds - NHD |  | STFPS_PG_10959 |  | Not Affected | Not Affected | Not Affected | Not Affected | Not Affected | Not Affected | Not Affected | Not Affected | Not Affected | Not Affected | Not Affected | Not Affected | Not Affected | Not Affected | Not Affected | Not Affected | Not Affected | Not Affected | Not Affected | Not Affected | Not Affected | 0 | 0 | 0 | 0 | 21 | Polygon
Critical Infrastructure | Stormwater Treatment Facilities and Pump Stations | Stormwater Ponds - NHD |  | STFPS_PG_10960 |  | Not Affected | Not Affected | Not Affected | Not Affected | Not Affected | Not Affected | Not Affected | Not Affected | Not Affected | Not Affected | Not Affected | Not Affected | Not Affected | Not Affected | Not Affected | Not Affected | Not Affected | Not Affected | Not Affected | Not Affected | Not Affected | 0 | 0 | 0 | 0 | 21 | Polygon
Critical Infrastructure | Stormwater Treatment Facilities and Pump Stations | Stormwater Ponds - NHD |  | STFPS_PG_10962 |  | Not Affected | Not Affected | Not Affected | Not Affected | Not Affected | Not Affected | Not Affected | Not Affected | Not Affected | Not Affected | Not Affected | Not Affected | Not Affected | Not Affected | Not Affected | Not Affected | Not Affected | Not Affected | Not Affected | Not Affected | Not Affected | 0 | 0 | 0 | 0 | 21 | Polygon
Critical Infrastructure | Stormwater Treatment Facilities and Pump Stations | Stormwater Ponds - NHD |  | STFPS_PG_10963 |  | Not Affected | Not Affected | Not Affected | Not Affected | Not Affected | Not Affected | Not Affected | Not Affected | Not Affected | Not Affected | Not Affected | Not Affected | Not Affected | Not Affected | Not Affected | Not Affected | Not Affected | Not Affected | Not Affected | Not Affected | Not Affected | 0 | 0 | 0 | 0 | 21 | Polygon
Critical Infrastructure | Stormwater Treatment Facilities and Pump Stations | Stormwater Ponds - NHD |  | STFPS_PG_10964 |  | Not Affected | Not Affected | Not Affected | Not Affected | Not Affected | Not Affected | Not Affected | Not Affected | Not Affected | Not Affected | Not Affected | Not Affected | Not Affected | Not Affected | Not Affected | Not Affected | Not Affected | Not Affected | Not Affected | Not Affected | Not Affected | 0 | 0 | 0 | 0 | 21 | Polygon
Critical Infrastructure | Stormwater Treatment Facilities and Pump Stations | Stormwater Ponds - NHD |  | STFPS_PG_10968 |  | Not Affected | Not Affected | Not Affected | Not Affected | Not Affected | Not Affected | Not Affected | Not Affected | Not Affected | Not Affected | Not Affected | Not Affected | Not Affected | Not Affected | Not Affected | Not Affected | Not Affected | Not Affected | Not Affected | Not Affected | Not Affected | 0 | 0 | 0 | 0 | 21 | Polygon
Critical Infrastructure | Stormwater Treatment Facilities and Pump Stations | Stormwater Ponds - NHD |  | STFPS_PG_10970 |  | Not Affected | Not Affected | Not Affected | Not Affected | Not Affected | Not Affected | Not Affected | Not Affected | Not Affected | Not Affected | Not Affected | Not Affected | Not Affected | Not Affected | Not Affected | Not Affected | Not Affected | Not Affected | Not Affected | Not Affected | Not Affected | 0 | 0 | 0 | 0 | 21 | Polygon
Critical Infrastructure | Stormwater Treatment Facilities and Pump Stations | Stormwater Ponds - NHD |  | STFPS_PG_10971 |  | Not Affected | Not Affected | Not Affected | Not Affected | Not Affected | Not Affected | Not Affected | Not Affected | Not Affected | Not Affected | Not Affected | Not Affected | Not Affected | Not Affected | Not Affected | Not Affected | Not Affected | Not Affected | Not Affected | Not Affected | Not Affected | 0 | 0 | 0 | 0 | 21 | Polygon
Critical Infrastructure | Stormwater Treatment Facilities and Pump Stations | Stormwater Ponds - NHD |  | STFPS_PG_10972 |  | Not Affected | Not Affected | Not Affected | Not Affected | Not Affected | Not Affected | Not Affected | Not Affected | Not Affected | Not Affected | Not Affected | Not Affected | Not Affected | Not Affected | Not Affected | Not Affected | Not Affected | Not Affected | Not Affected | Not Affected | Not Affected | 0 | 0 | 0 | 0 | 21 | Polygon
Critical Infrastructure | Stormwater Treatment Facilities and Pump Stations | Stormwater Ponds - NHD |  | STFPS_PG_10974 |  | Not Affected | Not Affected | Not Affected | Not Affected | Not Affected | Not Affected | Not Affected | Not Affected | Not Affected | Not Affected | Not Affected | Not Affected | Not Affected | Not Affected | Not Affected | Not Affected | Not Affected | Not Affected | Not Affected | Not Affected | Not Affected | 0 | 0 | 0 | 0 | 21 | Polygon
Critical Infrastructure | Stormwater Treatment Facilities and Pump Stations | Stormwater Ponds - NHD |  | STFPS_PG_10976 |  | Not Affected | Not Affected | Not Affected | Not Affected | Not Affected | Not Affected | Not Affected | Not Affected | Not Affected | Not Affected | Not Affected | Not Affected | Not Affected | Not Affected | Not Affected | Not Affected | Not Affected | Not Affected | Not Affected | Not Affected | Not Affected | 0 | 0 | 0 | 0 | 21 | Polygon
Critical Infrastructure | Stormwater Treatment Facilities and Pump Stations | Stormwater Ponds - NHD |  | STFPS_PG_10977 |  | Not Affected | Not Affected | Not Affected | Not Affected | Not Affected | Not Affected | Not Affected | Not Affected | Not Affected | Not Affected | Not Affected | Not Affected | Not Affected | Not Affected | Not Affected | Not Affected | Not Affected | Not Affected | Not Affected | Not Affected | Not Affected | 0 | 0 | 0 | 0 | 21 | Polygon
Critical Infrastructure | Stormwater Treatment Facilities and Pump Stations | Stormwater Ponds - NHD |  | STFPS_PG_10978 |  | Not Affected | Not Affected | Not Affected | Not Affected | Not Affected | Not Affected | Not Affected | Not Affected | Not Affected | Not Affected | Not Affected | Not Affected | Not Affected | Not Affected | Not Affected | Not Affected | Not Affected | Not Affected | Not Affected | Not Affected | Not Affected | 0 | 0 | 0 | 0 | 21 | Polygon
Critical Infrastructure | Stormwater Treatment Facilities and Pump Stations | Stormwater Ponds - NHD |  | STFPS_PG_10980 |  | Not Affected | Not Affected | Not Affected | Not Affected | Not Affected | Not Affected | Not Affected | Not Affected | Not Affected | Not Affected | Not Affected | Not Affected | Not Affected | Not Affected | Not Affected | Not Affected | Not Affected | Not Affected | Not Affected | Not Affected | Not Affected | 0 | 0 | 0 | 0 | 21 | Polygon
Critical Infrastructure | Stormwater Treatment Facilities and Pump Stations | Stormwater Ponds - NHD |  | STFPS_PG_10981 |  | Not Affected | Not Affected | Not Affected | Not Affected | Not Affected | Not Affected | Not Affected | Not Affected | Not Affected | Not Affected | Not Affected | Not Affected | Not Affected | Not Affected | Not Affected | Not Affected | Not Affected | Not Affected | Not Affected | Not Affected | Not Affected | 0 | 0 | 0 | 0 | 21 | Polygon
Critical Infrastructure | Stormwater Treatment Facilities and Pump Stations | Stormwater Ponds - NHD |  | STFPS_PG_10982 |  | Not Affected | Not Affected | Not Affected | Not Affected | Not Affected | Not Affected | Not Affected | Not Affected | Not Affected | Not Affected | Not Affected | Not Affected | Not Affected | Not Affected | Not Affected | Not Affected | Not Affected | Not Affected | Not Affected | Not Affected | Not Affected | 0 | 0 | 0 | 0 | 21 | Polygon
Critical Infrastructure | Stormwater Treatment Facilities and Pump Stations | Stormwater Ponds - NHD |  | STFPS_PG_10983 |  | Not Affected | Not Affected | Not Affected | Not Affected | Not Affected | Not Affected | Not Affected | Not Affected | Not Affected | Not Affected | Not Affected | Not Affected | Not Affected | Not Affected | Not Affected | Not Affected | Not Affected | Not Affected | Not Affected | Not Affected | Not Affected | 0 | 0 | 0 | 0 | 21 | Polygon
Critical Infrastructure | Stormwater Treatment Facilities and Pump Stations | Stormwater Ponds - NHD |  | STFPS_PG_10985 |  | Not Affected | Not Affected | Not Affected | Not Affected | Not Affected | Not Affected | Not Affected | Not Affected | Not Affected | Not Affected | Not Affected | Not Affected | Not Affected | Not Affected | Not Affected | Not Affected | Not Affected | Not Affected | Not Affected | Not Affected | Not Affected | 0 | 0 | 0 | 0 | 21 | Polygon
Critical Infrastructure | Stormwater Treatment Facilities and Pump Stations | Stormwater Ponds - NHD |  | STFPS_PG_10987 |  | Not Affected | Not Affected | Not Affected | Not Affected | Not Affected | Not Affected | Not Affected | Not Affected | Not Affected | Not Affected | Not Affected | Not Affected | Not Affected | Not Affected | Not Affected | Not Affected | Not Affected | Not Affected | Not Affected | Not Affected | Not Affected | 0 | 0 | 0 | 0 | 21 | Polygon
Critical Infrastructure | Stormwater Treatment Facilities and Pump Stations | Stormwater Ponds - NHD |  | STFPS_PG_10988 |  | Not Affected | Not Affected | Not Affected | Not Affected | Not Affected | Not Affected | Not Affected | Not Affected | Not Affected | Not Affected | Not Affected | Not Affected | Not Affected | Not Affected | Not Affected | Not Affected | Not Affected | Not Affected | Not Affected | Not Affected | Not Affected | 0 | 0 | 0 | 0 | 21 | Polygon
Critical Infrastructure | Stormwater Treatment Facilities and Pump Stations | Stormwater Ponds - NHD |  | STFPS_PG_10989 |  | Not Affected | Not Affected | Not Affected | Not Affected | Not Affected | Not Affected | Not Affected | Not Affected | Not Affected | Not Affected | Not Affected | Not Affected | Not Affected | Not Affected | Not Affected | Not Affected | Not Affected | Not Affected | Not Affected | Not Affected | Not Affected | 0 | 0 | 0 | 0 | 21 | Polygon
Critical Infrastructure | Stormwater Treatment Facilities and Pump Stations | Stormwater Ponds - NHD |  | STFPS_PG_10990 |  | Not Affected | Not Affected | Not Affected | Not Affected | Not Affected | Not Affected | Not Affected | Not Affected | Not Affected | Not Affected | Not Affected | Not Affected | Not Affected | Not Affected | Not Affected | Not Affected | Not Affected | Not Affected | Not Affected | Not Affected | Not Affected | 0 | 0 | 0 | 0 | 21 | Polygon
Critical Infrastructure | Stormwater Treatment Facilities and Pump Stations | Stormwater Ponds - NHD |  | STFPS_PG_10991 |  | Not Affected | Not Affected | Not Affected | Not Affected | Not Affected | Not Affected | Not Affected | Not Affected | Not Affected | Not Affected | Not Affected | Not Affected | Not Affected | Not Affected | Not Affected | Not Affected | Not Affected | Not Affected | Not Affected | Not Affected | Not Affected | 0 | 0 | 0 | 0 | 21 | Polygon
Critical Infrastructure | Stormwater Treatment Facilities and Pump Stations | Stormwater Ponds - NHD |  | STFPS_PG_10992 |  | Not Affected | Not Affected | Not Affected | Not Affected | Not Affected | Not Affected | Not Affected | Not Affected | Not Affected | Not Affected | Not Affected | Not Affected | Not Affected | Not Affected | Not Affected | Not Affected | Not Affected | Not Affected | Not Affected | Not Affected | Not Affected | 0 | 0 | 0 | 0 | 21 | Polygon
Critical Infrastructure | Stormwater Treatment Facilities and Pump Stations | Stormwater Ponds - NHD |  | STFPS_PG_10993 |  | Not Affected | Not Affected | Not Affected | Not Affected | Not Affected | Not Affected | Not Affected | Not Affected | Not Affected | Not Affected | Not Affected | Not Affected | Not Affected | Not Affected | Not Affected | Not Affected | Not Affected | Not Affected | Not Affected | Not Affected | Not Affected | 0 | 0 | 0 | 0 | 21 | Polygon
Critical Infrastructure | Stormwater Treatment Facilities and Pump Stations | Stormwater Ponds - NHD |  | STFPS_PG_10994 |  | Not Affected | Not Affected | Not Affected | Not Affected | Not Affected | Not Affected | Not Affected | Not Affected | Not Affected | Not Affected | Not Affected | Not Affected | Not Affected | Not Affected | Not Affected | Not Affected | Not Affected | Not Affected | Not Affected | Not Affected | Not Affected | 0 | 0 | 0 | 0 | 21 | Polygon
Critical Infrastructure | Stormwater Treatment Facilities and Pump Stations | Stormwater Ponds - NHD |  | STFPS_PG_10996 |  | Not Affected | Not Affected | Not Affected | Not Affected | Not Affected | Not Affected | Not Affected | Not Affected | Not Affected | Not Affected | Not Affected | Not Affected | Not Affected | Not Affected | Not Affected | Not Affected | Not Affected | Not Affected | Not Affected | Not Affected | Not Affected | 0 | 0 | 0 | 0 | 21 | Polygon
Critical Infrastructure | Stormwater Treatment Facilities and Pump Stations | Stormwater Ponds - NHD |  | STFPS_PG_10998 |  | Not Affected | Not Affected | Not Affected | Not Affected | Not Affected | Not Affected | Not Affected | Not Affected | Not Affected | Not Affected | Not Affected | Not Affected | Not Affected | Not Affected | Not Affected | Not Affected | Not Affected | Not Affected | Not Affected | Not Affected | Not Affected | 0 | 0 | 0 | 0 | 21 | Polygon
Critical Infrastructure | Stormwater Treatment Facilities and Pump Stations | Stormwater Ponds - NHD |  | STFPS_PG_10999 |  | Not Affected | Not Affected | Not Affected | Not Affected | Not Affected | Not Affected | Not Affected | Not Affected | Not Affected | Not Affected | Not Affected | Not Affected | Not Affected | Not Affected | Not Affected | Not Affected | Not Affected | Not Affected | Not Affected | Not Affected | Not Affected | 0 | 0 | 0 | 0 | 21 | Polygon
Critical Infrastructure | Stormwater Treatment Facilities and Pump Stations | Stormwater Ponds - NHD |  | STFPS_PG_11000 |  | Not Affected | Not Affected | Not Affected | Not Affected | Not Affected | Not Affected | Not Affected | Not Affected | Not Affected | Not Affected | Not Affected | Not Affected | Not Affected | Not Affected | Not Affected | Not Affected | Not Affected | Not Affected | Not Affected | Not Affected | Not Affected | 0 | 0 | 0 | 0 | 21 | Polygon
Critical Infrastructure | Stormwater Treatment Facilities and Pump Stations | Stormwater Ponds - NHD |  | STFPS_PG_11001 |  | Not Affected | Not Affected | Not Affected | Not Affected | Not Affected | Not Affected | Not Affected | Not Affected | Not Affected | Not Affected | Not Affected | Not Affected | Not Affected | Not Affected | Not Affected | Not Affected | Not Affected | Not Affected | Not Affected | Not Affected | Not Affected | 0 | 0 | 0 | 0 | 21 | Polygon
Critical Infrastructure | Stormwater Treatment Facilities and Pump Stations | Stormwater Ponds - NHD |  | STFPS_PG_11002 |  | Not Affected | Not Affected | Not Affected | Not Affected | Not Affected | Not Affected | Not Affected | Not Affected | Not Affected | Not Affected | Not Affected | Not Affected | Not Affected | Not Affected | Not Affected | Not Affected | Not Affected | Not Affected | Not Affected | Not Affected | Not Affected | 0 | 0 | 0 | 0 | 21 | Polygon
Critical Infrastructure | Stormwater Treatment Facilities and Pump Stations | Stormwater Ponds - NHD |  | STFPS_PG_11003 |  | Not Affected | Not Affected | Not Affected | Not Affected | Not Affected | Not Affected | Not Affected | Not Affected | Not Affected | Not Affected | Not Affected | Not Affected | Not Affected | Not Affected | Not Affected | Not Affected | Not Affected | Not Affected | Not Affected | Not Affected | Not Affected | 0 | 0 | 0 | 0 | 21 | Polygon
Critical Infrastructure | Stormwater Treatment Facilities and Pump Stations | Stormwater Ponds - NHD |  | STFPS_PG_11005 |  | Not Affected | Not Affected | Not Affected | Not Affected | Not Affected | Not Affected | Not Affected | Not Affected | Not Affected | Not Affected | Not Affected | Not Affected | Not Affected | Not Affected | Not Affected | Not Affected | Not Affected | Not Affected | Not Affected | Not Affected | Not Affected | 0 | 0 | 0 | 0 | 21 | Polygon
Critical Infrastructure | Stormwater Treatment Facilities and Pump Stations | Stormwater Ponds - NHD |  | STFPS_PG_11006 |  | Not Affected | Not Affected | Not Affected | Not Affected | Not Affected | Not Affected | Not Affected | Not Affected | Not Affected | Not Affected | Not Affected | Not Affected | Not Affected | Not Affected | Not Affected | Not Affected | Not Affected | Not Affected | Not Affected | Not Affected | Not Affected | 0 | 0 | 0 | 0 | 21 | Polygon
Critical Infrastructure | Stormwater Treatment Facilities and Pump Stations | Stormwater Ponds - NHD |  | STFPS_PG_11007 |  | Not Affected | Not Affected | Not Affected | Not Affected | Not Affected | Not Affected | Not Affected | Not Affected | Not Affected | Not Affected | Not Affected | Not Affected | Not Affected | Not Affected | Not Affected | Not Affected | Not Affected | Not Affected | Not Affected | Not Affected | Not Affected | 0 | 0 | 0 | 0 | 21 | Polygon
Critical Infrastructure | Stormwater Treatment Facilities and Pump Stations | Stormwater Ponds - NHD |  | STFPS_PG_11009 |  | Not Affected | Not Affected | Not Affected | Not Affected | Not Affected | Not Affected | Not Affected | Not Affected | Not Affected | Not Affected | Not Affected | Not Affected | Not Affected | Not Affected | Not Affected | Not Affected | Not Affected | Not Affected | Not Affected | Not Affected | Not Affected | 0 | 0 | 0 | 0 | 21 | Polygon
Critical Infrastructure | Stormwater Treatment Facilities and Pump Stations | Stormwater Ponds - NHD |  | STFPS_PG_11010 |  | Not Affected | Not Affected | Not Affected | Not Affected | Not Affected | Not Affected | Not Affected | Not Affected | Not Affected | Not Affected | Not Affected | Not Affected | Not Affected | Not Affected | Not Affected | Not Affected | Not Affected | Not Affected | Not Affected | Not Affected | Not Affected | 0 | 0 | 0 | 0 | 21 | Polygon
Critical Infrastructure | Stormwater Treatment Facilities and Pump Stations | Stormwater Ponds - NHD |  | STFPS_PG_11011 |  | Not Affected | Not Affected | Not Affected | Not Affected | Not Affected | Not Affected | Not Affected | Not Affected | Not Affected | Not Affected | Not Affected | Not Affected | Not Affected | Not Affected | Not Affected | Not Affected | Not Affected | Not Affected | Not Affected | Not Affected | Not Affected | 0 | 0 | 0 | 0 | 21 | Polygon
Critical Infrastructure | Stormwater Treatment Facilities and Pump Stations | Stormwater Ponds - NHD |  | STFPS_PG_11012 |  | Not Affected | Not Affected | Not Affected | Not Affected | Not Affected | Not Affected | Not Affected | Not Affected | Not Affected | Not Affected | Not Affected | Not Affected | Not Affected | Not Affected | Not Affected | Not Affected | Not Affected | Not Affected | Not Affected | Not Affected | Not Affected | 0 | 0 | 0 | 0 | 21 | Polygon
Critical Infrastructure | Stormwater Treatment Facilities and Pump Stations | Stormwater Ponds - NHD |  | STFPS_PG_11013 |  | Not Affected | Not Affected | Not Affected | Not Affected | Not Affected | Not Affected | Not Affected | Not Affected | Not Affected | Not Affected | Not Affected | Not Affected | Not Affected | Not Affected | Not Affected | Not Affected | Not Affected | Not Affected | Not Affected | Not Affected | Not Affected | 0 | 0 | 0 | 0 | 21 | Polygon
Critical Infrastructure | Stormwater Treatment Facilities and Pump Stations | Stormwater Ponds - NHD |  | STFPS_PG_11015 |  | Not Affected | Not Affected | Not Affected | Not Affected | Not Affected | Not Affected | Not Affected | Not Affected | Not Affected | Not Affected | Not Affected | Not Affected | Not Affected | Not Affected | Not Affected | Not Affected | Not Affected | Not Affected | Not Affected | Not Affected | Not Affected | 0 | 0 | 0 | 0 | 21 | Polygon
Critical Infrastructure | Stormwater Treatment Facilities and Pump Stations | Stormwater Ponds - NHD |  | STFPS_PG_11017 |  | Not Affected | Not Affected | Not Affected | Not Affected | Not Affected | Not Affected | Not Affected | Not Affected | Not Affected | Not Affected | Not Affected | Not Affected | Not Affected | Not Affected | Not Affected | Not Affected | Not Affected | Not Affected | Not Affected | Not Affected | Not Affected | 0 | 0 | 0 | 0 | 21 | Polygon
Critical Infrastructure | Stormwater Treatment Facilities and Pump Stations | Stormwater Ponds - NHD |  | STFPS_PG_11018 |  | Not Affected | Not Affected | Not Affected | Not Affected | Not Affected | Not Affected | Not Affected | Not Affected | Not Affected | Not Affected | Not Affected | Not Affected | Not Affected | Not Affected | Not Affected | Not Affected | Not Affected | Not Affected | Not Affected | Not Affected | Not Affected | 0 | 0 | 0 | 0 | 21 | Polygon
Critical Infrastructure | Stormwater Treatment Facilities and Pump Stations | Stormwater Ponds - NHD |  | STFPS_PG_11019 |  | Not Affected | Not Affected | Not Affected | Not Affected | Not Affected | Not Affected | Not Affected | Not Affected | Not Affected | Not Affected | Not Affected | Not Affected | Not Affected | Not Affected | Not Affected | Not Affected | Not Affected | Not Affected | Not Affected | Not Affected | Not Affected | 0 | 0 | 0 | 0 | 21 | Polygon
Critical Infrastructure | Stormwater Treatment Facilities and Pump Stations | Stormwater Ponds - NHD |  | STFPS_PG_11021 |  | Not Affected | Not Affected | Not Affected | Not Affected | Not Affected | Not Affected | Not Affected | Not Affected | Not Affected | Not Affected | Not Affected | Not Affected | Not Affected | Not Affected | Not Affected | Not Affected | Not Affected | Not Affected | Not Affected | Not Affected | Not Affected | 0 | 0 | 0 | 0 | 21 | Polygon
Critical Infrastructure | Stormwater Treatment Facilities and Pump Stations | Stormwater Ponds - NHD |  | STFPS_PG_11022 |  | Not Affected | Not Affected | Not Affected | Not Affected | Not Affected | Not Affected | Not Affected | Not Affected | Not Affected | Not Affected | Not Affected | Not Affected | Not Affected | Not Affected | Not Affected | Not Affected | Not Affected | Not Affected | Not Affected | Not Affected | Not Affected | 0 | 0 | 0 | 0 | 21 | Polygon
Critical Infrastructure | Stormwater Treatment Facilities and Pump Stations | Stormwater Ponds - NHD |  | STFPS_PG_11023 |  | Not Affected | Not Affected | Not Affected | Not Affected | Not Affected | Not Affected | Not Affected | Not Affected | Not Affected | Not Affected | Not Affected | Not Affected | Not Affected | Not Affected | Not Affected | Not Affected | Not Affected | Not Affected | Not Affected | Not Affected | Not Affected | 0 | 0 | 0 | 0 | 21 | Polygon
Critical Infrastructure | Stormwater Treatment Facilities and Pump Stations | Stormwater Ponds - NHD |  | STFPS_PG_11024 |  | Not Affected | Not Affected | Not Affected | Not Affected | Not Affected | Not Affected | Not Affected | Not Affected | Not Affected | Not Affected | Not Affected | Not Affected | Not Affected | Not Affected | Not Affected | Not Affected | Not Affected | Not Affected | Not Affected | Not Affected | Not Affected | 0 | 0 | 0 | 0 | 21 | Polygon
Critical Infrastructure | Stormwater Treatment Facilities and Pump Stations | Stormwater Ponds - NHD |  | STFPS_PG_11026 |  | Not Affected | Not Affected | Not Affected | Not Affected | Not Affected | Not Affected | Not Affected | Not Affected | Not Affected | Not Affected | Not Affected | Not Affected | Not Affected | Not Affected | Not Affected | Not Affected | Not Affected | Not Affected | Not Affected | Not Affected | Not Affected | 0 | 0 | 0 | 0 | 21 | Polygon
Critical Infrastructure | Stormwater Treatment Facilities and Pump Stations | Stormwater Ponds - NHD |  | STFPS_PG_11028 |  | Not Affected | Not Affected | Not Affected | Not Affected | Not Affected | Not Affected | Not Affected | Not Affected | Not Affected | Not Affected | Not Affected | Not Affected | Not Affected | Not Affected | Not Affected | Not Affected | Not Affected | Not Affected | Not Affected | Not Affected | Not Affected | 0 | 0 | 0 | 0 | 21 | Polygon
Critical Infrastructure | Stormwater Treatment Facilities and Pump Stations | Stormwater Ponds - NHD |  | STFPS_PG_11029 |  | Not Affected | Not Affected | Not Affected | Not Affected | Not Affected | Not Affected | Not Affected | Not Affected | Not Affected | Not Affected | Not Affected | Not Affected | Not Affected | Not Affected | Not Affected | Not Affected | Not Affected | Not Affected | Not Affected | Not Affected | Not Affected | 0 | 0 | 0 | 0 | 21 | Polygon
Critical Infrastructure | Stormwater Treatment Facilities and Pump Stations | Stormwater Ponds - NHD |  | STFPS_PG_11030 |  | Not Affected | Not Affected | Not Affected | Not Affected | Not Affected | Not Affected | Not Affected | Not Affected | Not Affected | Not Affected | Not Affected | Not Affected | Not Affected | Not Affected | Not Affected | Not Affected | Not Affected | Not Affected | Not Affected | Not Affected | Not Affected | 0 | 0 | 0 | 0 | 21 | Polygon
Critical Infrastructure | Stormwater Treatment Facilities and Pump Stations | Stormwater Ponds - NHD |  | STFPS_PG_11031 |  | Not Affected | Not Affected | Not Affected | Not Affected | Not Affected | Not Affected | Not Affected | Not Affected | Not Affected | Not Affected | Not Affected | Not Affected | Not Affected | Not Affected | Not Affected | Not Affected | Not Affected | Not Affected | Not Affected | Not Affected | Not Affected | 0 | 0 | 0 | 0 | 21 | Polygon
Critical Infrastructure | Stormwater Treatment Facilities and Pump Stations | Stormwater Ponds - NHD |  | STFPS_PG_11033 |  | Not Affected | Not Affected | Not Affected | Not Affected | Not Affected | Not Affected | Not Affected | Not Affected | Not Affected | Not Affected | Not Affected | Not Affected | Not Affected | Not Affected | Not Affected | Not Affected | Not Affected | Not Affected | Not Affected | Not Affected | Not Affected | 0 | 0 | 0 | 0 | 21 | Polygon
Critical Infrastructure | Stormwater Treatment Facilities and Pump Stations | Stormwater Ponds - NHD |  | STFPS_PG_11034 |  | Not Affected | Not Affected | Not Affected | Not Affected | Not Affected | Not Affected | Not Affected | Not Affected | Not Affected | Not Affected | Not Affected | Not Affected | Not Affected | Not Affected | Not Affected | Not Affected | Not Affected | Not Affected | Not Affected | Not Affected | Not Affected | 0 | 0 | 0 | 0 | 21 | Polygon
Critical Infrastructure | Stormwater Treatment Facilities and Pump Stations | Stormwater Ponds - NHD |  | STFPS_PG_11035 |  | Not Affected | Not Affected | Not Affected | Not Affected | Not Affected | Not Affected | Not Affected | Not Affected | Not Affected | Not Affected | Not Affected | Not Affected | Not Affected | Not Affected | Not Affected | Not Affected | Not Affected | Not Affected | Not Affected | Not Affected | Not Affected | 0 | 0 | 0 | 0 | 21 | Polygon
Critical Infrastructure | Stormwater Treatment Facilities and Pump Stations | Stormwater Ponds - NHD |  | STFPS_PG_11038 |  | Not Affected | Not Affected | Not Affected | Not Affected | Not Affected | Not Affected | Not Affected | Not Affected | Not Affected | Not Affected | Not Affected | Not Affected | Not Affected | Not Affected | Not Affected | Not Affected | Not Affected | Not Affected | Not Affected | Not Affected | Not Affected | 0 | 0 | 0 | 0 | 21 | Polygon
Critical Infrastructure | Stormwater Treatment Facilities and Pump Stations | Stormwater Ponds - NHD |  | STFPS_PG_11040 |  | Not Affected | Not Affected | Not Affected | Not Affected | Not Affected | Not Affected | Not Affected | Not Affected | Not Affected | Not Affected | Not Affected | Not Affected | Not Affected | Not Affected | Not Affected | Not Affected | Not Affected | Not Affected | Not Affected | Not Affected | Not Affected | 0 | 0 | 0 | 0 | 21 | Polygon
Critical Infrastructure | Stormwater Treatment Facilities and Pump Stations | Stormwater Ponds - NHD |  | STFPS_PG_11041 |  | Not Affected | Not Affected | Not Affected | Not Affected | Not Affected | Not Affected | Not Affected | Not Affected | Not Affected | Not Affected | Not Affected | Not Affected | Not Affected | Not Affected | Not Affected | Not Affected | Not Affected | Not Affected | Not Affected | Not Affected | Not Affected | 0 | 0 | 0 | 0 | 21 | Polygon
Critical Infrastructure | Stormwater Treatment Facilities and Pump Stations | Stormwater Ponds - NHD |  | STFPS_PG_11042 |  | Not Affected | Not Affected | Not Affected | Not Affected | Not Affected | Not Affected | Not Affected | Not Affected | Not Affected | Not Affected | Not Affected | Not Affected | Not Affected | Not Affected | Not Affected | Not Affected | Not Affected | Not Affected | Not Affected | Not Affected | Not Affected | 0 | 0 | 0 | 0 | 21 | Polygon
Critical Infrastructure | Stormwater Treatment Facilities and Pump Stations | Stormwater Ponds - NHD |  | STFPS_PG_11044 |  | Not Affected | Not Affected | Not Affected | Not Affected | Not Affected | Not Affected | Not Affected | Not Affected | Not Affected | Not Affected | Not Affected | Not Affected | Not Affected | Not Affected | Not Affected | Not Affected | Not Affected | Not Affected | Not Affected | Not Affected | Not Affected | 0 | 0 | 0 | 0 | 21 | Polygon
Critical Infrastructure | Stormwater Treatment Facilities and Pump Stations | Stormwater Ponds - NHD |  | STFPS_PG_11045 |  | Not Affected | Not Affected | Not Affected | Not Affected | Not Affected | Not Affected | Not Affected | Not Affected | Not Affected | Not Affected | Not Affected | Not Affected | Not Affected | Not Affected | Not Affected | Not Affected | Not Affected | Not Affected | Not Affected | Not Affected | Not Affected | 0 | 0 | 0 | 0 | 21 | Polygon
Critical Infrastructure | Stormwater Treatment Facilities and Pump Stations | Stormwater Ponds - NHD |  | STFPS_PG_11046 |  | Not Affected | Not Affected | Not Affected | Not Affected | Not Affected | Not Affected | Not Affected | Not Affected | Not Affected | Not Affected | Not Affected | Not Affected | Not Affected | Not Affected | Not Affected | Not Affected | Not Affected | Not Affected | Not Affected | Not Affected | Not Affected | 0 | 0 | 0 | 0 | 21 | Polygon
Critical Infrastructure | Stormwater Treatment Facilities and Pump Stations | Stormwater Ponds - NHD |  | STFPS_PG_11047 |  | Not Affected | Not Affected | Not Affected | Not Affected | Not Affected | Not Affected | Not Affected | Not Affected | Not Affected | Not Affected | Not Affected | Not Affected | Not Affected | Not Affected | Not Affected | Not Affected | Not Affected | Not Affected | Not Affected | Not Affected | Not Affected | 0 | 0 | 0 | 0 | 21 | Polygon
Critical Infrastructure | Stormwater Treatment Facilities and Pump Stations | Stormwater Ponds - NHD |  | STFPS_PG_11048 |  | Not Affected | Not Affected | Not Affected | Not Affected | Not Affected | Not Affected | Not Affected | Not Affected | Not Affected | Not Affected | Not Affected | Not Affected | Not Affected | Not Affected | Not Affected | Not Affected | Not Affected | Not Affected | Not Affected | Not Affected | Not Affected | 0 | 0 | 0 | 0 | 21 | Polygon
Critical Infrastructure | Stormwater Treatment Facilities and Pump Stations | Stormwater Ponds - NHD |  | STFPS_PG_11049 |  | Not Affected | Not Affected | Not Affected | Not Affected | Not Affected | Not Affected | Not Affected | Not Affected | Not Affected | Not Affected | Not Affected | Not Affected | Not Affected | Not Affected | Not Affected | Not Affected | Not Affected | Not Affected | Not Affected | Not Affected | Not Affected | 0 | 0 | 0 | 0 | 21 | Polygon
Critical Infrastructure | Stormwater Treatment Facilities and Pump Stations | Stormwater Ponds - NHD |  | STFPS_PG_11050 |  | Not Affected | Not Affected | Not Affected | Not Affected | Not Affected | Not Affected | Not Affected | Not Affected | Not Affected | Not Affected | Not Affected | Not Affected | Not Affected | Not Affected | Not Affected | Not Affected | Not Affected | Not Affected | Not Affected | Not Affected | Not Affected | 0 | 0 | 0 | 0 | 21 | Polygon
Critical Infrastructure | Stormwater Treatment Facilities and Pump Stations | Stormwater Ponds - NHD |  | STFPS_PG_11051 |  | Not Affected | Not Affected | Not Affected | Not Affected | Not Affected | Not Affected | Not Affected | Not Affected | Not Affected | Not Affected | Not Affected | Not Affected | Not Affected | Not Affected | Not Affected | Not Affected | Not Affected | Not Affected | Not Affected | Not Affected | Not Affected | 0 | 0 | 0 | 0 | 21 | Polygon
Critical Infrastructure | Stormwater Treatment Facilities and Pump Stations | Stormwater Ponds - NHD |  | STFPS_PG_11052 |  | Not Affected | Not Affected | Not Affected | Not Affected | Not Affected | Not Affected | Not Affected | Not Affected | Not Affected | Not Affected | Not Affected | Not Affected | Not Affected | Not Affected | Not Affected | Not Affected | Not Affected | Not Affected | Not Affected | Not Affected | Not Affected | 0 | 0 | 0 | 0 | 21 | Polygon
Critical Infrastructure | Stormwater Treatment Facilities and Pump Stations | Stormwater Ponds - NHD |  | STFPS_PG_11054 |  | Not Affected | Not Affected | Not Affected | Not Affected | Not Affected | Not Affected | Not Affected | Not Affected | Not Affected | Not Affected | Not Affected | Not Affected | Not Affected | Not Affected | Not Affected | Not Affected | Not Affected | Not Affected | Not Affected | Not Affected | Not Affected | 0 | 0 | 0 | 0 | 21 | Polygon
Critical Infrastructure | Stormwater Treatment Facilities and Pump Stations | Stormwater Ponds - NHD |  | STFPS_PG_11055 |  | Not Affected | Not Affected | Not Affected | Not Affected | Not Affected | Not Affected | Not Affected | Not Affected | Not Affected | Not Affected | Not Affected | Not Affected | Not Affected | Not Affected | Not Affected | Not Affected | Not Affected | Not Affected | Not Affected | Not Affected | Not Affected | 0 | 0 | 0 | 0 | 21 | Polygon
Critical Infrastructure | Stormwater Treatment Facilities and Pump Stations | Stormwater Ponds - NHD |  | STFPS_PG_11056 |  | Not Affected | Not Affected | Not Affected | Not Affected | Not Affected | Not Affected | Not Affected | Not Affected | Not Affected | Not Affected | Not Affected | Not Affected | Not Affected | Not Affected | Not Affected | Not Affected | Not Affected | Not Affected | Not Affected | Not Affected | Not Affected | 0 | 0 | 0 | 0 | 21 | Polygon
Critical Infrastructure | Stormwater Treatment Facilities and Pump Stations | Stormwater Ponds - NHD |  | STFPS_PG_11057 |  | Not Affected | Not Affected | Not Affected | Not Affected | Not Affected | Not Affected | Not Affected | Not Affected | Not Affected | Not Affected | Not Affected | Not Affected | Not Affected | Not Affected | Not Affected | Not Affected | Not Affected | Not Affected | Not Affected | Not Affected | Not Affected | 0 | 0 | 0 | 0 | 21 | Polygon
Critical Infrastructure | Stormwater Treatment Facilities and Pump Stations | Stormwater Ponds - NHD |  | STFPS_PG_11058 |  | Not Affected | Not Affected | Not Affected | Not Affected | Not Affected | Not Affected | Not Affected | Not Affected | Not Affected | Not Affected | Not Affected | Not Affected | Not Affected | Not Affected | Not Affected | Not Affected | Not Affected | Not Affected | Not Affected | Not Affected | Not Affected | 0 | 0 | 0 | 0 | 21 | Polygon
Critical Infrastructure | Stormwater Treatment Facilities and Pump Stations | Stormwater Ponds - NHD |  | STFPS_PG_11059 |  | Not Affected | Not Affected | Not Affected | Not Affected | Not Affected | Not Affected | Not Affected | Not Affected | Not Affected | Not Affected | Not Affected | Not Affected | Not Affected | Not Affected | Not Affected | Not Affected | Not Affected | Not Affected | Not Affected | Not Affected | Not Affected | 0 | 0 | 0 | 0 | 21 | Polygon
Critical Infrastructure | Stormwater Treatment Facilities and Pump Stations | Stormwater Ponds - NHD |  | STFPS_PG_11060 |  | Not Affected | Not Affected | Not Affected | Not Affected | Not Affected | Not Affected | Not Affected | Not Affected | Not Affected | Not Affected | Not Affected | Not Affected | Not Affected | Not Affected | Not Affected | Not Affected | Not Affected | Not Affected | Not Affected | Not Affected | Not Affected | 0 | 0 | 0 | 0 | 21 | Polygon
Critical Infrastructure | Stormwater Treatment Facilities and Pump Stations | Stormwater Ponds - NHD |  | STFPS_PG_11061 |  | Not Affected | Not Affected | Not Affected | Not Affected | Not Affected | Not Affected | Not Affected | Not Affected | Not Affected | Not Affected | Not Affected | Not Affected | Not Affected | Not Affected | Not Affected | Not Affected | Not Affected | Not Affected | Not Affected | Not Affected | Not Affected | 0 | 0 | 0 | 0 | 21 | Polygon
Critical Infrastructure | Stormwater Treatment Facilities and Pump Stations | Stormwater Ponds - NHD |  | STFPS_PG_11062 |  | Not Affected | Not Affected | Not Affected | Not Affected | Not Affected | Not Affected | Not Affected | Not Affected | Not Affected | Not Affected | Not Affected | Not Affected | Not Affected | Not Affected | Not Affected | Not Affected | Not Affected | Not Affected | Not Affected | Not Affected | Not Affected | 0 | 0 | 0 | 0 | 21 | Polygon
Critical Infrastructure | Stormwater Treatment Facilities and Pump Stations | Stormwater Ponds - NHD |  | STFPS_PG_11063 |  | Not Affected | Not Affected | Not Affected | Not Affected | Not Affected | Not Affected | Not Affected | Not Affected | Not Affected | Not Affected | Not Affected | Not Affected | Not Affected | Not Affected | Not Affected | Not Affected | Not Affected | Not Affected | Not Affected | Not Affected | Not Affected | 0 | 0 | 0 | 0 | 21 | Polygon
Critical Infrastructure | Stormwater Treatment Facilities and Pump Stations | Stormwater Ponds - NHD |  | STFPS_PG_11065 |  | Not Affected | Not Affected | Not Affected | Not Affected | Not Affected | Not Affected | Not Affected | Not Affected | Not Affected | Not Affected | Not Affected | Not Affected | Not Affected | Not Affected | Not Affected | Not Affected | Not Affected | Not Affected | Not Affected | Not Affected | Not Affected | 0 | 0 | 0 | 0 | 21 | Polygon
Critical Infrastructure | Stormwater Treatment Facilities and Pump Stations | Stormwater Ponds - NHD |  | STFPS_PG_11066 |  | Not Affected | Not Affected | Not Affected | Not Affected | Not Affected | Not Affected | Not Affected | Not Affected | Not Affected | Not Affected | Not Affected | Not Affected | Not Affected | Not Affected | Not Affected | Not Affected | Not Affected | Not Affected | Not Affected | Not Affected | Not Affected | 0 | 0 | 0 | 0 | 21 | Polygon
Critical Infrastructure | Stormwater Treatment Facilities and Pump Stations | Stormwater Ponds - NHD |  | STFPS_PG_11067 |  | Not Affected | Not Affected | Not Affected | Not Affected | Not Affected | Not Affected | Not Affected | Not Affected | Not Affected | Not Affected | Not Affected | Not Affected | Not Affected | Not Affected | Not Affected | Not Affected | Not Affected | Not Affected | Not Affected | Not Affected | Not Affected | 0 | 0 | 0 | 0 | 21 | Polygon
Critical Infrastructure | Stormwater Treatment Facilities and Pump Stations | Stormwater Ponds - NHD |  | STFPS_PG_11069 |  | Not Affected | Not Affected | Not Affected | Not Affected | Not Affected | Not Affected | Not Affected | Not Affected | Not Affected | Not Affected | Not Affected | Not Affected | Not Affected | Not Affected | Not Affected | Not Affected | Not Affected | Not Affected | Not Affected | Not Affected | Not Affected | 0 | 0 | 0 | 0 | 21 | Polygon
Critical Infrastructure | Stormwater Treatment Facilities and Pump Stations | Stormwater Ponds - NHD |  | STFPS_PG_11070 |  | Not Affected | Not Affected | Not Affected | Not Affected | Not Affected | Not Affected | Not Affected | Not Affected | Not Affected | Not Affected | Not Affected | Not Affected | Not Affected | Not Affected | Not Affected | Not Affected | Not Affected | Not Affected | Not Affected | Not Affected | Not Affected | 0 | 0 | 0 | 0 | 21 | Polygon
Critical Infrastructure | Stormwater Treatment Facilities and Pump Stations | Stormwater Ponds - NHD |  | STFPS_PG_11072 |  | Not Affected | Not Affected | Not Affected | Not Affected | Not Affected | Not Affected | Not Affected | Not Affected | Not Affected | Not Affected | Not Affected | Not Affected | Not Affected | Not Affected | Not Affected | Not Affected | Not Affected | Not Affected | Not Affected | Not Affected | Not Affected | 0 | 0 | 0 | 0 | 21 | Polygon
Critical Infrastructure | Stormwater Treatment Facilities and Pump Stations | Stormwater Ponds - NHD |  | STFPS_PG_11073 |  | Not Affected | Not Affected | Not Affected | Not Affected | Not Affected | Not Affected | Not Affected | Not Affected | Not Affected | Not Affected | Not Affected | Not Affected | Not Affected | Not Affected | Not Affected | Not Affected | Not Affected | Not Affected | Not Affected | Not Affected | Not Affected | 0 | 0 | 0 | 0 | 21 | Polygon
Critical Infrastructure | Stormwater Treatment Facilities and Pump Stations | Stormwater Ponds - NHD |  | STFPS_PG_11074 |  | Not Affected | Not Affected | Not Affected | Not Affected | Not Affected | Not Affected | Not Affected | Not Affected | Not Affected | Not Affected | Not Affected | Not Affected | Not Affected | Not Affected | Not Affected | Not Affected | Not Affected | Not Affected | Not Affected | Not Affected | Not Affected | 0 | 0 | 0 | 0 | 21 | Polygon
Critical Infrastructure | Stormwater Treatment Facilities and Pump Stations | Stormwater Ponds - NHD |  | STFPS_PG_11075 |  | Not Affected | Not Affected | Not Affected | Not Affected | Not Affected | Not Affected | Not Affected | Not Affected | Not Affected | Not Affected | Not Affected | Not Affected | Not Affected | Not Affected | Not Affected | Not Affected | Not Affected | Not Affected | Not Affected | Not Affected | Not Affected | 0 | 0 | 0 | 0 | 21 | Polygon
Critical Infrastructure | Stormwater Treatment Facilities and Pump Stations | Stormwater Ponds - NHD |  | STFPS_PG_11076 |  | Not Affected | Not Affected | Not Affected | Not Affected | Not Affected | Not Affected | Not Affected | Not Affected | Not Affected | Not Affected | Not Affected | Not Affected | Not Affected | Not Affected | Not Affected | Not Affected | Not Affected | Not Affected | Not Affected | Not Affected | Not Affected | 0 | 0 | 0 | 0 | 21 | Polygon
Critical Infrastructure | Stormwater Treatment Facilities and Pump Stations | Stormwater Ponds - NHD |  | STFPS_PG_11078 |  | Not Affected | Not Affected | Not Affected | Not Affected | Not Affected | Not Affected | Not Affected | Not Affected | Not Affected | Not Affected | Not Affected | Not Affected | Not Affected | Not Affected | Not Affected | Not Affected | Not Affected | Not Affected | Not Affected | Not Affected | Not Affected | 0 | 0 | 0 | 0 | 21 | Polygon
Critical Infrastructure | Stormwater Treatment Facilities and Pump Stations | Stormwater Ponds - NHD |  | STFPS_PG_11079 |  | Not Affected | Not Affected | Not Affected | Not Affected | Not Affected | Not Affected | Not Affected | Not Affected | Not Affected | Not Affected | Not Affected | Not Affected | Not Affected | Not Affected | Not Affected | Not Affected | Not Affected | Not Affected | Not Affected | Not Affected | Not Affected | 0 | 0 | 0 | 0 | 21 | Polygon
Critical Infrastructure | Stormwater Treatment Facilities and Pump Stations | Stormwater Ponds - NHD |  | STFPS_PG_11080 |  | Not Affected | Not Affected | Not Affected | Not Affected | Not Affected | Not Affected | Not Affected | Not Affected | Not Affected | Not Affected | Not Affected | Not Affected | Not Affected | Not Affected | Not Affected | Not Affected | Not Affected | Not Affected | Not Affected | Not Affected | Not Affected | 0 | 0 | 0 | 0 | 21 | Polygon
Critical Infrastructure | Stormwater Treatment Facilities and Pump Stations | Stormwater Ponds - NHD |  | STFPS_PG_11082 |  | Not Affected | Not Affected | Not Affected | Not Affected | Not Affected | Not Affected | Not Affected | Not Affected | Not Affected | Not Affected | Not Affected | Not Affected | Not Affected | Not Affected | Not Affected | Not Affected | Not Affected | Not Affected | Not Affected | Not Affected | Not Affected | 0 | 0 | 0 | 0 | 21 | Polygon
Critical Infrastructure | Stormwater Treatment Facilities and Pump Stations | Stormwater Ponds - NHD |  | STFPS_PG_11084 |  | Not Affected | Not Affected | Not Affected | Not Affected | Not Affected | Not Affected | Not Affected | Not Affected | Not Affected | Not Affected | Not Affected | Not Affected | Not Affected | Not Affected | Not Affected | Not Affected | Not Affected | Not Affected | Not Affected | Not Affected | Not Affected | 0 | 0 | 0 | 0 | 21 | Polygon
Critical Infrastructure | Stormwater Treatment Facilities and Pump Stations | Stormwater Ponds - NHD |  | STFPS_PG_11087 |  | Not Affected | Not Affected | Not Affected | Not Affected | Not Affected | Not Affected | Not Affected | Not Affected | Not Affected | Not Affected | Not Affected | Not Affected | Not Affected | Not Affected | Not Affected | Not Affected | Not Affected | Not Affected | Not Affected | Not Affected | Not Affected | 0 | 0 | 0 | 0 | 21 | Polygon
Critical Infrastructure | Stormwater Treatment Facilities and Pump Stations | Stormwater Ponds - NHD |  | STFPS_PG_11090 |  | Not Affected | Not Affected | Not Affected | Not Affected | Not Affected | Not Affected | Not Affected | Not Affected | Not Affected | Not Affected | Not Affected | Not Affected | Not Affected | Not Affected | Not Affected | Not Affected | Not Affected | Not Affected | Not Affected | Not Affected | Not Affected | 0 | 0 | 0 | 0 | 21 | Polygon
Critical Infrastructure | Stormwater Treatment Facilities and Pump Stations | Stormwater Ponds - NHD |  | STFPS_PG_11091 |  | Not Affected | Not Affected | Not Affected | Not Affected | Not Affected | Not Affected | Not Affected | Not Affected | Not Affected | Not Affected | Not Affected | Not Affected | Not Affected | Not Affected | Not Affected | Not Affected | Not Affected | Not Affected | Not Affected | Not Affected | Not Affected | 0 | 0 | 0 | 0 | 21 | Polygon
Critical Infrastructure | Stormwater Treatment Facilities and Pump Stations | Stormwater Ponds - NHD |  | STFPS_PG_11092 |  | Not Affected | Not Affected | Not Affected | Not Affected | Not Affected | Not Affected | Not Affected | Not Affected | Not Affected | Not Affected | Not Affected | Not Affected | Not Affected | Not Affected | Not Affected | Not Affected | Not Affected | Not Affected | Not Affected | Not Affected | Not Affected | 0 | 0 | 0 | 0 | 21 | Polygon
Critical Infrastructure | Stormwater Treatment Facilities and Pump Stations | Stormwater Ponds - NHD |  | STFPS_PG_11093 |  | Not Affected | Not Affected | Not Affected | Not Affected | Not Affected | Not Affected | Not Affected | Not Affected | Not Affected | Not Affected | Not Affected | Not Affected | Not Affected | Not Affected | Not Affected | Not Affected | Not Affected | Not Affected | Not Affected | Not Affected | Not Affected | 0 | 0 | 0 | 0 | 21 | Polygon
Critical Infrastructure | Stormwater Treatment Facilities and Pump Stations | Stormwater Ponds - NHD |  | STFPS_PG_11094 |  | Not Affected | Not Affected | Not Affected | Not Affected | Not Affected | Not Affected | Not Affected | Not Affected | Not Affected | Not Affected | Not Affected | Not Affected | Not Affected | Not Affected | Not Affected | Not Affected | Not Affected | Not Affected | Not Affected | Not Affected | Not Affected | 0 | 0 | 0 | 0 | 21 | Polygon
Critical Infrastructure | Stormwater Treatment Facilities and Pump Stations | Stormwater Ponds - NHD |  | STFPS_PG_11095 |  | Not Affected | Not Affected | Not Affected | Not Affected | Not Affected | Not Affected | Not Affected | Not Affected | Not Affected | Not Affected | Not Affected | Not Affected | Not Affected | Not Affected | Not Affected | Not Affected | Not Affected | Not Affected | Not Affected | Not Affected | Not Affected | 0 | 0 | 0 | 0 | 21 | Polygon
Critical Infrastructure | Stormwater Treatment Facilities and Pump Stations | Stormwater Ponds - NHD |  | STFPS_PG_11097 |  | Not Affected | Not Affected | Not Affected | Not Affected | Not Affected | Not Affected | Not Affected | Not Affected | Not Affected | Not Affected | Not Affected | Not Affected | Not Affected | Not Affected | Not Affected | Not Affected | Not Affected | Not Affected | Not Affected | Not Affected | Not Affected | 0 | 0 | 0 | 0 | 21 | Polygon
Critical Infrastructure | Stormwater Treatment Facilities and Pump Stations | Stormwater Ponds - NHD |  | STFPS_PG_11098 |  | Not Affected | Not Affected | Not Affected | Not Affected | Not Affected | Not Affected | Not Affected | Not Affected | Not Affected | Not Affected | Not Affected | Not Affected | Not Affected | Not Affected | Not Affected | Not Affected | Not Affected | Not Affected | Not Affected | Not Affected | Not Affected | 0 | 0 | 0 | 0 | 21 | Polygon
Critical Infrastructure | Stormwater Treatment Facilities and Pump Stations | Stormwater Ponds - NHD |  | STFPS_PG_11099 |  | Not Affected | Not Affected | Not Affected | Not Affected | Not Affected | Not Affected | Not Affected | Not Affected | Not Affected | Not Affected | Not Affected | Not Affected | Not Affected | Not Affected | Not Affected | Not Affected | Not Affected | Not Affected | Not Affected | Not Affected | Not Affected | 0 | 0 | 0 | 0 | 21 | Polygon
Critical Infrastructure | Stormwater Treatment Facilities and Pump Stations | Stormwater Ponds - NHD |  | STFPS_PG_11100 |  | Not Affected | Not Affected | Not Affected | Not Affected | Not Affected | Not Affected | Not Affected | Not Affected | Not Affected | Not Affected | Not Affected | Not Affected | Not Affected | Not Affected | Not Affected | Not Affected | Not Affected | Not Affected | Not Affected | Not Affected | Not Affected | 0 | 0 | 0 | 0 | 21 | Polygon
Critical Infrastructure | Stormwater Treatment Facilities and Pump Stations | Stormwater Ponds - NHD |  | STFPS_PG_11101 |  | Not Affected | Not Affected | Not Affected | Not Affected | Not Affected | Not Affected | Not Affected | Not Affected | Not Affected | Not Affected | Not Affected | Not Affected | Not Affected | Not Affected | Not Affected | Not Affected | Not Affected | Not Affected | Not Affected | Not Affected | Not Affected | 0 | 0 | 0 | 0 | 21 | Polygon
Critical Infrastructure | Stormwater Treatment Facilities and Pump Stations | Stormwater Ponds - NHD |  | STFPS_PG_11102 |  | Not Affected | Not Affected | Not Affected | Not Affected | Not Affected | Not Affected | Not Affected | Not Affected | Not Affected | Not Affected | Not Affected | Not Affected | Not Affected | Not Affected | Not Affected | Not Affected | Not Affected | Not Affected | Not Affected | Not Affected | Not Affected | 0 | 0 | 0 | 0 | 21 | Polygon
Critical Infrastructure | Stormwater Treatment Facilities and Pump Stations | Stormwater Ponds - NHD |  | STFPS_PG_11103 |  | Not Affected | Not Affected | Not Affected | Not Affected | Not Affected | Not Affected | Not Affected | Not Affected | Not Affected | Not Affected | Not Affected | Not Affected | Not Affected | Not Affected | Not Affected | Not Affected | Not Affected | Not Affected | Not Affected | Not Affected | Not Affected | 0 | 0 | 0 | 0 | 21 | Polygon
Critical Infrastructure | Stormwater Treatment Facilities and Pump Stations | Stormwater Ponds - NHD |  | STFPS_PG_11104 |  | Not Affected | Not Affected | Not Affected | Not Affected | Not Affected | Not Affected | Not Affected | Not Affected | Not Affected | Not Affected | Not Affected | Not Affected | Not Affected | Not Affected | Not Affected | Not Affected | Not Affected | Not Affected | Not Affected | Not Affected | Not Affected | 0 | 0 | 0 | 0 | 21 | Polygon
Critical Infrastructure | Stormwater Treatment Facilities and Pump Stations | Stormwater Ponds - NHD |  | STFPS_PG_11105 |  | Not Affected | Not Affected | Not Affected | Not Affected | Not Affected | Not Affected | Not Affected | Not Affected | Not Affected | Not Affected | Not Affected | Not Affected | Not Affected | Not Affected | Not Affected | Not Affected | Not Affected | Not Affected | Not Affected | Not Affected | Not Affected | 0 | 0 | 0 | 0 | 21 | Polygon
Critical Infrastructure | Stormwater Treatment Facilities and Pump Stations | Stormwater Ponds - NHD |  | STFPS_PG_11106 |  | Not Affected | Not Affected | Not Affected | Not Affected | Not Affected | Not Affected | Not Affected | Not Affected | Not Affected | Not Affected | Not Affected | Not Affected | Not Affected | Not Affected | Not Affected | Not Affected | Not Affected | Not Affected | Not Affected | Not Affected | Not Affected | 0 | 0 | 0 | 0 | 21 | Polygon
Critical Infrastructure | Stormwater Treatment Facilities and Pump Stations | Stormwater Ponds - NHD |  | STFPS_PG_11107 |  | Not Affected | Not Affected | Not Affected | Not Affected | Not Affected | Not Affected | Not Affected | Not Affected | Not Affected | Not Affected | Not Affected | Not Affected | Not Affected | Not Affected | Not Affected | Not Affected | Not Affected | Not Affected | Not Affected | Not Affected | Not Affected | 0 | 0 | 0 | 0 | 21 | Polygon
Critical Infrastructure | Stormwater Treatment Facilities and Pump Stations | Stormwater Ponds - NHD |  | STFPS_PG_11109 |  | Not Affected | Not Affected | Not Affected | Not Affected | Not Affected | Not Affected | Not Affected | Not Affected | Not Affected | Not Affected | Not Affected | Not Affected | Not Affected | Not Affected | Not Affected | Not Affected | Not Affected | Not Affected | Not Affected | Not Affected | Not Affected | 0 | 0 | 0 | 0 | 21 | Polygon
Critical Infrastructure | Stormwater Treatment Facilities and Pump Stations | Stormwater Ponds - NHD |  | STFPS_PG_11110 |  | Not Affected | Not Affected | Not Affected | Not Affected | Not Affected | Not Affected | Not Affected | Not Affected | Not Affected | Not Affected | Not Affected | Not Affected | Not Affected | Not Affected | Not Affected | Not Affected | Not Affected | Not Affected | Not Affected | Not Affected | Not Affected | 0 | 0 | 0 | 0 | 21 | Polygon
Critical Infrastructure | Stormwater Treatment Facilities and Pump Stations | Stormwater Ponds - NHD |  | STFPS_PG_11111 |  | Not Affected | Not Affected | Not Affected | Not Affected | Not Affected | Not Affected | Not Affected | Not Affected | Not Affected | Not Affected | Not Affected | Not Affected | Not Affected | Not Affected | Not Affected | Not Affected | Not Affected | Not Affected | Not Affected | Not Affected | Not Affected | 0 | 0 | 0 | 0 | 21 | Polygon
Critical Infrastructure | Stormwater Treatment Facilities and Pump Stations | Stormwater Ponds - NHD |  | STFPS_PG_11113 |  | Not Affected | Not Affected | Not Affected | Not Affected | Not Affected | Not Affected | Not Affected | Not Affected | Not Affected | Not Affected | Not Affected | Not Affected | Not Affected | Not Affected | Not Affected | Not Affected | Not Affected | Not Affected | Not Affected | Not Affected | Not Affected | 0 | 0 | 0 | 0 | 21 | Polygon
Critical Infrastructure | Stormwater Treatment Facilities and Pump Stations | Stormwater Ponds - NHD |  | STFPS_PG_11115 |  | Not Affected | Not Affected | Not Affected | Not Affected | Not Affected | Not Affected | Not Affected | Not Affected | Not Affected | Not Affected | Not Affected | Not Affected | Not Affected | Not Affected | Not Affected | Not Affected | Not Affected | Not Affected | Not Affected | Not Affected | Not Affected | 0 | 0 | 0 | 0 | 21 | Polygon
Critical Infrastructure | Stormwater Treatment Facilities and Pump Stations | Stormwater Ponds - NHD |  | STFPS_PG_11118 |  | Not Affected | Not Affected | Not Affected | Not Affected | Not Affected | Not Affected | Not Affected | Not Affected | Not Affected | Not Affected | Not Affected | Not Affected | Not Affected | Not Affected | Not Affected | Not Affected | Not Affected | Not Affected | Not Affected | Not Affected | Not Affected | 0 | 0 | 0 | 0 | 21 | Polygon
Critical Infrastructure | Stormwater Treatment Facilities and Pump Stations | Stormwater Ponds - NHD |  | STFPS_PG_11119 |  | Not Affected | Not Affected | Not Affected | Not Affected | Not Affected | Not Affected | Not Affected | Not Affected | Not Affected | Not Affected | Not Affected | Not Affected | Not Affected | Not Affected | Not Affected | Not Affected | Not Affected | Not Affected | Not Affected | Not Affected | Not Affected | 0 | 0 | 0 | 0 | 21 | Polygon
Critical Infrastructure | Stormwater Treatment Facilities and Pump Stations | Stormwater Ponds - NHD |  | STFPS_PG_11121 |  | Not Affected | Not Affected | Not Affected | Not Affected | Not Affected | Not Affected | Not Affected | Not Affected | Not Affected | Not Affected | Not Affected | Not Affected | Not Affected | Not Affected | Not Affected | Not Affected | Not Affected | Not Affected | Not Affected | Not Affected | Not Affected | 0 | 0 | 0 | 0 | 21 | Polygon
Critical Infrastructure | Stormwater Treatment Facilities and Pump Stations | Stormwater Ponds - NHD |  | STFPS_PG_11123 |  | Not Affected | Not Affected | Not Affected | Not Affected | Not Affected | Not Affected | Not Affected | Not Affected | Not Affected | Not Affected | Not Affected | Not Affected | Not Affected | Not Affected | Not Affected | Not Affected | Not Affected | Not Affected | Not Affected | Not Affected | Not Affected | 0 | 0 | 0 | 0 | 21 | Polygon
Critical Infrastructure | Stormwater Treatment Facilities and Pump Stations | Stormwater Ponds - NHD |  | STFPS_PG_11126 |  | Not Affected | Not Affected | Not Affected | Not Affected | Not Affected | Not Affected | Not Affected | Not Affected | Not Affected | Not Affected | Not Affected | Not Affected | Not Affected | Not Affected | Not Affected | Not Affected | Not Affected | Not Affected | Not Affected | Not Affected | Not Affected | 0 | 0 | 0 | 0 | 21 | Polygon
Critical Infrastructure | Stormwater Treatment Facilities and Pump Stations | Stormwater Ponds - NHD |  | STFPS_PG_11130 |  | Not Affected | Not Affected | Not Affected | Not Affected | Not Affected | Not Affected | Not Affected | Not Affected | Not Affected | Not Affected | Not Affected | Not Affected | Not Affected | Not Affected | Not Affected | Not Affected | Not Affected | Not Affected | Not Affected | Not Affected | Not Affected | 0 | 0 | 0 | 0 | 21 | Polygon
Critical Infrastructure | Stormwater Treatment Facilities and Pump Stations | Stormwater Ponds - NHD |  | STFPS_PG_11131 |  | Not Affected | Not Affected | Not Affected | Not Affected | Not Affected | Not Affected | Not Affected | Not Affected | Not Affected | Not Affected | Not Affected | Not Affected | Not Affected | Not Affected | Not Affected | Not Affected | Not Affected | Not Affected | Not Affected | Not Affected | Not Affected | 0 | 0 | 0 | 0 | 21 | Polygon
Critical Infrastructure | Stormwater Treatment Facilities and Pump Stations | Stormwater Ponds - NHD |  | STFPS_PG_11133 |  | Not Affected | Not Affected | Not Affected | Not Affected | Not Affected | Not Affected | Not Affected | Not Affected | Not Affected | Not Affected | Not Affected | Not Affected | Not Affected | Not Affected | Not Affected | Not Affected | Not Affected | Not Affected | Not Affected | Not Affected | Not Affected | 0 | 0 | 0 | 0 | 21 | Polygon
Critical Infrastructure | Stormwater Treatment Facilities and Pump Stations | Stormwater Ponds - NHD |  | STFPS_PG_11134 |  | Not Affected | Not Affected | Not Affected | Not Affected | Not Affected | Not Affected | Not Affected | Not Affected | Not Affected | Not Affected | Not Affected | Not Affected | Not Affected | Not Affected | Not Affected | Not Affected | Not Affected | Not Affected | Not Affected | Not Affected | Not Affected | 0 | 0 | 0 | 0 | 21 | Polygon
Critical Infrastructure | Stormwater Treatment Facilities and Pump Stations | Stormwater Ponds - NHD |  | STFPS_PG_11141 |  | Not Affected | Not Affected | Not Affected | Not Affected | Not Affected | Not Affected | Not Affected | Not Affected | Not Affected | Not Affected | Not Affected | Not Affected | Not Affected | Not Affected | Not Affected | Not Affected | Not Affected | Not Affected | Not Affected | Not Affected | Not Affected | 0 | 0 | 0 | 0 | 21 | Polygon
Critical Infrastructure | Stormwater Treatment Facilities and Pump Stations | Stormwater Ponds - NHD |  | STFPS_PG_11143 |  | Not Affected | Not Affected | Not Affected | Not Affected | Not Affected | Not Affected | Not Affected | Not Affected | Not Affected | Not Affected | Not Affected | Not Affected | Not Affected | Not Affected | Not Affected | Not Affected | Not Affected | Not Affected | Not Affected | Not Affected | Not Affected | 0 | 0 | 0 | 0 | 21 | Polygon
Critical Infrastructure | Stormwater Treatment Facilities and Pump Stations | Stormwater Ponds - NHD |  | STFPS_PG_11148 |  | Not Affected | Not Affected | Not Affected | Not Affected | Not Affected | Not Affected | Not Affected | Not Affected | Not Affected | Not Affected | Not Affected | Not Affected | Not Affected | Not Affected | Not Affected | Not Affected | Not Affected | Not Affected | Not Affected | Not Affected | Not Affected | 0 | 0 | 0 | 0 | 21 | Polygon
Critical Infrastructure | Stormwater Treatment Facilities and Pump Stations | Stormwater Ponds - NHD |  | STFPS_PG_11151 |  | Not Affected | Not Affected | Not Affected | Not Affected | Not Affected | Not Affected | Not Affected | Not Affected | Not Affected | Not Affected | Not Affected | Not Affected | Not Affected | Not Affected | Not Affected | Not Affected | Not Affected | Not Affected | Not Affected | Not Affected | Not Affected | 0 | 0 | 0 | 0 | 21 | Polygon
Critical Infrastructure | Stormwater Treatment Facilities and Pump Stations | Stormwater Ponds - NHD |  | STFPS_PG_11156 |  | Not Affected | Not Affected | Not Affected | Not Affected | Not Affected | Not Affected | Not Affected | Not Affected | Not Affected | Not Affected | Not Affected | Not Affected | Not Affected | Not Affected | Not Affected | Not Affected | Not Affected | Not Affected | Not Affected | Not Affected | Not Affected | 0 | 0 | 0 | 0 | 21 | Polygon
Critical Infrastructure | Stormwater Treatment Facilities and Pump Stations | Stormwater Ponds - NHD |  | STFPS_PG_11158 |  | Not Affected | Not Affected | Not Affected | Not Affected | Not Affected | Not Affected | Not Affected | Not Affected | Not Affected | Not Affected | Not Affected | Not Affected | Not Affected | Not Affected | Not Affected | Not Affected | Not Affected | Not Affected | Not Affected | Not Affected | Not Affected | 0 | 0 | 0 | 0 | 21 | Polygon
Critical Infrastructure | Stormwater Treatment Facilities and Pump Stations | Stormwater Ponds - NHD |  | STFPS_PG_11161 |  | Not Affected | Not Affected | Not Affected | Not Affected | Not Affected | Not Affected | Not Affected | Not Affected | Not Affected | Not Affected | Not Affected | Not Affected | Not Affected | Not Affected | Not Affected | Not Affected | Not Affected | Not Affected | Not Affected | Not Affected | Not Affected | 0 | 0 | 0 | 0 | 21 | Polygon
Critical Infrastructure | Stormwater Treatment Facilities and Pump Stations | Stormwater Ponds - NHD |  | STFPS_PG_11163 |  | Not Affected | Not Affected | Not Affected | Not Affected | Not Affected | Not Affected | Not Affected | Not Affected | Not Affected | Not Affected | Not Affected | Not Affected | Not Affected | Not Affected | Not Affected | Not Affected | Not Affected | Not Affected | Not Affected | Not Affected | Not Affected | 0 | 0 | 0 | 0 | 21 | Polygon
Critical Infrastructure | Stormwater Treatment Facilities and Pump Stations | Stormwater Ponds - NHD |  | STFPS_PG_11165 |  | Not Affected | Not Affected | Not Affected | Not Affected | Not Affected | Not Affected | Not Affected | Not Affected | Not Affected | Not Affected | Not Affected | Not Affected | Not Affected | Not Affected | Not Affected | Not Affected | Not Affected | Not Affected | Not Affected | Not Affected | Not Affected | 0 | 0 | 0 | 0 | 21 | Polygon
Critical Infrastructure | Stormwater Treatment Facilities and Pump Stations | Stormwater Ponds - NHD |  | STFPS_PG_11166 |  | Not Affected | Not Affected | Not Affected | Not Affected | Not Affected | Not Affected | Not Affected | Not Affected | Not Affected | Not Affected | Not Affected | Not Affected | Not Affected | Not Affected | Not Affected | Not Affected | Not Affected | Not Affected | Not Affected | Not Affected | Not Affected | 0 | 0 | 0 | 0 | 21 | Polygon
Critical Infrastructure | Stormwater Treatment Facilities and Pump Stations | Stormwater Ponds - NHD |  | STFPS_PG_11167 |  | Not Affected | Not Affected | Not Affected | Not Affected | Not Affected | Not Affected | Not Affected | Not Affected | Not Affected | Not Affected | Not Affected | Not Affected | Not Affected | Not Affected | Not Affected | Not Affected | Not Affected | Not Affected | Not Affected | Not Affected | Not Affected | 0 | 0 | 0 | 0 | 21 | Polygon
Critical Infrastructure | Stormwater Treatment Facilities and Pump Stations | Stormwater Ponds - NHD |  | STFPS_PG_11168 |  | Not Affected | Not Affected | Not Affected | Not Affected | Not Affected | Not Affected | Not Affected | Not Affected | Not Affected | Not Affected | Not Affected | Not Affected | Not Affected | Not Affected | Not Affected | Not Affected | Not Affected | Not Affected | Not Affected | Not Affected | Not Affected | 0 | 0 | 0 | 0 | 21 | Polygon
Critical Infrastructure | Stormwater Treatment Facilities and Pump Stations | Stormwater Ponds - NHD |  | STFPS_PG_11170 |  | Not Affected | Not Affected | Not Affected | Not Affected | Not Affected | Not Affected | Not Affected | Not Affected | Not Affected | Not Affected | Not Affected | Not Affected | Not Affected | Not Affected | Not Affected | Not Affected | Not Affected | Not Affected | Not Affected | Not Affected | Not Affected | 0 | 0 | 0 | 0 | 21 | Polygon
Critical Infrastructure | Stormwater Treatment Facilities and Pump Stations | Stormwater Ponds - NHD |  | STFPS_PG_11177 |  | Not Affected | Not Affected | Not Affected | Not Affected | Not Affected | Not Affected | Not Affected | Not Affected | Not Affected | Not Affected | Not Affected | Not Affected | Not Affected | Not Affected | Not Affected | Not Affected | Not Affected | Not Affected | Not Affected | Not Affected | Not Affected | 0 | 0 | 0 | 0 | 21 | Polygon
Critical Infrastructure | Stormwater Treatment Facilities and Pump Stations | Stormwater Ponds - NHD |  | STFPS_PG_11178 |  | Not Affected | Not Affected | Not Affected | Not Affected | Not Affected | Not Affected | Not Affected | Not Affected | Not Affected | Not Affected | Not Affected | Not Affected | Not Affected | Not Affected | Not Affected | Not Affected | Not Affected | Not Affected | Not Affected | Not Affected | Not Affected | 0 | 0 | 0 | 0 | 21 | Polygon
Critical Infrastructure | Stormwater Treatment Facilities and Pump Stations | Stormwater Ponds - NHD |  | STFPS_PG_11183 |  | Not Affected | Not Affected | Not Affected | Not Affected | Not Affected | Not Affected | Not Affected | Not Affected | Not Affected | Not Affected | Not Affected | Not Affected | Not Affected | Not Affected | Not Affected | Not Affected | Not Affected | Not Affected | Not Affected | Not Affected | Not Affected | 0 | 0 | 0 | 0 | 21 | Polygon
Critical Infrastructure | Stormwater Treatment Facilities and Pump Stations | Stormwater Ponds - NHD |  | STFPS_PG_11184 |  | Not Affected | Not Affected | Not Affected | Not Affected | Not Affected | Not Affected | Not Affected | Not Affected | Not Affected | Not Affected | Not Affected | Not Affected | Not Affected | Not Affected | Not Affected | Not Affected | Not Affected | Not Affected | Not Affected | Not Affected | Not Affected | 0 | 0 | 0 | 0 | 21 | Polygon
Critical Infrastructure | Stormwater Treatment Facilities and Pump Stations | Stormwater Ponds - NHD |  | STFPS_PG_11185 |  | Not Affected | Not Affected | Not Affected | Not Affected | Not Affected | Not Affected | Not Affected | Not Affected | Not Affected | Not Affected | Not Affected | Not Affected | Not Affected | Not Affected | Not Affected | Not Affected | Not Affected | Not Affected | Not Affected | Not Affected | Not Affected | 0 | 0 | 0 | 0 | 21 | Polygon
Critical Infrastructure | Stormwater Treatment Facilities and Pump Stations | Stormwater Ponds - NHD |  | STFPS_PG_11186 |  | Not Affected | Not Affected | Not Affected | Not Affected | Not Affected | Not Affected | Not Affected | Not Affected | Not Affected | Not Affected | Not Affected | Not Affected | Not Affected | Not Affected | Not Affected | Not Affected | Not Affected | Not Affected | Not Affected | Not Affected | Not Affected | 0 | 0 | 0 | 0 | 21 | Polygon
Critical Infrastructure | Stormwater Treatment Facilities and Pump Stations | Stormwater Ponds - NHD |  | STFPS_PG_11189 |  | Not Affected | Not Affected | Not Affected | Not Affected | Not Affected | Not Affected | Not Affected | Not Affected | Not Affected | Not Affected | Not Affected | Not Affected | Not Affected | Not Affected | Not Affected | Not Affected | Not Affected | Not Affected | Not Affected | Not Affected | Not Affected | 0 | 0 | 0 | 0 | 21 | Polygon
Critical Infrastructure | Stormwater Treatment Facilities and Pump Stations | Stormwater Ponds - NHD |  | STFPS_PG_11193 |  | Not Affected | Not Affected | Not Affected | Not Affected | Not Affected | Not Affected | Not Affected | Not Affected | Not Affected | Not Affected | Not Affected | Not Affected | Not Affected | Not Affected | Not Affected | Not Affected | Not Affected | Not Affected | Not Affected | Not Affected | Not Affected | 0 | 0 | 0 | 0 | 21 | Polygon
Critical Infrastructure | Stormwater Treatment Facilities and Pump Stations | Stormwater Ponds - NHD |  | STFPS_PG_11194 |  | Not Affected | Not Affected | Not Affected | Not Affected | Not Affected | Not Affected | Not Affected | Not Affected | Not Affected | Not Affected | Not Affected | Not Affected | Not Affected | Not Affected | Not Affected | Not Affected | Not Affected | Not Affected | Not Affected | Not Affected | Not Affected | 0 | 0 | 0 | 0 | 21 | Polygon
Critical Infrastructure | Stormwater Treatment Facilities and Pump Stations | Stormwater Ponds - NHD |  | STFPS_PG_11201 |  | Not Affected | Not Affected | Not Affected | Not Affected | Not Affected | Not Affected | Not Affected | Not Affected | Not Affected | Not Affected | Not Affected | Not Affected | Not Affected | Not Affected | Not Affected | Not Affected | Not Affected | Not Affected | Not Affected | Not Affected | Not Affected | 0 | 0 | 0 | 0 | 21 | Polygon
Critical Infrastructure | Stormwater Treatment Facilities and Pump Stations | Stormwater Ponds - NHD |  | STFPS_PG_11206 |  | Not Affected | Not Affected | Not Affected | Not Affected | Not Affected | Not Affected | Not Affected | Not Affected | Not Affected | Not Affected | Not Affected | Not Affected | Not Affected | Not Affected | Not Affected | Not Affected | Not Affected | Not Affected | Not Affected | Not Affected | Not Affected | 0 | 0 | 0 | 0 | 21 | Polygon
Critical Infrastructure | Stormwater Treatment Facilities and Pump Stations | Stormwater Ponds - NHD |  | STFPS_PG_11209 |  | Not Affected | Not Affected | Not Affected | Not Affected | Not Affected | Not Affected | Not Affected | Not Affected | Not Affected | Not Affected | Not Affected | Not Affected | Not Affected | Not Affected | Not Affected | Not Affected | Not Affected | Not Affected | Not Affected | Not Affected | Not Affected | 0 | 0 | 0 | 0 | 21 | Polygon
Critical Infrastructure | Stormwater Treatment Facilities and Pump Stations | Stormwater Ponds - NHD |  | STFPS_PG_11211 |  | Not Affected | Not Affected | Not Affected | Not Affected | Not Affected | Not Affected | Not Affected | Not Affected | Not Affected | Not Affected | Not Affected | Not Affected | Not Affected | Not Affected | Not Affected | Not Affected | Not Affected | Not Affected | Not Affected | Not Affected | Not Affected | 0 | 0 | 0 | 0 | 21 | Polygon
Critical Infrastructure | Stormwater Treatment Facilities and Pump Stations | Stormwater Ponds - NHD |  | STFPS_PG_11212 |  | Not Affected | Not Affected | Not Affected | Not Affected | Not Affected | Not Affected | Not Affected | Not Affected | Not Affected | Not Affected | Not Affected | Not Affected | Not Affected | Not Affected | Not Affected | Not Affected | Not Affected | Not Affected | Not Affected | Not Affected | Not Affected | 0 | 0 | 0 | 0 | 21 | Polygon
Critical Infrastructure | Stormwater Treatment Facilities and Pump Stations | Stormwater Ponds - NHD |  | STFPS_PG_11213 |  | Not Affected | Not Affected | Not Affected | Not Affected | Not Affected | Not Affected | Not Affected | Not Affected | Not Affected | Not Affected | Not Affected | Not Affected | Not Affected | Not Affected | Not Affected | Not Affected | Not Affected | Not Affected | Not Affected | Not Affected | Not Affected | 0 | 0 | 0 | 0 | 21 | Polygon
Critical Infrastructure | Stormwater Treatment Facilities and Pump Stations | Stormwater Ponds - NHD |  | STFPS_PG_11214 |  | Not Affected | Not Affected | Not Affected | Not Affected | Not Affected | Not Affected | Not Affected | Not Affected | Not Affected | Not Affected | Not Affected | Not Affected | Not Affected | Not Affected | Not Affected | Not Affected | Not Affected | Not Affected | Not Affected | Not Affected | Not Affected | 0 | 0 | 0 | 0 | 21 | Polygon
Critical Infrastructure | Stormwater Treatment Facilities and Pump Stations | Stormwater Ponds - NHD |  | STFPS_PG_11215 |  | Not Affected | Not Affected | Not Affected | Not Affected | Not Affected | Not Affected | Not Affected | Not Affected | Not Affected | Not Affected | Not Affected | Not Affected | Not Affected | Not Affected | Not Affected | Not Affected | Not Affected | Not Affected | Not Affected | Not Affected | Not Affected | 0 | 0 | 0 | 0 | 21 | Polygon
Critical Infrastructure | Stormwater Treatment Facilities and Pump Stations | Stormwater Ponds - NHD |  | STFPS_PG_11216 |  | Not Affected | Not Affected | Not Affected | Not Affected | Not Affected | Not Affected | Not Affected | Not Affected | Not Affected | Not Affected | Not Affected | Not Affected | Not Affected | Not Affected | Not Affected | Not Affected | Not Affected | Not Affected | Not Affected | Not Affected | Not Affected | 0 | 0 | 0 | 0 | 21 | Polygon
Critical Infrastructure | Stormwater Treatment Facilities and Pump Stations | Stormwater Ponds - NHD |  | STFPS_PG_11217 |  | Not Affected | Not Affected | Not Affected | Not Affected | Not Affected | Not Affected | Not Affected | Not Affected | Not Affected | Not Affected | Not Affected | Not Affected | Not Affected | Not Affected | Not Affected | Not Affected | Not Affected | Not Affected | Not Affected | Not Affected | Not Affected | 0 | 0 | 0 | 0 | 21 | Polygon
Critical Infrastructure | Stormwater Treatment Facilities and Pump Stations | Stormwater Ponds - NHD |  | STFPS_PG_11218 |  | Not Affected | Not Affected | Not Affected | Not Affected | Not Affected | Not Affected | Not Affected | Not Affected | Not Affected | Not Affected | Not Affected | Not Affected | Not Affected | Not Affected | Not Affected | Not Affected | Not Affected | Not Affected | Not Affected | Not Affected | Not Affected | 0 | 0 | 0 | 0 | 21 | Polygon
Critical Infrastructure | Stormwater Treatment Facilities and Pump Stations | Stormwater Ponds - NHD |  | STFPS_PG_11220 |  | Not Affected | Not Affected | Not Affected | Not Affected | Not Affected | Not Affected | Not Affected | Not Affected | Not Affected | Not Affected | Not Affected | Not Affected | Not Affected | Not Affected | Not Affected | Not Affected | Not Affected | Not Affected | Not Affected | Not Affected | Not Affected | 0 | 0 | 0 | 0 | 21 | Polygon
Critical Infrastructure | Stormwater Treatment Facilities and Pump Stations | Stormwater Ponds - NHD |  | STFPS_PG_11222 |  | Not Affected | Not Affected | Not Affected | Not Affected | Not Affected | Not Affected | Not Affected | Not Affected | Not Affected | Not Affected | Not Affected | Not Affected | Not Affected | Not Affected | Not Affected | Not Affected | Not Affected | Not Affected | Not Affected | Not Affected | Not Affected | 0 | 0 | 0 | 0 | 21 | Polygon
Critical Infrastructure | Stormwater Treatment Facilities and Pump Stations | Stormwater Ponds - NHD |  | STFPS_PG_11223 |  | Not Affected | Not Affected | Not Affected | Not Affected | Not Affected | Not Affected | Not Affected | Not Affected | Not Affected | Not Affected | Not Affected | Not Affected | Not Affected | Not Affected | Not Affected | Not Affected | Not Affected | Not Affected | Not Affected | Not Affected | Not Affected | 0 | 0 | 0 | 0 | 21 | Polygon
Critical Infrastructure | Stormwater Treatment Facilities and Pump Stations | Stormwater Ponds - NHD |  | STFPS_PG_11225 |  | Not Affected | Not Affected | Not Affected | Not Affected | Not Affected | Not Affected | Not Affected | Not Affected | Not Affected | Not Affected | Not Affected | Not Affected | Not Affected | Not Affected | Not Affected | Not Affected | Not Affected | Not Affected | Not Affected | Not Affected | Not Affected | 0 | 0 | 0 | 0 | 21 | Polygon
Critical Infrastructure | Stormwater Treatment Facilities and Pump Stations | Stormwater Ponds - NHD |  | STFPS_PG_11227 |  | Not Affected | Not Affected | Not Affected | Not Affected | Not Affected | Not Affected | Not Affected | Not Affected | Not Affected | Not Affected | Not Affected | Not Affected | Not Affected | Not Affected | Not Affected | Not Affected | Not Affected | Not Affected | Not Affected | Not Affected | Not Affected | 0 | 0 | 0 | 0 | 21 | Polygon
Critical Infrastructure | Stormwater Treatment Facilities and Pump Stations | Stormwater Ponds - NHD |  | STFPS_PG_11228 |  | Not Affected | Not Affected | Not Affected | Not Affected | Not Affected | Not Affected | Not Affected | Not Affected | Not Affected | Not Affected | Not Affected | Not Affected | Not Affected | Not Affected | Not Affected | Not Affected | Not Affected | Not Affected | Not Affected | Not Affected | Not Affected | 0 | 0 | 0 | 0 | 21 | Polygon
Critical Infrastructure | Stormwater Treatment Facilities and Pump Stations | Stormwater Ponds - NHD |  | STFPS_PG_11230 |  | Not Affected | Not Affected | Not Affected | Not Affected | Not Affected | Not Affected | Not Affected | Not Affected | Not Affected | Not Affected | Not Affected | Not Affected | Not Affected | Not Affected | Not Affected | Not Affected | Not Affected | Not Affected | Not Affected | Not Affected | Not Affected | 0 | 0 | 0 | 0 | 21 | Polygon
Critical Infrastructure | Stormwater Treatment Facilities and Pump Stations | Stormwater Ponds - NHD |  | STFPS_PG_11231 |  | Not Affected | Not Affected | Not Affected | Not Affected | Not Affected | Not Affected | Not Affected | Not Affected | Not Affected | Not Affected | Not Affected | Not Affected | Not Affected | Not Affected | Not Affected | Not Affected | Not Affected | Not Affected | Not Affected | Not Affected | Not Affected | 0 | 0 | 0 | 0 | 21 | Polygon
Critical Infrastructure | Stormwater Treatment Facilities and Pump Stations | Stormwater Ponds - NHD |  | STFPS_PG_11232 |  | Not Affected | Not Affected | Not Affected | Not Affected | Not Affected | Not Affected | Not Affected | Not Affected | Not Affected | Not Affected | Not Affected | Not Affected | Not Affected | Not Affected | Not Affected | Not Affected | Not Affected | Not Affected | Not Affected | Not Affected | Not Affected | 0 | 0 | 0 | 0 | 21 | Polygon
Critical Infrastructure | Stormwater Treatment Facilities and Pump Stations | Stormwater Ponds - NHD |  | STFPS_PG_11233 |  | Not Affected | Not Affected | Not Affected | Not Affected | Not Affected | Not Affected | Not Affected | Not Affected | Not Affected | Not Affected | Not Affected | Not Affected | Not Affected | Not Affected | Not Affected | Not Affected | Not Affected | Not Affected | Not Affected | Not Affected | Not Affected | 0 | 0 | 0 | 0 | 21 | Polygon
Critical Infrastructure | Stormwater Treatment Facilities and Pump Stations | Stormwater Ponds - NHD |  | STFPS_PG_11234 |  | Not Affected | Not Affected | Not Affected | Not Affected | Not Affected | Not Affected | Not Affected | Not Affected | Not Affected | Not Affected | Not Affected | Not Affected | Not Affected | Not Affected | Not Affected | Not Affected | Not Affected | Not Affected | Not Affected | Not Affected | Not Affected | 0 | 0 | 0 | 0 | 21 | Polygon
Critical Infrastructure | Stormwater Treatment Facilities and Pump Stations | Stormwater Ponds - NHD |  | STFPS_PG_11235 |  | Not Affected | Not Affected | Not Affected | Not Affected | Not Affected | Not Affected | Not Affected | Not Affected | Not Affected | Not Affected | Not Affected | Not Affected | Not Affected | Not Affected | Not Affected | Not Affected | Not Affected | Not Affected | Not Affected | Not Affected | Not Affected | 0 | 0 | 0 | 0 | 21 | Polygon
Critical Infrastructure | Stormwater Treatment Facilities and Pump Stations | Stormwater Ponds - NHD |  | STFPS_PG_11237 |  | Not Affected | Not Affected | Not Affected | Not Affected | Not Affected | Not Affected | Not Affected | Not Affected | Not Affected | Not Affected | Not Affected | Not Affected | Not Affected | Not Affected | Not Affected | Not Affected | Not Affected | Not Affected | Not Affected | Not Affected | Not Affected | 0 | 0 | 0 | 0 | 21 | Polygon
Critical Infrastructure | Stormwater Treatment Facilities and Pump Stations | Stormwater Ponds - NHD |  | STFPS_PG_11242 |  | Not Affected | Not Affected | Not Affected | Not Affected | Not Affected | Not Affected | Not Affected | Not Affected | Not Affected | Not Affected | Not Affected | Not Affected | Not Affected | Not Affected | Not Affected | Not Affected | Not Affected | Not Affected | Not Affected | Not Affected | Not Affected | 0 | 0 | 0 | 0 | 21 | Polygon
Critical Infrastructure | Stormwater Treatment Facilities and Pump Stations | Stormwater Ponds - NHD |  | STFPS_PG_11243 |  | Not Affected | Not Affected | Not Affected | Not Affected | Not Affected | Not Affected | Not Affected | Not Affected | Not Affected | Not Affected | Not Affected | Not Affected | Not Affected | Not Affected | Not Affected | Not Affected | Not Affected | Not Affected | Not Affected | Not Affected | Not Affected | 0 | 0 | 0 | 0 | 21 | Polygon
Critical Infrastructure | Stormwater Treatment Facilities and Pump Stations | Stormwater Ponds - NHD |  | STFPS_PG_11245 |  | Not Affected | Not Affected | Not Affected | Not Affected | Not Affected | Not Affected | Not Affected | Not Affected | Not Affected | Not Affected | Not Affected | Not Affected | Not Affected | Not Affected | Not Affected | Not Affected | Not Affected | Not Affected | Not Affected | Not Affected | Not Affected | 0 | 0 | 0 | 0 | 21 | Polygon
Critical Infrastructure | Stormwater Treatment Facilities and Pump Stations | Stormwater Ponds - NHD |  | STFPS_PG_11247 |  | Not Affected | Not Affected | Not Affected | Not Affected | Not Affected | Not Affected | Not Affected | Not Affected | Not Affected | Not Affected | Not Affected | Not Affected | Not Affected | Not Affected | Not Affected | Not Affected | Not Affected | Not Affected | Not Affected | Not Affected | Not Affected | 0 | 0 | 0 | 0 | 21 | Polygon
Critical Infrastructure | Stormwater Treatment Facilities and Pump Stations | Stormwater Ponds - NHD |  | STFPS_PG_11248 |  | Not Affected | Not Affected | Not Affected | Not Affected | Not Affected | Not Affected | Not Affected | Not Affected | Not Affected | Not Affected | Not Affected | Not Affected | Not Affected | Not Affected | Not Affected | Not Affected | Not Affected | Not Affected | Not Affected | Not Affected | Not Affected | 0 | 0 | 0 | 0 | 21 | Polygon
Critical Infrastructure | Stormwater Treatment Facilities and Pump Stations | Stormwater Ponds - NHD |  | STFPS_PG_11249 |  | Not Affected | Not Affected | Not Affected | Not Affected | Not Affected | Not Affected | Not Affected | Not Affected | Not Affected | Not Affected | Not Affected | Not Affected | Not Affected | Not Affected | Not Affected | Not Affected | Not Affected | Not Affected | Not Affected | Not Affected | Not Affected | 0 | 0 | 0 | 0 | 21 | Polygon
Critical Infrastructure | Stormwater Treatment Facilities and Pump Stations | Stormwater Ponds - NHD |  | STFPS_PG_11250 |  | Not Affected | Not Affected | Not Affected | Not Affected | Not Affected | Not Affected | Not Affected | Not Affected | Not Affected | Not Affected | Not Affected | Not Affected | Not Affected | Not Affected | Not Affected | Not Affected | Not Affected | Not Affected | Not Affected | Not Affected | Not Affected | 0 | 0 | 0 | 0 | 21 | Polygon
Critical Infrastructure | Stormwater Treatment Facilities and Pump Stations | Stormwater Ponds - NHD |  | STFPS_PG_11252 |  | Not Affected | Not Affected | Not Affected | Not Affected | Not Affected | Not Affected | Not Affected | Not Affected | Not Affected | Not Affected | Not Affected | Not Affected | Not Affected | Not Affected | Not Affected | Not Affected | Not Affected | Not Affected | Not Affected | Not Affected | Not Affected | 0 | 0 | 0 | 0 | 21 | Polygon
Critical Infrastructure | Stormwater Treatment Facilities and Pump Stations | Stormwater Ponds - NHD |  | STFPS_PG_11254 |  | Not Affected | Not Affected | Not Affected | Not Affected | Not Affected | Not Affected | Not Affected | Not Affected | Not Affected | Not Affected | Not Affected | Not Affected | Not Affected | Not Affected | Not Affected | Not Affected | Not Affected | Not Affected | Not Affected | Not Affected | Not Affected | 0 | 0 | 0 | 0 | 21 | Polygon
Critical Infrastructure | Stormwater Treatment Facilities and Pump Stations | Stormwater Ponds - NHD |  | STFPS_PG_11257 |  | Not Affected | Not Affected | Not Affected | Not Affected | Not Affected | Not Affected | Not Affected | Not Affected | Not Affected | Not Affected | Not Affected | Not Affected | Not Affected | Not Affected | Not Affected | Not Affected | Not Affected | Not Affected | Not Affected | Not Affected | Not Affected | 0 | 0 | 0 | 0 | 21 | Polygon
Critical Infrastructure | Stormwater Treatment Facilities and Pump Stations | Stormwater Ponds - NHD |  | STFPS_PG_11259 |  | Not Affected | Not Affected | Not Affected | Not Affected | Not Affected | Not Affected | Not Affected | Not Affected | Not Affected | Not Affected | Not Affected | Not Affected | Not Affected | Not Affected | Not Affected | Not Affected | Not Affected | Not Affected | Not Affected | Not Affected | Not Affected | 0 | 0 | 0 | 0 | 21 | Polygon
Critical Infrastructure | Stormwater Treatment Facilities and Pump Stations | Stormwater Ponds - NHD |  | STFPS_PG_11262 |  | Not Affected | Not Affected | Not Affected | Not Affected | Not Affected | Not Affected | Not Affected | Not Affected | Not Affected | Not Affected | Not Affected | Not Affected | Not Affected | Not Affected | Not Affected | Not Affected | Not Affected | Not Affected | Not Affected | Not Affected | Not Affected | 0 | 0 | 0 | 0 | 21 | Polygon
Critical Infrastructure | Stormwater Treatment Facilities and Pump Stations | Stormwater Ponds - NHD |  | STFPS_PG_11263 |  | Not Affected | Not Affected | Not Affected | Not Affected | Not Affected | Not Affected | Not Affected | Not Affected | Not Affected | Not Affected | Not Affected | Not Affected | Not Affected | Not Affected | Not Affected | Not Affected | Not Affected | Not Affected | Not Affected | Not Affected | Not Affected | 0 | 0 | 0 | 0 | 21 | Polygon
Critical Infrastructure | Stormwater Treatment Facilities and Pump Stations | Stormwater Ponds - NHD |  | STFPS_PG_11266 |  | Not Affected | Not Affected | Not Affected | Not Affected | Not Affected | Not Affected | Not Affected | Not Affected | Not Affected | Not Affected | Not Affected | Not Affected | Not Affected | Not Affected | Not Affected | Not Affected | Not Affected | Not Affected | Not Affected | Not Affected | Not Affected | 0 | 0 | 0 | 0 | 21 | Polygon
Critical Infrastructure | Stormwater Treatment Facilities and Pump Stations | Stormwater Ponds - NHD |  | STFPS_PG_11268 |  | Not Affected | Not Affected | Not Affected | Not Affected | Not Affected | Not Affected | Not Affected | Not Affected | Not Affected | Not Affected | Not Affected | Not Affected | Not Affected | Not Affected | Not Affected | Not Affected | Not Affected | Not Affected | Not Affected | Not Affected | Not Affected | 0 | 0 | 0 | 0 | 21 | Polygon
Critical Infrastructure | Stormwater Treatment Facilities and Pump Stations | Stormwater Ponds - NHD |  | STFPS_PG_11271 |  | Not Affected | Not Affected | Not Affected | Not Affected | Not Affected | Not Affected | Not Affected | Not Affected | Not Affected | Not Affected | Not Affected | Not Affected | Not Affected | Not Affected | Not Affected | Not Affected | Not Affected | Not Affected | Not Affected | Not Affected | Not Affected | 0 | 0 | 0 | 0 | 21 | Polygon
Critical Infrastructure | Stormwater Treatment Facilities and Pump Stations | Stormwater Ponds - NHD |  | STFPS_PG_11272 |  | Not Affected | Not Affected | Not Affected | Not Affected | Not Affected | Not Affected | Not Affected | Not Affected | Not Affected | Not Affected | Not Affected | Not Affected | Not Affected | Not Affected | Not Affected | Not Affected | Not Affected | Not Affected | Not Affected | Not Affected | Not Affected | 0 | 0 | 0 | 0 | 21 | Polygon
Critical Infrastructure | Stormwater Treatment Facilities and Pump Stations | Stormwater Ponds - NHD |  | STFPS_PG_11274 |  | Not Affected | Not Affected | Not Affected | Not Affected | Not Affected | Not Affected | Not Affected | Not Affected | Not Affected | Not Affected | Not Affected | Not Affected | Not Affected | Not Affected | Not Affected | Not Affected | Not Affected | Not Affected | Not Affected | Not Affected | Not Affected | 0 | 0 | 0 | 0 | 21 | Polygon
Critical Infrastructure | Stormwater Treatment Facilities and Pump Stations | Stormwater Ponds - NHD |  | STFPS_PG_11275 |  | Not Affected | Not Affected | Not Affected | Not Affected | Not Affected | Not Affected | Not Affected | Not Affected | Not Affected | Not Affected | Not Affected | Not Affected | Not Affected | Not Affected | Not Affected | Not Affected | Not Affected | Not Affected | Not Affected | Not Affected | Not Affected | 0 | 0 | 0 | 0 | 21 | Polygon
Critical Infrastructure | Stormwater Treatment Facilities and Pump Stations | Stormwater Ponds - NHD |  | STFPS_PG_11276 |  | Not Affected | Not Affected | Not Affected | Not Affected | Not Affected | Not Affected | Not Affected | Not Affected | Not Affected | Not Affected | Not Affected | Not Affected | Not Affected | Not Affected | Not Affected | Not Affected | Not Affected | Not Affected | Not Affected | Not Affected | Not Affected | 0 | 0 | 0 | 0 | 21 | Polygon
Critical Infrastructure | Stormwater Treatment Facilities and Pump Stations | Stormwater Ponds - NHD |  | STFPS_PG_11277 |  | Not Affected | Not Affected | Not Affected | Not Affected | Not Affected | Not Affected | Not Affected | Not Affected | Not Affected | Not Affected | Not Affected | Not Affected | Not Affected | Not Affected | Not Affected | Not Affected | Not Affected | Not Affected | Not Affected | Not Affected | Not Affected | 0 | 0 | 0 | 0 | 21 | Polygon
Critical Infrastructure | Stormwater Treatment Facilities and Pump Stations | Stormwater Ponds - NHD |  | STFPS_PG_11280 |  | Not Affected | Not Affected | Not Affected | Not Affected | Not Affected | Not Affected | Not Affected | Not Affected | Not Affected | Not Affected | Not Affected | Not Affected | Not Affected | Not Affected | Not Affected | Not Affected | Not Affected | Not Affected | Not Affected | Not Affected | Not Affected | 0 | 0 | 0 | 0 | 21 | Polygon
Critical Infrastructure | Stormwater Treatment Facilities and Pump Stations | Stormwater Ponds - NHD |  | STFPS_PG_11282 |  | Not Affected | Not Affected | Not Affected | Not Affected | Not Affected | Not Affected | Not Affected | Not Affected | Not Affected | Not Affected | Not Affected | Not Affected | Not Affected | Not Affected | Not Affected | Not Affected | Not Affected | Not Affected | Not Affected | Not Affected | Not Affected | 0 | 0 | 0 | 0 | 21 | Polygon
Critical Infrastructure | Stormwater Treatment Facilities and Pump Stations | Stormwater Ponds - NHD |  | STFPS_PG_11284 |  | Not Affected | Not Affected | Not Affected | Not Affected | Not Affected | Not Affected | Not Affected | Not Affected | Not Affected | Not Affected | Not Affected | Not Affected | Not Affected | Not Affected | Not Affected | Not Affected | Not Affected | Not Affected | Not Affected | Not Affected | Not Affected | 0 | 0 | 0 | 0 | 21 | Polygon
Critical Infrastructure | Stormwater Treatment Facilities and Pump Stations | Stormwater Ponds - NHD |  | STFPS_PG_11285 |  | Not Affected | Not Affected | Not Affected | Not Affected | Not Affected | Not Affected | Not Affected | Not Affected | Not Affected | Not Affected | Not Affected | Not Affected | Not Affected | Not Affected | Not Affected | Not Affected | Not Affected | Not Affected | Not Affected | Not Affected | Not Affected | 0 | 0 | 0 | 0 | 21 | Polygon
Critical Infrastructure | Stormwater Treatment Facilities and Pump Stations | Stormwater Ponds - NHD |  | STFPS_PG_11286 |  | Not Affected | Not Affected | Not Affected | Not Affected | Not Affected | Not Affected | Not Affected | Not Affected | Not Affected | Not Affected | Not Affected | Not Affected | Not Affected | Not Affected | Not Affected | Not Affected | Not Affected | Not Affected | Not Affected | Not Affected | Not Affected | 0 | 0 | 0 | 0 | 21 | Polygon
Critical Infrastructure | Stormwater Treatment Facilities and Pump Stations | Stormwater Ponds - NHD |  | STFPS_PG_11287 |  | Not Affected | Not Affected | Not Affected | Not Affected | Not Affected | Not Affected | Not Affected | Not Affected | Not Affected | Not Affected | Not Affected | Not Affected | Not Affected | Not Affected | Not Affected | Not Affected | Not Affected | Not Affected | Not Affected | Not Affected | Not Affected | 0 | 0 | 0 | 0 | 21 | Polygon
Critical Infrastructure | Stormwater Treatment Facilities and Pump Stations | Stormwater Ponds - NHD |  | STFPS_PG_11288 |  | Not Affected | Not Affected | Not Affected | Not Affected | Not Affected | Not Affected | Not Affected | Not Affected | Not Affected | Not Affected | Not Affected | Not Affected | Not Affected | Not Affected | Not Affected | Not Affected | Not Affected | Not Affected | Not Affected | Not Affected | Not Affected | 0 | 0 | 0 | 0 | 21 | Polygon
Critical Infrastructure | Stormwater Treatment Facilities and Pump Stations | Stormwater Ponds - NHD |  | STFPS_PG_11289 |  | Not Affected | Not Affected | Not Affected | Not Affected | Not Affected | Not Affected | Not Affected | Not Affected | Not Affected | Not Affected | Not Affected | Not Affected | Not Affected | Not Affected | Not Affected | Not Affected | Not Affected | Not Affected | Not Affected | Not Affected | Not Affected | 0 | 0 | 0 | 0 | 21 | Polygon
Critical Infrastructure | Stormwater Treatment Facilities and Pump Stations | Stormwater Ponds - NHD |  | STFPS_PG_11291 |  | Not Affected | Not Affected | Not Affected | Not Affected | Not Affected | Not Affected | Not Affected | Not Affected | Not Affected | Not Affected | Not Affected | Not Affected | Not Affected | Not Affected | Not Affected | Not Affected | Not Affected | Not Affected | Not Affected | Not Affected | Not Affected | 0 | 0 | 0 | 0 | 21 | Polygon
Critical Infrastructure | Stormwater Treatment Facilities and Pump Stations | Stormwater Ponds - NHD |  | STFPS_PG_11292 |  | Not Affected | Not Affected | Not Affected | Not Affected | Not Affected | Not Affected | Not Affected | Not Affected | Not Affected | Not Affected | Not Affected | Not Affected | Not Affected | Not Affected | Not Affected | Not Affected | Not Affected | Not Affected | Not Affected | Not Affected | Not Affected | 0 | 0 | 0 | 0 | 21 | Polygon
Critical Infrastructure | Stormwater Treatment Facilities and Pump Stations | Stormwater Ponds - NHD |  | STFPS_PG_11294 |  | Not Affected | Not Affected | Not Affected | Not Affected | Not Affected | Not Affected | Not Affected | Not Affected | Not Affected | Not Affected | Not Affected | Not Affected | Not Affected | Not Affected | Not Affected | Not Affected | Not Affected | Not Affected | Not Affected | Not Affected | Not Affected | 0 | 0 | 0 | 0 | 21 | Polygon
Critical Infrastructure | Stormwater Treatment Facilities and Pump Stations | Stormwater Ponds - NHD |  | STFPS_PG_11295 |  | Not Affected | Not Affected | Not Affected | Not Affected | Not Affected | Not Affected | Not Affected | Not Affected | Not Affected | Not Affected | Not Affected | Not Affected | Not Affected | Not Affected | Not Affected | Not Affected | Not Affected | Not Affected | Not Affected | Not Affected | Not Affected | 0 | 0 | 0 | 0 | 21 | Polygon
Critical Infrastructure | Stormwater Treatment Facilities and Pump Stations | Stormwater Ponds - NHD |  | STFPS_PG_11296 |  | Not Affected | Not Affected | Not Affected | Not Affected | Not Affected | Not Affected | Not Affected | Not Affected | Not Affected | Not Affected | Not Affected | Not Affected | Not Affected | Not Affected | Not Affected | Not Affected | Not Affected | Not Affected | Not Affected | Not Affected | Not Affected | 0 | 0 | 0 | 0 | 21 | Polygon
Critical Infrastructure | Stormwater Treatment Facilities and Pump Stations | Stormwater Ponds - NHD |  | STFPS_PG_11297 |  | Not Affected | Not Affected | Not Affected | Not Affected | Not Affected | Not Affected | Not Affected | Not Affected | Not Affected | Not Affected | Not Affected | Not Affected | Not Affected | Not Affected | Not Affected | Not Affected | Not Affected | Not Affected | Not Affected | Not Affected | Not Affected | 0 | 0 | 0 | 0 | 21 | Polygon
Critical Infrastructure | Stormwater Treatment Facilities and Pump Stations | Stormwater Ponds - NHD |  | STFPS_PG_11298 |  | Not Affected | Not Affected | Not Affected | Not Affected | Not Affected | Not Affected | Not Affected | Not Affected | Not Affected | Not Affected | Not Affected | Not Affected | Not Affected | Not Affected | Not Affected | Not Affected | Not Affected | Not Affected | Not Affected | Not Affected | Not Affected | 0 | 0 | 0 | 0 | 21 | Polygon
Critical Infrastructure | Stormwater Treatment Facilities and Pump Stations | Stormwater Ponds - NHD |  | STFPS_PG_11300 |  | Not Affected | Not Affected | Not Affected | Not Affected | Not Affected | Not Affected | Not Affected | Not Affected | Not Affected | Not Affected | Not Affected | Not Affected | Not Affected | Not Affected | Not Affected | Not Affected | Not Affected | Not Affected | Not Affected | Not Affected | Not Affected | 0 | 0 | 0 | 0 | 21 | Polygon
Critical Infrastructure | Stormwater Treatment Facilities and Pump Stations | Stormwater Ponds - NHD |  | STFPS_PG_11303 |  | Not Affected | Not Affected | Not Affected | Not Affected | Not Affected | Not Affected | Not Affected | Not Affected | Not Affected | Not Affected | Not Affected | Not Affected | Not Affected | Not Affected | Not Affected | Not Affected | Not Affected | Not Affected | Not Affected | Not Affected | Not Affected | 0 | 0 | 0 | 0 | 21 | Polygon
Critical Infrastructure | Stormwater Treatment Facilities and Pump Stations | Stormwater Ponds - NHD |  | STFPS_PG_11305 |  | Not Affected | Not Affected | Not Affected | Not Affected | Not Affected | Not Affected | Not Affected | Not Affected | Not Affected | Not Affected | Not Affected | Not Affected | Not Affected | Not Affected | Not Affected | Not Affected | Not Affected | Not Affected | Not Affected | Not Affected | Not Affected | 0 | 0 | 0 | 0 | 21 | Polygon
Critical Infrastructure | Stormwater Treatment Facilities and Pump Stations | Stormwater Ponds - NHD |  | STFPS_PG_11306 |  | Not Affected | Not Affected | Not Affected | Not Affected | Not Affected | Not Affected | Not Affected | Not Affected | Not Affected | Not Affected | Not Affected | Not Affected | Not Affected | Not Affected | Not Affected | Not Affected | Not Affected | Not Affected | Not Affected | Not Affected | Not Affected | 0 | 0 | 0 | 0 | 21 | Polygon
Critical Infrastructure | Stormwater Treatment Facilities and Pump Stations | Stormwater Ponds - NHD |  | STFPS_PG_11307 |  | Not Affected | Not Affected | Not Affected | Not Affected | Not Affected | Not Affected | Not Affected | Not Affected | Not Affected | Not Affected | Not Affected | Not Affected | Not Affected | Not Affected | Not Affected | Not Affected | Not Affected | Not Affected | Not Affected | Not Affected | Not Affected | 0 | 0 | 0 | 0 | 21 | Polygon
Critical Infrastructure | Stormwater Treatment Facilities and Pump Stations | Stormwater Ponds - NHD |  | STFPS_PG_11308 |  | Not Affected | Not Affected | Not Affected | Not Affected | Not Affected | Not Affected | Not Affected | Not Affected | Not Affected | Not Affected | Not Affected | Not Affected | Not Affected | Not Affected | Not Affected | Not Affected | Not Affected | Not Affected | Not Affected | Not Affected | Not Affected | 0 | 0 | 0 | 0 | 21 | Polygon
Critical Infrastructure | Stormwater Treatment Facilities and Pump Stations | Stormwater Ponds - NHD |  | STFPS_PG_11309 |  | Not Affected | Not Affected | Not Affected | Not Affected | Not Affected | Not Affected | Not Affected | Not Affected | Not Affected | Not Affected | Not Affected | Not Affected | Not Affected | Not Affected | Not Affected | Not Affected | Not Affected | Not Affected | Not Affected | Not Affected | Not Affected | 0 | 0 | 0 | 0 | 21 | Polygon
Critical Infrastructure | Stormwater Treatment Facilities and Pump Stations | Stormwater Ponds - NHD |  | STFPS_PG_11310 |  | Not Affected | Not Affected | Not Affected | Not Affected | Not Affected | Not Affected | Not Affected | Not Affected | Not Affected | Not Affected | Not Affected | Not Affected | Not Affected | Not Affected | Not Affected | Not Affected | Not Affected | Not Affected | Not Affected | Not Affected | Not Affected | 0 | 0 | 0 | 0 | 21 | Polygon
Critical Infrastructure | Stormwater Treatment Facilities and Pump Stations | Stormwater Ponds - NHD |  | STFPS_PG_11311 |  | Not Affected | Not Affected | Not Affected | Not Affected | Not Affected | Not Affected | Not Affected | Not Affected | Not Affected | Not Affected | Not Affected | Not Affected | Not Affected | Not Affected | Not Affected | Not Affected | Not Affected | Not Affected | Not Affected | Not Affected | Not Affected | 0 | 0 | 0 | 0 | 21 | Polygon
Critical Infrastructure | Stormwater Treatment Facilities and Pump Stations | Stormwater Ponds - NHD |  | STFPS_PG_11312 |  | Not Affected | Not Affected | Not Affected | Not Affected | Not Affected | Not Affected | Not Affected | Not Affected | Not Affected | Not Affected | Not Affected | Not Affected | Not Affected | Not Affected | Not Affected | Not Affected | Not Affected | Not Affected | Not Affected | Not Affected | Not Affected | 0 | 0 | 0 | 0 | 21 | Polygon
Critical Infrastructure | Stormwater Treatment Facilities and Pump Stations | Stormwater Ponds - NHD |  | STFPS_PG_11313 |  | Not Affected | Not Affected | Not Affected | Not Affected | Not Affected | Not Affected | Not Affected | Not Affected | Not Affected | Not Affected | Not Affected | Not Affected | Not Affected | Not Affected | Not Affected | Not Affected | Not Affected | Not Affected | Not Affected | Not Affected | Not Affected | 0 | 0 | 0 | 0 | 21 | Polygon
Critical Infrastructure | Stormwater Treatment Facilities and Pump Stations | Stormwater Ponds - NHD |  | STFPS_PG_11315 |  | Not Affected | Not Affected | Not Affected | Not Affected | Not Affected | Not Affected | Not Affected | Not Affected | Not Affected | Not Affected | Not Affected | Not Affected | Not Affected | Not Affected | Not Affected | Not Affected | Not Affected | Not Affected | Not Affected | Not Affected | Not Affected | 0 | 0 | 0 | 0 | 21 | Polygon
Critical Infrastructure | Stormwater Treatment Facilities and Pump Stations | Stormwater Ponds - NHD |  | STFPS_PG_11317 |  | Not Affected | Not Affected | Not Affected | Not Affected | Not Affected | Not Affected | Not Affected | Not Affected | Not Affected | Not Affected | Not Affected | Not Affected | Not Affected | Not Affected | Not Affected | Not Affected | Not Affected | Not Affected | Not Affected | Not Affected | Not Affected | 0 | 0 | 0 | 0 | 21 | Polygon
Critical Infrastructure | Stormwater Treatment Facilities and Pump Stations | Stormwater Ponds - NHD |  | STFPS_PG_11318 |  | Not Affected | Not Affected | Not Affected | Not Affected | Not Affected | Not Affected | Not Affected | Not Affected | Not Affected | Not Affected | Not Affected | Not Affected | Not Affected | Not Affected | Not Affected | Not Affected | Not Affected | Not Affected | Not Affected | Not Affected | Not Affected | 0 | 0 | 0 | 0 | 21 | Polygon
Critical Infrastructure | Stormwater Treatment Facilities and Pump Stations | Stormwater Ponds - NHD |  | STFPS_PG_11319 |  | Not Affected | Not Affected | Not Affected | Not Affected | Not Affected | Not Affected | Not Affected | Not Affected | Not Affected | Not Affected | Not Affected | Not Affected | Not Affected | Not Affected | Not Affected | Not Affected | Not Affected | Not Affected | Not Affected | Not Affected | Not Affected | 0 | 0 | 0 | 0 | 21 | Polygon
Critical Infrastructure | Stormwater Treatment Facilities and Pump Stations | Stormwater Ponds - NHD |  | STFPS_PG_11320 |  | Not Affected | Not Affected | Not Affected | Not Affected | Not Affected | Not Affected | Not Affected | Not Affected | Not Affected | Not Affected | Not Affected | Not Affected | Not Affected | Not Affected | Not Affected | Not Affected | Not Affected | Not Affected | Not Affected | Not Affected | Not Affected | 0 | 0 | 0 | 0 | 21 | Polygon
Critical Infrastructure | Stormwater Treatment Facilities and Pump Stations | Stormwater Ponds - NHD |  | STFPS_PG_11321 |  | Not Affected | Not Affected | Not Affected | Not Affected | Not Affected | Not Affected | Not Affected | Not Affected | Not Affected | Not Affected | Not Affected | Not Affected | Not Affected | Not Affected | Not Affected | Not Affected | Not Affected | Not Affected | Not Affected | Not Affected | Not Affected | 0 | 0 | 0 | 0 | 21 | Polygon
Critical Infrastructure | Stormwater Treatment Facilities and Pump Stations | Stormwater Ponds - NHD |  | STFPS_PG_11322 |  | Not Affected | Not Affected | Not Affected | Not Affected | Not Affected | Not Affected | Not Affected | Not Affected | Not Affected | Not Affected | Not Affected | Not Affected | Not Affected | Not Affected | Not Affected | Not Affected | Not Affected | Not Affected | Not Affected | Not Affected | Not Affected | 0 | 0 | 0 | 0 | 21 | Polygon
Critical Infrastructure | Stormwater Treatment Facilities and Pump Stations | Stormwater Ponds - NHD |  | STFPS_PG_11323 |  | Not Affected | Not Affected | Not Affected | Not Affected | Not Affected | Not Affected | Not Affected | Not Affected | Not Affected | Not Affected | Not Affected | Not Affected | Not Affected | Not Affected | Not Affected | Not Affected | Not Affected | Not Affected | Not Affected | Not Affected | Not Affected | 0 | 0 | 0 | 0 | 21 | Polygon
Critical Infrastructure | Stormwater Treatment Facilities and Pump Stations | Stormwater Ponds - NHD |  | STFPS_PG_11325 |  | Not Affected | Not Affected | Not Affected | Not Affected | Not Affected | Not Affected | Not Affected | Not Affected | Not Affected | Not Affected | Not Affected | Not Affected | Not Affected | Not Affected | Not Affected | Not Affected | Not Affected | Not Affected | Not Affected | Not Affected | Not Affected | 0 | 0 | 0 | 0 | 21 | Polygon
Critical Infrastructure | Stormwater Treatment Facilities and Pump Stations | Stormwater Ponds - NHD |  | STFPS_PG_11326 |  | Not Affected | Not Affected | Not Affected | Not Affected | Not Affected | Not Affected | Not Affected | Not Affected | Not Affected | Not Affected | Not Affected | Not Affected | Not Affected | Not Affected | Not Affected | Not Affected | Not Affected | Not Affected | Not Affected | Not Affected | Not Affected | 0 | 0 | 0 | 0 | 21 | Polygon
Critical Infrastructure | Stormwater Treatment Facilities and Pump Stations | Stormwater Ponds - NHD |  | STFPS_PG_11327 |  | Not Affected | Not Affected | Not Affected | Not Affected | Not Affected | Not Affected | Not Affected | Not Affected | Not Affected | Not Affected | Not Affected | Not Affected | Not Affected | Not Affected | Not Affected | Not Affected | Not Affected | Not Affected | Not Affected | Not Affected | Not Affected | 0 | 0 | 0 | 0 | 21 | Polygon
Critical Infrastructure | Stormwater Treatment Facilities and Pump Stations | Stormwater Ponds - NHD |  | STFPS_PG_11328 |  | Not Affected | Not Affected | Not Affected | Not Affected | Not Affected | Not Affected | Not Affected | Not Affected | Not Affected | Not Affected | Not Affected | Not Affected | Not Affected | Not Affected | Not Affected | Not Affected | Not Affected | Not Affected | Not Affected | Not Affected | Not Affected | 0 | 0 | 0 | 0 | 21 | Polygon
Critical Infrastructure | Stormwater Treatment Facilities and Pump Stations | Stormwater Ponds - NHD |  | STFPS_PG_11331 |  | Not Affected | Not Affected | Not Affected | Not Affected | Not Affected | Not Affected | Not Affected | Not Affected | Not Affected | Not Affected | Not Affected | Not Affected | Not Affected | Not Affected | Not Affected | Not Affected | Not Affected | Not Affected | Not Affected | Not Affected | Not Affected | 0 | 0 | 0 | 0 | 21 | Polygon
Critical Infrastructure | Stormwater Treatment Facilities and Pump Stations | Stormwater Ponds - NHD |  | STFPS_PG_11332 |  | Not Affected | Not Affected | Not Affected | Not Affected | Not Affected | Not Affected | Not Affected | Not Affected | Not Affected | Not Affected | Not Affected | Not Affected | Not Affected | Not Affected | Not Affected | Not Affected | Not Affected | Not Affected | Not Affected | Not Affected | Not Affected | 0 | 0 | 0 | 0 | 21 | Polygon
Critical Infrastructure | Stormwater Treatment Facilities and Pump Stations | Stormwater Ponds - NHD |  | STFPS_PG_11333 |  | Not Affected | Not Affected | Not Affected | Not Affected | Not Affected | Not Affected | Not Affected | Not Affected | Not Affected | Not Affected | Not Affected | Not Affected | Not Affected | Not Affected | Not Affected | Not Affected | Not Affected | Not Affected | Not Affected | Not Affected | Not Affected | 0 | 0 | 0 | 0 | 21 | Polygon
Critical Infrastructure | Stormwater Treatment Facilities and Pump Stations | Stormwater Ponds - NHD |  | STFPS_PG_11334 |  | Not Affected | Not Affected | Not Affected | Not Affected | Not Affected | Not Affected | Not Affected | Not Affected | Not Affected | Not Affected | Not Affected | Not Affected | Not Affected | Not Affected | Not Affected | Not Affected | Not Affected | Not Affected | Not Affected | Not Affected | Not Affected | 0 | 0 | 0 | 0 | 21 | Polygon
Critical Infrastructure | Stormwater Treatment Facilities and Pump Stations | Stormwater Ponds - NHD |  | STFPS_PG_11336 |  | Not Affected | Not Affected | Not Affected | Not Affected | Not Affected | Not Affected | Not Affected | Not Affected | Not Affected | Not Affected | Not Affected | Not Affected | Not Affected | Not Affected | Not Affected | Not Affected | Not Affected | Not Affected | Not Affected | Not Affected | Not Affected | 0 | 0 | 0 | 0 | 21 | Polygon
Critical Infrastructure | Stormwater Treatment Facilities and Pump Stations | Stormwater Ponds - NHD |  | STFPS_PG_11337 |  | Not Affected | Not Affected | Not Affected | Not Affected | Not Affected | Not Affected | Not Affected | Not Affected | Not Affected | Not Affected | Not Affected | Not Affected | Not Affected | Not Affected | Not Affected | Not Affected | Not Affected | Not Affected | Not Affected | Not Affected | Not Affected | 0 | 0 | 0 | 0 | 21 | Polygon
Critical Infrastructure | Stormwater Treatment Facilities and Pump Stations | Stormwater Ponds - NHD |  | STFPS_PG_11339 |  | Not Affected | Not Affected | Not Affected | Not Affected | Not Affected | Not Affected | Not Affected | Not Affected | Not Affected | Not Affected | Not Affected | Not Affected | Not Affected | Not Affected | Not Affected | Not Affected | Not Affected | Not Affected | Not Affected | Not Affected | Not Affected | 0 | 0 | 0 | 0 | 21 | Polygon
Critical Infrastructure | Stormwater Treatment Facilities and Pump Stations | Stormwater Ponds - NHD |  | STFPS_PG_11340 |  | Not Affected | Not Affected | Not Affected | Not Affected | Not Affected | Not Affected | Not Affected | Not Affected | Not Affected | Not Affected | Not Affected | Not Affected | Not Affected | Not Affected | Not Affected | Not Affected | Not Affected | Not Affected | Not Affected | Not Affected | Not Affected | 0 | 0 | 0 | 0 | 21 | Polygon
Critical Infrastructure | Stormwater Treatment Facilities and Pump Stations | Stormwater Ponds - NHD |  | STFPS_PG_11353 |  | Not Affected | Not Affected | Not Affected | Not Affected | Not Affected | Not Affected | Not Affected | Not Affected | Not Affected | Not Affected | Not Affected | Not Affected | Not Affected | Not Affected | Not Affected | Not Affected | Not Affected | Not Affected | Not Affected | Not Affected | Not Affected | 0 | 0 | 0 | 0 | 21 | Polygon
Critical Infrastructure | Stormwater Treatment Facilities and Pump Stations | Stormwater Ponds - NHD |  | STFPS_PG_11357 |  | Not Affected | Not Affected | Not Affected | Not Affected | Not Affected | Not Affected | Not Affected | Not Affected | Not Affected | Not Affected | Not Affected | Not Affected | Not Affected | Not Affected | Not Affected | Not Affected | Not Affected | Not Affected | Not Affected | Not Affected | Not Affected | 0 | 0 | 0 | 0 | 21 | Polygon
Critical Infrastructure | Stormwater Treatment Facilities and Pump Stations | Stormwater Ponds - NHD |  | STFPS_PG_11366 |  | Not Affected | Not Affected | Not Affected | Not Affected | Not Affected | Not Affected | Not Affected | Not Affected | Not Affected | Not Affected | Not Affected | Not Affected | Not Affected | Not Affected | Not Affected | Not Affected | Not Affected | Not Affected | Not Affected | Not Affected | Not Affected | 0 | 0 | 0 | 0 | 21 | Polygon
Critical Infrastructure | Stormwater Treatment Facilities and Pump Stations | Stormwater Ponds - NHD |  | STFPS_PG_11367 |  | Not Affected | Not Affected | Not Affected | Not Affected | Not Affected | Not Affected | Not Affected | Not Affected | Not Affected | Not Affected | Not Affected | Not Affected | Not Affected | Not Affected | Not Affected | Not Affected | Not Affected | Not Affected | Not Affected | Not Affected | Not Affected | 0 | 0 | 0 | 0 | 21 | Polygon
Critical Infrastructure | Stormwater Treatment Facilities and Pump Stations | Stormwater Ponds - NHD |  | STFPS_PG_11368 |  | Not Affected | Not Affected | Not Affected | Not Affected | Not Affected | Not Affected | Not Affected | Not Affected | Not Affected | Not Affected | Not Affected | Not Affected | Not Affected | Not Affected | Not Affected | Not Affected | Not Affected | Not Affected | Not Affected | Not Affected | Not Affected | 0 | 0 | 0 | 0 | 21 | Polygon
Critical Infrastructure | Stormwater Treatment Facilities and Pump Stations | Stormwater Ponds - NHD |  | STFPS_PG_11370 |  | Not Affected | Not Affected | Not Affected | Not Affected | Not Affected | Not Affected | Not Affected | Not Affected | Not Affected | Not Affected | Not Affected | Not Affected | Not Affected | Not Affected | Not Affected | Not Affected | Not Affected | Not Affected | Not Affected | Not Affected | Not Affected | 0 | 0 | 0 | 0 | 21 | Polygon
Critical Infrastructure | Stormwater Treatment Facilities and Pump Stations | Stormwater Ponds - NHD |  | STFPS_PG_11371 |  | Not Affected | Not Affected | Not Affected | Not Affected | Not Affected | Not Affected | Not Affected | Not Affected | Not Affected | Not Affected | Not Affected | Not Affected | Not Affected | Not Affected | Not Affected | Not Affected | Not Affected | Not Affected | Not Affected | Not Affected | Not Affected | 0 | 0 | 0 | 0 | 21 | Polygon
Critical Infrastructure | Stormwater Treatment Facilities and Pump Stations | Stormwater Ponds - NHD |  | STFPS_PG_11373 |  | Not Affected | Not Affected | Not Affected | Not Affected | Not Affected | Not Affected | Not Affected | Not Affected | Not Affected | Not Affected | Not Affected | Not Affected | Not Affected | Not Affected | Not Affected | Not Affected | Not Affected | Not Affected | Not Affected | Not Affected | Not Affected | 0 | 0 | 0 | 0 | 21 | Polygon
Critical Infrastructure | Stormwater Treatment Facilities and Pump Stations | Stormwater Ponds - NHD |  | STFPS_PG_11374 |  | Not Affected | Not Affected | Not Affected | Not Affected | Not Affected | Not Affected | Not Affected | Not Affected | Not Affected | Not Affected | Not Affected | Not Affected | Not Affected | Not Affected | Not Affected | Not Affected | Not Affected | Not Affected | Not Affected | Not Affected | Not Affected | 0 | 0 | 0 | 0 | 21 | Polygon
Critical Infrastructure | Stormwater Treatment Facilities and Pump Stations | Stormwater Ponds - NHD |  | STFPS_PG_11375 |  | Not Affected | Not Affected | Not Affected | Not Affected | Not Affected | Not Affected | Not Affected | Not Affected | Not Affected | Not Affected | Not Affected | Not Affected | Not Affected | Not Affected | Not Affected | Not Affected | Not Affected | Not Affected | Not Affected | Not Affected | Not Affected | 0 | 0 | 0 | 0 | 21 | Polygon
Critical Infrastructure | Stormwater Treatment Facilities and Pump Stations | Stormwater Ponds - NHD |  | STFPS_PG_11376 |  | Not Affected | Not Affected | Not Affected | Not Affected | Not Affected | Not Affected | Not Affected | Not Affected | Not Affected | Not Affected | Not Affected | Not Affected | Not Affected | Not Affected | Not Affected | Not Affected | Not Affected | Not Affected | Not Affected | Not Affected | Not Affected | 0 | 0 | 0 | 0 | 21 | Polygon
Critical Infrastructure | Stormwater Treatment Facilities and Pump Stations | Stormwater Ponds - NHD |  | STFPS_PG_11377 |  | Not Affected | Not Affected | Not Affected | Not Affected | Not Affected | Not Affected | Not Affected | Not Affected | Not Affected | Not Affected | Not Affected | Not Affected | Not Affected | Not Affected | Not Affected | Not Affected | Not Affected | Not Affected | Not Affected | Not Affected | Not Affected | 0 | 0 | 0 | 0 | 21 | Polygon
Critical Infrastructure | Stormwater Treatment Facilities and Pump Stations | Stormwater Ponds - NHD |  | STFPS_PG_11380 |  | Not Affected | Not Affected | Not Affected | Not Affected | Not Affected | Not Affected | Not Affected | Not Affected | Not Affected | Not Affected | Not Affected | Not Affected | Not Affected | Not Affected | Not Affected | Not Affected | Not Affected | Not Affected | Not Affected | Not Affected | Not Affected | 0 | 0 | 0 | 0 | 21 | Polygon
Critical Infrastructure | Stormwater Treatment Facilities and Pump Stations | Stormwater Ponds - NHD |  | STFPS_PG_11381 |  | Not Affected | Not Affected | Not Affected | Not Affected | Not Affected | Not Affected | Not Affected | Not Affected | Not Affected | Not Affected | Not Affected | Not Affected | Not Affected | Not Affected | Not Affected | Not Affected | Not Affected | Not Affected | Not Affected | Not Affected | Not Affected | 0 | 0 | 0 | 0 | 21 | Polygon
Critical Infrastructure | Stormwater Treatment Facilities and Pump Stations | Stormwater Ponds - NHD |  | STFPS_PG_11383 |  | Not Affected | Not Affected | Not Affected | Not Affected | Not Affected | Not Affected | Not Affected | Not Affected | Not Affected | Not Affected | Not Affected | Not Affected | Not Affected | Not Affected | Not Affected | Not Affected | Not Affected | Not Affected | Not Affected | Not Affected | Not Affected | 0 | 0 | 0 | 0 | 21 | Polygon
Critical Infrastructure | Stormwater Treatment Facilities and Pump Stations | Stormwater Ponds - NHD |  | STFPS_PG_11385 |  | Not Affected | Not Affected | Not Affected | Not Affected | Not Affected | Not Affected | Not Affected | Not Affected | Not Affected | Not Affected | Not Affected | Not Affected | Not Affected | Not Affected | Not Affected | Not Affected | Not Affected | Not Affected | Not Affected | Not Affected | Not Affected | 0 | 0 | 0 | 0 | 21 | Polygon
Critical Infrastructure | Stormwater Treatment Facilities and Pump Stations | Stormwater Ponds - NHD |  | STFPS_PG_11386 |  | Not Affected | Not Affected | Not Affected | Not Affected | Not Affected | Not Affected | Not Affected | Not Affected | Not Affected | Not Affected | Not Affected | Not Affected | Not Affected | Not Affected | Not Affected | Not Affected | Not Affected | Not Affected | Not Affected | Not Affected | Not Affected | 0 | 0 | 0 | 0 | 21 | Polygon
Critical Infrastructure | Stormwater Treatment Facilities and Pump Stations | Stormwater Ponds - NHD |  | STFPS_PG_11387 |  | Not Affected | Not Affected | Not Affected | Not Affected | Not Affected | Not Affected | Not Affected | Not Affected | Not Affected | Not Affected | Not Affected | Not Affected | Not Affected | Not Affected | Not Affected | Not Affected | Not Affected | Not Affected | Not Affected | Not Affected | Not Affected | 0 | 0 | 0 | 0 | 21 | Polygon
Critical Infrastructure | Stormwater Treatment Facilities and Pump Stations | Stormwater Ponds - NHD |  | STFPS_PG_11389 |  | Not Affected | Not Affected | Not Affected | Not Affected | Not Affected | Not Affected | Not Affected | Not Affected | Not Affected | Not Affected | Not Affected | Not Affected | Not Affected | Not Affected | Not Affected | Not Affected | Not Affected | Not Affected | Not Affected | Not Affected | Not Affected | 0 | 0 | 0 | 0 | 21 | Polygon
Critical Infrastructure | Stormwater Treatment Facilities and Pump Stations | Stormwater Ponds - NHD |  | STFPS_PG_11390 |  | Not Affected | Not Affected | Not Affected | Not Affected | Not Affected | Not Affected | Not Affected | Not Affected | Not Affected | Not Affected | Not Affected | Not Affected | Not Affected | Not Affected | Not Affected | Not Affected | Not Affected | Not Affected | Not Affected | Not Affected | Not Affected | 0 | 0 | 0 | 0 | 21 | Polygon
Critical Infrastructure | Stormwater Treatment Facilities and Pump Stations | Stormwater Ponds - NHD |  | STFPS_PG_11392 |  | Not Affected | Not Affected | Not Affected | Not Affected | Not Affected | Not Affected | Not Affected | Not Affected | Not Affected | Not Affected | Not Affected | Not Affected | Not Affected | Not Affected | Not Affected | Not Affected | Not Affected | Not Affected | Not Affected | Not Affected | Not Affected | 0 | 0 | 0 | 0 | 21 | Polygon
Critical Infrastructure | Stormwater Treatment Facilities and Pump Stations | Stormwater Ponds - NHD |  | STFPS_PG_11395 |  | Not Affected | Not Affected | Not Affected | Not Affected | Not Affected | Not Affected | Not Affected | Not Affected | Not Affected | Not Affected | Not Affected | Not Affected | Not Affected | Not Affected | Not Affected | Not Affected | Not Affected | Not Affected | Not Affected | Not Affected | Not Affected | 0 | 0 | 0 | 0 | 21 | Polygon
Critical Infrastructure | Stormwater Treatment Facilities and Pump Stations | Stormwater Ponds - NHD |  | STFPS_PG_11396 |  | Not Affected | Not Affected | Not Affected | Not Affected | Not Affected | Not Affected | Not Affected | Not Affected | Not Affected | Not Affected | Not Affected | Not Affected | Not Affected | Not Affected | Not Affected | Not Affected | Not Affected | Not Affected | Not Affected | Not Affected | Not Affected | 0 | 0 | 0 | 0 | 21 | Polygon
Critical Infrastructure | Stormwater Treatment Facilities and Pump Stations | Stormwater Ponds - NHD |  | STFPS_PG_11397 |  | Not Affected | Not Affected | Not Affected | Not Affected | Not Affected | Not Affected | Not Affected | Not Affected | Not Affected | Not Affected | Not Affected | Not Affected | Not Affected | Not Affected | Not Affected | Not Affected | Not Affected | Not Affected | Not Affected | Not Affected | Not Affected | 0 | 0 | 0 | 0 | 21 | Polygon
Critical Infrastructure | Stormwater Treatment Facilities and Pump Stations | Stormwater Ponds - NHD |  | STFPS_PG_11399 |  | Not Affected | Not Affected | Not Affected | Not Affected | Not Affected | Not Affected | Not Affected | Not Affected | Not Affected | Not Affected | Not Affected | Not Affected | Not Affected | Not Affected | Not Affected | Not Affected | Not Affected | Not Affected | Not Affected | Not Affected | Not Affected | 0 | 0 | 0 | 0 | 21 | Polygon
Critical Infrastructure | Stormwater Treatment Facilities and Pump Stations | Stormwater Ponds - NHD |  | STFPS_PG_11400 |  | Not Affected | Not Affected | Not Affected | Not Affected | Not Affected | Not Affected | Not Affected | Not Affected | Not Affected | Not Affected | Not Affected | Not Affected | Not Affected | Not Affected | Not Affected | Not Affected | Not Affected | Not Affected | Not Affected | Not Affected | Not Affected | 0 | 0 | 0 | 0 | 21 | Polygon
Critical Infrastructure | Stormwater Treatment Facilities and Pump Stations | Stormwater Ponds - NHD |  | STFPS_PG_11402 |  | Not Affected | Not Affected | Not Affected | Not Affected | Not Affected | Not Affected | Not Affected | Not Affected | Not Affected | Not Affected | Not Affected | Not Affected | Not Affected | Not Affected | Not Affected | Not Affected | Not Affected | Not Affected | Not Affected | Not Affected | Not Affected | 0 | 0 | 0 | 0 | 21 | Polygon
Critical Infrastructure | Stormwater Treatment Facilities and Pump Stations | Stormwater Ponds - NHD |  | STFPS_PG_11403 |  | Not Affected | Not Affected | Not Affected | Not Affected | Not Affected | Not Affected | Not Affected | Not Affected | Not Affected | Not Affected | Not Affected | Not Affected | Not Affected | Not Affected | Not Affected | Not Affected | Not Affected | Not Affected | Not Affected | Not Affected | Not Affected | 0 | 0 | 0 | 0 | 21 | Polygon
Critical Infrastructure | Stormwater Treatment Facilities and Pump Stations | Stormwater Ponds - NHD |  | STFPS_PG_11404 |  | Not Affected | Not Affected | Not Affected | Not Affected | Not Affected | Not Affected | Not Affected | Not Affected | Not Affected | Not Affected | Not Affected | Not Affected | Not Affected | Not Affected | Not Affected | Not Affected | Not Affected | Not Affected | Not Affected | Not Affected | Not Affected | 0 | 0 | 0 | 0 | 21 | Polygon
Critical Infrastructure | Stormwater Treatment Facilities and Pump Stations | Stormwater Ponds - NHD |  | STFPS_PG_11405 |  | Not Affected | Not Affected | Not Affected | Not Affected | Not Affected | Not Affected | Not Affected | Not Affected | Not Affected | Not Affected | Not Affected | Not Affected | Not Affected | Not Affected | Not Affected | Not Affected | Not Affected | Not Affected | Not Affected | Not Affected | Not Affected | 0 | 0 | 0 | 0 | 21 | Polygon
Critical Infrastructure | Stormwater Treatment Facilities and Pump Stations | Stormwater Ponds - NHD |  | STFPS_PG_11406 |  | Not Affected | Not Affected | Not Affected | Not Affected | Not Affected | Not Affected | Not Affected | Not Affected | Not Affected | Not Affected | Not Affected | Not Affected | Not Affected | Not Affected | Not Affected | Not Affected | Not Affected | Not Affected | Not Affected | Not Affected | Not Affected | 0 | 0 | 0 | 0 | 21 | Polygon
Critical Infrastructure | Stormwater Treatment Facilities and Pump Stations | Stormwater Ponds - NHD |  | STFPS_PG_11407 |  | Not Affected | Not Affected | Not Affected | Not Affected | Not Affected | Not Affected | Not Affected | Not Affected | Not Affected | Not Affected | Not Affected | Not Affected | Not Affected | Not Affected | Not Affected | Not Affected | Not Affected | Not Affected | Not Affected | Not Affected | Not Affected | 0 | 0 | 0 | 0 | 21 | Polygon
Critical Infrastructure | Stormwater Treatment Facilities and Pump Stations | Stormwater Ponds - NHD |  | STFPS_PG_11409 |  | Not Affected | Not Affected | Not Affected | Not Affected | Not Affected | Not Affected | Not Affected | Not Affected | Not Affected | Not Affected | Not Affected | Not Affected | Not Affected | Not Affected | Not Affected | Not Affected | Not Affected | Not Affected | Not Affected | Not Affected | Not Affected | 0 | 0 | 0 | 0 | 21 | Polygon
Critical Infrastructure | Stormwater Treatment Facilities and Pump Stations | Stormwater Ponds - NHD |  | STFPS_PG_11410 |  | Not Affected | Not Affected | Not Affected | Not Affected | Not Affected | Not Affected | Not Affected | Not Affected | Not Affected | Not Affected | Not Affected | Not Affected | Not Affected | Not Affected | Not Affected | Not Affected | Not Affected | Not Affected | Not Affected | Not Affected | Not Affected | 0 | 0 | 0 | 0 | 21 | Polygon
Critical Infrastructure | Stormwater Treatment Facilities and Pump Stations | Stormwater Ponds - NHD |  | STFPS_PG_11411 |  | Not Affected | Not Affected | Not Affected | Not Affected | Not Affected | Not Affected | Not Affected | Not Affected | Not Affected | Not Affected | Not Affected | Not Affected | Not Affected | Not Affected | Not Affected | Not Affected | Not Affected | Not Affected | Not Affected | Not Affected | Not Affected | 0 | 0 | 0 | 0 | 21 | Polygon
Critical Infrastructure | Stormwater Treatment Facilities and Pump Stations | Stormwater Ponds - NHD |  | STFPS_PG_11413 |  | Not Affected | Not Affected | Not Affected | Not Affected | Not Affected | Not Affected | Not Affected | Not Affected | Not Affected | Not Affected | Not Affected | Not Affected | Not Affected | Not Affected | Not Affected | Not Affected | Not Affected | Not Affected | Not Affected | Not Affected | Not Affected | 0 | 0 | 0 | 0 | 21 | Polygon
Critical Infrastructure | Stormwater Treatment Facilities and Pump Stations | Stormwater Ponds - NHD |  | STFPS_PG_11414 |  | Not Affected | Not Affected | Not Affected | Not Affected | Not Affected | Not Affected | Not Affected | Not Affected | Not Affected | Not Affected | Not Affected | Not Affected | Not Affected | Not Affected | Not Affected | Not Affected | Not Affected | Not Affected | Not Affected | Not Affected | Not Affected | 0 | 0 | 0 | 0 | 21 | Polygon
Critical Infrastructure | Stormwater Treatment Facilities and Pump Stations | Stormwater Ponds - NHD |  | STFPS_PG_11415 |  | Not Affected | Not Affected | Not Affected | Not Affected | Not Affected | Not Affected | Not Affected | Not Affected | Not Affected | Not Affected | Not Affected | Not Affected | Not Affected | Not Affected | Not Affected | Not Affected | Not Affected | Not Affected | Not Affected | Not Affected | Not Affected | 0 | 0 | 0 | 0 | 21 | Polygon
Critical Infrastructure | Stormwater Treatment Facilities and Pump Stations | Stormwater Ponds - NHD |  | STFPS_PG_11416 |  | Not Affected | Not Affected | Not Affected | Not Affected | Not Affected | Not Affected | Not Affected | Not Affected | Not Affected | Not Affected | Not Affected | Not Affected | Not Affected | Not Affected | Not Affected | Not Affected | Not Affected | Not Affected | Not Affected | Not Affected | Not Affected | 0 | 0 | 0 | 0 | 21 | Polygon
Critical Infrastructure | Stormwater Treatment Facilities and Pump Stations | Stormwater Ponds - NHD |  | STFPS_PG_11418 |  | Not Affected | Not Affected | Not Affected | Not Affected | Not Affected | Not Affected | Not Affected | Not Affected | Not Affected | Not Affected | Not Affected | Not Affected | Not Affected | Not Affected | Not Affected | Not Affected | Not Affected | Not Affected | Not Affected | Not Affected | Not Affected | 0 | 0 | 0 | 0 | 21 | Polygon
Critical Infrastructure | Stormwater Treatment Facilities and Pump Stations | Stormwater Ponds - NHD |  | STFPS_PG_11419 |  | Not Affected | Not Affected | Not Affected | Not Affected | Not Affected | Not Affected | Not Affected | Not Affected | Not Affected | Not Affected | Not Affected | Not Affected | Not Affected | Not Affected | Not Affected | Not Affected | Not Affected | Not Affected | Not Affected | Not Affected | Not Affected | 0 | 0 | 0 | 0 | 21 | Polygon
Critical Infrastructure | Stormwater Treatment Facilities and Pump Stations | Stormwater Ponds - NHD |  | STFPS_PG_11421 |  | Not Affected | Not Affected | Not Affected | Not Affected | Not Affected | Not Affected | Not Affected | Not Affected | Not Affected | Not Affected | Not Affected | Not Affected | Not Affected | Not Affected | Not Affected | Not Affected | Not Affected | Not Affected | Not Affected | Not Affected | Not Affected | 0 | 0 | 0 | 0 | 21 | Polygon
Critical Infrastructure | Stormwater Treatment Facilities and Pump Stations | Stormwater Ponds - NHD |  | STFPS_PG_11422 |  | Not Affected | Not Affected | Not Affected | Not Affected | Not Affected | Not Affected | Not Affected | Not Affected | Not Affected | Not Affected | Not Affected | Not Affected | Not Affected | Not Affected | Not Affected | Not Affected | Not Affected | Not Affected | Not Affected | Not Affected | Not Affected | 0 | 0 | 0 | 0 | 21 | Polygon
Critical Infrastructure | Stormwater Treatment Facilities and Pump Stations | Stormwater Ponds - NHD |  | STFPS_PG_11424 |  | Not Affected | Not Affected | Not Affected | Not Affected | Not Affected | Not Affected | Not Affected | Not Affected | Not Affected | Not Affected | Not Affected | Not Affected | Not Affected | Not Affected | Not Affected | Not Affected | Not Affected | Not Affected | Not Affected | Not Affected | Not Affected | 0 | 0 | 0 | 0 | 21 | Polygon
Critical Infrastructure | Stormwater Treatment Facilities and Pump Stations | Stormwater Ponds - NHD |  | STFPS_PG_11426 |  | Not Affected | Not Affected | Not Affected | Not Affected | Not Affected | Not Affected | Not Affected | Not Affected | Not Affected | Not Affected | Not Affected | Not Affected | Not Affected | Not Affected | Not Affected | Not Affected | Not Affected | Not Affected | Not Affected | Not Affected | Not Affected | 0 | 0 | 0 | 0 | 21 | Polygon
Critical Infrastructure | Stormwater Treatment Facilities and Pump Stations | Stormwater Ponds - NHD |  | STFPS_PG_11427 |  | Not Affected | Not Affected | Not Affected | Not Affected | Not Affected | Not Affected | Not Affected | Not Affected | Not Affected | Not Affected | Not Affected | Not Affected | Not Affected | Not Affected | Not Affected | Not Affected | Not Affected | Not Affected | Not Affected | Not Affected | Not Affected | 0 | 0 | 0 | 0 | 21 | Polygon
Critical Infrastructure | Stormwater Treatment Facilities and Pump Stations | Stormwater Ponds - NHD |  | STFPS_PG_11428 |  | Not Affected | Not Affected | Not Affected | Not Affected | Not Affected | Not Affected | Not Affected | Not Affected | Not Affected | Not Affected | Not Affected | Not Affected | Not Affected | Not Affected | Not Affected | Not Affected | Not Affected | Not Affected | Not Affected | Not Affected | Not Affected | 0 | 0 | 0 | 0 | 21 | Polygon
Critical Infrastructure | Stormwater Treatment Facilities and Pump Stations | Stormwater Ponds - NHD |  | STFPS_PG_11429 |  | Not Affected | Not Affected | Not Affected | Not Affected | Not Affected | Not Affected | Not Affected | Not Affected | Not Affected | Not Affected | Not Affected | Not Affected | Not Affected | Not Affected | Not Affected | Not Affected | Not Affected | Not Affected | Not Affected | Not Affected | Not Affected | 0 | 0 | 0 | 0 | 21 | Polygon
Critical Infrastructure | Stormwater Treatment Facilities and Pump Stations | Stormwater Ponds - NHD |  | STFPS_PG_11430 |  | Not Affected | Not Affected | Not Affected | Not Affected | Not Affected | Not Affected | Not Affected | Not Affected | Not Affected | Not Affected | Not Affected | Not Affected | Not Affected | Not Affected | Not Affected | Not Affected | Not Affected | Not Affected | Not Affected | Not Affected | Not Affected | 0 | 0 | 0 | 0 | 21 | Polygon
Critical Infrastructure | Stormwater Treatment Facilities and Pump Stations | Stormwater Ponds - NHD |  | STFPS_PG_11432 |  | Not Affected | Not Affected | Not Affected | Not Affected | Not Affected | Not Affected | Not Affected | Not Affected | Not Affected | Not Affected | Not Affected | Not Affected | Not Affected | Not Affected | Not Affected | Not Affected | Not Affected | Not Affected | Not Affected | Not Affected | Not Affected | 0 | 0 | 0 | 0 | 21 | Polygon
Critical Infrastructure | Stormwater Treatment Facilities and Pump Stations | Stormwater Ponds - NHD |  | STFPS_PG_11433 |  | Not Affected | Not Affected | Not Affected | Not Affected | Not Affected | Not Affected | Not Affected | Not Affected | Not Affected | Not Affected | Not Affected | Not Affected | Not Affected | Not Affected | Not Affected | Not Affected | Not Affected | Not Affected | Not Affected | Not Affected | Not Affected | 0 | 0 | 0 | 0 | 21 | Polygon
Critical Infrastructure | Stormwater Treatment Facilities and Pump Stations | Stormwater Ponds - NHD |  | STFPS_PG_11434 |  | Not Affected | Not Affected | Not Affected | Not Affected | Not Affected | Not Affected | Not Affected | Not Affected | Not Affected | Not Affected | Not Affected | Not Affected | Not Affected | Not Affected | Not Affected | Not Affected | Not Affected | Not Affected | Not Affected | Not Affected | Not Affected | 0 | 0 | 0 | 0 | 21 | Polygon
Critical Infrastructure | Stormwater Treatment Facilities and Pump Stations | Stormwater Ponds - NHD |  | STFPS_PG_11436 |  | Not Affected | Not Affected | Not Affected | Not Affected | Not Affected | Not Affected | Not Affected | Not Affected | Not Affected | Not Affected | Not Affected | Not Affected | Not Affected | Not Affected | Not Affected | Not Affected | Not Affected | Not Affected | Not Affected | Not Affected | Not Affected | 0 | 0 | 0 | 0 | 21 | Polygon
Critical Infrastructure | Stormwater Treatment Facilities and Pump Stations | Stormwater Ponds - NHD |  | STFPS_PG_11437 |  | Not Affected | Not Affected | Not Affected | Not Affected | Not Affected | Not Affected | Not Affected | Not Affected | Not Affected | Not Affected | Not Affected | Not Affected | Not Affected | Not Affected | Not Affected | Not Affected | Not Affected | Not Affected | Not Affected | Not Affected | Not Affected | 0 | 0 | 0 | 0 | 21 | Polygon
Critical Infrastructure | Stormwater Treatment Facilities and Pump Stations | Stormwater Ponds - NHD |  | STFPS_PG_11438 |  | Not Affected | Not Affected | Not Affected | Not Affected | Not Affected | Not Affected | Not Affected | Not Affected | Not Affected | Not Affected | Not Affected | Not Affected | Not Affected | Not Affected | Not Affected | Not Affected | Not Affected | Not Affected | Not Affected | Not Affected | Not Affected | 0 | 0 | 0 | 0 | 21 | Polygon
Critical Infrastructure | Stormwater Treatment Facilities and Pump Stations | Stormwater Ponds - NHD |  | STFPS_PG_11439 |  | Not Affected | Not Affected | Not Affected | Not Affected | Not Affected | Not Affected | Not Affected | Not Affected | Not Affected | Not Affected | Not Affected | Not Affected | Not Affected | Not Affected | Not Affected | Not Affected | Not Affected | Not Affected | Not Affected | Not Affected | Not Affected | 0 | 0 | 0 | 0 | 21 | Polygon
Critical Infrastructure | Stormwater Treatment Facilities and Pump Stations | Stormwater Ponds - NHD |  | STFPS_PG_11440 |  | Not Affected | Not Affected | Not Affected | Not Affected | Not Affected | Not Affected | Not Affected | Not Affected | Not Affected | Not Affected | Not Affected | Not Affected | Not Affected | Not Affected | Not Affected | Not Affected | Not Affected | Not Affected | Not Affected | Not Affected | Not Affected | 0 | 0 | 0 | 0 | 21 | Polygon
Critical Infrastructure | Stormwater Treatment Facilities and Pump Stations | Stormwater Ponds - NHD |  | STFPS_PG_11441 |  | Not Affected | Not Affected | Not Affected | Not Affected | Not Affected | Not Affected | Not Affected | Not Affected | Not Affected | Not Affected | Not Affected | Not Affected | Not Affected | Not Affected | Not Affected | Not Affected | Not Affected | Not Affected | Not Affected | Not Affected | Not Affected | 0 | 0 | 0 | 0 | 21 | Polygon
Critical Infrastructure | Stormwater Treatment Facilities and Pump Stations | Stormwater Ponds - NHD |  | STFPS_PG_11442 |  | Not Affected | Not Affected | Not Affected | Not Affected | Not Affected | Not Affected | Not Affected | Not Affected | Not Affected | Not Affected | Not Affected | Not Affected | Not Affected | Not Affected | Not Affected | Not Affected | Not Affected | Not Affected | Not Affected | Not Affected | Not Affected | 0 | 0 | 0 | 0 | 21 | Polygon
Critical Infrastructure | Stormwater Treatment Facilities and Pump Stations | Stormwater Ponds - NHD |  | STFPS_PG_11445 |  | Not Affected | Not Affected | Not Affected | Not Affected | Not Affected | Not Affected | Not Affected | Not Affected | Not Affected | Not Affected | Not Affected | Not Affected | Not Affected | Not Affected | Not Affected | Not Affected | Not Affected | Not Affected | Not Affected | Not Affected | Not Affected | 0 | 0 | 0 | 0 | 21 | Polygon
Critical Infrastructure | Stormwater Treatment Facilities and Pump Stations | Stormwater Ponds - NHD |  | STFPS_PG_11447 |  | Not Affected | Not Affected | Not Affected | Not Affected | Not Affected | Not Affected | Not Affected | Not Affected | Not Affected | Not Affected | Not Affected | Not Affected | Not Affected | Not Affected | Not Affected | Not Affected | Not Affected | Not Affected | Not Affected | Not Affected | Not Affected | 0 | 0 | 0 | 0 | 21 | Polygon
Critical Infrastructure | Stormwater Treatment Facilities and Pump Stations | Stormwater Ponds - NHD |  | STFPS_PG_11448 |  | Not Affected | Not Affected | Not Affected | Not Affected | Not Affected | Not Affected | Not Affected | Not Affected | Not Affected | Not Affected | Not Affected | Not Affected | Not Affected | Not Affected | Not Affected | Not Affected | Not Affected | Not Affected | Not Affected | Not Affected | Not Affected | 0 | 0 | 0 | 0 | 21 | Polygon
Critical Infrastructure | Stormwater Treatment Facilities and Pump Stations | Stormwater Ponds - NHD |  | STFPS_PG_11449 |  | Not Affected | Not Affected | Not Affected | Not Affected | Not Affected | Not Affected | Not Affected | Not Affected | Not Affected | Not Affected | Not Affected | Not Affected | Not Affected | Not Affected | Not Affected | Not Affected | Not Affected | Not Affected | Not Affected | Not Affected | Not Affected | 0 | 0 | 0 | 0 | 21 | Polygon
Critical Infrastructure | Stormwater Treatment Facilities and Pump Stations | Stormwater Ponds - NHD |  | STFPS_PG_11450 |  | Not Affected | Not Affected | Not Affected | Not Affected | Not Affected | Not Affected | Not Affected | Not Affected | Not Affected | Not Affected | Not Affected | Not Affected | Not Affected | Not Affected | Not Affected | Not Affected | Not Affected | Not Affected | Not Affected | Not Affected | Not Affected | 0 | 0 | 0 | 0 | 21 | Polygon
Critical Infrastructure | Stormwater Treatment Facilities and Pump Stations | Stormwater Ponds - NHD |  | STFPS_PG_11451 |  | Not Affected | Not Affected | Not Affected | Not Affected | Not Affected | Not Affected | Not Affected | Not Affected | Not Affected | Not Affected | Not Affected | Not Affected | Not Affected | Not Affected | Not Affected | Not Affected | Not Affected | Not Affected | Not Affected | Not Affected | Not Affected | 0 | 0 | 0 | 0 | 21 | Polygon
Critical Infrastructure | Stormwater Treatment Facilities and Pump Stations | Stormwater Ponds - NHD |  | STFPS_PG_11453 |  | Not Affected | Not Affected | Not Affected | Not Affected | Not Affected | Not Affected | Not Affected | Not Affected | Not Affected | Not Affected | Not Affected | Not Affected | Not Affected | Not Affected | Not Affected | Not Affected | Not Affected | Not Affected | Not Affected | Not Affected | Not Affected | 0 | 0 | 0 | 0 | 21 | Polygon
Critical Infrastructure | Stormwater Treatment Facilities and Pump Stations | Stormwater Ponds - NHD |  | STFPS_PG_11456 |  | Not Affected | Not Affected | Not Affected | Not Affected | Not Affected | Not Affected | Not Affected | Not Affected | Not Affected | Not Affected | Not Affected | Not Affected | Not Affected | Not Affected | Not Affected | Not Affected | Not Affected | Not Affected | Not Affected | Not Affected | Not Affected | 0 | 0 | 0 | 0 | 21 | Polygon
Critical Infrastructure | Stormwater Treatment Facilities and Pump Stations | Stormwater Ponds - NHD |  | STFPS_PG_11458 |  | Not Affected | Not Affected | Not Affected | Not Affected | Not Affected | Not Affected | Not Affected | Not Affected | Not Affected | Not Affected | Not Affected | Not Affected | Not Affected | Not Affected | Not Affected | Not Affected | Not Affected | Not Affected | Not Affected | Not Affected | Not Affected | 0 | 0 | 0 | 0 | 21 | Polygon
Critical Infrastructure | Stormwater Treatment Facilities and Pump Stations | Stormwater Ponds - NHD |  | STFPS_PG_11459 |  | Not Affected | Not Affected | Not Affected | Not Affected | Not Affected | Not Affected | Not Affected | Not Affected | Not Affected | Not Affected | Not Affected | Not Affected | Not Affected | Not Affected | Not Affected | Not Affected | Not Affected | Not Affected | Not Affected | Not Affected | Not Affected | 0 | 0 | 0 | 0 | 21 | Polygon
Critical Infrastructure | Stormwater Treatment Facilities and Pump Stations | Stormwater Ponds - NHD |  | STFPS_PG_11460 |  | Not Affected | Not Affected | Not Affected | Not Affected | Not Affected | Not Affected | Not Affected | Not Affected | Not Affected | Not Affected | Not Affected | Not Affected | Not Affected | Not Affected | Not Affected | Not Affected | Not Affected | Not Affected | Not Affected | Not Affected | Not Affected | 0 | 0 | 0 | 0 | 21 | Polygon
Critical Infrastructure | Stormwater Treatment Facilities and Pump Stations | Stormwater Ponds - NHD |  | STFPS_PG_11461 |  | Not Affected | Not Affected | Not Affected | Not Affected | Not Affected | Not Affected | Not Affected | Not Affected | Not Affected | Not Affected | Not Affected | Not Affected | Not Affected | Not Affected | Not Affected | Not Affected | Not Affected | Not Affected | Not Affected | Not Affected | Not Affected | 0 | 0 | 0 | 0 | 21 | Polygon
Critical Infrastructure | Stormwater Treatment Facilities and Pump Stations | Stormwater Ponds - NHD |  | STFPS_PG_11462 |  | Not Affected | Not Affected | Not Affected | Not Affected | Not Affected | Not Affected | Not Affected | Not Affected | Not Affected | Not Affected | Not Affected | Not Affected | Not Affected | Not Affected | Not Affected | Not Affected | Not Affected | Not Affected | Not Affected | Not Affected | Not Affected | 0 | 0 | 0 | 0 | 21 | Polygon
Critical Infrastructure | Stormwater Treatment Facilities and Pump Stations | Stormwater Ponds - NHD |  | STFPS_PG_11463 |  | Not Affected | Not Affected | Not Affected | Not Affected | Not Affected | Not Affected | Not Affected | Not Affected | Not Affected | Not Affected | Not Affected | Not Affected | Not Affected | Not Affected | Not Affected | Not Affected | Not Affected | Not Affected | Not Affected | Not Affected | Not Affected | 0 | 0 | 0 | 0 | 21 | Polygon
Critical Infrastructure | Stormwater Treatment Facilities and Pump Stations | Stormwater Ponds - NHD |  | STFPS_PG_11464 |  | Not Affected | Not Affected | Not Affected | Not Affected | Not Affected | Not Affected | Not Affected | Not Affected | Not Affected | Not Affected | Not Affected | Not Affected | Not Affected | Not Affected | Not Affected | Not Affected | Not Affected | Not Affected | Not Affected | Not Affected | Not Affected | 0 | 0 | 0 | 0 | 21 | Polygon
Critical Infrastructure | Stormwater Treatment Facilities and Pump Stations | Stormwater Ponds - NHD |  | STFPS_PG_11465 |  | Not Affected | Not Affected | Not Affected | Not Affected | Not Affected | Not Affected | Not Affected | Not Affected | Not Affected | Not Affected | Not Affected | Not Affected | Not Affected | Not Affected | Not Affected | Not Affected | Not Affected | Not Affected | Not Affected | Not Affected | Not Affected | 0 | 0 | 0 | 0 | 21 | Polygon
Critical Infrastructure | Stormwater Treatment Facilities and Pump Stations | Stormwater Ponds - NHD |  | STFPS_PG_11466 |  | Not Affected | Not Affected | Not Affected | Not Affected | Not Affected | Not Affected | Not Affected | Not Affected | Not Affected | Not Affected | Not Affected | Not Affected | Not Affected | Not Affected | Not Affected | Not Affected | Not Affected | Not Affected | Not Affected | Not Affected | Not Affected | 0 | 0 | 0 | 0 | 21 | Polygon
Critical Infrastructure | Stormwater Treatment Facilities and Pump Stations | Stormwater Ponds - NHD |  | STFPS_PG_11467 |  | Not Affected | Not Affected | Not Affected | Not Affected | Not Affected | Not Affected | Not Affected | Not Affected | Not Affected | Not Affected | Not Affected | Not Affected | Not Affected | Not Affected | Not Affected | Not Affected | Not Affected | Not Affected | Not Affected | Not Affected | Not Affected | 0 | 0 | 0 | 0 | 21 | Polygon
Critical Infrastructure | Stormwater Treatment Facilities and Pump Stations | Stormwater Ponds - NHD |  | STFPS_PG_11468 |  | Not Affected | Not Affected | Not Affected | Not Affected | Not Affected | Not Affected | Not Affected | Not Affected | Not Affected | Not Affected | Not Affected | Not Affected | Not Affected | Not Affected | Not Affected | Not Affected | Not Affected | Not Affected | Not Affected | Not Affected | Not Affected | 0 | 0 | 0 | 0 | 21 | Polygon
Critical Infrastructure | Stormwater Treatment Facilities and Pump Stations | Stormwater Ponds - NHD |  | STFPS_PG_11469 |  | Not Affected | Not Affected | Not Affected | Not Affected | Not Affected | Not Affected | Not Affected | Not Affected | Not Affected | Not Affected | Not Affected | Not Affected | Not Affected | Not Affected | Not Affected | Not Affected | Not Affected | Not Affected | Not Affected | Not Affected | Not Affected | 0 | 0 | 0 | 0 | 21 | Polygon
Critical Infrastructure | Stormwater Treatment Facilities and Pump Stations | Stormwater Ponds - NHD |  | STFPS_PG_11470 |  | Not Affected | Not Affected | Not Affected | Not Affected | Not Affected | Not Affected | Not Affected | Not Affected | Not Affected | Not Affected | Not Affected | Not Affected | Not Affected | Not Affected | Not Affected | Not Affected | Not Affected | Not Affected | Not Affected | Not Affected | Not Affected | 0 | 0 | 0 | 0 | 21 | Polygon
Critical Infrastructure | Stormwater Treatment Facilities and Pump Stations | Stormwater Ponds - NHD |  | STFPS_PG_11471 |  | Not Affected | Not Affected | Not Affected | Not Affected | Not Affected | Not Affected | Not Affected | Not Affected | Not Affected | Not Affected | Not Affected | Not Affected | Not Affected | Not Affected | Not Affected | Not Affected | Not Affected | Not Affected | Not Affected | Not Affected | Not Affected | 0 | 0 | 0 | 0 | 21 | Polygon
Critical Infrastructure | Stormwater Treatment Facilities and Pump Stations | Stormwater Ponds - NHD |  | STFPS_PG_11472 |  | Not Affected | Not Affected | Not Affected | Not Affected | Not Affected | Not Affected | Not Affected | Not Affected | Not Affected | Not Affected | Not Affected | Not Affected | Not Affected | Not Affected | Not Affected | Not Affected | Not Affected | Not Affected | Not Affected | Not Affected | Not Affected | 0 | 0 | 0 | 0 | 21 | Polygon
Critical Infrastructure | Stormwater Treatment Facilities and Pump Stations | Stormwater Ponds - NHD |  | STFPS_PG_11473 |  | Not Affected | Not Affected | Not Affected | Not Affected | Not Affected | Not Affected | Not Affected | Not Affected | Not Affected | Not Affected | Not Affected | Not Affected | Not Affected | Not Affected | Not Affected | Not Affected | Not Affected | Not Affected | Not Affected | Not Affected | Not Affected | 0 | 0 | 0 | 0 | 21 | Polygon
Critical Infrastructure | Stormwater Treatment Facilities and Pump Stations | Stormwater Ponds - NHD |  | STFPS_PG_11474 |  | Not Affected | Not Affected | Not Affected | Not Affected | Not Affected | Not Affected | Not Affected | Not Affected | Not Affected | Not Affected | Not Affected | Not Affected | Not Affected | Not Affected | Not Affected | Not Affected | Not Affected | Not Affected | Not Affected | Not Affected | Not Affected | 0 | 0 | 0 | 0 | 21 | Polygon
Critical Infrastructure | Stormwater Treatment Facilities and Pump Stations | Stormwater Ponds - NHD |  | STFPS_PG_11475 |  | Not Affected | Not Affected | Not Affected | Not Affected | Not Affected | Not Affected | Not Affected | Not Affected | Not Affected | Not Affected | Not Affected | Not Affected | Not Affected | Not Affected | Not Affected | Not Affected | Not Affected | Not Affected | Not Affected | Not Affected | Not Affected | 0 | 0 | 0 | 0 | 21 | Polygon
Critical Infrastructure | Stormwater Treatment Facilities and Pump Stations | Stormwater Ponds - NHD |  | STFPS_PG_11476 |  | Not Affected | Not Affected | Not Affected | Not Affected | Not Affected | Not Affected | Not Affected | Not Affected | Not Affected | Not Affected | Not Affected | Not Affected | Not Affected | Not Affected | Not Affected | Not Affected | Not Affected | Not Affected | Not Affected | Not Affected | Not Affected | 0 | 0 | 0 | 0 | 21 | Polygon
Critical Infrastructure | Stormwater Treatment Facilities and Pump Stations | Stormwater Ponds - NHD |  | STFPS_PG_11478 |  | Not Affected | Not Affected | Not Affected | Not Affected | Not Affected | Not Affected | Not Affected | Not Affected | Not Affected | Not Affected | Not Affected | Not Affected | Not Affected | Not Affected | Not Affected | Not Affected | Not Affected | Not Affected | Not Affected | Not Affected | Not Affected | 0 | 0 | 0 | 0 | 21 | Polygon
Critical Infrastructure | Stormwater Treatment Facilities and Pump Stations | Stormwater Ponds - NHD |  | STFPS_PG_11479 |  | Not Affected | Not Affected | Not Affected | Not Affected | Not Affected | Not Affected | Not Affected | Not Affected | Not Affected | Not Affected | Not Affected | Not Affected | Not Affected | Not Affected | Not Affected | Not Affected | Not Affected | Not Affected | Not Affected | Not Affected | Not Affected | 0 | 0 | 0 | 0 | 21 | Polygon
Critical Infrastructure | Stormwater Treatment Facilities and Pump Stations | Stormwater Ponds - NHD |  | STFPS_PG_11481 |  | Not Affected | Not Affected | Not Affected | Not Affected | Not Affected | Not Affected | Not Affected | Not Affected | Not Affected | Not Affected | Not Affected | Not Affected | Not Affected | Not Affected | Not Affected | Not Affected | Not Affected | Not Affected | Not Affected | Not Affected | Not Affected | 0 | 0 | 0 | 0 | 21 | Polygon
Critical Infrastructure | Stormwater Treatment Facilities and Pump Stations | Stormwater Ponds - NHD |  | STFPS_PG_11482 |  | Not Affected | Not Affected | Not Affected | Not Affected | Not Affected | Not Affected | Not Affected | Not Affected | Not Affected | Not Affected | Not Affected | Not Affected | Not Affected | Not Affected | Not Affected | Not Affected | Not Affected | Not Affected | Not Affected | Not Affected | Not Affected | 0 | 0 | 0 | 0 | 21 | Polygon
Critical Infrastructure | Stormwater Treatment Facilities and Pump Stations | Stormwater Ponds - NHD |  | STFPS_PG_11483 |  | Not Affected | Not Affected | Not Affected | Not Affected | Not Affected | Not Affected | Not Affected | Not Affected | Not Affected | Not Affected | Not Affected | Not Affected | Not Affected | Not Affected | Not Affected | Not Affected | Not Affected | Not Affected | Not Affected | Not Affected | Not Affected | 0 | 0 | 0 | 0 | 21 | Polygon
Critical Infrastructure | Stormwater Treatment Facilities and Pump Stations | Stormwater Ponds - NHD |  | STFPS_PG_11484 |  | Not Affected | Not Affected | Not Affected | Not Affected | Not Affected | Not Affected | Not Affected | Not Affected | Not Affected | Not Affected | Not Affected | Not Affected | Not Affected | Not Affected | Not Affected | Not Affected | Not Affected | Not Affected | Not Affected | Not Affected | Not Affected | 0 | 0 | 0 | 0 | 21 | Polygon
Critical Infrastructure | Stormwater Treatment Facilities and Pump Stations | Stormwater Ponds - NHD |  | STFPS_PG_11485 |  | Not Affected | Not Affected | Not Affected | Not Affected | Not Affected | Not Affected | Not Affected | Not Affected | Not Affected | Not Affected | Not Affected | Not Affected | Not Affected | Not Affected | Not Affected | Not Affected | Not Affected | Not Affected | Not Affected | Not Affected | Not Affected | 0 | 0 | 0 | 0 | 21 | Polygon
Critical Infrastructure | Stormwater Treatment Facilities and Pump Stations | Stormwater Ponds - NHD |  | STFPS_PG_11486 |  | Not Affected | Not Affected | Not Affected | Not Affected | Not Affected | Not Affected | Not Affected | Not Affected | Not Affected | Not Affected | Not Affected | Not Affected | Not Affected | Not Affected | Not Affected | Not Affected | Not Affected | Not Affected | Not Affected | Not Affected | Not Affected | 0 | 0 | 0 | 0 | 21 | Polygon
Critical Infrastructure | Stormwater Treatment Facilities and Pump Stations | Stormwater Ponds - NHD |  | STFPS_PG_11487 |  | Not Affected | Not Affected | Not Affected | Not Affected | Not Affected | Not Affected | Not Affected | Not Affected | Not Affected | Not Affected | Not Affected | Not Affected | Not Affected | Not Affected | Not Affected | Not Affected | Not Affected | Not Affected | Not Affected | Not Affected | Not Affected | 0 | 0 | 0 | 0 | 21 | Polygon
Critical Infrastructure | Stormwater Treatment Facilities and Pump Stations | Stormwater Ponds - NHD |  | STFPS_PG_11488 |  | Not Affected | Not Affected | Not Affected | Not Affected | Not Affected | Not Affected | Not Affected | Not Affected | Not Affected | Not Affected | Not Affected | Not Affected | Not Affected | Not Affected | Not Affected | Not Affected | Not Affected | Not Affected | Not Affected | Not Affected | Not Affected | 0 | 0 | 0 | 0 | 21 | Polygon
Critical Infrastructure | Stormwater Treatment Facilities and Pump Stations | Stormwater Ponds - NHD |  | STFPS_PG_11489 |  | Not Affected | Not Affected | Not Affected | Not Affected | Not Affected | Not Affected | Not Affected | Not Affected | Not Affected | Not Affected | Not Affected | Not Affected | Not Affected | Not Affected | Not Affected | Not Affected | Not Affected | Not Affected | Not Affected | Not Affected | Not Affected | 0 | 0 | 0 | 0 | 21 | Polygon
Critical Infrastructure | Stormwater Treatment Facilities and Pump Stations | Stormwater Ponds - NHD |  | STFPS_PG_11490 |  | Not Affected | Not Affected | Not Affected | Not Affected | Not Affected | Not Affected | Not Affected | Not Affected | Not Affected | Not Affected | Not Affected | Not Affected | Not Affected | Not Affected | Not Affected | Not Affected | Not Affected | Not Affected | Not Affected | Not Affected | Not Affected | 0 | 0 | 0 | 0 | 21 | Polygon
Critical Infrastructure | Stormwater Treatment Facilities and Pump Stations | Stormwater Ponds - NHD |  | STFPS_PG_11491 |  | Not Affected | Not Affected | Not Affected | Not Affected | Not Affected | Not Affected | Not Affected | Not Affected | Not Affected | Not Affected | Not Affected | Not Affected | Not Affected | Not Affected | Not Affected | Not Affected | Not Affected | Not Affected | Not Affected | Not Affected | Not Affected | 0 | 0 | 0 | 0 | 21 | Polygon
Critical Infrastructure | Stormwater Treatment Facilities and Pump Stations | Stormwater Ponds - NHD |  | STFPS_PG_11492 |  | Not Affected | Not Affected | Not Affected | Not Affected | Not Affected | Not Affected | Not Affected | Not Affected | Not Affected | Not Affected | Not Affected | Not Affected | Not Affected | Not Affected | Not Affected | Not Affected | Not Affected | Not Affected | Not Affected | Not Affected | Not Affected | 0 | 0 | 0 | 0 | 21 | Polygon
Critical Infrastructure | Stormwater Treatment Facilities and Pump Stations | Stormwater Ponds - NHD |  | STFPS_PG_11493 |  | Not Affected | Not Affected | Not Affected | Not Affected | Not Affected | Not Affected | Not Affected | Not Affected | Not Affected | Not Affected | Not Affected | Not Affected | Not Affected | Not Affected | Not Affected | Not Affected | Not Affected | Not Affected | Not Affected | Not Affected | Not Affected | 0 | 0 | 0 | 0 | 21 | Polygon
Critical Infrastructure | Stormwater Treatment Facilities and Pump Stations | Stormwater Ponds - NHD |  | STFPS_PG_11494 |  | Not Affected | Not Affected | Not Affected | Not Affected | Not Affected | Not Affected | Not Affected | Not Affected | Not Affected | Not Affected | Not Affected | Not Affected | Not Affected | Not Affected | Not Affected | Not Affected | Not Affected | Not Affected | Not Affected | Not Affected | Not Affected | 0 | 0 | 0 | 0 | 21 | Polygon
Critical Infrastructure | Stormwater Treatment Facilities and Pump Stations | Stormwater Ponds - NHD |  | STFPS_PG_11495 |  | Not Affected | Not Affected | Not Affected | Not Affected | Not Affected | Not Affected | Not Affected | Not Affected | Not Affected | Not Affected | Not Affected | Not Affected | Not Affected | Not Affected | Not Affected | Not Affected | Not Affected | Not Affected | Not Affected | Not Affected | Not Affected | 0 | 0 | 0 | 0 | 21 | Polygon
Critical Infrastructure | Stormwater Treatment Facilities and Pump Stations | Stormwater Ponds - NHD |  | STFPS_PG_11496 |  | Not Affected | Not Affected | Not Affected | Not Affected | Not Affected | Not Affected | Not Affected | Not Affected | Not Affected | Not Affected | Not Affected | Not Affected | Not Affected | Not Affected | Not Affected | Not Affected | Not Affected | Not Affected | Not Affected | Not Affected | Not Affected | 0 | 0 | 0 | 0 | 21 | Polygon
Critical Infrastructure | Stormwater Treatment Facilities and Pump Stations | Stormwater Ponds - NHD |  | STFPS_PG_11497 |  | Not Affected | Not Affected | Not Affected | Not Affected | Not Affected | Not Affected | Not Affected | Not Affected | Not Affected | Not Affected | Not Affected | Not Affected | Not Affected | Not Affected | Not Affected | Not Affected | Not Affected | Not Affected | Not Affected | Not Affected | Not Affected | 0 | 0 | 0 | 0 | 21 | Polygon
Critical Infrastructure | Stormwater Treatment Facilities and Pump Stations | Stormwater Ponds - NHD |  | STFPS_PG_11498 |  | Not Affected | Not Affected | Not Affected | Not Affected | Not Affected | Not Affected | Not Affected | Not Affected | Not Affected | Not Affected | Not Affected | Not Affected | Not Affected | Not Affected | Not Affected | Not Affected | Not Affected | Not Affected | Not Affected | Not Affected | Not Affected | 0 | 0 | 0 | 0 | 21 | Polygon
Critical Infrastructure | Stormwater Treatment Facilities and Pump Stations | Stormwater Ponds - NHD |  | STFPS_PG_11500 |  | Not Affected | Not Affected | Not Affected | Not Affected | Not Affected | Not Affected | Not Affected | Not Affected | Not Affected | Not Affected | Not Affected | Not Affected | Not Affected | Not Affected | Not Affected | Not Affected | Not Affected | Not Affected | Not Affected | Not Affected | Not Affected | 0 | 0 | 0 | 0 | 21 | Polygon
Critical Infrastructure | Stormwater Treatment Facilities and Pump Stations | Stormwater Ponds - NHD |  | STFPS_PG_11501 |  | Not Affected | Not Affected | Not Affected | Not Affected | Not Affected | Not Affected | Not Affected | Not Affected | Not Affected | Not Affected | Not Affected | Not Affected | Not Affected | Not Affected | Not Affected | Not Affected | Not Affected | Not Affected | Not Affected | Not Affected | Not Affected | 0 | 0 | 0 | 0 | 21 | Polygon
Critical Infrastructure | Stormwater Treatment Facilities and Pump Stations | Stormwater Ponds - NHD |  | STFPS_PG_11502 |  | Not Affected | Not Affected | Not Affected | Not Affected | Not Affected | Not Affected | Not Affected | Not Affected | Not Affected | Not Affected | Not Affected | Not Affected | Not Affected | Not Affected | Not Affected | Not Affected | Not Affected | Not Affected | Not Affected | Not Affected | Not Affected | 0 | 0 | 0 | 0 | 21 | Polygon
Critical Infrastructure | Stormwater Treatment Facilities and Pump Stations | Stormwater Ponds - NHD |  | STFPS_PG_11503 |  | Not Affected | Not Affected | Not Affected | Not Affected | Not Affected | Not Affected | Not Affected | Not Affected | Not Affected | Not Affected | Not Affected | Not Affected | Not Affected | Not Affected | Not Affected | Not Affected | Not Affected | Not Affected | Not Affected | Not Affected | Not Affected | 0 | 0 | 0 | 0 | 21 | Polygon
Critical Infrastructure | Stormwater Treatment Facilities and Pump Stations | Stormwater Ponds - NHD |  | STFPS_PG_11505 |  | Not Affected | Not Affected | Not Affected | Not Affected | Not Affected | Not Affected | Not Affected | Not Affected | Not Affected | Not Affected | Not Affected | Not Affected | Not Affected | Not Affected | Not Affected | Not Affected | Not Affected | Not Affected | Not Affected | Not Affected | Not Affected | 0 | 0 | 0 | 0 | 21 | Polygon
Critical Infrastructure | Stormwater Treatment Facilities and Pump Stations | Stormwater Ponds - NHD |  | STFPS_PG_11506 |  | Not Affected | Not Affected | Not Affected | Not Affected | Not Affected | Not Affected | Not Affected | Not Affected | Not Affected | Not Affected | Not Affected | Not Affected | Not Affected | Not Affected | Not Affected | Not Affected | Not Affected | Not Affected | Not Affected | Not Affected | Not Affected | 0 | 0 | 0 | 0 | 21 | Polygon
Critical Infrastructure | Stormwater Treatment Facilities and Pump Stations | Stormwater Ponds - NHD |  | STFPS_PG_11508 |  | Not Affected | Not Affected | Not Affected | Not Affected | Not Affected | Not Affected | Not Affected | Not Affected | Not Affected | Not Affected | Not Affected | Not Affected | Not Affected | Not Affected | Not Affected | Not Affected | Not Affected | Not Affected | Not Affected | Not Affected | Not Affected | 0 | 0 | 0 | 0 | 21 | Polygon
Critical Infrastructure | Stormwater Treatment Facilities and Pump Stations | Stormwater Ponds - NHD |  | STFPS_PG_11510 |  | Not Affected | Not Affected | Not Affected | Not Affected | Not Affected | Not Affected | Not Affected | Not Affected | Not Affected | Not Affected | Not Affected | Not Affected | Not Affected | Not Affected | Not Affected | Not Affected | Not Affected | Not Affected | Not Affected | Not Affected | Not Affected | 0 | 0 | 0 | 0 | 21 | Polygon
Critical Infrastructure | Stormwater Treatment Facilities and Pump Stations | Stormwater Ponds - NHD |  | STFPS_PG_11512 |  | Not Affected | Not Affected | Not Affected | Not Affected | Not Affected | Not Affected | Not Affected | Not Affected | Not Affected | Not Affected | Not Affected | Not Affected | Not Affected | Not Affected | Not Affected | Not Affected | Not Affected | Not Affected | Not Affected | Not Affected | Not Affected | 0 | 0 | 0 | 0 | 21 | Polygon
Critical Infrastructure | Stormwater Treatment Facilities and Pump Stations | Stormwater Ponds - NHD |  | STFPS_PG_11513 |  | Not Affected | Not Affected | Not Affected | Not Affected | Not Affected | Not Affected | Not Affected | Not Affected | Not Affected | Not Affected | Not Affected | Not Affected | Not Affected | Not Affected | Not Affected | Not Affected | Not Affected | Not Affected | Not Affected | Not Affected | Not Affected | 0 | 0 | 0 | 0 | 21 | Polygon
Critical Infrastructure | Stormwater Treatment Facilities and Pump Stations | Stormwater Ponds - NHD |  | STFPS_PG_11514 |  | Not Affected | Not Affected | Not Affected | Not Affected | Not Affected | Not Affected | Not Affected | Not Affected | Not Affected | Not Affected | Not Affected | Not Affected | Not Affected | Not Affected | Not Affected | Not Affected | Not Affected | Not Affected | Not Affected | Not Affected | Not Affected | 0 | 0 | 0 | 0 | 21 | Polygon
Critical Infrastructure | Stormwater Treatment Facilities and Pump Stations | Stormwater Ponds - NHD |  | STFPS_PG_11515 |  | Not Affected | Not Affected | Not Affected | Not Affected | Not Affected | Not Affected | Not Affected | Not Affected | Not Affected | Not Affected | Not Affected | Not Affected | Not Affected | Not Affected | Not Affected | Not Affected | Not Affected | Not Affected | Not Affected | Not Affected | Not Affected | 0 | 0 | 0 | 0 | 21 | Polygon
Critical Infrastructure | Stormwater Treatment Facilities and Pump Stations | Stormwater Ponds - NHD |  | STFPS_PG_11516 |  | Not Affected | Not Affected | Not Affected | Not Affected | Not Affected | Not Affected | Not Affected | Not Affected | Not Affected | Not Affected | Not Affected | Not Affected | Not Affected | Not Affected | Not Affected | Not Affected | Not Affected | Not Affected | Not Affected | Not Affected | Not Affected | 0 | 0 | 0 | 0 | 21 | Polygon
Critical Infrastructure | Stormwater Treatment Facilities and Pump Stations | Stormwater Ponds - NHD |  | STFPS_PG_11517 |  | Not Affected | Not Affected | Not Affected | Not Affected | Not Affected | Not Affected | Not Affected | Not Affected | Not Affected | Not Affected | Not Affected | Not Affected | Not Affected | Not Affected | Not Affected | Not Affected | Not Affected | Not Affected | Not Affected | Not Affected | Not Affected | 0 | 0 | 0 | 0 | 21 | Polygon
Critical Infrastructure | Stormwater Treatment Facilities and Pump Stations | Stormwater Ponds - NHD |  | STFPS_PG_11518 |  | Not Affected | Not Affected | Not Affected | Not Affected | Not Affected | Not Affected | Not Affected | Not Affected | Not Affected | Not Affected | Not Affected | Not Affected | Not Affected | Not Affected | Not Affected | Not Affected | Not Affected | Not Affected | Not Affected | Not Affected | Not Affected | 0 | 0 | 0 | 0 | 21 | Polygon
Critical Infrastructure | Stormwater Treatment Facilities and Pump Stations | Stormwater Ponds - NHD |  | STFPS_PG_11519 |  | Not Affected | Not Affected | Not Affected | Not Affected | Not Affected | Not Affected | Not Affected | Not Affected | Not Affected | Not Affected | Not Affected | Not Affected | Not Affected | Not Affected | Not Affected | Not Affected | Not Affected | Not Affected | Not Affected | Not Affected | Not Affected | 0 | 0 | 0 | 0 | 21 | Polygon
Critical Infrastructure | Stormwater Treatment Facilities and Pump Stations | Stormwater Ponds - NHD |  | STFPS_PG_11520 |  | Not Affected | Not Affected | Not Affected | Not Affected | Not Affected | Not Affected | Not Affected | Not Affected | Not Affected | Not Affected | Not Affected | Not Affected | Not Affected | Not Affected | Not Affected | Not Affected | Not Affected | Not Affected | Not Affected | Not Affected | Not Affected | 0 | 0 | 0 | 0 | 21 | Polygon
Critical Infrastructure | Stormwater Treatment Facilities and Pump Stations | Stormwater Ponds - NHD |  | STFPS_PG_11522 |  | Not Affected | Not Affected | Not Affected | Not Affected | Not Affected | Not Affected | Not Affected | Not Affected | Not Affected | Not Affected | Not Affected | Not Affected | Not Affected | Not Affected | Not Affected | Not Affected | Not Affected | Not Affected | Not Affected | Not Affected | Not Affected | 0 | 0 | 0 | 0 | 21 | Polygon
Critical Infrastructure | Stormwater Treatment Facilities and Pump Stations | Stormwater Ponds - NHD |  | STFPS_PG_11523 |  | Not Affected | Not Affected | Not Affected | Not Affected | Not Affected | Not Affected | Not Affected | Not Affected | Not Affected | Not Affected | Not Affected | Not Affected | Not Affected | Not Affected | Not Affected | Not Affected | Not Affected | Not Affected | Not Affected | Not Affected | Not Affected | 0 | 0 | 0 | 0 | 21 | Polygon
Critical Infrastructure | Stormwater Treatment Facilities and Pump Stations | Stormwater Ponds - NHD |  | STFPS_PG_11524 |  | Not Affected | Not Affected | Not Affected | Not Affected | Not Affected | Not Affected | Not Affected | Not Affected | Not Affected | Not Affected | Not Affected | Not Affected | Not Affected | Not Affected | Not Affected | Not Affected | Not Affected | Not Affected | Not Affected | Not Affected | Not Affected | 0 | 0 | 0 | 0 | 21 | Polygon
Critical Infrastructure | Stormwater Treatment Facilities and Pump Stations | Stormwater Ponds - NHD |  | STFPS_PG_11525 |  | Not Affected | Not Affected | Not Affected | Not Affected | Not Affected | Not Affected | Not Affected | Not Affected | Not Affected | Not Affected | Not Affected | Not Affected | Not Affected | Not Affected | Not Affected | Not Affected | Not Affected | Not Affected | Not Affected | Not Affected | Not Affected | 0 | 0 | 0 | 0 | 21 | Polygon
Critical Infrastructure | Stormwater Treatment Facilities and Pump Stations | Stormwater Ponds - NHD |  | STFPS_PG_11526 |  | Not Affected | Not Affected | Not Affected | Not Affected | Not Affected | Not Affected | Not Affected | Not Affected | Not Affected | Not Affected | Not Affected | Not Affected | Not Affected | Not Affected | Not Affected | Not Affected | Not Affected | Not Affected | Not Affected | Not Affected | Not Affected | 0 | 0 | 0 | 0 | 21 | Polygon
Critical Infrastructure | Stormwater Treatment Facilities and Pump Stations | Stormwater Ponds - NHD |  | STFPS_PG_11528 |  | Not Affected | Not Affected | Not Affected | Not Affected | Not Affected | Not Affected | Not Affected | Not Affected | Not Affected | Not Affected | Not Affected | Not Affected | Not Affected | Not Affected | Not Affected | Not Affected | Not Affected | Not Affected | Not Affected | Not Affected | Not Affected | 0 | 0 | 0 | 0 | 21 | Polygon
Critical Infrastructure | Stormwater Treatment Facilities and Pump Stations | Stormwater Ponds - NHD |  | STFPS_PG_11529 |  | Not Affected | Not Affected | Not Affected | Not Affected | Not Affected | Not Affected | Not Affected | Not Affected | Not Affected | Not Affected | Not Affected | Not Affected | Not Affected | Not Affected | Not Affected | Not Affected | Not Affected | Not Affected | Not Affected | Not Affected | Not Affected | 0 | 0 | 0 | 0 | 21 | Polygon
Critical Infrastructure | Stormwater Treatment Facilities and Pump Stations | Stormwater Ponds - NHD |  | STFPS_PG_11531 |  | Not Affected | Not Affected | Not Affected | Not Affected | Not Affected | Not Affected | Not Affected | Not Affected | Not Affected | Not Affected | Not Affected | Not Affected | Not Affected | Not Affected | Not Affected | Not Affected | Not Affected | Not Affected | Not Affected | Not Affected | Not Affected | 0 | 0 | 0 | 0 | 21 | Polygon
Critical Infrastructure | Stormwater Treatment Facilities and Pump Stations | Stormwater Ponds - NHD |  | STFPS_PG_11532 |  | Not Affected | Not Affected | Not Affected | Not Affected | Not Affected | Not Affected | Not Affected | Not Affected | Not Affected | Not Affected | Not Affected | Not Affected | Not Affected | Not Affected | Not Affected | Not Affected | Not Affected | Not Affected | Not Affected | Not Affected | Not Affected | 0 | 0 | 0 | 0 | 21 | Polygon
Critical Infrastructure | Stormwater Treatment Facilities and Pump Stations | Stormwater Ponds - NHD |  | STFPS_PG_11548 |  | Not Affected | Not Affected | Not Affected | Not Affected | Not Affected | Not Affected | Not Affected | Not Affected | Not Affected | Not Affected | Not Affected | Not Affected | Not Affected | Not Affected | Not Affected | Not Affected | Not Affected | Not Affected | Not Affected | Not Affected | Not Affected | 0 | 0 | 0 | 0 | 21 | Polygon
Critical Infrastructure | Stormwater Treatment Facilities and Pump Stations | Stormwater Ponds - NHD |  | STFPS_PG_11550 |  | Not Affected | Not Affected | Not Affected | Not Affected | Not Affected | Not Affected | Not Affected | Not Affected | Not Affected | Not Affected | Not Affected | Not Affected | Not Affected | Not Affected | Not Affected | Not Affected | Not Affected | Not Affected | Not Affected | Not Affected | Not Affected | 0 | 0 | 0 | 0 | 21 | Polygon
Critical Infrastructure | Stormwater Treatment Facilities and Pump Stations | Stormwater Ponds - NHD |  | STFPS_PG_11551 |  | Not Affected | Not Affected | Not Affected | Not Affected | Not Affected | Not Affected | Not Affected | Not Affected | Not Affected | Not Affected | Not Affected | Not Affected | Not Affected | Not Affected | Not Affected | Not Affected | Not Affected | Not Affected | Not Affected | Not Affected | Not Affected | 0 | 0 | 0 | 0 | 21 | Polygon
Critical Infrastructure | Stormwater Treatment Facilities and Pump Stations | Stormwater Ponds - NHD |  | STFPS_PG_11552 |  | Not Affected | Not Affected | Not Affected | Not Affected | Not Affected | Not Affected | Not Affected | Not Affected | Not Affected | Not Affected | Not Affected | Not Affected | Not Affected | Not Affected | Not Affected | Not Affected | Not Affected | Not Affected | Not Affected | Not Affected | Not Affected | 0 | 0 | 0 | 0 | 21 | Polygon
Critical Infrastructure | Stormwater Treatment Facilities and Pump Stations | Stormwater Ponds - NHD |  | STFPS_PG_11553 |  | Not Affected | Not Affected | Not Affected | Not Affected | Not Affected | Not Affected | Not Affected | Not Affected | Not Affected | Not Affected | Not Affected | Not Affected | Not Affected | Not Affected | Not Affected | Not Affected | Not Affected | Not Affected | Not Affected | Not Affected | Not Affected | 0 | 0 | 0 | 0 | 21 | Polygon
Critical Infrastructure | Stormwater Treatment Facilities and Pump Stations | Stormwater Ponds - NHD |  | STFPS_PG_11554 |  | Not Affected | Not Affected | Not Affected | Not Affected | Not Affected | Not Affected | Not Affected | Not Affected | Not Affected | Not Affected | Not Affected | Not Affected | Not Affected | Not Affected | Not Affected | Not Affected | Not Affected | Not Affected | Not Affected | Not Affected | Not Affected | 0 | 0 | 0 | 0 | 21 | Polygon
Critical Infrastructure | Stormwater Treatment Facilities and Pump Stations | Stormwater Ponds - NHD |  | STFPS_PG_11557 |  | Not Affected | Not Affected | Not Affected | Not Affected | Not Affected | Not Affected | Not Affected | Not Affected | Not Affected | Not Affected | Not Affected | Not Affected | Not Affected | Not Affected | Not Affected | Not Affected | Not Affected | Not Affected | Not Affected | Not Affected | Not Affected | 0 | 0 | 0 | 0 | 21 | Polygon
Critical Infrastructure | Stormwater Treatment Facilities and Pump Stations | Stormwater Ponds - NHD |  | STFPS_PG_11560 |  | Not Affected | Not Affected | Not Affected | Not Affected | Not Affected | Not Affected | Not Affected | Not Affected | Not Affected | Not Affected | Not Affected | Not Affected | Not Affected | Not Affected | Not Affected | Not Affected | Not Affected | Not Affected | Not Affected | Not Affected | Not Affected | 0 | 0 | 0 | 0 | 21 | Polygon
Critical Infrastructure | Stormwater Treatment Facilities and Pump Stations | Stormwater Ponds - NHD |  | STFPS_PG_11562 |  | Not Affected | Not Affected | Not Affected | Not Affected | Not Affected | Not Affected | Not Affected | Not Affected | Not Affected | Not Affected | Not Affected | Not Affected | Not Affected | Not Affected | Not Affected | Not Affected | Not Affected | Not Affected | Not Affected | Not Affected | Not Affected | 0 | 0 | 0 | 0 | 21 | Polygon
Critical Infrastructure | Stormwater Treatment Facilities and Pump Stations | Stormwater Ponds - NHD |  | STFPS_PG_11563 |  | Not Affected | Not Affected | Not Affected | Not Affected | Not Affected | Not Affected | Not Affected | Not Affected | Not Affected | Not Affected | Not Affected | Not Affected | Not Affected | Not Affected | Not Affected | Not Affected | Not Affected | Not Affected | Not Affected | Not Affected | Not Affected | 0 | 0 | 0 | 0 | 21 | Polygon
Critical Infrastructure | Stormwater Treatment Facilities and Pump Stations | Stormwater Ponds - NHD |  | STFPS_PG_11565 |  | Not Affected | Not Affected | Not Affected | Not Affected | Not Affected | Not Affected | Not Affected | Not Affected | Not Affected | Not Affected | Not Affected | Not Affected | Not Affected | Not Affected | Not Affected | Not Affected | Not Affected | Not Affected | Not Affected | Not Affected | Not Affected | 0 | 0 | 0 | 0 | 21 | Polygon
Critical Infrastructure | Stormwater Treatment Facilities and Pump Stations | Stormwater Ponds - NHD |  | STFPS_PG_11567 |  | Not Affected | Not Affected | Not Affected | Not Affected | Not Affected | Not Affected | Not Affected | Not Affected | Not Affected | Not Affected | Not Affected | Not Affected | Not Affected | Not Affected | Not Affected | Not Affected | Not Affected | Not Affected | Not Affected | Not Affected | Not Affected | 0 | 0 | 0 | 0 | 21 | Polygon
Critical Infrastructure | Stormwater Treatment Facilities and Pump Stations | Stormwater Ponds - NHD |  | STFPS_PG_11569 |  | Not Affected | Not Affected | Not Affected | Not Affected | Not Affected | Not Affected | Not Affected | Not Affected | Not Affected | Not Affected | Not Affected | Not Affected | Not Affected | Not Affected | Not Affected | Not Affected | Not Affected | Not Affected | Not Affected | Not Affected | Not Affected | 0 | 0 | 0 | 0 | 21 | Polygon
Critical Infrastructure | Stormwater Treatment Facilities and Pump Stations | Stormwater Ponds - NHD |  | STFPS_PG_11571 |  | Not Affected | Not Affected | Not Affected | Not Affected | Not Affected | Not Affected | Not Affected | Not Affected | Not Affected | Not Affected | Not Affected | Not Affected | Not Affected | Not Affected | Not Affected | Not Affected | Not Affected | Not Affected | Not Affected | Not Affected | Not Affected | 0 | 0 | 0 | 0 | 21 | Polygon
Critical Infrastructure | Stormwater Treatment Facilities and Pump Stations | Stormwater Ponds - NHD |  | STFPS_PG_11576 |  | Not Affected | Not Affected | Not Affected | Not Affected | Not Affected | Not Affected | Not Affected | Not Affected | Not Affected | Not Affected | Not Affected | Not Affected | Not Affected | Not Affected | Not Affected | Not Affected | Not Affected | Not Affected | Not Affected | Not Affected | Not Affected | 0 | 0 | 0 | 0 | 21 | Polygon
Critical Infrastructure | Stormwater Treatment Facilities and Pump Stations | Stormwater Ponds - NHD |  | STFPS_PG_11577 |  | Not Affected | Not Affected | Not Affected | Not Affected | Not Affected | Not Affected | Not Affected | Not Affected | Not Affected | Not Affected | Not Affected | Not Affected | Not Affected | Not Affected | Not Affected | Not Affected | Not Affected | Not Affected | Not Affected | Not Affected | Not Affected | 0 | 0 | 0 | 0 | 21 | Polygon
Critical Infrastructure | Stormwater Treatment Facilities and Pump Stations | Stormwater Ponds - NHD |  | STFPS_PG_11578 |  | Not Affected | Not Affected | Not Affected | Not Affected | Not Affected | Not Affected | Not Affected | Not Affected | Not Affected | Not Affected | Not Affected | Not Affected | Not Affected | Not Affected | Not Affected | Not Affected | Not Affected | Not Affected | Not Affected | Not Affected | Not Affected | 0 | 0 | 0 | 0 | 21 | Polygon
Critical Infrastructure | Stormwater Treatment Facilities and Pump Stations | Stormwater Ponds - NHD |  | STFPS_PG_11579 |  | Not Affected | Not Affected | Not Affected | Not Affected | Not Affected | Not Affected | Not Affected | Not Affected | Not Affected | Not Affected | Not Affected | Not Affected | Not Affected | Not Affected | Not Affected | Not Affected | Not Affected | Not Affected | Not Affected | Not Affected | Not Affected | 0 | 0 | 0 | 0 | 21 | Polygon
Critical Infrastructure | Stormwater Treatment Facilities and Pump Stations | Stormwater Ponds - NHD |  | STFPS_PG_11580 |  | Not Affected | Not Affected | Not Affected | Not Affected | Not Affected | Not Affected | Not Affected | Not Affected | Not Affected | Not Affected | Not Affected | Not Affected | Not Affected | Not Affected | Not Affected | Not Affected | Not Affected | Not Affected | Not Affected | Not Affected | Not Affected | 0 | 0 | 0 | 0 | 21 | Polygon
Critical Infrastructure | Stormwater Treatment Facilities and Pump Stations | Stormwater Ponds - NHD |  | STFPS_PG_11581 |  | Not Affected | Not Affected | Not Affected | Not Affected | Not Affected | Not Affected | Not Affected | Not Affected | Not Affected | Not Affected | Not Affected | Not Affected | Not Affected | Not Affected | Not Affected | Not Affected | Not Affected | Not Affected | Not Affected | Not Affected | Not Affected | 0 | 0 | 0 | 0 | 21 | Polygon
Critical Infrastructure | Stormwater Treatment Facilities and Pump Stations | Stormwater Ponds - NHD |  | STFPS_PG_11582 |  | Not Affected | Not Affected | Not Affected | Not Affected | Not Affected | Not Affected | Not Affected | Not Affected | Not Affected | Not Affected | Not Affected | Not Affected | Not Affected | Not Affected | Not Affected | Not Affected | Not Affected | Not Affected | Not Affected | Not Affected | Not Affected | 0 | 0 | 0 | 0 | 21 | Polygon
Critical Infrastructure | Stormwater Treatment Facilities and Pump Stations | Stormwater Ponds - NHD |  | STFPS_PG_11583 |  | Not Affected | Not Affected | Not Affected | Not Affected | Not Affected | Not Affected | Not Affected | Not Affected | Not Affected | Not Affected | Not Affected | Not Affected | Not Affected | Not Affected | Not Affected | Not Affected | Not Affected | Not Affected | Not Affected | Not Affected | Not Affected | 0 | 0 | 0 | 0 | 21 | Polygon
Critical Infrastructure | Stormwater Treatment Facilities and Pump Stations | Stormwater Ponds - NHD |  | STFPS_PG_11584 |  | Not Affected | Not Affected | Not Affected | Not Affected | Not Affected | Not Affected | Not Affected | Not Affected | Not Affected | Not Affected | Not Affected | Not Affected | Not Affected | Not Affected | Not Affected | Not Affected | Not Affected | Not Affected | Not Affected | Not Affected | Not Affected | 0 | 0 | 0 | 0 | 21 | Polygon
Critical Infrastructure | Stormwater Treatment Facilities and Pump Stations | Stormwater Ponds - NHD |  | STFPS_PG_11586 |  | Not Affected | Not Affected | Not Affected | Not Affected | Not Affected | Not Affected | Not Affected | Not Affected | Not Affected | Not Affected | Not Affected | Not Affected | Not Affected | Not Affected | Not Affected | Not Affected | Not Affected | Not Affected | Not Affected | Not Affected | Not Affected | 0 | 0 | 0 | 0 | 21 | Polygon
Critical Infrastructure | Stormwater Treatment Facilities and Pump Stations | Stormwater Ponds - NHD |  | STFPS_PG_11587 |  | Not Affected | Not Affected | Not Affected | Not Affected | Not Affected | Not Affected | Not Affected | Not Affected | Not Affected | Not Affected | Not Affected | Not Affected | Not Affected | Not Affected | Not Affected | Not Affected | Not Affected | Not Affected | Not Affected | Not Affected | Not Affected | 0 | 0 | 0 | 0 | 21 | Polygon
Critical Infrastructure | Stormwater Treatment Facilities and Pump Stations | Stormwater Ponds - NHD |  | STFPS_PG_11589 |  | Not Affected | Not Affected | Not Affected | Not Affected | Not Affected | Not Affected | Not Affected | Not Affected | Not Affected | Not Affected | Not Affected | Not Affected | Not Affected | Not Affected | Not Affected | Not Affected | Not Affected | Not Affected | Not Affected | Not Affected | Not Affected | 0 | 0 | 0 | 0 | 21 | Polygon
Critical Infrastructure | Stormwater Treatment Facilities and Pump Stations | Stormwater Ponds - NHD |  | STFPS_PG_11590 |  | Not Affected | Not Affected | Not Affected | Not Affected | Not Affected | Not Affected | Not Affected | Not Affected | Not Affected | Not Affected | Not Affected | Not Affected | Not Affected | Not Affected | Not Affected | Not Affected | Not Affected | Not Affected | Not Affected | Not Affected | Not Affected | 0 | 0 | 0 | 0 | 21 | Polygon
Critical Infrastructure | Stormwater Treatment Facilities and Pump Stations | Stormwater Ponds - NHD |  | STFPS_PG_11592 |  | Not Affected | Not Affected | Not Affected | Not Affected | Not Affected | Not Affected | Not Affected | Not Affected | Not Affected | Not Affected | Not Affected | Not Affected | Not Affected | Not Affected | Not Affected | Not Affected | Not Affected | Not Affected | Not Affected | Not Affected | Not Affected | 0 | 0 | 0 | 0 | 21 | Polygon
Critical Infrastructure | Stormwater Treatment Facilities and Pump Stations | Stormwater Ponds - NHD |  | STFPS_PG_11593 |  | Not Affected | Not Affected | Not Affected | Not Affected | Not Affected | Not Affected | Not Affected | Not Affected | Not Affected | Not Affected | Not Affected | Not Affected | Not Affected | Not Affected | Not Affected | Not Affected | Not Affected | Not Affected | Not Affected | Not Affected | Not Affected | 0 | 0 | 0 | 0 | 21 | Polygon
Critical Infrastructure | Stormwater Treatment Facilities and Pump Stations | Stormwater Ponds - NHD |  | STFPS_PG_11594 |  | Not Affected | Not Affected | Not Affected | Not Affected | Not Affected | Not Affected | Not Affected | Not Affected | Not Affected | Not Affected | Not Affected | Not Affected | Not Affected | Not Affected | Not Affected | Not Affected | Not Affected | Not Affected | Not Affected | Not Affected | Not Affected | 0 | 0 | 0 | 0 | 21 | Polygon
Critical Infrastructure | Stormwater Treatment Facilities and Pump Stations | Stormwater Ponds - NHD |  | STFPS_PG_11595 |  | Not Affected | Not Affected | Not Affected | Not Affected | Not Affected | Not Affected | Not Affected | Not Affected | Not Affected | Not Affected | Not Affected | Not Affected | Not Affected | Not Affected | Not Affected | Not Affected | Not Affected | Not Affected | Not Affected | Not Affected | Not Affected | 0 | 0 | 0 | 0 | 21 | Polygon
Critical Infrastructure | Stormwater Treatment Facilities and Pump Stations | Stormwater Ponds - NHD |  | STFPS_PG_11596 |  | Not Affected | Not Affected | Not Affected | Not Affected | Not Affected | Not Affected | Not Affected | Not Affected | Not Affected | Not Affected | Not Affected | Not Affected | Not Affected | Not Affected | Not Affected | Not Affected | Not Affected | Not Affected | Not Affected | Not Affected | Not Affected | 0 | 0 | 0 | 0 | 21 | Polygon
Critical Infrastructure | Stormwater Treatment Facilities and Pump Stations | Stormwater Ponds - NHD |  | STFPS_PG_11597 |  | Not Affected | Not Affected | Not Affected | Not Affected | Not Affected | Not Affected | Not Affected | Not Affected | Not Affected | Not Affected | Not Affected | Not Affected | Not Affected | Not Affected | Not Affected | Not Affected | Not Affected | Not Affected | Not Affected | Not Affected | Not Affected | 0 | 0 | 0 | 0 | 21 | Polygon
Critical Infrastructure | Stormwater Treatment Facilities and Pump Stations | Stormwater Ponds - NHD |  | STFPS_PG_11598 |  | Not Affected | Not Affected | Not Affected | Not Affected | Not Affected | Not Affected | Not Affected | Not Affected | Not Affected | Not Affected | Not Affected | Not Affected | Not Affected | Not Affected | Not Affected | Not Affected | Not Affected | Not Affected | Not Affected | Not Affected | Not Affected | 0 | 0 | 0 | 0 | 21 | Polygon
Critical Infrastructure | Stormwater Treatment Facilities and Pump Stations | Stormwater Ponds - NHD |  | STFPS_PG_11600 |  | Not Affected | Not Affected | Not Affected | Not Affected | Not Affected | Not Affected | Not Affected | Not Affected | Not Affected | Not Affected | Not Affected | Not Affected | Not Affected | Not Affected | Not Affected | Not Affected | Not Affected | Not Affected | Not Affected | Not Affected | Not Affected | 0 | 0 | 0 | 0 | 21 | Polygon
Critical Infrastructure | Stormwater Treatment Facilities and Pump Stations | Stormwater Ponds - NHD |  | STFPS_PG_11601 |  | Not Affected | Not Affected | Not Affected | Not Affected | Not Affected | Not Affected | Not Affected | Not Affected | Not Affected | Not Affected | Not Affected | Not Affected | Not Affected | Not Affected | Not Affected | Not Affected | Not Affected | Not Affected | Not Affected | Not Affected | Not Affected | 0 | 0 | 0 | 0 | 21 | Polygon
Critical Infrastructure | Stormwater Treatment Facilities and Pump Stations | Stormwater Ponds - NHD |  | STFPS_PG_11602 |  | Not Affected | Not Affected | Not Affected | Not Affected | Not Affected | Not Affected | Not Affected | Not Affected | Not Affected | Not Affected | Not Affected | Not Affected | Not Affected | Not Affected | Not Affected | Not Affected | Not Affected | Not Affected | Not Affected | Not Affected | Not Affected | 0 | 0 | 0 | 0 | 21 | Polygon
Critical Infrastructure | Stormwater Treatment Facilities and Pump Stations | Stormwater Ponds - NHD |  | STFPS_PG_11603 |  | Not Affected | Not Affected | Not Affected | Not Affected | Not Affected | Not Affected | Not Affected | Not Affected | Not Affected | Not Affected | Not Affected | Not Affected | Not Affected | Not Affected | Not Affected | Not Affected | Not Affected | Not Affected | Not Affected | Not Affected | Not Affected | 0 | 0 | 0 | 0 | 21 | Polygon
Critical Infrastructure | Stormwater Treatment Facilities and Pump Stations | Stormwater Ponds - NHD |  | STFPS_PG_11604 |  | Not Affected | Not Affected | Not Affected | Not Affected | Not Affected | Not Affected | Not Affected | Not Affected | Not Affected | Not Affected | Not Affected | Not Affected | Not Affected | Not Affected | Not Affected | Not Affected | Not Affected | Not Affected | Not Affected | Not Affected | Not Affected | 0 | 0 | 0 | 0 | 21 | Polygon
Critical Infrastructure | Stormwater Treatment Facilities and Pump Stations | Stormwater Ponds - NHD |  | STFPS_PG_11607 |  | Not Affected | Not Affected | Not Affected | Not Affected | Not Affected | Not Affected | Not Affected | Not Affected | Not Affected | Not Affected | Not Affected | Not Affected | Not Affected | Not Affected | Not Affected | Not Affected | Not Affected | Not Affected | Not Affected | Not Affected | Not Affected | 0 | 0 | 0 | 0 | 21 | Polygon
Critical Infrastructure | Stormwater Treatment Facilities and Pump Stations | Stormwater Ponds - NHD |  | STFPS_PG_11608 |  | Not Affected | Not Affected | Not Affected | Not Affected | Not Affected | Not Affected | Not Affected | Not Affected | Not Affected | Not Affected | Not Affected | Not Affected | Not Affected | Not Affected | Not Affected | Not Affected | Not Affected | Not Affected | Not Affected | Not Affected | Not Affected | 0 | 0 | 0 | 0 | 21 | Polygon
Critical Infrastructure | Stormwater Treatment Facilities and Pump Stations | Stormwater Ponds - NHD |  | STFPS_PG_11611 |  | Not Affected | Not Affected | Not Affected | Not Affected | Not Affected | Not Affected | Not Affected | Not Affected | Not Affected | Not Affected | Not Affected | Not Affected | Not Affected | Not Affected | Not Affected | Not Affected | Not Affected | Not Affected | Not Affected | Not Affected | Not Affected | 0 | 0 | 0 | 0 | 21 | Polygon
Critical Infrastructure | Stormwater Treatment Facilities and Pump Stations | Stormwater Ponds - NHD |  | STFPS_PG_11612 |  | Not Affected | Not Affected | Not Affected | Not Affected | Not Affected | Not Affected | Not Affected | Not Affected | Not Affected | Not Affected | Not Affected | Not Affected | Not Affected | Not Affected | Not Affected | Not Affected | Not Affected | Not Affected | Not Affected | Not Affected | Not Affected | 0 | 0 | 0 | 0 | 21 | Polygon
Critical Infrastructure | Stormwater Treatment Facilities and Pump Stations | Stormwater Ponds - NHD |  | STFPS_PG_11613 |  | Not Affected | Not Affected | Not Affected | Not Affected | Not Affected | Not Affected | Not Affected | Not Affected | Not Affected | Not Affected | Not Affected | Not Affected | Not Affected | Not Affected | Not Affected | Not Affected | Not Affected | Not Affected | Not Affected | Not Affected | Not Affected | 0 | 0 | 0 | 0 | 21 | Polygon
Critical Infrastructure | Stormwater Treatment Facilities and Pump Stations | Stormwater Ponds - NHD |  | STFPS_PG_11614 |  | Not Affected | Not Affected | Not Affected | Not Affected | Not Affected | Not Affected | Not Affected | Not Affected | Not Affected | Not Affected | Not Affected | Not Affected | Not Affected | Not Affected | Not Affected | Not Affected | Not Affected | Not Affected | Not Affected | Not Affected | Not Affected | 0 | 0 | 0 | 0 | 21 | Polygon
Critical Infrastructure | Stormwater Treatment Facilities and Pump Stations | Stormwater Ponds - NHD |  | STFPS_PG_11615 |  | Not Affected | Not Affected | Not Affected | Not Affected | Not Affected | Not Affected | Not Affected | Not Affected | Not Affected | Not Affected | Not Affected | Not Affected | Not Affected | Not Affected | Not Affected | Not Affected | Not Affected | Not Affected | Not Affected | Not Affected | Not Affected | 0 | 0 | 0 | 0 | 21 | Polygon
Critical Infrastructure | Stormwater Treatment Facilities and Pump Stations | Stormwater Ponds - NHD |  | STFPS_PG_11617 |  | Not Affected | Not Affected | Not Affected | Not Affected | Not Affected | Not Affected | Not Affected | Not Affected | Not Affected | Not Affected | Not Affected | Not Affected | Not Affected | Not Affected | Not Affected | Not Affected | Not Affected | Not Affected | Not Affected | Not Affected | Not Affected | 0 | 0 | 0 | 0 | 21 | Polygon
Critical Infrastructure | Stormwater Treatment Facilities and Pump Stations | Stormwater Ponds - NHD |  | STFPS_PG_11619 |  | Not Affected | Not Affected | Not Affected | Not Affected | Not Affected | Not Affected | Not Affected | Not Affected | Not Affected | Not Affected | Not Affected | Not Affected | Not Affected | Not Affected | Not Affected | Not Affected | Not Affected | Not Affected | Not Affected | Not Affected | Not Affected | 0 | 0 | 0 | 0 | 21 | Polygon
Critical Infrastructure | Stormwater Treatment Facilities and Pump Stations | Stormwater Ponds - NHD |  | STFPS_PG_11620 |  | Not Affected | Not Affected | Not Affected | Not Affected | Not Affected | Not Affected | Not Affected | Not Affected | Not Affected | Not Affected | Not Affected | Not Affected | Not Affected | Not Affected | Not Affected | Not Affected | Not Affected | Not Affected | Not Affected | Not Affected | Not Affected | 0 | 0 | 0 | 0 | 21 | Polygon
Critical Infrastructure | Stormwater Treatment Facilities and Pump Stations | Stormwater Ponds - NHD |  | STFPS_PG_11625 |  | Not Affected | Not Affected | Not Affected | Not Affected | Not Affected | Not Affected | Not Affected | Not Affected | Not Affected | Not Affected | Not Affected | Not Affected | Not Affected | Not Affected | Not Affected | Not Affected | Not Affected | Not Affected | Not Affected | Not Affected | Not Affected | 0 | 0 | 0 | 0 | 21 | Polygon
Critical Infrastructure | Stormwater Treatment Facilities and Pump Stations | Stormwater Ponds - NHD |  | STFPS_PG_11629 |  | Not Affected | Not Affected | Not Affected | Not Affected | Not Affected | Not Affected | Not Affected | Not Affected | Not Affected | Not Affected | Not Affected | Not Affected | Not Affected | Not Affected | Not Affected | Not Affected | Not Affected | Not Affected | Not Affected | Not Affected | Not Affected | 0 | 0 | 0 | 0 | 21 | Polygon
Critical Infrastructure | Stormwater Treatment Facilities and Pump Stations | Stormwater Ponds - NHD |  | STFPS_PG_11631 |  | Not Affected | Not Affected | Not Affected | Not Affected | Not Affected | Not Affected | Not Affected | Not Affected | Not Affected | Not Affected | Not Affected | Not Affected | Not Affected | Not Affected | Not Affected | Not Affected | Not Affected | Not Affected | Not Affected | Not Affected | Not Affected | 0 | 0 | 0 | 0 | 21 | Polygon
Critical Infrastructure | Stormwater Treatment Facilities and Pump Stations | Stormwater Ponds - NHD |  | STFPS_PG_11635 |  | Not Affected | Not Affected | Not Affected | Not Affected | Not Affected | Not Affected | Not Affected | Not Affected | Not Affected | Not Affected | Not Affected | Not Affected | Not Affected | Not Affected | Not Affected | Not Affected | Not Affected | Not Affected | Not Affected | Not Affected | Not Affected | 0 | 0 | 0 | 0 | 21 | Polygon
Critical Infrastructure | Stormwater Treatment Facilities and Pump Stations | Stormwater Ponds - NHD |  | STFPS_PG_11636 |  | Not Affected | Not Affected | Not Affected | Not Affected | Not Affected | Not Affected | Not Affected | Not Affected | Not Affected | Not Affected | Not Affected | Not Affected | Not Affected | Not Affected | Not Affected | Not Affected | Not Affected | Not Affected | Not Affected | Not Affected | Not Affected | 0 | 0 | 0 | 0 | 21 | Polygon
Critical Infrastructure | Stormwater Treatment Facilities and Pump Stations | Stormwater Ponds - NHD |  | STFPS_PG_11639 |  | Not Affected | Not Affected | Not Affected | Not Affected | Not Affected | Not Affected | Not Affected | Not Affected | Not Affected | Not Affected | Not Affected | Not Affected | Not Affected | Not Affected | Not Affected | Not Affected | Not Affected | Not Affected | Not Affected | Not Affected | Not Affected | 0 | 0 | 0 | 0 | 21 | Polygon
Critical Infrastructure | Stormwater Treatment Facilities and Pump Stations | Stormwater Ponds - NHD |  | STFPS_PG_11641 |  | Not Affected | Not Affected | Not Affected | Not Affected | Not Affected | Not Affected | Not Affected | Not Affected | Not Affected | Not Affected | Not Affected | Not Affected | Not Affected | Not Affected | Not Affected | Not Affected | Not Affected | Not Affected | Not Affected | Not Affected | Not Affected | 0 | 0 | 0 | 0 | 21 | Polygon
Critical Infrastructure | Stormwater Treatment Facilities and Pump Stations | Stormwater Ponds - NHD |  | STFPS_PG_11642 |  | Not Affected | Not Affected | Not Affected | Not Affected | Not Affected | Not Affected | Not Affected | Not Affected | Not Affected | Not Affected | Not Affected | Not Affected | Not Affected | Not Affected | Not Affected | Not Affected | Not Affected | Not Affected | Not Affected | Not Affected | Not Affected | 0 | 0 | 0 | 0 | 21 | Polygon
Critical Infrastructure | Stormwater Treatment Facilities and Pump Stations | Stormwater Ponds - NHD |  | STFPS_PG_11648 |  | Not Affected | Not Affected | Not Affected | Not Affected | Not Affected | Not Affected | Not Affected | Not Affected | Not Affected | Not Affected | Not Affected | Not Affected | Not Affected | Not Affected | Not Affected | Not Affected | Not Affected | Not Affected | Not Affected | Not Affected | Not Affected | 0 | 0 | 0 | 0 | 21 | Polygon
Critical Infrastructure | Stormwater Treatment Facilities and Pump Stations | Stormwater Ponds - NHD |  | STFPS_PG_11652 |  | Not Affected | Not Affected | Not Affected | Not Affected | Not Affected | Not Affected | Not Affected | Not Affected | Not Affected | Not Affected | Not Affected | Not Affected | Not Affected | Not Affected | Not Affected | Not Affected | Not Affected | Not Affected | Not Affected | Not Affected | Not Affected | 0 | 0 | 0 | 0 | 21 | Polygon
Critical Infrastructure | Stormwater Treatment Facilities and Pump Stations | Stormwater Ponds - NHD |  | STFPS_PG_11654 |  | Not Affected | Not Affected | Not Affected | Not Affected | Not Affected | Not Affected | Not Affected | Not Affected | Not Affected | Not Affected | Not Affected | Not Affected | Not Affected | Not Affected | Not Affected | Not Affected | Not Affected | Not Affected | Not Affected | Not Affected | Not Affected | 0 | 0 | 0 | 0 | 21 | Polygon
Critical Infrastructure | Stormwater Treatment Facilities and Pump Stations | Stormwater Ponds - NHD |  | STFPS_PG_11659 |  | Not Affected | Not Affected | Not Affected | Not Affected | Not Affected | Not Affected | Not Affected | Not Affected | Not Affected | Not Affected | Not Affected | Not Affected | Not Affected | Not Affected | Not Affected | Not Affected | Not Affected | Not Affected | Not Affected | Not Affected | Not Affected | 0 | 0 | 0 | 0 | 21 | Polygon
Critical Infrastructure | Stormwater Treatment Facilities and Pump Stations | Stormwater Ponds - NHD |  | STFPS_PG_11661 |  | Not Affected | Not Affected | Not Affected | Not Affected | Not Affected | Not Affected | Not Affected | Not Affected | Not Affected | Not Affected | Not Affected | Not Affected | Not Affected | Not Affected | Not Affected | Not Affected | Not Affected | Not Affected | Not Affected | Not Affected | Not Affected | 0 | 0 | 0 | 0 | 21 | Polygon
Critical Infrastructure | Stormwater Treatment Facilities and Pump Stations | Stormwater Ponds - NHD |  | STFPS_PG_11666 |  | Not Affected | Not Affected | Not Affected | Not Affected | Not Affected | Not Affected | Not Affected | Not Affected | Not Affected | Not Affected | Not Affected | Not Affected | Not Affected | Not Affected | Not Affected | Not Affected | Not Affected | Not Affected | Not Affected | Not Affected | Not Affected | 0 | 0 | 0 | 0 | 21 | Polygon
Critical Infrastructure | Stormwater Treatment Facilities and Pump Stations | Stormwater Ponds - NHD |  | STFPS_PG_11667 |  | Not Affected | Not Affected | Not Affected | Not Affected | Not Affected | Not Affected | Not Affected | Not Affected | Not Affected | Not Affected | Not Affected | Not Affected | Not Affected | Not Affected | Not Affected | Not Affected | Not Affected | Not Affected | Not Affected | Not Affected | Not Affected | 0 | 0 | 0 | 0 | 21 | Polygon
Critical Infrastructure | Stormwater Treatment Facilities and Pump Stations | Stormwater Ponds - NHD |  | STFPS_PG_11683 |  | Not Affected | Not Affected | Not Affected | Not Affected | Not Affected | Not Affected | Not Affected | Not Affected | Not Affected | Not Affected | Not Affected | Not Affected | Not Affected | Not Affected | Not Affected | Not Affected | Not Affected | Not Affected | Not Affected | Not Affected | Not Affected | 0 | 0 | 0 | 0 | 21 | Polygon
Critical Infrastructure | Stormwater Treatment Facilities and Pump Stations | Stormwater Ponds - NHD |  | STFPS_PG_11713 |  | Not Affected | Not Affected | Not Affected | Not Affected | Not Affected | Not Affected | Not Affected | Not Affected | Not Affected | Not Affected | Not Affected | Not Affected | Not Affected | Not Affected | Not Affected | Not Affected | Not Affected | Not Affected | Not Affected | Not Affected | Not Affected | 0 | 0 | 0 | 0 | 21 | Polygon
Critical Infrastructure | Stormwater Treatment Facilities and Pump Stations | Stormwater Ponds - NHD |  | STFPS_PG_11720 |  | Not Affected | Not Affected | Not Affected | Not Affected | Not Affected | Not Affected | Not Affected | Not Affected | Not Affected | Not Affected | Not Affected | Not Affected | Not Affected | Not Affected | Not Affected | Not Affected | Not Affected | Not Affected | Not Affected | Not Affected | Not Affected | 0 | 0 | 0 | 0 | 21 | Polygon
Critical Infrastructure | Stormwater Treatment Facilities and Pump Stations | Stormwater Ponds - NHD |  | STFPS_PG_11743 |  | Not Affected | Not Affected | Not Affected | Not Affected | Not Affected | Not Affected | Not Affected | Not Affected | Not Affected | Not Affected | Not Affected | Not Affected | Not Affected | Not Affected | Not Affected | Not Affected | Not Affected | Not Affected | Not Affected | Not Affected | Not Affected | 0 | 0 | 0 | 0 | 21 | Polygon
Critical Infrastructure | Stormwater Treatment Facilities and Pump Stations | Stormwater Ponds - NHD |  | STFPS_PG_11747 |  | Not Affected | Not Affected | Not Affected | Not Affected | Not Affected | Not Affected | Not Affected | Not Affected | Not Affected | Not Affected | Not Affected | Not Affected | Not Affected | Not Affected | Not Affected | Not Affected | Not Affected | Not Affected | Not Affected | Not Affected | Not Affected | 0 | 0 | 0 | 0 | 21 | Polygon
Critical Infrastructure | Stormwater Treatment Facilities and Pump Stations | Stormwater Ponds - NHD |  | STFPS_PG_11748 |  | Not Affected | Not Affected | Not Affected | Not Affected | Not Affected | Not Affected | Not Affected | Not Affected | Not Affected | Not Affected | Not Affected | Not Affected | Not Affected | Not Affected | Not Affected | Not Affected | Not Affected | Not Affected | Not Affected | Not Affected | Not Affected | 0 | 0 | 0 | 0 | 21 | Polygon
Critical Infrastructure | Stormwater Treatment Facilities and Pump Stations | Stormwater Ponds - NHD |  | STFPS_PG_11752 |  | Not Affected | Not Affected | Not Affected | Not Affected | Not Affected | Not Affected | Not Affected | Not Affected | Not Affected | Not Affected | Not Affected | Not Affected | Not Affected | Not Affected | Not Affected | Not Affected | Not Affected | Not Affected | Not Affected | Not Affected | Not Affected | 0 | 0 | 0 | 0 | 21 | Polygon
Critical Infrastructure | Stormwater Treatment Facilities and Pump Stations | Stormwater Ponds - NHD |  | STFPS_PG_11758 |  | Not Affected | Not Affected | Not Affected | Not Affected | Not Affected | Not Affected | Not Affected | Not Affected | Not Affected | Not Affected | Not Affected | Not Affected | Not Affected | Not Affected | Not Affected | Not Affected | Not Affected | Not Affected | Not Affected | Not Affected | Not Affected | 0 | 0 | 0 | 0 | 21 | Polygon
Critical Infrastructure | Stormwater Treatment Facilities and Pump Stations | Stormwater Ponds - NHD |  | STFPS_PG_11759 |  | Not Affected | Not Affected | Not Affected | Not Affected | Not Affected | Not Affected | Not Affected | Not Affected | Not Affected | Not Affected | Not Affected | Not Affected | Not Affected | Not Affected | Not Affected | Not Affected | Not Affected | Not Affected | Not Affected | Not Affected | Not Affected | 0 | 0 | 0 | 0 | 21 | Polygon
Critical Infrastructure | Stormwater Treatment Facilities and Pump Stations | Stormwater Ponds - NHD |  | STFPS_PG_11768 |  | Not Affected | Not Affected | Not Affected | Not Affected | Not Affected | Not Affected | Not Affected | Not Affected | Not Affected | Not Affected | Not Affected | Not Affected | Not Affected | Not Affected | Not Affected | Not Affected | Not Affected | Not Affected | Not Affected | Not Affected | Not Affected | 0 | 0 | 0 | 0 | 21 | Polygon
Critical Infrastructure | Stormwater Treatment Facilities and Pump Stations | Stormwater Ponds - NHD |  | STFPS_PG_11769 |  | Not Affected | Not Affected | Not Affected | Not Affected | Not Affected | Not Affected | Not Affected | Not Affected | Not Affected | Not Affected | Not Affected | Not Affected | Not Affected | Not Affected | Not Affected | Not Affected | Not Affected | Not Affected | Not Affected | Not Affected | Not Affected | 0 | 0 | 0 | 0 | 21 | Polygon
Critical Infrastructure | Stormwater Treatment Facilities and Pump Stations | Stormwater Ponds - NHD |  | STFPS_PG_11773 |  | Not Affected | Not Affected | Not Affected | Not Affected | Not Affected | Not Affected | Not Affected | Not Affected | Not Affected | Not Affected | Not Affected | Not Affected | Not Affected | Not Affected | Not Affected | Not Affected | Not Affected | Not Affected | Not Affected | Not Affected | Not Affected | 0 | 0 | 0 | 0 | 21 | Polygon
Critical Infrastructure | Stormwater Treatment Facilities and Pump Stations | Stormwater Ponds - NHD |  | STFPS_PG_11777 |  | Not Affected | Not Affected | Not Affected | Not Affected | Not Affected | Not Affected | Not Affected | Not Affected | Not Affected | Not Affected | Not Affected | Not Affected | Not Affected | Not Affected | Not Affected | Not Affected | Not Affected | Not Affected | Not Affected | Not Affected | Not Affected | 0 | 0 | 0 | 0 | 21 | Polygon
Critical Infrastructure | Stormwater Treatment Facilities and Pump Stations | Stormwater Ponds - NHD |  | STFPS_PG_11781 |  | Not Affected | Not Affected | Not Affected | Not Affected | Not Affected | Not Affected | Not Affected | Not Affected | Not Affected | Not Affected | Not Affected | Not Affected | Not Affected | Not Affected | Not Affected | Not Affected | Not Affected | Not Affected | Not Affected | Not Affected | Not Affected | 0 | 0 | 0 | 0 | 21 | Polygon
Critical Infrastructure | Stormwater Treatment Facilities and Pump Stations | Stormwater Ponds - NHD |  | STFPS_PG_11783 |  | Not Affected | Not Affected | Not Affected | Not Affected | Not Affected | Not Affected | Not Affected | Not Affected | Not Affected | Not Affected | Not Affected | Not Affected | Not Affected | Not Affected | Not Affected | Not Affected | Not Affected | Not Affected | Not Affected | Not Affected | Not Affected | 0 | 0 | 0 | 0 | 21 | Polygon
Critical Infrastructure | Stormwater Treatment Facilities and Pump Stations | Stormwater Ponds - NHD |  | STFPS_PG_11784 |  | Not Affected | Not Affected | Not Affected | Not Affected | Not Affected | Not Affected | Not Affected | Not Affected | Not Affected | Not Affected | Not Affected | Not Affected | Not Affected | Not Affected | Not Affected | Not Affected | Not Affected | Not Affected | Not Affected | Not Affected | Not Affected | 0 | 0 | 0 | 0 | 21 | Polygon
Critical Infrastructure | Stormwater Treatment Facilities and Pump Stations | Stormwater Ponds - NHD |  | STFPS_PG_11786 |  | Not Affected | Not Affected | Not Affected | Not Affected | Not Affected | Not Affected | Not Affected | Not Affected | Not Affected | Not Affected | Not Affected | Not Affected | Not Affected | Not Affected | Not Affected | Not Affected | Not Affected | Not Affected | Not Affected | Not Affected | Not Affected | 0 | 0 | 0 | 0 | 21 | Polygon
Critical Infrastructure | Stormwater Treatment Facilities and Pump Stations | Stormwater Ponds - NHD |  | STFPS_PG_11790 |  | Not Affected | Not Affected | Not Affected | Not Affected | Not Affected | Not Affected | Not Affected | Not Affected | Not Affected | Not Affected | Not Affected | Not Affected | Not Affected | Not Affected | Not Affected | Not Affected | Not Affected | Not Affected | Not Affected | Not Affected | Not Affected | 0 | 0 | 0 | 0 | 21 | Polygon
Critical Infrastructure | Stormwater Treatment Facilities and Pump Stations | Stormwater Ponds - NHD |  | STFPS_PG_11791 |  | Not Affected | Not Affected | Not Affected | Not Affected | Not Affected | Not Affected | Not Affected | Not Affected | Not Affected | Not Affected | Not Affected | Not Affected | Not Affected | Not Affected | Not Affected | Not Affected | Not Affected | Not Affected | Not Affected | Not Affected | Not Affected | 0 | 0 | 0 | 0 | 21 | Polygon
Critical Infrastructure | Stormwater Treatment Facilities and Pump Stations | Stormwater Ponds - NHD |  | STFPS_PG_11793 |  | Not Affected | Not Affected | Not Affected | Not Affected | Not Affected | Not Affected | Not Affected | Not Affected | Not Affected | Not Affected | Not Affected | Not Affected | Not Affected | Not Affected | Not Affected | Not Affected | Not Affected | Not Affected | Not Affected | Not Affected | Not Affected | 0 | 0 | 0 | 0 | 21 | Polygon
Critical Infrastructure | Stormwater Treatment Facilities and Pump Stations | Stormwater Ponds - NHD |  | STFPS_PG_11795 |  | Not Affected | Not Affected | Not Affected | Not Affected | Not Affected | Not Affected | Not Affected | Not Affected | Not Affected | Not Affected | Not Affected | Not Affected | Not Affected | Not Affected | Not Affected | Not Affected | Not Affected | Not Affected | Not Affected | Not Affected | Not Affected | 0 | 0 | 0 | 0 | 21 | Polygon
Critical Infrastructure | Stormwater Treatment Facilities and Pump Stations | Stormwater Ponds - NHD |  | STFPS_PG_11799 |  | Not Affected | Not Affected | Not Affected | Not Affected | Not Affected | Not Affected | Not Affected | Not Affected | Not Affected | Not Affected | Not Affected | Not Affected | Not Affected | Not Affected | Not Affected | Not Affected | Not Affected | Not Affected | Not Affected | Not Affected | Not Affected | 0 | 0 | 0 | 0 | 21 | Polygon
Critical Infrastructure | Stormwater Treatment Facilities and Pump Stations | Stormwater Ponds - NHD |  | STFPS_PG_11802 |  | Not Affected | Not Affected | Not Affected | Not Affected | Not Affected | Not Affected | Not Affected | Not Affected | Not Affected | Not Affected | Not Affected | Not Affected | Not Affected | Not Affected | Not Affected | Not Affected | Not Affected | Not Affected | Not Affected | Not Affected | Not Affected | 0 | 0 | 0 | 0 | 21 | Polygon
Critical Infrastructure | Stormwater Treatment Facilities and Pump Stations | Stormwater Ponds - NHD |  | STFPS_PG_11805 |  | Not Affected | Not Affected | Not Affected | Not Affected | Not Affected | Not Affected | Not Affected | Not Affected | Not Affected | Not Affected | Not Affected | Not Affected | Not Affected | Not Affected | Not Affected | Not Affected | Not Affected | Not Affected | Not Affected | Not Affected | Not Affected | 0 | 0 | 0 | 0 | 21 | Polygon
Critical Infrastructure | Stormwater Treatment Facilities and Pump Stations | Stormwater Ponds - NHD |  | STFPS_PG_11806 |  | Not Affected | Not Affected | Not Affected | Not Affected | Not Affected | Not Affected | Not Affected | Not Affected | Not Affected | Not Affected | Not Affected | Not Affected | Not Affected | Not Affected | Not Affected | Not Affected | Not Affected | Not Affected | Not Affected | Not Affected | Not Affected | 0 | 0 | 0 | 0 | 21 | Polygon
Critical Infrastructure | Stormwater Treatment Facilities and Pump Stations | Stormwater Ponds - NHD |  | STFPS_PG_11807 |  | Not Affected | Not Affected | Not Affected | Not Affected | Not Affected | Not Affected | Not Affected | Not Affected | Not Affected | Not Affected | Not Affected | Not Affected | Not Affected | Not Affected | Not Affected | Not Affected | Not Affected | Not Affected | Not Affected | Not Affected | Not Affected | 0 | 0 | 0 | 0 | 21 | Polygon
Critical Infrastructure | Stormwater Treatment Facilities and Pump Stations | Stormwater Ponds - NHD |  | STFPS_PG_11810 |  | Not Affected | Not Affected | Not Affected | Not Affected | Not Affected | Not Affected | Not Affected | Not Affected | Not Affected | Not Affected | Not Affected | Not Affected | Not Affected | Not Affected | Not Affected | Not Affected | Not Affected | Not Affected | Not Affected | Not Affected | Not Affected | 0 | 0 | 0 | 0 | 21 | Polygon
Critical Infrastructure | Stormwater Treatment Facilities and Pump Stations | Stormwater Ponds - NHD |  | STFPS_PG_11812 |  | Not Affected | Not Affected | Not Affected | Not Affected | Not Affected | Not Affected | Not Affected | Not Affected | Not Affected | Not Affected | Not Affected | Not Affected | Not Affected | Not Affected | Not Affected | Not Affected | Not Affected | Not Affected | Not Affected | Not Affected | Not Affected | 0 | 0 | 0 | 0 | 21 | Polygon
Critical Infrastructure | Stormwater Treatment Facilities and Pump Stations | Stormwater Ponds - NHD |  | STFPS_PG_11813 |  | Not Affected | Not Affected | Not Affected | Not Affected | Not Affected | Not Affected | Not Affected | Not Affected | Not Affected | Not Affected | Not Affected | Not Affected | Not Affected | Not Affected | Not Affected | Not Affected | Not Affected | Not Affected | Not Affected | Not Affected | Not Affected | 0 | 0 | 0 | 0 | 21 | Polygon
Critical Infrastructure | Stormwater Treatment Facilities and Pump Stations | Stormwater Ponds - NHD |  | STFPS_PG_11814 |  | Not Affected | Not Affected | Not Affected | Not Affected | Not Affected | Not Affected | Not Affected | Not Affected | Not Affected | Not Affected | Not Affected | Not Affected | Not Affected | Not Affected | Not Affected | Not Affected | Not Affected | Not Affected | Not Affected | Not Affected | Not Affected | 0 | 0 | 0 | 0 | 21 | Polygon
Critical Infrastructure | Stormwater Treatment Facilities and Pump Stations | Stormwater Ponds - NHD |  | STFPS_PG_11815 |  | Not Affected | Not Affected | Not Affected | Not Affected | Not Affected | Not Affected | Not Affected | Not Affected | Not Affected | Not Affected | Not Affected | Not Affected | Not Affected | Not Affected | Not Affected | Not Affected | Not Affected | Not Affected | Not Affected | Not Affected | Not Affected | 0 | 0 | 0 | 0 | 21 | Polygon
Critical Infrastructure | Stormwater Treatment Facilities and Pump Stations | Stormwater Ponds - NHD |  | STFPS_PG_11816 |  | Not Affected | Not Affected | Not Affected | Not Affected | Not Affected | Not Affected | Not Affected | Not Affected | Not Affected | Not Affected | Not Affected | Not Affected | Not Affected | Not Affected | Not Affected | Not Affected | Not Affected | Not Affected | Not Affected | Not Affected | Not Affected | 0 | 0 | 0 | 0 | 21 | Polygon
Critical Infrastructure | Stormwater Treatment Facilities and Pump Stations | Stormwater Ponds - NHD |  | STFPS_PG_11817 |  | Not Affected | Not Affected | Not Affected | Not Affected | Not Affected | Not Affected | Not Affected | Not Affected | Not Affected | Not Affected | Not Affected | Not Affected | Not Affected | Not Affected | Not Affected | Not Affected | Not Affected | Not Affected | Not Affected | Not Affected | Not Affected | 0 | 0 | 0 | 0 | 21 | Polygon
Critical Infrastructure | Stormwater Treatment Facilities and Pump Stations | Stormwater Ponds - NHD |  | STFPS_PG_11819 |  | Not Affected | Not Affected | Not Affected | Not Affected | Not Affected | Not Affected | Not Affected | Not Affected | Not Affected | Not Affected | Not Affected | Not Affected | Not Affected | Not Affected | Not Affected | Not Affected | Not Affected | Not Affected | Not Affected | Not Affected | Not Affected | 0 | 0 | 0 | 0 | 21 | Polygon
Critical Infrastructure | Stormwater Treatment Facilities and Pump Stations | Stormwater Ponds - NHD |  | STFPS_PG_11820 |  | Not Affected | Not Affected | Not Affected | Not Affected | Not Affected | Not Affected | Not Affected | Not Affected | Not Affected | Not Affected | Not Affected | Not Affected | Not Affected | Not Affected | Not Affected | Not Affected | Not Affected | Not Affected | Not Affected | Not Affected | Not Affected | 0 | 0 | 0 | 0 | 21 | Polygon
Critical Infrastructure | Stormwater Treatment Facilities and Pump Stations | Stormwater Ponds - NHD |  | STFPS_PG_11824 |  | Not Affected | Not Affected | Not Affected | Not Affected | Not Affected | Not Affected | Not Affected | Not Affected | Not Affected | Not Affected | Not Affected | Not Affected | Not Affected | Not Affected | Not Affected | Not Affected | Not Affected | Not Affected | Not Affected | Not Affected | Not Affected | 0 | 0 | 0 | 0 | 21 | Polygon
Critical Infrastructure | Stormwater Treatment Facilities and Pump Stations | Stormwater Ponds - NHD |  | STFPS_PG_11827 |  | Not Affected | Not Affected | Not Affected | Not Affected | Not Affected | Not Affected | Not Affected | Not Affected | Not Affected | Not Affected | Not Affected | Not Affected | Not Affected | Not Affected | Not Affected | Not Affected | Not Affected | Not Affected | Not Affected | Not Affected | Not Affected | 0 | 0 | 0 | 0 | 21 | Polygon
Critical Infrastructure | Stormwater Treatment Facilities and Pump Stations | Stormwater Ponds - NHD |  | STFPS_PG_11829 |  | Not Affected | Not Affected | Not Affected | Not Affected | Not Affected | Not Affected | Not Affected | Not Affected | Not Affected | Not Affected | Not Affected | Not Affected | Not Affected | Not Affected | Not Affected | Not Affected | Not Affected | Not Affected | Not Affected | Not Affected | Not Affected | 0 | 0 | 0 | 0 | 21 | Polygon
Critical Infrastructure | Stormwater Treatment Facilities and Pump Stations | Stormwater Ponds - NHD |  | STFPS_PG_11830 |  | Not Affected | Not Affected | Not Affected | Not Affected | Not Affected | Not Affected | Not Affected | Not Affected | Not Affected | Not Affected | Not Affected | Not Affected | Not Affected | Not Affected | Not Affected | Not Affected | Not Affected | Not Affected | Not Affected | Not Affected | Not Affected | 0 | 0 | 0 | 0 | 21 | Polygon
Critical Infrastructure | Stormwater Treatment Facilities and Pump Stations | Stormwater Ponds - NHD |  | STFPS_PG_11832 |  | Not Affected | Not Affected | Not Affected | Not Affected | Not Affected | Not Affected | Not Affected | Not Affected | Not Affected | Not Affected | Not Affected | Not Affected | Not Affected | Not Affected | Not Affected | Not Affected | Not Affected | Not Affected | Not Affected | Not Affected | Not Affected | 0 | 0 | 0 | 0 | 21 | Polygon
Critical Infrastructure | Stormwater Treatment Facilities and Pump Stations | Stormwater Ponds - NHD |  | STFPS_PG_11836 |  | Not Affected | Not Affected | Not Affected | Not Affected | Not Affected | Not Affected | Not Affected | Not Affected | Not Affected | Not Affected | Not Affected | Not Affected | Not Affected | Not Affected | Not Affected | Not Affected | Not Affected | Not Affected | Not Affected | Not Affected | Not Affected | 0 | 0 | 0 | 0 | 21 | Polygon
Critical Infrastructure | Stormwater Treatment Facilities and Pump Stations | Stormwater Ponds - NHD |  | STFPS_PG_11837 |  | Not Affected | Not Affected | Not Affected | Not Affected | Not Affected | Not Affected | Not Affected | Not Affected | Not Affected | Not Affected | Not Affected | Not Affected | Not Affected | Not Affected | Not Affected | Not Affected | Not Affected | Not Affected | Not Affected | Not Affected | Not Affected | 0 | 0 | 0 | 0 | 21 | Polygon
Critical Infrastructure | Stormwater Treatment Facilities and Pump Stations | Stormwater Ponds - NHD |  | STFPS_PG_11838 |  | Not Affected | Not Affected | Not Affected | Not Affected | Not Affected | Not Affected | Not Affected | Not Affected | Not Affected | Not Affected | Not Affected | Not Affected | Not Affected | Not Affected | Not Affected | Not Affected | Not Affected | Not Affected | Not Affected | Not Affected | Not Affected | 0 | 0 | 0 | 0 | 21 | Polygon
Critical Infrastructure | Stormwater Treatment Facilities and Pump Stations | Stormwater Ponds - NHD |  | STFPS_PG_11839 |  | Not Affected | Not Affected | Not Affected | Not Affected | Not Affected | Not Affected | Not Affected | Not Affected | Not Affected | Not Affected | Not Affected | Not Affected | Not Affected | Not Affected | Not Affected | Not Affected | Not Affected | Not Affected | Not Affected | Not Affected | Not Affected | 0 | 0 | 0 | 0 | 21 | Polygon
Critical Infrastructure | Stormwater Treatment Facilities and Pump Stations | Stormwater Ponds - NHD |  | STFPS_PG_11840 |  | Not Affected | Not Affected | Not Affected | Not Affected | Not Affected | Not Affected | Not Affected | Not Affected | Not Affected | Not Affected | Not Affected | Not Affected | Not Affected | Not Affected | Not Affected | Not Affected | Not Affected | Not Affected | Not Affected | Not Affected | Not Affected | 0 | 0 | 0 | 0 | 21 | Polygon
Critical Infrastructure | Stormwater Treatment Facilities and Pump Stations | Stormwater Ponds - NHD |  | STFPS_PG_11841 |  | Not Affected | Not Affected | Not Affected | Not Affected | Not Affected | Not Affected | Not Affected | Not Affected | Not Affected | Not Affected | Not Affected | Not Affected | Not Affected | Not Affected | Not Affected | Not Affected | Not Affected | Not Affected | Not Affected | Not Affected | Not Affected | 0 | 0 | 0 | 0 | 21 | Polygon
Critical Infrastructure | Stormwater Treatment Facilities and Pump Stations | Stormwater Ponds - NHD |  | STFPS_PG_11842 |  | Not Affected | Not Affected | Not Affected | Not Affected | Not Affected | Not Affected | Not Affected | Not Affected | Not Affected | Not Affected | Not Affected | Not Affected | Not Affected | Not Affected | Not Affected | Not Affected | Not Affected | Not Affected | Not Affected | Not Affected | Not Affected | 0 | 0 | 0 | 0 | 21 | Polygon
Critical Infrastructure | Stormwater Treatment Facilities and Pump Stations | Stormwater Ponds - NHD |  | STFPS_PG_11845 |  | Not Affected | Not Affected | Not Affected | Not Affected | Not Affected | Not Affected | Not Affected | Not Affected | Not Affected | Not Affected | Not Affected | Not Affected | Not Affected | Not Affected | Not Affected | Not Affected | Not Affected | Not Affected | Not Affected | Not Affected | Not Affected | 0 | 0 | 0 | 0 | 21 | Polygon
Critical Infrastructure | Stormwater Treatment Facilities and Pump Stations | Stormwater Ponds - NHD |  | STFPS_PG_11846 |  | Not Affected | Not Affected | Not Affected | Not Affected | Not Affected | Not Affected | Not Affected | Not Affected | Not Affected | Not Affected | Not Affected | Not Affected | Not Affected | Not Affected | Not Affected | Not Affected | Not Affected | Not Affected | Not Affected | Not Affected | Not Affected | 0 | 0 | 0 | 0 | 21 | Polygon
Critical Infrastructure | Stormwater Treatment Facilities and Pump Stations | Stormwater Ponds - NHD |  | STFPS_PG_11847 |  | Not Affected | Not Affected | Not Affected | Not Affected | Not Affected | Not Affected | Not Affected | Not Affected | Not Affected | Not Affected | Not Affected | Not Affected | Not Affected | Not Affected | Not Affected | Not Affected | Not Affected | Not Affected | Not Affected | Not Affected | Not Affected | 0 | 0 | 0 | 0 | 21 | Polygon
Critical Infrastructure | Stormwater Treatment Facilities and Pump Stations | Stormwater Ponds - NHD |  | STFPS_PG_11848 |  | Not Affected | Not Affected | Not Affected | Not Affected | Not Affected | Not Affected | Not Affected | Not Affected | Not Affected | Not Affected | Not Affected | Not Affected | Not Affected | Not Affected | Not Affected | Not Affected | Not Affected | Not Affected | Not Affected | Not Affected | Not Affected | 0 | 0 | 0 | 0 | 21 | Polygon
Critical Infrastructure | Stormwater Treatment Facilities and Pump Stations | Stormwater Ponds - NHD |  | STFPS_PG_11850 |  | Not Affected | Not Affected | Not Affected | Not Affected | Not Affected | Not Affected | Not Affected | Not Affected | Not Affected | Not Affected | Not Affected | Not Affected | Not Affected | Not Affected | Not Affected | Not Affected | Not Affected | Not Affected | Not Affected | Not Affected | Not Affected | 0 | 0 | 0 | 0 | 21 | Polygon
Critical Infrastructure | Stormwater Treatment Facilities and Pump Stations | Stormwater Ponds - NHD |  | STFPS_PG_11853 |  | Not Affected | Not Affected | Not Affected | Not Affected | Not Affected | Not Affected | Not Affected | Not Affected | Not Affected | Not Affected | Not Affected | Not Affected | Not Affected | Not Affected | Not Affected | Not Affected | Not Affected | Not Affected | Not Affected | Not Affected | Not Affected | 0 | 0 | 0 | 0 | 21 | Polygon
Critical Infrastructure | Stormwater Treatment Facilities and Pump Stations | Stormwater Ponds - NHD |  | STFPS_PG_11854 |  | Not Affected | Not Affected | Not Affected | Not Affected | Not Affected | Not Affected | Not Affected | Not Affected | Not Affected | Not Affected | Not Affected | Not Affected | Not Affected | Not Affected | Not Affected | Not Affected | Not Affected | Not Affected | Not Affected | Not Affected | Not Affected | 0 | 0 | 0 | 0 | 21 | Polygon
Critical Infrastructure | Stormwater Treatment Facilities and Pump Stations | Stormwater Ponds - NHD |  | STFPS_PG_11859 |  | Not Affected | Not Affected | Not Affected | Not Affected | Not Affected | Not Affected | Not Affected | Not Affected | Not Affected | Not Affected | Not Affected | Not Affected | Not Affected | Not Affected | Not Affected | Not Affected | Not Affected | Not Affected | Not Affected | Not Affected | Not Affected | 0 | 0 | 0 | 0 | 21 | Polygon
Critical Infrastructure | Stormwater Treatment Facilities and Pump Stations | Stormwater Ponds - NHD |  | STFPS_PG_11860 |  | Not Affected | Not Affected | Not Affected | Not Affected | Not Affected | Not Affected | Not Affected | Not Affected | Not Affected | Not Affected | Not Affected | Not Affected | Not Affected | Not Affected | Not Affected | Not Affected | Not Affected | Not Affected | Not Affected | Not Affected | Not Affected | 0 | 0 | 0 | 0 | 21 | Polygon
Critical Infrastructure | Stormwater Treatment Facilities and Pump Stations | Stormwater Ponds - NHD |  | STFPS_PG_11861 |  | Not Affected | Not Affected | Not Affected | Not Affected | Not Affected | Not Affected | Not Affected | Not Affected | Not Affected | Not Affected | Not Affected | Not Affected | Not Affected | Not Affected | Not Affected | Not Affected | Not Affected | Not Affected | Not Affected | Not Affected | Not Affected | 0 | 0 | 0 | 0 | 21 | Polygon
Critical Infrastructure | Stormwater Treatment Facilities and Pump Stations | Stormwater Ponds - NHD |  | STFPS_PG_11865 |  | Not Affected | Not Affected | Not Affected | Not Affected | Not Affected | Not Affected | Not Affected | Not Affected | Not Affected | Not Affected | Not Affected | Not Affected | Not Affected | Not Affected | Not Affected | Not Affected | Not Affected | Not Affected | Not Affected | Not Affected | Not Affected | 0 | 0 | 0 | 0 | 21 | Polygon
Critical Infrastructure | Stormwater Treatment Facilities and Pump Stations | Stormwater Ponds - NHD |  | STFPS_PG_11867 |  | Not Affected | Not Affected | Not Affected | Not Affected | Not Affected | Not Affected | Not Affected | Not Affected | Not Affected | Not Affected | Not Affected | Not Affected | Not Affected | Not Affected | Not Affected | Not Affected | Not Affected | Not Affected | Not Affected | Not Affected | Not Affected | 0 | 0 | 0 | 0 | 21 | Polygon
Critical Infrastructure | Stormwater Treatment Facilities and Pump Stations | Stormwater Ponds - NHD |  | STFPS_PG_11871 |  | Not Affected | Not Affected | Not Affected | Not Affected | Not Affected | Not Affected | Not Affected | Not Affected | Not Affected | Not Affected | Not Affected | Not Affected | Not Affected | Not Affected | Not Affected | Not Affected | Not Affected | Not Affected | Not Affected | Not Affected | Not Affected | 0 | 0 | 0 | 0 | 21 | Polygon
Critical Infrastructure | Stormwater Treatment Facilities and Pump Stations | Stormwater Ponds - NHD |  | STFPS_PG_11872 |  | Not Affected | Not Affected | Not Affected | Not Affected | Not Affected | Not Affected | Not Affected | Not Affected | Not Affected | Not Affected | Not Affected | Not Affected | Not Affected | Not Affected | Not Affected | Not Affected | Not Affected | Not Affected | Not Affected | Not Affected | Not Affected | 0 | 0 | 0 | 0 | 21 | Polygon
Critical Infrastructure | Stormwater Treatment Facilities and Pump Stations | Stormwater Ponds - NHD |  | STFPS_PG_11873 |  | Not Affected | Not Affected | Not Affected | Not Affected | Not Affected | Not Affected | Not Affected | Not Affected | Not Affected | Not Affected | Not Affected | Not Affected | Not Affected | Not Affected | Not Affected | Not Affected | Not Affected | Not Affected | Not Affected | Not Affected | Not Affected | 0 | 0 | 0 | 0 | 21 | Polygon
Critical Infrastructure | Stormwater Treatment Facilities and Pump Stations | Stormwater Ponds - NHD |  | STFPS_PG_11874 |  | Not Affected | Not Affected | Not Affected | Not Affected | Not Affected | Not Affected | Not Affected | Not Affected | Not Affected | Not Affected | Not Affected | Not Affected | Not Affected | Not Affected | Not Affected | Not Affected | Not Affected | Not Affected | Not Affected | Not Affected | Not Affected | 0 | 0 | 0 | 0 | 21 | Polygon
Critical Infrastructure | Stormwater Treatment Facilities and Pump Stations | Stormwater Ponds - NHD |  | STFPS_PG_11875 |  | Not Affected | Not Affected | Not Affected | Not Affected | Not Affected | Not Affected | Not Affected | Not Affected | Not Affected | Not Affected | Not Affected | Not Affected | Not Affected | Not Affected | Not Affected | Not Affected | Not Affected | Not Affected | Not Affected | Not Affected | Not Affected | 0 | 0 | 0 | 0 | 21 | Polygon
Critical Infrastructure | Stormwater Treatment Facilities and Pump Stations | Stormwater Ponds - NHD |  | STFPS_PG_11876 |  | Not Affected | Not Affected | Not Affected | Not Affected | Not Affected | Not Affected | Not Affected | Not Affected | Not Affected | Not Affected | Not Affected | Not Affected | Not Affected | Not Affected | Not Affected | Not Affected | Not Affected | Not Affected | Not Affected | Not Affected | Not Affected | 0 | 0 | 0 | 0 | 21 | Polygon
Critical Infrastructure | Stormwater Treatment Facilities and Pump Stations | Stormwater Ponds - NHD |  | STFPS_PG_11878 |  | Not Affected | Not Affected | Not Affected | Not Affected | Not Affected | Not Affected | Not Affected | Not Affected | Not Affected | Not Affected | Not Affected | Not Affected | Not Affected | Not Affected | Not Affected | Not Affected | Not Affected | Not Affected | Not Affected | Not Affected | Not Affected | 0 | 0 | 0 | 0 | 21 | Polygon
Critical Infrastructure | Stormwater Treatment Facilities and Pump Stations | Stormwater Ponds - NHD |  | STFPS_PG_11879 |  | Not Affected | Not Affected | Not Affected | Not Affected | Not Affected | Not Affected | Not Affected | Not Affected | Not Affected | Not Affected | Not Affected | Not Affected | Not Affected | Not Affected | Not Affected | Not Affected | Not Affected | Not Affected | Not Affected | Not Affected | Not Affected | 0 | 0 | 0 | 0 | 21 | Polygon
Critical Infrastructure | Stormwater Treatment Facilities and Pump Stations | Stormwater Ponds - NHD |  | STFPS_PG_11881 |  | Not Affected | Not Affected | Not Affected | Not Affected | Not Affected | Not Affected | Not Affected | Not Affected | Not Affected | Not Affected | Not Affected | Not Affected | Not Affected | Not Affected | Not Affected | Not Affected | Not Affected | Not Affected | Not Affected | Not Affected | Not Affected | 0 | 0 | 0 | 0 | 21 | Polygon
Critical Infrastructure | Stormwater Treatment Facilities and Pump Stations | Stormwater Ponds - NHD |  | STFPS_PG_11884 |  | Not Affected | Not Affected | Not Affected | Not Affected | Not Affected | Not Affected | Not Affected | Not Affected | Not Affected | Not Affected | Not Affected | Not Affected | Not Affected | Not Affected | Not Affected | Not Affected | Not Affected | Not Affected | Not Affected | Not Affected | Not Affected | 0 | 0 | 0 | 0 | 21 | Polygon
Critical Infrastructure | Stormwater Treatment Facilities and Pump Stations | Stormwater Ponds - NHD |  | STFPS_PG_11890 |  | Not Affected | Not Affected | Not Affected | Not Affected | Not Affected | Not Affected | Not Affected | Not Affected | Not Affected | Not Affected | Not Affected | Not Affected | Not Affected | Not Affected | Not Affected | Not Affected | Not Affected | Not Affected | Not Affected | Not Affected | Not Affected | 0 | 0 | 0 | 0 | 21 | Polygon
Critical Infrastructure | Stormwater Treatment Facilities and Pump Stations | Stormwater Ponds - NHD |  | STFPS_PG_11892 |  | Not Affected | Not Affected | Not Affected | Not Affected | Not Affected | Not Affected | Not Affected | Not Affected | Not Affected | Not Affected | Not Affected | Not Affected | Not Affected | Not Affected | Not Affected | Not Affected | Not Affected | Not Affected | Not Affected | Not Affected | Not Affected | 0 | 0 | 0 | 0 | 21 | Polygon
Critical Infrastructure | Stormwater Treatment Facilities and Pump Stations | Stormwater Ponds - NHD |  | STFPS_PG_11893 |  | Not Affected | Not Affected | Not Affected | Not Affected | Not Affected | Not Affected | Not Affected | Not Affected | Not Affected | Not Affected | Not Affected | Not Affected | Not Affected | Not Affected | Not Affected | Not Affected | Not Affected | Not Affected | Not Affected | Not Affected | Not Affected | 0 | 0 | 0 | 0 | 21 | Polygon
Critical Infrastructure | Stormwater Treatment Facilities and Pump Stations | Stormwater Ponds - NHD |  | STFPS_PG_11897 |  | Not Affected | Not Affected | Not Affected | Not Affected | Not Affected | Not Affected | Not Affected | Not Affected | Not Affected | Not Affected | Not Affected | Not Affected | Not Affected | Not Affected | Not Affected | Not Affected | Not Affected | Not Affected | Not Affected | Not Affected | Not Affected | 0 | 0 | 0 | 0 | 21 | Polygon
Critical Infrastructure | Stormwater Treatment Facilities and Pump Stations | Stormwater Ponds - NHD |  | STFPS_PG_11900 |  | Not Affected | Not Affected | Not Affected | Not Affected | Not Affected | Not Affected | Not Affected | Not Affected | Not Affected | Not Affected | Not Affected | Not Affected | Not Affected | Not Affected | Not Affected | Not Affected | Not Affected | Not Affected | Not Affected | Not Affected | Not Affected | 0 | 0 | 0 | 0 | 21 | Polygon
Critical Infrastructure | Stormwater Treatment Facilities and Pump Stations | Stormwater Ponds - NHD |  | STFPS_PG_11902 |  | Not Affected | Not Affected | Not Affected | Not Affected | Not Affected | Not Affected | Not Affected | Not Affected | Not Affected | Not Affected | Not Affected | Not Affected | Not Affected | Not Affected | Not Affected | Not Affected | Not Affected | Not Affected | Not Affected | Not Affected | Not Affected | 0 | 0 | 0 | 0 | 21 | Polygon
Critical Infrastructure | Stormwater Treatment Facilities and Pump Stations | Stormwater Ponds - NHD |  | STFPS_PG_11904 |  | Not Affected | Not Affected | Not Affected | Not Affected | Not Affected | Not Affected | Not Affected | Not Affected | Not Affected | Not Affected | Not Affected | Not Affected | Not Affected | Not Affected | Not Affected | Not Affected | Not Affected | Not Affected | Not Affected | Not Affected | Not Affected | 0 | 0 | 0 | 0 | 21 | Polygon
Critical Infrastructure | Stormwater Treatment Facilities and Pump Stations | Stormwater Ponds - NHD |  | STFPS_PG_11905 |  | Not Affected | Not Affected | Not Affected | Not Affected | Not Affected | Not Affected | Not Affected | Not Affected | Not Affected | Not Affected | Not Affected | Not Affected | Not Affected | Not Affected | Not Affected | Not Affected | Not Affected | Not Affected | Not Affected | Not Affected | Not Affected | 0 | 0 | 0 | 0 | 21 | Polygon
Critical Infrastructure | Stormwater Treatment Facilities and Pump Stations | Stormwater Ponds - NHD |  | STFPS_PG_11916 |  | Not Affected | Not Affected | Not Affected | Not Affected | Not Affected | Not Affected | Not Affected | Not Affected | Not Affected | Not Affected | Not Affected | Not Affected | Not Affected | Not Affected | Not Affected | Not Affected | Not Affected | Not Affected | Not Affected | Not Affected | Not Affected | 0 | 0 | 0 | 0 | 21 | Polygon
Critical Infrastructure | Stormwater Treatment Facilities and Pump Stations | Stormwater Ponds - NHD |  | STFPS_PG_11919 |  | Not Affected | Not Affected | Not Affected | Not Affected | Not Affected | Not Affected | Not Affected | Not Affected | Not Affected | Not Affected | Not Affected | Not Affected | Not Affected | Not Affected | Not Affected | Not Affected | Not Affected | Not Affected | Not Affected | Not Affected | Not Affected | 0 | 0 | 0 | 0 | 21 | Polygon
Critical Infrastructure | Stormwater Treatment Facilities and Pump Stations | Stormwater Ponds - NHD |  | STFPS_PG_11924 |  | Not Affected | Not Affected | Not Affected | Not Affected | Not Affected | Not Affected | Not Affected | Not Affected | Not Affected | Not Affected | Not Affected | Not Affected | Not Affected | Not Affected | Not Affected | Not Affected | Not Affected | Not Affected | Not Affected | Not Affected | Not Affected | 0 | 0 | 0 | 0 | 21 | Polygon
Critical Infrastructure | Stormwater Treatment Facilities and Pump Stations | Stormwater Ponds - NHD |  | STFPS_PG_11926 |  | Not Affected | Not Affected | Not Affected | Not Affected | Not Affected | Not Affected | Not Affected | Not Affected | Not Affected | Not Affected | Not Affected | Not Affected | Not Affected | Not Affected | Not Affected | Not Affected | Not Affected | Not Affected | Not Affected | Not Affected | Not Affected | 0 | 0 | 0 | 0 | 21 | Polygon
Critical Infrastructure | Stormwater Treatment Facilities and Pump Stations | Stormwater Ponds - NHD |  | STFPS_PG_11928 |  | Not Affected | Not Affected | Not Affected | Not Affected | Not Affected | Not Affected | Not Affected | Not Affected | Not Affected | Not Affected | Not Affected | Not Affected | Not Affected | Not Affected | Not Affected | Not Affected | Not Affected | Not Affected | Not Affected | Not Affected | Not Affected | 0 | 0 | 0 | 0 | 21 | Polygon
Critical Infrastructure | Stormwater Treatment Facilities and Pump Stations | Stormwater Ponds - NHD |  | STFPS_PG_11929 |  | Not Affected | Not Affected | Not Affected | Not Affected | Not Affected | Not Affected | Not Affected | Not Affected | Not Affected | Not Affected | Not Affected | Not Affected | Not Affected | Not Affected | Not Affected | Not Affected | Not Affected | Not Affected | Not Affected | Not Affected | Not Affected | 0 | 0 | 0 | 0 | 21 | Polygon
Critical Infrastructure | Stormwater Treatment Facilities and Pump Stations | Stormwater Ponds - NHD |  | STFPS_PG_11930 |  | Not Affected | Not Affected | Not Affected | Not Affected | Not Affected | Not Affected | Not Affected | Not Affected | Not Affected | Not Affected | Not Affected | Not Affected | Not Affected | Not Affected | Not Affected | Not Affected | Not Affected | Not Affected | Not Affected | Not Affected | Not Affected | 0 | 0 | 0 | 0 | 21 | Polygon
Critical Infrastructure | Stormwater Treatment Facilities and Pump Stations | Stormwater Ponds - NHD |  | STFPS_PG_11931 |  | Not Affected | Not Affected | Not Affected | Not Affected | Not Affected | Not Affected | Not Affected | Not Affected | Not Affected | Not Affected | Not Affected | Not Affected | Not Affected | Not Affected | Not Affected | Not Affected | Not Affected | Not Affected | Not Affected | Not Affected | Not Affected | 0 | 0 | 0 | 0 | 21 | Polygon
Critical Infrastructure | Stormwater Treatment Facilities and Pump Stations | Stormwater Ponds - NHD |  | STFPS_PG_11933 |  | Not Affected | Not Affected | Not Affected | Not Affected | Not Affected | Not Affected | Not Affected | Not Affected | Not Affected | Not Affected | Not Affected | Not Affected | Not Affected | Not Affected | Not Affected | Not Affected | Not Affected | Not Affected | Not Affected | Not Affected | Not Affected | 0 | 0 | 0 | 0 | 21 | Polygon
Critical Infrastructure | Stormwater Treatment Facilities and Pump Stations | Stormwater Ponds - NHD |  | STFPS_PG_11934 |  | Not Affected | Not Affected | Not Affected | Not Affected | Not Affected | Not Affected | Not Affected | Not Affected | Not Affected | Not Affected | Not Affected | Not Affected | Not Affected | Not Affected | Not Affected | Not Affected | Not Affected | Not Affected | Not Affected | Not Affected | Not Affected | 0 | 0 | 0 | 0 | 21 | Polygon
Critical Infrastructure | Stormwater Treatment Facilities and Pump Stations | Stormwater Ponds - NHD |  | STFPS_PG_11936 |  | Not Affected | Not Affected | Not Affected | Not Affected | Not Affected | Not Affected | Not Affected | Not Affected | Not Affected | Not Affected | Not Affected | Not Affected | Not Affected | Not Affected | Not Affected | Not Affected | Not Affected | Not Affected | Not Affected | Not Affected | Not Affected | 0 | 0 | 0 | 0 | 21 | Polygon
Critical Infrastructure | Stormwater Treatment Facilities and Pump Stations | Stormwater Ponds - NHD |  | STFPS_PG_11937 |  | Not Affected | Not Affected | Not Affected | Not Affected | Not Affected | Not Affected | Not Affected | Not Affected | Not Affected | Not Affected | Not Affected | Not Affected | Not Affected | Not Affected | Not Affected | Not Affected | Not Affected | Not Affected | Not Affected | Not Affected | Not Affected | 0 | 0 | 0 | 0 | 21 | Polygon
Critical Infrastructure | Stormwater Treatment Facilities and Pump Stations | Stormwater Ponds - NHD |  | STFPS_PG_11938 |  | Not Affected | Not Affected | Not Affected | Not Affected | Not Affected | Not Affected | Not Affected | Not Affected | Not Affected | Not Affected | Not Affected | Not Affected | Not Affected | Not Affected | Not Affected | Not Affected | Not Affected | Not Affected | Not Affected | Not Affected | Not Affected | 0 | 0 | 0 | 0 | 21 | Polygon
Critical Infrastructure | Stormwater Treatment Facilities and Pump Stations | Stormwater Ponds - NHD |  | STFPS_PG_11939 |  | Not Affected | Not Affected | Not Affected | Not Affected | Not Affected | Not Affected | Not Affected | Not Affected | Not Affected | Not Affected | Not Affected | Not Affected | Not Affected | Not Affected | Not Affected | Not Affected | Not Affected | Not Affected | Not Affected | Not Affected | Not Affected | 0 | 0 | 0 | 0 | 21 | Polygon
Critical Infrastructure | Stormwater Treatment Facilities and Pump Stations | Stormwater Ponds - NHD |  | STFPS_PG_11940 |  | Not Affected | Not Affected | Not Affected | Not Affected | Not Affected | Not Affected | Not Affected | Not Affected | Not Affected | Not Affected | Not Affected | Not Affected | Not Affected | Not Affected | Not Affected | Not Affected | Not Affected | Not Affected | Not Affected | Not Affected | Not Affected | 0 | 0 | 0 | 0 | 21 | Polygon
Critical Infrastructure | Stormwater Treatment Facilities and Pump Stations | Stormwater Ponds - NHD |  | STFPS_PG_11942 |  | Not Affected | Not Affected | Not Affected | Not Affected | Not Affected | Not Affected | Not Affected | Not Affected | Not Affected | Not Affected | Not Affected | Not Affected | Not Affected | Not Affected | Not Affected | Not Affected | Not Affected | Not Affected | Not Affected | Not Affected | Not Affected | 0 | 0 | 0 | 0 | 21 | Polygon
Critical Infrastructure | Stormwater Treatment Facilities and Pump Stations | Stormwater Ponds - NHD |  | STFPS_PG_11943 |  | Not Affected | Not Affected | Not Affected | Not Affected | Not Affected | Not Affected | Not Affected | Not Affected | Not Affected | Not Affected | Not Affected | Not Affected | Not Affected | Not Affected | Not Affected | Not Affected | Not Affected | Not Affected | Not Affected | Not Affected | Not Affected | 0 | 0 | 0 | 0 | 21 | Polygon
Critical Infrastructure | Stormwater Treatment Facilities and Pump Stations | Stormwater Ponds - NHD |  | STFPS_PG_11945 |  | Not Affected | Not Affected | Not Affected | Not Affected | Not Affected | Not Affected | Not Affected | Not Affected | Not Affected | Not Affected | Not Affected | Not Affected | Not Affected | Not Affected | Not Affected | Not Affected | Not Affected | Not Affected | Not Affected | Not Affected | Not Affected | 0 | 0 | 0 | 0 | 21 | Polygon
Critical Infrastructure | Stormwater Treatment Facilities and Pump Stations | Stormwater Ponds - NHD |  | STFPS_PG_11947 |  | Not Affected | Not Affected | Not Affected | Not Affected | Not Affected | Not Affected | Not Affected | Not Affected | Not Affected | Not Affected | Not Affected | Not Affected | Not Affected | Not Affected | Not Affected | Not Affected | Not Affected | Not Affected | Not Affected | Not Affected | Not Affected | 0 | 0 | 0 | 0 | 21 | Polygon
Critical Infrastructure | Stormwater Treatment Facilities and Pump Stations | Stormwater Ponds - NHD |  | STFPS_PG_11948 |  | Not Affected | Not Affected | Not Affected | Not Affected | Not Affected | Not Affected | Not Affected | Not Affected | Not Affected | Not Affected | Not Affected | Not Affected | Not Affected | Not Affected | Not Affected | Not Affected | Not Affected | Not Affected | Not Affected | Not Affected | Not Affected | 0 | 0 | 0 | 0 | 21 | Polygon
Critical Infrastructure | Stormwater Treatment Facilities and Pump Stations | Stormwater Ponds - NHD |  | STFPS_PG_11952 |  | Not Affected | Not Affected | Not Affected | Not Affected | Not Affected | Not Affected | Not Affected | Not Affected | Not Affected | Not Affected | Not Affected | Not Affected | Not Affected | Not Affected | Not Affected | Not Affected | Not Affected | Not Affected | Not Affected | Not Affected | Not Affected | 0 | 0 | 0 | 0 | 21 | Polygon
Critical Infrastructure | Stormwater Treatment Facilities and Pump Stations | Stormwater Ponds - NHD |  | STFPS_PG_11953 |  | Not Affected | Not Affected | Not Affected | Not Affected | Not Affected | Not Affected | Not Affected | Not Affected | Not Affected | Not Affected | Not Affected | Not Affected | Not Affected | Not Affected | Not Affected | Not Affected | Not Affected | Not Affected | Not Affected | Not Affected | Not Affected | 0 | 0 | 0 | 0 | 21 | Polygon
Critical Infrastructure | Stormwater Treatment Facilities and Pump Stations | Stormwater Ponds - NHD |  | STFPS_PG_11954 |  | Not Affected | Not Affected | Not Affected | Not Affected | Not Affected | Not Affected | Not Affected | Not Affected | Not Affected | Not Affected | Not Affected | Not Affected | Not Affected | Not Affected | Not Affected | Not Affected | Not Affected | Not Affected | Not Affected | Not Affected | Not Affected | 0 | 0 | 0 | 0 | 21 | Polygon
Critical Infrastructure | Stormwater Treatment Facilities and Pump Stations | Stormwater Ponds - NHD |  | STFPS_PG_11955 |  | Not Affected | Not Affected | Not Affected | Not Affected | Not Affected | Not Affected | Not Affected | Not Affected | Not Affected | Not Affected | Not Affected | Not Affected | Not Affected | Not Affected | Not Affected | Not Affected | Not Affected | Not Affected | Not Affected | Not Affected | Not Affected | 0 | 0 | 0 | 0 | 21 | Polygon
Critical Infrastructure | Stormwater Treatment Facilities and Pump Stations | Stormwater Ponds - NHD |  | STFPS_PG_11956 |  | Not Affected | Not Affected | Not Affected | Not Affected | Not Affected | Not Affected | Not Affected | Not Affected | Not Affected | Not Affected | Not Affected | Not Affected | Not Affected | Not Affected | Not Affected | Not Affected | Not Affected | Not Affected | Not Affected | Not Affected | Not Affected | 0 | 0 | 0 | 0 | 21 | Polygon
Critical Infrastructure | Stormwater Treatment Facilities and Pump Stations | Stormwater Ponds - NHD |  | STFPS_PG_11958 |  | Not Affected | Not Affected | Not Affected | Not Affected | Not Affected | Not Affected | Not Affected | Not Affected | Not Affected | Not Affected | Not Affected | Not Affected | Not Affected | Not Affected | Not Affected | Not Affected | Not Affected | Not Affected | Not Affected | Not Affected | Not Affected | 0 | 0 | 0 | 0 | 21 | Polygon
Critical Infrastructure | Stormwater Treatment Facilities and Pump Stations | Stormwater Ponds - NHD |  | STFPS_PG_11959 |  | Not Affected | Not Affected | Not Affected | Not Affected | Not Affected | Not Affected | Not Affected | Not Affected | Not Affected | Not Affected | Not Affected | Not Affected | Not Affected | Not Affected | Not Affected | Not Affected | Not Affected | Not Affected | Not Affected | Not Affected | Not Affected | 0 | 0 | 0 | 0 | 21 | Polygon
Critical Infrastructure | Stormwater Treatment Facilities and Pump Stations | Stormwater Ponds - NHD |  | STFPS_PG_11960 |  | Not Affected | Not Affected | Not Affected | Not Affected | Not Affected | Not Affected | Not Affected | Not Affected | Not Affected | Not Affected | Not Affected | Not Affected | Not Affected | Not Affected | Not Affected | Not Affected | Not Affected | Not Affected | Not Affected | Not Affected | Not Affected | 0 | 0 | 0 | 0 | 21 | Polygon
Critical Infrastructure | Stormwater Treatment Facilities and Pump Stations | Stormwater Ponds - NHD |  | STFPS_PG_11962 |  | Not Affected | Not Affected | Not Affected | Not Affected | Not Affected | Not Affected | Not Affected | Not Affected | Not Affected | Not Affected | Not Affected | Not Affected | Not Affected | Not Affected | Not Affected | Not Affected | Not Affected | Not Affected | Not Affected | Not Affected | Not Affected | 0 | 0 | 0 | 0 | 21 | Polygon
Critical Infrastructure | Stormwater Treatment Facilities and Pump Stations | Stormwater Ponds - NHD |  | STFPS_PG_11964 |  | Not Affected | Not Affected | Not Affected | Not Affected | Not Affected | Not Affected | Not Affected | Not Affected | Not Affected | Not Affected | Not Affected | Not Affected | Not Affected | Not Affected | Not Affected | Not Affected | Not Affected | Not Affected | Not Affected | Not Affected | Not Affected | 0 | 0 | 0 | 0 | 21 | Polygon
Critical Infrastructure | Stormwater Treatment Facilities and Pump Stations | Stormwater Ponds - NHD |  | STFPS_PG_11966 |  | Not Affected | Not Affected | Not Affected | Not Affected | Not Affected | Not Affected | Not Affected | Not Affected | Not Affected | Not Affected | Not Affected | Not Affected | Not Affected | Not Affected | Not Affected | Not Affected | Not Affected | Not Affected | Not Affected | Not Affected | Not Affected | 0 | 0 | 0 | 0 | 21 | Polygon
Critical Infrastructure | Stormwater Treatment Facilities and Pump Stations | Stormwater Ponds - NHD |  | STFPS_PG_11969 |  | Not Affected | Not Affected | Not Affected | Not Affected | Not Affected | Not Affected | Not Affected | Not Affected | Not Affected | Not Affected | Not Affected | Not Affected | Not Affected | Not Affected | Not Affected | Not Affected | Not Affected | Not Affected | Not Affected | Not Affected | Not Affected | 0 | 0 | 0 | 0 | 21 | Polygon
Critical Infrastructure | Stormwater Treatment Facilities and Pump Stations | Stormwater Ponds - NHD |  | STFPS_PG_11970 |  | Not Affected | Not Affected | Not Affected | Not Affected | Not Affected | Not Affected | Not Affected | Not Affected | Not Affected | Not Affected | Not Affected | Not Affected | Not Affected | Not Affected | Not Affected | Not Affected | Not Affected | Not Affected | Not Affected | Not Affected | Not Affected | 0 | 0 | 0 | 0 | 21 | Polygon
Critical Infrastructure | Stormwater Treatment Facilities and Pump Stations | Stormwater Ponds - NHD |  | STFPS_PG_11971 |  | Not Affected | Not Affected | Not Affected | Not Affected | Not Affected | Not Affected | Not Affected | Not Affected | Not Affected | Not Affected | Not Affected | Not Affected | Not Affected | Not Affected | Not Affected | Not Affected | Not Affected | Not Affected | Not Affected | Not Affected | Not Affected | 0 | 0 | 0 | 0 | 21 | Polygon
Critical Infrastructure | Stormwater Treatment Facilities and Pump Stations | Stormwater Ponds - NHD |  | STFPS_PG_11973 |  | Not Affected | Not Affected | Not Affected | Not Affected | Not Affected | Not Affected | Not Affected | Not Affected | Not Affected | Not Affected | Not Affected | Not Affected | Not Affected | Not Affected | Not Affected | Not Affected | Not Affected | Not Affected | Not Affected | Not Affected | Not Affected | 0 | 0 | 0 | 0 | 21 | Polygon
Critical Infrastructure | Stormwater Treatment Facilities and Pump Stations | Stormwater Ponds - NHD |  | STFPS_PG_11976 |  | Not Affected | Not Affected | Not Affected | Not Affected | Not Affected | Not Affected | Not Affected | Not Affected | Not Affected | Not Affected | Not Affected | Not Affected | Not Affected | Not Affected | Not Affected | Not Affected | Not Affected | Not Affected | Not Affected | Not Affected | Not Affected | 0 | 0 | 0 | 0 | 21 | Polygon
Critical Infrastructure | Stormwater Treatment Facilities and Pump Stations | Stormwater Ponds - NHD |  | STFPS_PG_11978 |  | Not Affected | Not Affected | Not Affected | Not Affected | Not Affected | Not Affected | Not Affected | Not Affected | Not Affected | Not Affected | Not Affected | Not Affected | Not Affected | Not Affected | Not Affected | Not Affected | Not Affected | Not Affected | Not Affected | Not Affected | Not Affected | 0 | 0 | 0 | 0 | 21 | Polygon
Critical Infrastructure | Stormwater Treatment Facilities and Pump Stations | Stormwater Ponds - NHD |  | STFPS_PG_11979 |  | Not Affected | Not Affected | Not Affected | Not Affected | Not Affected | Not Affected | Not Affected | Not Affected | Not Affected | Not Affected | Not Affected | Not Affected | Not Affected | Not Affected | Not Affected | Not Affected | Not Affected | Not Affected | Not Affected | Not Affected | Not Affected | 0 | 0 | 0 | 0 | 21 | Polygon
Critical Infrastructure | Stormwater Treatment Facilities and Pump Stations | Stormwater Ponds - NHD |  | STFPS_PG_11983 |  | Not Affected | Not Affected | Not Affected | Not Affected | Not Affected | Not Affected | Not Affected | Not Affected | Not Affected | Not Affected | Not Affected | Not Affected | Not Affected | Not Affected | Not Affected | Not Affected | Not Affected | Not Affected | Not Affected | Not Affected | Not Affected | 0 | 0 | 0 | 0 | 21 | Polygon
Critical Infrastructure | Stormwater Treatment Facilities and Pump Stations | Stormwater Ponds - NHD |  | STFPS_PG_11984 |  | Not Affected | Not Affected | Not Affected | Not Affected | Not Affected | Not Affected | Not Affected | Not Affected | Not Affected | Not Affected | Not Affected | Not Affected | Not Affected | Not Affected | Not Affected | Not Affected | Not Affected | Not Affected | Not Affected | Not Affected | Not Affected | 0 | 0 | 0 | 0 | 21 | Polygon
Critical Infrastructure | Stormwater Treatment Facilities and Pump Stations | Stormwater Ponds - NHD |  | STFPS_PG_11986 |  | Not Affected | Not Affected | Not Affected | Not Affected | Not Affected | Not Affected | Not Affected | Not Affected | Not Affected | Not Affected | Not Affected | Not Affected | Not Affected | Not Affected | Not Affected | Not Affected | Not Affected | Not Affected | Not Affected | Not Affected | Not Affected | 0 | 0 | 0 | 0 | 21 | Polygon
Critical Infrastructure | Stormwater Treatment Facilities and Pump Stations | Stormwater Ponds - NHD |  | STFPS_PG_11987 |  | Not Affected | Not Affected | Not Affected | Not Affected | Not Affected | Not Affected | Not Affected | Not Affected | Not Affected | Not Affected | Not Affected | Not Affected | Not Affected | Not Affected | Not Affected | Not Affected | Not Affected | Not Affected | Not Affected | Not Affected | Not Affected | 0 | 0 | 0 | 0 | 21 | Polygon
Critical Infrastructure | Stormwater Treatment Facilities and Pump Stations | Stormwater Ponds - NHD |  | STFPS_PG_11988 |  | Not Affected | Not Affected | Not Affected | Not Affected | Not Affected | Not Affected | Not Affected | Not Affected | Not Affected | Not Affected | Not Affected | Not Affected | Not Affected | Not Affected | Not Affected | Not Affected | Not Affected | Not Affected | Not Affected | Not Affected | Not Affected | 0 | 0 | 0 | 0 | 21 | Polygon
Critical Infrastructure | Stormwater Treatment Facilities and Pump Stations | Stormwater Ponds - NHD |  | STFPS_PG_11993 |  | Not Affected | Not Affected | Not Affected | Not Affected | Not Affected | Not Affected | Not Affected | Not Affected | Not Affected | Not Affected | Not Affected | Not Affected | Not Affected | Not Affected | Not Affected | Not Affected | Not Affected | Not Affected | Not Affected | Not Affected | Not Affected | 0 | 0 | 0 | 0 | 21 | Polygon
Critical Infrastructure | Stormwater Treatment Facilities and Pump Stations | Stormwater Ponds - NHD |  | STFPS_PG_11995 |  | Not Affected | Not Affected | Not Affected | Not Affected | Not Affected | Not Affected | Not Affected | Not Affected | Not Affected | Not Affected | Not Affected | Not Affected | Not Affected | Not Affected | Not Affected | Not Affected | Not Affected | Not Affected | Not Affected | Not Affected | Not Affected | 0 | 0 | 0 | 0 | 21 | Polygon
Critical Infrastructure | Stormwater Treatment Facilities and Pump Stations | Stormwater Ponds - NHD |  | STFPS_PG_11998 |  | Not Affected | Not Affected | Not Affected | Not Affected | Not Affected | Not Affected | Not Affected | Not Affected | Not Affected | Not Affected | Not Affected | Not Affected | Not Affected | Not Affected | Not Affected | Not Affected | Not Affected | Not Affected | Not Affected | Not Affected | Not Affected | 0 | 0 | 0 | 0 | 21 | Polygon
Critical Infrastructure | Stormwater Treatment Facilities and Pump Stations | Stormwater Ponds - NHD |  | STFPS_PG_12003 |  | Not Affected | Not Affected | Not Affected | Not Affected | Not Affected | Not Affected | Not Affected | Not Affected | Not Affected | Not Affected | Not Affected | Not Affected | Not Affected | Not Affected | Not Affected | Not Affected | Not Affected | Not Affected | Not Affected | Not Affected | Not Affected | 0 | 0 | 0 | 0 | 21 | Polygon
Critical Infrastructure | Stormwater Treatment Facilities and Pump Stations | Stormwater Ponds - NHD |  | STFPS_PG_12005 |  | Not Affected | Not Affected | Not Affected | Not Affected | Not Affected | Not Affected | Not Affected | Not Affected | Not Affected | Not Affected | Not Affected | Not Affected | Not Affected | Not Affected | Not Affected | Not Affected | Not Affected | Not Affected | Not Affected | Not Affected | Not Affected | 0 | 0 | 0 | 0 | 21 | Polygon
Critical Infrastructure | Stormwater Treatment Facilities and Pump Stations | Stormwater Ponds - NHD |  | STFPS_PG_12012 |  | Not Affected | Not Affected | Not Affected | Not Affected | Not Affected | Not Affected | Not Affected | Not Affected | Not Affected | Not Affected | Not Affected | Not Affected | Not Affected | Not Affected | Not Affected | Not Affected | Not Affected | Not Affected | Not Affected | Not Affected | Not Affected | 0 | 0 | 0 | 0 | 21 | Polygon
Critical Infrastructure | Stormwater Treatment Facilities and Pump Stations | Stormwater Ponds - NHD |  | STFPS_PG_12013 |  | Not Affected | Not Affected | Not Affected | Not Affected | Not Affected | Not Affected | Not Affected | Not Affected | Not Affected | Not Affected | Not Affected | Not Affected | Not Affected | Not Affected | Not Affected | Not Affected | Not Affected | Not Affected | Not Affected | Not Affected | Not Affected | 0 | 0 | 0 | 0 | 21 | Polygon
Critical Infrastructure | Stormwater Treatment Facilities and Pump Stations | Stormwater Ponds - NHD |  | STFPS_PG_12015 |  | Not Affected | Not Affected | Not Affected | Not Affected | Not Affected | Not Affected | Not Affected | Not Affected | Not Affected | Not Affected | Not Affected | Not Affected | Not Affected | Not Affected | Not Affected | Not Affected | Not Affected | Not Affected | Not Affected | Not Affected | Not Affected | 0 | 0 | 0 | 0 | 21 | Polygon
Critical Infrastructure | Stormwater Treatment Facilities and Pump Stations | Stormwater Ponds - NHD |  | STFPS_PG_12016 |  | Not Affected | Not Affected | Not Affected | Not Affected | Not Affected | Not Affected | Not Affected | Not Affected | Not Affected | Not Affected | Not Affected | Not Affected | Not Affected | Not Affected | Not Affected | Not Affected | Not Affected | Not Affected | Not Affected | Not Affected | Not Affected | 0 | 0 | 0 | 0 | 21 | Polygon
Critical Infrastructure | Stormwater Treatment Facilities and Pump Stations | Stormwater Ponds - NHD |  | STFPS_PG_12018 |  | Not Affected | Not Affected | Not Affected | Not Affected | Not Affected | Not Affected | Not Affected | Not Affected | Not Affected | Not Affected | Not Affected | Not Affected | Not Affected | Not Affected | Not Affected | Not Affected | Not Affected | Not Affected | Not Affected | Not Affected | Not Affected | 0 | 0 | 0 | 0 | 21 | Polygon
Critical Infrastructure | Stormwater Treatment Facilities and Pump Stations | Stormwater Ponds - NHD |  | STFPS_PG_12031 |  | Not Affected | Not Affected | Not Affected | Not Affected | Not Affected | Not Affected | Not Affected | Not Affected | Not Affected | Not Affected | Not Affected | Not Affected | Not Affected | Not Affected | Not Affected | Not Affected | Not Affected | Not Affected | Not Affected | Not Affected | Not Affected | 0 | 0 | 0 | 0 | 21 | Polygon
Critical Infrastructure | Stormwater Treatment Facilities and Pump Stations | Stormwater Ponds - NHD |  | STFPS_PG_12045 |  | Not Affected | Not Affected | Not Affected | Not Affected | Not Affected | Not Affected | Not Affected | Not Affected | Not Affected | Not Affected | Not Affected | Not Affected | Not Affected | Not Affected | Not Affected | Not Affected | Not Affected | Not Affected | Not Affected | Not Affected | Not Affected | 0 | 0 | 0 | 0 | 21 | Polygon
Critical Infrastructure | Stormwater Treatment Facilities and Pump Stations | Stormwater Ponds - NHD |  | STFPS_PG_12048 |  | Not Affected | Not Affected | Not Affected | Not Affected | Not Affected | Not Affected | Not Affected | Not Affected | Not Affected | Not Affected | Not Affected | Not Affected | Not Affected | Not Affected | Not Affected | Not Affected | Not Affected | Not Affected | Not Affected | Not Affected | Not Affected | 0 | 0 | 0 | 0 | 21 | Polygon
Critical Infrastructure | Stormwater Treatment Facilities and Pump Stations | Stormwater Ponds - NHD |  | STFPS_PG_12053 |  | Not Affected | Not Affected | Not Affected | Not Affected | Not Affected | Not Affected | Not Affected | Not Affected | Not Affected | Not Affected | Not Affected | Not Affected | Not Affected | Not Affected | Not Affected | Not Affected | Not Affected | Not Affected | Not Affected | Not Affected | Not Affected | 0 | 0 | 0 | 0 | 21 | Polygon
Critical Infrastructure | Stormwater Treatment Facilities and Pump Stations | Stormwater Ponds - NHD |  | STFPS_PG_12061 |  | Not Affected | Not Affected | Not Affected | Not Affected | Not Affected | Not Affected | Not Affected | Not Affected | Not Affected | Not Affected | Not Affected | Not Affected | Not Affected | Not Affected | Not Affected | Not Affected | Not Affected | Not Affected | Not Affected | Not Affected | Not Affected | 0 | 0 | 0 | 0 | 21 | Polygon
Critical Infrastructure | Stormwater Treatment Facilities and Pump Stations | Stormwater Ponds - NHD |  | STFPS_PG_12064 |  | Not Affected | Not Affected | Not Affected | Not Affected | Not Affected | Not Affected | Not Affected | Not Affected | Not Affected | Not Affected | Not Affected | Not Affected | Not Affected | Not Affected | Not Affected | Not Affected | Not Affected | Not Affected | Not Affected | Not Affected | Not Affected | 0 | 0 | 0 | 0 | 21 | Polygon
Critical Infrastructure | Stormwater Treatment Facilities and Pump Stations | Stormwater Ponds - NHD |  | STFPS_PG_12071 |  | Not Affected | Not Affected | Not Affected | Not Affected | Not Affected | Not Affected | Not Affected | Not Affected | Not Affected | Not Affected | Not Affected | Not Affected | Not Affected | Not Affected | Not Affected | Not Affected | Not Affected | Not Affected | Not Affected | Not Affected | Not Affected | 0 | 0 | 0 | 0 | 21 | Polygon
Critical Infrastructure | Stormwater Treatment Facilities and Pump Stations | Stormwater Ponds - NHD |  | STFPS_PG_12072 |  | Not Affected | Not Affected | Not Affected | Not Affected | Not Affected | Not Affected | Not Affected | Not Affected | Not Affected | Not Affected | Not Affected | Not Affected | Not Affected | Not Affected | Not Affected | Not Affected | Not Affected | Not Affected | Not Affected | Not Affected | Not Affected | 0 | 0 | 0 | 0 | 21 | Polygon
Critical Infrastructure | Stormwater Treatment Facilities and Pump Stations | Stormwater Ponds - NHD |  | STFPS_PG_12073 |  | Not Affected | Not Affected | Not Affected | Not Affected | Not Affected | Not Affected | Not Affected | Not Affected | Not Affected | Not Affected | Not Affected | Not Affected | Not Affected | Not Affected | Not Affected | Not Affected | Not Affected | Not Affected | Not Affected | Not Affected | Not Affected | 0 | 0 | 0 | 0 | 21 | Polygon
Critical Infrastructure | Stormwater Treatment Facilities and Pump Stations | Stormwater Ponds - NHD |  | STFPS_PG_12074 |  | Not Affected | Not Affected | Not Affected | Not Affected | Not Affected | Not Affected | Not Affected | Not Affected | Not Affected | Not Affected | Not Affected | Not Affected | Not Affected | Not Affected | Not Affected | Not Affected | Not Affected | Not Affected | Not Affected | Not Affected | Not Affected | 0 | 0 | 0 | 0 | 21 | Polygon
Critical Infrastructure | Stormwater Treatment Facilities and Pump Stations | Stormwater Ponds - NHD |  | STFPS_PG_12076 |  | Not Affected | Not Affected | Not Affected | Not Affected | Not Affected | Not Affected | Not Affected | Not Affected | Not Affected | Not Affected | Not Affected | Not Affected | Not Affected | Not Affected | Not Affected | Not Affected | Not Affected | Not Affected | Not Affected | Not Affected | Not Affected | 0 | 0 | 0 | 0 | 21 | Polygon
Critical Infrastructure | Stormwater Treatment Facilities and Pump Stations | Stormwater Ponds - NHD |  | STFPS_PG_12082 |  | Not Affected | Not Affected | Not Affected | Not Affected | Not Affected | Not Affected | Not Affected | Not Affected | Not Affected | Not Affected | Not Affected | Not Affected | Not Affected | Not Affected | Not Affected | Not Affected | Not Affected | Not Affected | Not Affected | Not Affected | Not Affected | 0 | 0 | 0 | 0 | 21 | Polygon
Critical Infrastructure | Stormwater Treatment Facilities and Pump Stations | Stormwater Ponds - NHD |  | STFPS_PG_12085 |  | Not Affected | Not Affected | Not Affected | Not Affected | Not Affected | Not Affected | Not Affected | Not Affected | Not Affected | Not Affected | Not Affected | Not Affected | Not Affected | Not Affected | Not Affected | Not Affected | Not Affected | Not Affected | Not Affected | Not Affected | Not Affected | 0 | 0 | 0 | 0 | 21 | Polygon
Critical Infrastructure | Stormwater Treatment Facilities and Pump Stations | Stormwater Ponds - NHD |  | STFPS_PG_12088 |  | Not Affected | Not Affected | Not Affected | Not Affected | Not Affected | Not Affected | Not Affected | Not Affected | Not Affected | Not Affected | Not Affected | Not Affected | Not Affected | Not Affected | Not Affected | Not Affected | Not Affected | Not Affected | Not Affected | Not Affected | Not Affected | 0 | 0 | 0 | 0 | 21 | Polygon
Critical Infrastructure | Stormwater Treatment Facilities and Pump Stations | Stormwater Ponds - NHD |  | STFPS_PG_12090 |  | Not Affected | Not Affected | Not Affected | Not Affected | Not Affected | Not Affected | Not Affected | Not Affected | Not Affected | Not Affected | Not Affected | Not Affected | Not Affected | Not Affected | Not Affected | Not Affected | Not Affected | Not Affected | Not Affected | Not Affected | Not Affected | 0 | 0 | 0 | 0 | 21 | Polygon
Critical Infrastructure | Stormwater Treatment Facilities and Pump Stations | Stormwater Ponds - NHD |  | STFPS_PG_12094 |  | Not Affected | Not Affected | Not Affected | Not Affected | Not Affected | Not Affected | Not Affected | Not Affected | Not Affected | Not Affected | Not Affected | Not Affected | Not Affected | Not Affected | Not Affected | Not Affected | Not Affected | Not Affected | Not Affected | Not Affected | Not Affected | 0 | 0 | 0 | 0 | 21 | Polygon
Critical Infrastructure | Stormwater Treatment Facilities and Pump Stations | Stormwater Ponds - NHD |  | STFPS_PG_12096 |  | Not Affected | Not Affected | Not Affected | Not Affected | Not Affected | Not Affected | Not Affected | Not Affected | Not Affected | Not Affected | Not Affected | Not Affected | Not Affected | Not Affected | Not Affected | Not Affected | Not Affected | Not Affected | Not Affected | Not Affected | Not Affected | 0 | 0 | 0 | 0 | 21 | Polygon
Critical Infrastructure | Stormwater Treatment Facilities and Pump Stations | Stormwater Ponds - NHD |  | STFPS_PG_12097 |  | Not Affected | Not Affected | Not Affected | Not Affected | Not Affected | Not Affected | Not Affected | Not Affected | Not Affected | Not Affected | Not Affected | Not Affected | Not Affected | Not Affected | Not Affected | Not Affected | Not Affected | Not Affected | Not Affected | Not Affected | Not Affected | 0 | 0 | 0 | 0 | 21 | Polygon
Critical Infrastructure | Stormwater Treatment Facilities and Pump Stations | Stormwater Ponds - NHD |  | STFPS_PG_12099 |  | Not Affected | Not Affected | Not Affected | Not Affected | Not Affected | Not Affected | Not Affected | Not Affected | Not Affected | Not Affected | Not Affected | Not Affected | Not Affected | Not Affected | Not Affected | Not Affected | Not Affected | Not Affected | Not Affected | Not Affected | Not Affected | 0 | 0 | 0 | 0 | 21 | Polygon
Critical Infrastructure | Stormwater Treatment Facilities and Pump Stations | Stormwater Ponds - NHD |  | STFPS_PG_12100 |  | Not Affected | Not Affected | Not Affected | Not Affected | Not Affected | Not Affected | Not Affected | Not Affected | Not Affected | Not Affected | Not Affected | Not Affected | Not Affected | Not Affected | Not Affected | Not Affected | Not Affected | Not Affected | Not Affected | Not Affected | Not Affected | 0 | 0 | 0 | 0 | 21 | Polygon
Critical Infrastructure | Stormwater Treatment Facilities and Pump Stations | Stormwater Ponds - NHD |  | STFPS_PG_12105 |  | Not Affected | Not Affected | Not Affected | Not Affected | Not Affected | Not Affected | Not Affected | Not Affected | Not Affected | Not Affected | Not Affected | Not Affected | Not Affected | Not Affected | Not Affected | Not Affected | Not Affected | Not Affected | Not Affected | Not Affected | Not Affected | 0 | 0 | 0 | 0 | 21 | Polygon
Critical Infrastructure | Stormwater Treatment Facilities and Pump Stations | Stormwater Ponds - NHD |  | STFPS_PG_12106 |  | Not Affected | Not Affected | Not Affected | Not Affected | Not Affected | Not Affected | Not Affected | Not Affected | Not Affected | Not Affected | Not Affected | Not Affected | Not Affected | Not Affected | Not Affected | Not Affected | Not Affected | Not Affected | Not Affected | Not Affected | Not Affected | 0 | 0 | 0 | 0 | 21 | Polygon
Critical Infrastructure | Stormwater Treatment Facilities and Pump Stations | Stormwater Ponds - NHD |  | STFPS_PG_12107 |  | Not Affected | Not Affected | Not Affected | Not Affected | Not Affected | Not Affected | Not Affected | Not Affected | Not Affected | Not Affected | Not Affected | Not Affected | Not Affected | Not Affected | Not Affected | Not Affected | Not Affected | Not Affected | Not Affected | Not Affected | Not Affected | 0 | 0 | 0 | 0 | 21 | Polygon
Critical Infrastructure | Stormwater Treatment Facilities and Pump Stations | Stormwater Ponds - NHD |  | STFPS_PG_12114 |  | Not Affected | Not Affected | Not Affected | Not Affected | Not Affected | Not Affected | Not Affected | Not Affected | Not Affected | Not Affected | Not Affected | Not Affected | Not Affected | Not Affected | Not Affected | Not Affected | Not Affected | Not Affected | Not Affected | Not Affected | Not Affected | 0 | 0 | 0 | 0 | 21 | Polygon
Critical Infrastructure | Stormwater Treatment Facilities and Pump Stations | Stormwater Ponds - NHD |  | STFPS_PG_12115 |  | Not Affected | Not Affected | Not Affected | Not Affected | Not Affected | Not Affected | Not Affected | Not Affected | Not Affected | Not Affected | Not Affected | Not Affected | Not Affected | Not Affected | Not Affected | Not Affected | Not Affected | Not Affected | Not Affected | Not Affected | Not Affected | 0 | 0 | 0 | 0 | 21 | Polygon
Critical Infrastructure | Stormwater Treatment Facilities and Pump Stations | Stormwater Ponds - NHD |  | STFPS_PG_12117 |  | Not Affected | Not Affected | Not Affected | Not Affected | Not Affected | Not Affected | Not Affected | Not Affected | Not Affected | Not Affected | Not Affected | Not Affected | Not Affected | Not Affected | Not Affected | Not Affected | Not Affected | Not Affected | Not Affected | Not Affected | Not Affected | 0 | 0 | 0 | 0 | 21 | Polygon
Critical Infrastructure | Stormwater Treatment Facilities and Pump Stations | Stormwater Ponds - NHD |  | STFPS_PG_12120 |  | Not Affected | Not Affected | Not Affected | Not Affected | Not Affected | Not Affected | Not Affected | Not Affected | Not Affected | Not Affected | Not Affected | Not Affected | Not Affected | Not Affected | Not Affected | Not Affected | Not Affected | Not Affected | Not Affected | Not Affected | Not Affected | 0 | 0 | 0 | 0 | 21 | Polygon
Critical Infrastructure | Stormwater Treatment Facilities and Pump Stations | Stormwater Ponds - NHD |  | STFPS_PG_12122 |  | Not Affected | Not Affected | Not Affected | Not Affected | Not Affected | Not Affected | Not Affected | Not Affected | Not Affected | Not Affected | Not Affected | Not Affected | Not Affected | Not Affected | Not Affected | Not Affected | Not Affected | Not Affected | Not Affected | Not Affected | Not Affected | 0 | 0 | 0 | 0 | 21 | Polygon
Critical Infrastructure | Stormwater Treatment Facilities and Pump Stations | Stormwater Ponds - NHD |  | STFPS_PG_12124 |  | Not Affected | Not Affected | Not Affected | Not Affected | Not Affected | Not Affected | Not Affected | Not Affected | Not Affected | Not Affected | Not Affected | Not Affected | Not Affected | Not Affected | Not Affected | Not Affected | Not Affected | Not Affected | Not Affected | Not Affected | Not Affected | 0 | 0 | 0 | 0 | 21 | Polygon
Critical Infrastructure | Stormwater Treatment Facilities and Pump Stations | Stormwater Ponds - NHD |  | STFPS_PG_12125 |  | Not Affected | Not Affected | Not Affected | Not Affected | Not Affected | Not Affected | Not Affected | Not Affected | Not Affected | Not Affected | Not Affected | Not Affected | Not Affected | Not Affected | Not Affected | Not Affected | Not Affected | Not Affected | Not Affected | Not Affected | Not Affected | 0 | 0 | 0 | 0 | 21 | Polygon
Critical Infrastructure | Stormwater Treatment Facilities and Pump Stations | Stormwater Ponds - NHD |  | STFPS_PG_12126 |  | Not Affected | Not Affected | Not Affected | Not Affected | Not Affected | Not Affected | Not Affected | Not Affected | Not Affected | Not Affected | Not Affected | Not Affected | Not Affected | Not Affected | Not Affected | Not Affected | Not Affected | Not Affected | Not Affected | Not Affected | Not Affected | 0 | 0 | 0 | 0 | 21 | Polygon
Critical Infrastructure | Stormwater Treatment Facilities and Pump Stations | Stormwater Ponds - NHD |  | STFPS_PG_12127 |  | Not Affected | Not Affected | Not Affected | Not Affected | Not Affected | Not Affected | Not Affected | Not Affected | Not Affected | Not Affected | Not Affected | Not Affected | Not Affected | Not Affected | Not Affected | Not Affected | Not Affected | Not Affected | Not Affected | Not Affected | Not Affected | 0 | 0 | 0 | 0 | 21 | Polygon
Critical Infrastructure | Stormwater Treatment Facilities and Pump Stations | Stormwater Ponds - NHD |  | STFPS_PG_12129 |  | Not Affected | Not Affected | Not Affected | Not Affected | Not Affected | Not Affected | Not Affected | Not Affected | Not Affected | Not Affected | Not Affected | Not Affected | Not Affected | Not Affected | Not Affected | Not Affected | Not Affected | Not Affected | Not Affected | Not Affected | Not Affected | 0 | 0 | 0 | 0 | 21 | Polygon
Critical Infrastructure | Stormwater Treatment Facilities and Pump Stations | Stormwater Ponds - NHD |  | STFPS_PG_12130 |  | Not Affected | Not Affected | Not Affected | Not Affected | Not Affected | Not Affected | Not Affected | Not Affected | Not Affected | Not Affected | Not Affected | Not Affected | Not Affected | Not Affected | Not Affected | Not Affected | Not Affected | Not Affected | Not Affected | Not Affected | Not Affected | 0 | 0 | 0 | 0 | 21 | Polygon
Critical Infrastructure | Stormwater Treatment Facilities and Pump Stations | Stormwater Ponds - NHD |  | STFPS_PG_12131 |  | Not Affected | Not Affected | Not Affected | Not Affected | Not Affected | Not Affected | Not Affected | Not Affected | Not Affected | Not Affected | Not Affected | Not Affected | Not Affected | Not Affected | Not Affected | Not Affected | Not Affected | Not Affected | Not Affected | Not Affected | Not Affected | 0 | 0 | 0 | 0 | 21 | Polygon
Critical Infrastructure | Stormwater Treatment Facilities and Pump Stations | Stormwater Ponds - NHD |  | STFPS_PG_12133 |  | Not Affected | Not Affected | Not Affected | Not Affected | Not Affected | Not Affected | Not Affected | Not Affected | Not Affected | Not Affected | Not Affected | Not Affected | Not Affected | Not Affected | Not Affected | Not Affected | Not Affected | Not Affected | Not Affected | Not Affected | Not Affected | 0 | 0 | 0 | 0 | 21 | Polygon
Critical Infrastructure | Stormwater Treatment Facilities and Pump Stations | Stormwater Ponds - NHD |  | STFPS_PG_12134 |  | Not Affected | Not Affected | Not Affected | Not Affected | Not Affected | Not Affected | Not Affected | Not Affected | Not Affected | Not Affected | Not Affected | Not Affected | Not Affected | Not Affected | Not Affected | Not Affected | Not Affected | Not Affected | Not Affected | Not Affected | Not Affected | 0 | 0 | 0 | 0 | 21 | Polygon
Critical Infrastructure | Stormwater Treatment Facilities and Pump Stations | Stormwater Ponds - NHD |  | STFPS_PG_12135 |  | Not Affected | Not Affected | Not Affected | Not Affected | Not Affected | Not Affected | Not Affected | Not Affected | Not Affected | Not Affected | Not Affected | Not Affected | Not Affected | Not Affected | Not Affected | Not Affected | Not Affected | Not Affected | Not Affected | Not Affected | Not Affected | 0 | 0 | 0 | 0 | 21 | Polygon
Critical Infrastructure | Stormwater Treatment Facilities and Pump Stations | Stormwater Ponds - NHD |  | STFPS_PG_12137 |  | Not Affected | Not Affected | Not Affected | Not Affected | Not Affected | Not Affected | Not Affected | Not Affected | Not Affected | Not Affected | Not Affected | Not Affected | Not Affected | Not Affected | Not Affected | Not Affected | Not Affected | Not Affected | Not Affected | Not Affected | Not Affected | 0 | 0 | 0 | 0 | 21 | Polygon
Critical Infrastructure | Stormwater Treatment Facilities and Pump Stations | Stormwater Ponds - NHD |  | STFPS_PG_12138 |  | Not Affected | Not Affected | Not Affected | Not Affected | Not Affected | Not Affected | Not Affected | Not Affected | Not Affected | Not Affected | Not Affected | Not Affected | Not Affected | Not Affected | Not Affected | Not Affected | Not Affected | Not Affected | Not Affected | Not Affected | Not Affected | 0 | 0 | 0 | 0 | 21 | Polygon
Critical Infrastructure | Stormwater Treatment Facilities and Pump Stations | Stormwater Ponds - NHD |  | STFPS_PG_12139 |  | Not Affected | Not Affected | Not Affected | Not Affected | Not Affected | Not Affected | Not Affected | Not Affected | Not Affected | Not Affected | Not Affected | Not Affected | Not Affected | Not Affected | Not Affected | Not Affected | Not Affected | Not Affected | Not Affected | Not Affected | Not Affected | 0 | 0 | 0 | 0 | 21 | Polygon
Critical Infrastructure | Stormwater Treatment Facilities and Pump Stations | Stormwater Ponds - NHD |  | STFPS_PG_12140 |  | Not Affected | Not Affected | Not Affected | Not Affected | Not Affected | Not Affected | Not Affected | Not Affected | Not Affected | Not Affected | Not Affected | Not Affected | Not Affected | Not Affected | Not Affected | Not Affected | Not Affected | Not Affected | Not Affected | Not Affected | Not Affected | 0 | 0 | 0 | 0 | 21 | Polygon
Critical Infrastructure | Stormwater Treatment Facilities and Pump Stations | Stormwater Ponds - NHD |  | STFPS_PG_12141 |  | Not Affected | Not Affected | Not Affected | Not Affected | Not Affected | Not Affected | Not Affected | Not Affected | Not Affected | Not Affected | Not Affected | Not Affected | Not Affected | Not Affected | Not Affected | Not Affected | Not Affected | Not Affected | Not Affected | Not Affected | Not Affected | 0 | 0 | 0 | 0 | 21 | Polygon
Critical Infrastructure | Stormwater Treatment Facilities and Pump Stations | Stormwater Ponds - NHD |  | STFPS_PG_12143 |  | Not Affected | Not Affected | Not Affected | Not Affected | Not Affected | Not Affected | Not Affected | Not Affected | Not Affected | Not Affected | Not Affected | Not Affected | Not Affected | Not Affected | Not Affected | Not Affected | Not Affected | Not Affected | Not Affected | Not Affected | Not Affected | 0 | 0 | 0 | 0 | 21 | Polygon
Critical Infrastructure | Stormwater Treatment Facilities and Pump Stations | Stormwater Ponds - NHD |  | STFPS_PG_12146 |  | Not Affected | Not Affected | Not Affected | Not Affected | Not Affected | Not Affected | Not Affected | Not Affected | Not Affected | Not Affected | Not Affected | Not Affected | Not Affected | Not Affected | Not Affected | Not Affected | Not Affected | Not Affected | Not Affected | Not Affected | Not Affected | 0 | 0 | 0 | 0 | 21 | Polygon
Critical Infrastructure | Stormwater Treatment Facilities and Pump Stations | Stormwater Ponds - NHD |  | STFPS_PG_12147 |  | Not Affected | Not Affected | Not Affected | Not Affected | Not Affected | Not Affected | Not Affected | Not Affected | Not Affected | Not Affected | Not Affected | Not Affected | Not Affected | Not Affected | Not Affected | Not Affected | Not Affected | Not Affected | Not Affected | Not Affected | Not Affected | 0 | 0 | 0 | 0 | 21 | Polygon
Critical Infrastructure | Stormwater Treatment Facilities and Pump Stations | Stormwater Ponds - NHD |  | STFPS_PG_12148 |  | Not Affected | Not Affected | Not Affected | Not Affected | Not Affected | Not Affected | Not Affected | Not Affected | Not Affected | Not Affected | Not Affected | Not Affected | Not Affected | Not Affected | Not Affected | Not Affected | Not Affected | Not Affected | Not Affected | Not Affected | Not Affected | 0 | 0 | 0 | 0 | 21 | Polygon
Critical Infrastructure | Stormwater Treatment Facilities and Pump Stations | Stormwater Ponds - NHD |  | STFPS_PG_12150 |  | Not Affected | Not Affected | Not Affected | Not Affected | Not Affected | Not Affected | Not Affected | Not Affected | Not Affected | Not Affected | Not Affected | Not Affected | Not Affected | Not Affected | Not Affected | Not Affected | Not Affected | Not Affected | Not Affected | Not Affected | Not Affected | 0 | 0 | 0 | 0 | 21 | Polygon
Critical Infrastructure | Stormwater Treatment Facilities and Pump Stations | Stormwater Ponds - NHD |  | STFPS_PG_12151 |  | Not Affected | Not Affected | Not Affected | Not Affected | Not Affected | Not Affected | Not Affected | Not Affected | Not Affected | Not Affected | Not Affected | Not Affected | Not Affected | Not Affected | Not Affected | Not Affected | Not Affected | Not Affected | Not Affected | Not Affected | Not Affected | 0 | 0 | 0 | 0 | 21 | Polygon
Critical Infrastructure | Stormwater Treatment Facilities and Pump Stations | Stormwater Ponds - NHD |  | STFPS_PG_12152 |  | Not Affected | Not Affected | Not Affected | Not Affected | Not Affected | Not Affected | Not Affected | Not Affected | Not Affected | Not Affected | Not Affected | Not Affected | Not Affected | Not Affected | Not Affected | Not Affected | Not Affected | Not Affected | Not Affected | Not Affected | Not Affected | 0 | 0 | 0 | 0 | 21 | Polygon
Critical Infrastructure | Stormwater Treatment Facilities and Pump Stations | Stormwater Ponds - NHD |  | STFPS_PG_12154 |  | Not Affected | Not Affected | Not Affected | Not Affected | Not Affected | Not Affected | Not Affected | Not Affected | Not Affected | Not Affected | Not Affected | Not Affected | Not Affected | Not Affected | Not Affected | Not Affected | Not Affected | Not Affected | Not Affected | Not Affected | Not Affected | 0 | 0 | 0 | 0 | 21 | Polygon
Critical Infrastructure | Stormwater Treatment Facilities and Pump Stations | Stormwater Ponds - NHD |  | STFPS_PG_12155 |  | Not Affected | Not Affected | Not Affected | Not Affected | Not Affected | Not Affected | Not Affected | Not Affected | Not Affected | Not Affected | Not Affected | Not Affected | Not Affected | Not Affected | Not Affected | Not Affected | Not Affected | Not Affected | Not Affected | Not Affected | Not Affected | 0 | 0 | 0 | 0 | 21 | Polygon
Critical Infrastructure | Stormwater Treatment Facilities and Pump Stations | Stormwater Ponds - NHD |  | STFPS_PG_12158 |  | Not Affected | Not Affected | Not Affected | Not Affected | Not Affected | Not Affected | Not Affected | Not Affected | Not Affected | Not Affected | Not Affected | Not Affected | Not Affected | Not Affected | Not Affected | Not Affected | Not Affected | Not Affected | Not Affected | Not Affected | Not Affected | 0 | 0 | 0 | 0 | 21 | Polygon
Critical Infrastructure | Stormwater Treatment Facilities and Pump Stations | Stormwater Ponds - NHD |  | STFPS_PG_12159 |  | Not Affected | Not Affected | Not Affected | Not Affected | Not Affected | Not Affected | Not Affected | Not Affected | Not Affected | Not Affected | Not Affected | Not Affected | Not Affected | Not Affected | Not Affected | Not Affected | Not Affected | Not Affected | Not Affected | Not Affected | Not Affected | 0 | 0 | 0 | 0 | 21 | Polygon
Critical Infrastructure | Stormwater Treatment Facilities and Pump Stations | Stormwater Ponds - NHD |  | STFPS_PG_12160 |  | Not Affected | Not Affected | Not Affected | Not Affected | Not Affected | Not Affected | Not Affected | Not Affected | Not Affected | Not Affected | Not Affected | Not Affected | Not Affected | Not Affected | Not Affected | Not Affected | Not Affected | Not Affected | Not Affected | Not Affected | Not Affected | 0 | 0 | 0 | 0 | 21 | Polygon
Critical Infrastructure | Stormwater Treatment Facilities and Pump Stations | Stormwater Ponds - NHD |  | STFPS_PG_12161 |  | Not Affected | Not Affected | Not Affected | Not Affected | Not Affected | Not Affected | Not Affected | Not Affected | Not Affected | Not Affected | Not Affected | Not Affected | Not Affected | Not Affected | Not Affected | Not Affected | Not Affected | Not Affected | Not Affected | Not Affected | Not Affected | 0 | 0 | 0 | 0 | 21 | Polygon
Critical Infrastructure | Stormwater Treatment Facilities and Pump Stations | Stormwater Ponds - NHD |  | STFPS_PG_12165 |  | Not Affected | Not Affected | Not Affected | Not Affected | Not Affected | Not Affected | Not Affected | Not Affected | Not Affected | Not Affected | Not Affected | Not Affected | Not Affected | Not Affected | Not Affected | Not Affected | Not Affected | Not Affected | Not Affected | Not Affected | Not Affected | 0 | 0 | 0 | 0 | 21 | Polygon
Critical Infrastructure | Stormwater Treatment Facilities and Pump Stations | Stormwater Ponds - NHD |  | STFPS_PG_12166 |  | Not Affected | Not Affected | Not Affected | Not Affected | Not Affected | Not Affected | Not Affected | Not Affected | Not Affected | Not Affected | Not Affected | Not Affected | Not Affected | Not Affected | Not Affected | Not Affected | Not Affected | Not Affected | Not Affected | Not Affected | Not Affected | 0 | 0 | 0 | 0 | 21 | Polygon
Critical Infrastructure | Stormwater Treatment Facilities and Pump Stations | Stormwater Ponds - NHD |  | STFPS_PG_12167 |  | Not Affected | Not Affected | Not Affected | Not Affected | Not Affected | Not Affected | Not Affected | Not Affected | Not Affected | Not Affected | Not Affected | Not Affected | Not Affected | Not Affected | Not Affected | Not Affected | Not Affected | Not Affected | Not Affected | Not Affected | Not Affected | 0 | 0 | 0 | 0 | 21 | Polygon
Critical Infrastructure | Stormwater Treatment Facilities and Pump Stations | Stormwater Ponds - NHD |  | STFPS_PG_12170 |  | Not Affected | Not Affected | Not Affected | Not Affected | Not Affected | Not Affected | Not Affected | Not Affected | Not Affected | Not Affected | Not Affected | Not Affected | Not Affected | Not Affected | Not Affected | Not Affected | Not Affected | Not Affected | Not Affected | Not Affected | Not Affected | 0 | 0 | 0 | 0 | 21 | Polygon
Critical Infrastructure | Stormwater Treatment Facilities and Pump Stations | Stormwater Ponds - NHD |  | STFPS_PG_12171 |  | Not Affected | Not Affected | Not Affected | Not Affected | Not Affected | Not Affected | Not Affected | Not Affected | Not Affected | Not Affected | Not Affected | Not Affected | Not Affected | Not Affected | Not Affected | Not Affected | Not Affected | Not Affected | Not Affected | Not Affected | Not Affected | 0 | 0 | 0 | 0 | 21 | Polygon
Critical Infrastructure | Stormwater Treatment Facilities and Pump Stations | Stormwater Ponds - NHD |  | STFPS_PG_12172 |  | Not Affected | Not Affected | Not Affected | Not Affected | Not Affected | Not Affected | Not Affected | Not Affected | Not Affected | Not Affected | Not Affected | Not Affected | Not Affected | Not Affected | Not Affected | Not Affected | Not Affected | Not Affected | Not Affected | Not Affected | Not Affected | 0 | 0 | 0 | 0 | 21 | Polygon
Critical Infrastructure | Stormwater Treatment Facilities and Pump Stations | Stormwater Ponds - NHD |  | STFPS_PG_12173 |  | Not Affected | Not Affected | Not Affected | Not Affected | Not Affected | Not Affected | Not Affected | Not Affected | Not Affected | Not Affected | Not Affected | Not Affected | Not Affected | Not Affected | Not Affected | Not Affected | Not Affected | Not Affected | Not Affected | Not Affected | Not Affected | 0 | 0 | 0 | 0 | 21 | Polygon
Critical Infrastructure | Stormwater Treatment Facilities and Pump Stations | Stormwater Ponds - NHD |  | STFPS_PG_12174 |  | Not Affected | Not Affected | Not Affected | Not Affected | Not Affected | Not Affected | Not Affected | Not Affected | Not Affected | Not Affected | Not Affected | Not Affected | Not Affected | Not Affected | Not Affected | Not Affected | Not Affected | Not Affected | Not Affected | Not Affected | Not Affected | 0 | 0 | 0 | 0 | 21 | Polygon
Critical Infrastructure | Stormwater Treatment Facilities and Pump Stations | Stormwater Ponds - NHD |  | STFPS_PG_12175 |  | Not Affected | Not Affected | Not Affected | Not Affected | Not Affected | Not Affected | Not Affected | Not Affected | Not Affected | Not Affected | Not Affected | Not Affected | Not Affected | Not Affected | Not Affected | Not Affected | Not Affected | Not Affected | Not Affected | Not Affected | Not Affected | 0 | 0 | 0 | 0 | 21 | Polygon
Critical Infrastructure | Stormwater Treatment Facilities and Pump Stations | Stormwater Ponds - NHD |  | STFPS_PG_12178 |  | Not Affected | Not Affected | Not Affected | Not Affected | Not Affected | Not Affected | Not Affected | Not Affected | Not Affected | Not Affected | Not Affected | Not Affected | Not Affected | Not Affected | Not Affected | Not Affected | Not Affected | Not Affected | Not Affected | Not Affected | Not Affected | 0 | 0 | 0 | 0 | 21 | Polygon
Critical Infrastructure | Stormwater Treatment Facilities and Pump Stations | Stormwater Ponds - NHD |  | STFPS_PG_12181 |  | Not Affected | Not Affected | Not Affected | Not Affected | Not Affected | Not Affected | Not Affected | Not Affected | Not Affected | Not Affected | Not Affected | Not Affected | Not Affected | Not Affected | Not Affected | Not Affected | Not Affected | Not Affected | Not Affected | Not Affected | Not Affected | 0 | 0 | 0 | 0 | 21 | Polygon
Critical Infrastructure | Stormwater Treatment Facilities and Pump Stations | Stormwater Ponds - NHD |  | STFPS_PG_12182 |  | Not Affected | Not Affected | Not Affected | Not Affected | Not Affected | Not Affected | Not Affected | Not Affected | Not Affected | Not Affected | Not Affected | Not Affected | Not Affected | Not Affected | Not Affected | Not Affected | Not Affected | Not Affected | Not Affected | Not Affected | Not Affected | 0 | 0 | 0 | 0 | 21 | Polygon
Critical Infrastructure | Stormwater Treatment Facilities and Pump Stations | Stormwater Ponds - NHD |  | STFPS_PG_12185 |  | Not Affected | Not Affected | Not Affected | Not Affected | Not Affected | Not Affected | Not Affected | Not Affected | Not Affected | Not Affected | Not Affected | Not Affected | Not Affected | Not Affected | Not Affected | Not Affected | Not Affected | Not Affected | Not Affected | Not Affected | Not Affected | 0 | 0 | 0 | 0 | 21 | Polygon
Critical Infrastructure | Stormwater Treatment Facilities and Pump Stations | Stormwater Ponds - NHD |  | STFPS_PG_12187 |  | Not Affected | Not Affected | Not Affected | Not Affected | Not Affected | Not Affected | Not Affected | Not Affected | Not Affected | Not Affected | Not Affected | Not Affected | Not Affected | Not Affected | Not Affected | Not Affected | Not Affected | Not Affected | Not Affected | Not Affected | Not Affected | 0 | 0 | 0 | 0 | 21 | Polygon
Critical Infrastructure | Stormwater Treatment Facilities and Pump Stations | Stormwater Ponds - NHD |  | STFPS_PG_12190 |  | Not Affected | Not Affected | Not Affected | Not Affected | Not Affected | Not Affected | Not Affected | Not Affected | Not Affected | Not Affected | Not Affected | Not Affected | Not Affected | Not Affected | Not Affected | Not Affected | Not Affected | Not Affected | Not Affected | Not Affected | Not Affected | 0 | 0 | 0 | 0 | 21 | Polygon
Critical Infrastructure | Stormwater Treatment Facilities and Pump Stations | Stormwater Ponds - NHD |  | STFPS_PG_12194 |  | Not Affected | Not Affected | Not Affected | Not Affected | Not Affected | Not Affected | Not Affected | Not Affected | Not Affected | Not Affected | Not Affected | Not Affected | Not Affected | Not Affected | Not Affected | Not Affected | Not Affected | Not Affected | Not Affected | Not Affected | Not Affected | 0 | 0 | 0 | 0 | 21 | Polygon
Critical Infrastructure | Stormwater Treatment Facilities and Pump Stations | Stormwater Ponds - NHD |  | STFPS_PG_12195 |  | Not Affected | Not Affected | Not Affected | Not Affected | Not Affected | Not Affected | Not Affected | Not Affected | Not Affected | Not Affected | Not Affected | Not Affected | Not Affected | Not Affected | Not Affected | Not Affected | Not Affected | Not Affected | Not Affected | Not Affected | Not Affected | 0 | 0 | 0 | 0 | 21 | Polygon
Critical Infrastructure | Stormwater Treatment Facilities and Pump Stations | Stormwater Ponds - NHD |  | STFPS_PG_12196 |  | Not Affected | Not Affected | Not Affected | Not Affected | Not Affected | Not Affected | Not Affected | Not Affected | Not Affected | Not Affected | Not Affected | Not Affected | Not Affected | Not Affected | Not Affected | Not Affected | Not Affected | Not Affected | Not Affected | Not Affected | Not Affected | 0 | 0 | 0 | 0 | 21 | Polygon
Critical Infrastructure | Stormwater Treatment Facilities and Pump Stations | Stormwater Ponds - NHD |  | STFPS_PG_12197 |  | Not Affected | Not Affected | Not Affected | Not Affected | Not Affected | Not Affected | Not Affected | Not Affected | Not Affected | Not Affected | Not Affected | Not Affected | Not Affected | Not Affected | Not Affected | Not Affected | Not Affected | Not Affected | Not Affected | Not Affected | Not Affected | 0 | 0 | 0 | 0 | 21 | Polygon
Critical Infrastructure | Stormwater Treatment Facilities and Pump Stations | Stormwater Ponds - NHD |  | STFPS_PG_12198 |  | Not Affected | Not Affected | Not Affected | Not Affected | Not Affected | Not Affected | Not Affected | Not Affected | Not Affected | Not Affected | Not Affected | Not Affected | Not Affected | Not Affected | Not Affected | Not Affected | Not Affected | Not Affected | Not Affected | Not Affected | Not Affected | 0 | 0 | 0 | 0 | 21 | Polygon
Critical Infrastructure | Stormwater Treatment Facilities and Pump Stations | Stormwater Ponds - NHD |  | STFPS_PG_12200 |  | Not Affected | Not Affected | Not Affected | Not Affected | Not Affected | Not Affected | Not Affected | Not Affected | Not Affected | Not Affected | Not Affected | Not Affected | Not Affected | Not Affected | Not Affected | Not Affected | Not Affected | Not Affected | Not Affected | Not Affected | Not Affected | 0 | 0 | 0 | 0 | 21 | Polygon
Critical Infrastructure | Stormwater Treatment Facilities and Pump Stations | Stormwater Ponds - NHD |  | STFPS_PG_12201 |  | Not Affected | Not Affected | Not Affected | Not Affected | Not Affected | Not Affected | Not Affected | Not Affected | Not Affected | Not Affected | Not Affected | Not Affected | Not Affected | Not Affected | Not Affected | Not Affected | Not Affected | Not Affected | Not Affected | Not Affected | Not Affected | 0 | 0 | 0 | 0 | 21 | Polygon
Critical Infrastructure | Stormwater Treatment Facilities and Pump Stations | Stormwater Ponds - NHD |  | STFPS_PG_12202 |  | Not Affected | Not Affected | Not Affected | Not Affected | Not Affected | Not Affected | Not Affected | Not Affected | Not Affected | Not Affected | Not Affected | Not Affected | Not Affected | Not Affected | Not Affected | Not Affected | Not Affected | Not Affected | Not Affected | Not Affected | Not Affected | 0 | 0 | 0 | 0 | 21 | Polygon
Critical Infrastructure | Stormwater Treatment Facilities and Pump Stations | Stormwater Ponds - NHD |  | STFPS_PG_12204 |  | Not Affected | Not Affected | Not Affected | Not Affected | Not Affected | Not Affected | Not Affected | Not Affected | Not Affected | Not Affected | Not Affected | Not Affected | Not Affected | Not Affected | Not Affected | Not Affected | Not Affected | Not Affected | Not Affected | Not Affected | Not Affected | 0 | 0 | 0 | 0 | 21 | Polygon
Critical Infrastructure | Stormwater Treatment Facilities and Pump Stations | Stormwater Ponds - NHD |  | STFPS_PG_12205 |  | Not Affected | Not Affected | Not Affected | Not Affected | Not Affected | Not Affected | Not Affected | Not Affected | Not Affected | Not Affected | Not Affected | Not Affected | Not Affected | Not Affected | Not Affected | Not Affected | Not Affected | Not Affected | Not Affected | Not Affected | Not Affected | 0 | 0 | 0 | 0 | 21 | Polygon
Critical Infrastructure | Stormwater Treatment Facilities and Pump Stations | Stormwater Ponds - NHD |  | STFPS_PG_12206 |  | Not Affected | Not Affected | Not Affected | Not Affected | Not Affected | Not Affected | Not Affected | Not Affected | Not Affected | Not Affected | Not Affected | Not Affected | Not Affected | Not Affected | Not Affected | Not Affected | Not Affected | Not Affected | Not Affected | Not Affected | Not Affected | 0 | 0 | 0 | 0 | 21 | Polygon
Critical Infrastructure | Stormwater Treatment Facilities and Pump Stations | Stormwater Ponds - NHD |  | STFPS_PG_12207 |  | Not Affected | Not Affected | Not Affected | Not Affected | Not Affected | Not Affected | Not Affected | Not Affected | Not Affected | Not Affected | Not Affected | Not Affected | Not Affected | Not Affected | Not Affected | Not Affected | Not Affected | Not Affected | Not Affected | Not Affected | Not Affected | 0 | 0 | 0 | 0 | 21 | Polygon
Critical Infrastructure | Stormwater Treatment Facilities and Pump Stations | Stormwater Ponds - NHD |  | STFPS_PG_12209 |  | Not Affected | Not Affected | Not Affected | Not Affected | Not Affected | Not Affected | Not Affected | Not Affected | Not Affected | Not Affected | Not Affected | Not Affected | Not Affected | Not Affected | Not Affected | Not Affected | Not Affected | Not Affected | Not Affected | Not Affected | Not Affected | 0 | 0 | 0 | 0 | 21 | Polygon
Critical Infrastructure | Stormwater Treatment Facilities and Pump Stations | Stormwater Ponds - NHD |  | STFPS_PG_12210 |  | Not Affected | Not Affected | Not Affected | Not Affected | Not Affected | Not Affected | Not Affected | Not Affected | Not Affected | Not Affected | Not Affected | Not Affected | Not Affected | Not Affected | Not Affected | Not Affected | Not Affected | Not Affected | Not Affected | Not Affected | Not Affected | 0 | 0 | 0 | 0 | 21 | Polygon
Critical Infrastructure | Stormwater Treatment Facilities and Pump Stations | Stormwater Ponds - NHD |  | STFPS_PG_12211 |  | Not Affected | Not Affected | Not Affected | Not Affected | Not Affected | Not Affected | Not Affected | Not Affected | Not Affected | Not Affected | Not Affected | Not Affected | Not Affected | Not Affected | Not Affected | Not Affected | Not Affected | Not Affected | Not Affected | Not Affected | Not Affected | 0 | 0 | 0 | 0 | 21 | Polygon
Critical Infrastructure | Stormwater Treatment Facilities and Pump Stations | Stormwater Ponds - NHD |  | STFPS_PG_12212 |  | Not Affected | Not Affected | Not Affected | Not Affected | Not Affected | Not Affected | Not Affected | Not Affected | Not Affected | Not Affected | Not Affected | Not Affected | Not Affected | Not Affected | Not Affected | Not Affected | Not Affected | Not Affected | Not Affected | Not Affected | Not Affected | 0 | 0 | 0 | 0 | 21 | Polygon
Critical Infrastructure | Stormwater Treatment Facilities and Pump Stations | Stormwater Ponds - NHD |  | STFPS_PG_12213 |  | Not Affected | Not Affected | Not Affected | Not Affected | Not Affected | Not Affected | Not Affected | Not Affected | Not Affected | Not Affected | Not Affected | Not Affected | Not Affected | Not Affected | Not Affected | Not Affected | Not Affected | Not Affected | Not Affected | Not Affected | Not Affected | 0 | 0 | 0 | 0 | 21 | Polygon
Critical Infrastructure | Stormwater Treatment Facilities and Pump Stations | Stormwater Ponds - NHD |  | STFPS_PG_12214 |  | Not Affected | Not Affected | Not Affected | Not Affected | Not Affected | Not Affected | Not Affected | Not Affected | Not Affected | Not Affected | Not Affected | Not Affected | Not Affected | Not Affected | Not Affected | Not Affected | Not Affected | Not Affected | Not Affected | Not Affected | Not Affected | 0 | 0 | 0 | 0 | 21 | Polygon
Critical Infrastructure | Stormwater Treatment Facilities and Pump Stations | Stormwater Ponds - NHD |  | STFPS_PG_12216 |  | Not Affected | Not Affected | Not Affected | Not Affected | Not Affected | Not Affected | Not Affected | Not Affected | Not Affected | Not Affected | Not Affected | Not Affected | Not Affected | Not Affected | Not Affected | Not Affected | Not Affected | Not Affected | Not Affected | Not Affected | Not Affected | 0 | 0 | 0 | 0 | 21 | Polygon
Critical Infrastructure | Stormwater Treatment Facilities and Pump Stations | Stormwater Ponds - NHD |  | STFPS_PG_12217 |  | Not Affected | Not Affected | Not Affected | Not Affected | Not Affected | Not Affected | Not Affected | Not Affected | Not Affected | Not Affected | Not Affected | Not Affected | Not Affected | Not Affected | Not Affected | Not Affected | Not Affected | Not Affected | Not Affected | Not Affected | Not Affected | 0 | 0 | 0 | 0 | 21 | Polygon
Critical Infrastructure | Stormwater Treatment Facilities and Pump Stations | Stormwater Ponds - NHD |  | STFPS_PG_12218 |  | Not Affected | Not Affected | Not Affected | Not Affected | Not Affected | Not Affected | Not Affected | Not Affected | Not Affected | Not Affected | Not Affected | Not Affected | Not Affected | Not Affected | Not Affected | Not Affected | Not Affected | Not Affected | Not Affected | Not Affected | Not Affected | 0 | 0 | 0 | 0 | 21 | Polygon
Critical Infrastructure | Stormwater Treatment Facilities and Pump Stations | Stormwater Ponds - NHD |  | STFPS_PG_12219 |  | Not Affected | Not Affected | Not Affected | Not Affected | Not Affected | Not Affected | Not Affected | Not Affected | Not Affected | Not Affected | Not Affected | Not Affected | Not Affected | Not Affected | Not Affected | Not Affected | Not Affected | Not Affected | Not Affected | Not Affected | Not Affected | 0 | 0 | 0 | 0 | 21 | Polygon
Critical Infrastructure | Stormwater Treatment Facilities and Pump Stations | Stormwater Ponds - NHD |  | STFPS_PG_12221 |  | Not Affected | Not Affected | Not Affected | Not Affected | Not Affected | Not Affected | Not Affected | Not Affected | Not Affected | Not Affected | Not Affected | Not Affected | Not Affected | Not Affected | Not Affected | Not Affected | Not Affected | Not Affected | Not Affected | Not Affected | Not Affected | 0 | 0 | 0 | 0 | 21 | Polygon
Critical Infrastructure | Stormwater Treatment Facilities and Pump Stations | Stormwater Ponds - NHD |  | STFPS_PG_12222 |  | Not Affected | Not Affected | Not Affected | Not Affected | Not Affected | Not Affected | Not Affected | Not Affected | Not Affected | Not Affected | Not Affected | Not Affected | Not Affected | Not Affected | Not Affected | Not Affected | Not Affected | Not Affected | Not Affected | Not Affected | Not Affected | 0 | 0 | 0 | 0 | 21 | Polygon
Critical Infrastructure | Stormwater Treatment Facilities and Pump Stations | Stormwater Ponds - NHD |  | STFPS_PG_12223 |  | Not Affected | Not Affected | Not Affected | Not Affected | Not Affected | Not Affected | Not Affected | Not Affected | Not Affected | Not Affected | Not Affected | Not Affected | Not Affected | Not Affected | Not Affected | Not Affected | Not Affected | Not Affected | Not Affected | Not Affected | Not Affected | 0 | 0 | 0 | 0 | 21 | Polygon
Critical Infrastructure | Stormwater Treatment Facilities and Pump Stations | Stormwater Ponds - NHD |  | STFPS_PG_12224 |  | Not Affected | Not Affected | Not Affected | Not Affected | Not Affected | Not Affected | Not Affected | Not Affected | Not Affected | Not Affected | Not Affected | Not Affected | Not Affected | Not Affected | Not Affected | Not Affected | Not Affected | Not Affected | Not Affected | Not Affected | Not Affected | 0 | 0 | 0 | 0 | 21 | Polygon
Critical Infrastructure | Stormwater Treatment Facilities and Pump Stations | Stormwater Ponds - NHD |  | STFPS_PG_12228 |  | Not Affected | Not Affected | Not Affected | Not Affected | Not Affected | Not Affected | Not Affected | Not Affected | Not Affected | Not Affected | Not Affected | Not Affected | Not Affected | Not Affected | Not Affected | Not Affected | Not Affected | Not Affected | Not Affected | Not Affected | Not Affected | 0 | 0 | 0 | 0 | 21 | Polygon
Critical Infrastructure | Stormwater Treatment Facilities and Pump Stations | Stormwater Ponds - NHD |  | STFPS_PG_12230 |  | Not Affected | Not Affected | Not Affected | Not Affected | Not Affected | Not Affected | Not Affected | Not Affected | Not Affected | Not Affected | Not Affected | Not Affected | Not Affected | Not Affected | Not Affected | Not Affected | Not Affected | Not Affected | Not Affected | Not Affected | Not Affected | 0 | 0 | 0 | 0 | 21 | Polygon
Critical Infrastructure | Stormwater Treatment Facilities and Pump Stations | Stormwater Ponds - NHD |  | STFPS_PG_12232 |  | Not Affected | Not Affected | Not Affected | Not Affected | Not Affected | Not Affected | Not Affected | Not Affected | Not Affected | Not Affected | Not Affected | Not Affected | Not Affected | Not Affected | Not Affected | Not Affected | Not Affected | Not Affected | Not Affected | Not Affected | Not Affected | 0 | 0 | 0 | 0 | 21 | Polygon
Critical Infrastructure | Stormwater Treatment Facilities and Pump Stations | Stormwater Ponds - NHD |  | STFPS_PG_12233 |  | Not Affected | Not Affected | Not Affected | Not Affected | Not Affected | Not Affected | Not Affected | Not Affected | Not Affected | Not Affected | Not Affected | Not Affected | Not Affected | Not Affected | Not Affected | Not Affected | Not Affected | Not Affected | Not Affected | Not Affected | Not Affected | 0 | 0 | 0 | 0 | 21 | Polygon
Critical Infrastructure | Stormwater Treatment Facilities and Pump Stations | Stormwater Ponds - NHD |  | STFPS_PG_12235 |  | Not Affected | Not Affected | Not Affected | Not Affected | Not Affected | Not Affected | Not Affected | Not Affected | Not Affected | Not Affected | Not Affected | Not Affected | Not Affected | Not Affected | Not Affected | Not Affected | Not Affected | Not Affected | Not Affected | Not Affected | Not Affected | 0 | 0 | 0 | 0 | 21 | Polygon
Critical Infrastructure | Stormwater Treatment Facilities and Pump Stations | Stormwater Ponds - NHD |  | STFPS_PG_12238 |  | Not Affected | Not Affected | Not Affected | Not Affected | Not Affected | Not Affected | Not Affected | Not Affected | Not Affected | Not Affected | Not Affected | Not Affected | Not Affected | Not Affected | Not Affected | Not Affected | Not Affected | Not Affected | Not Affected | Not Affected | Not Affected | 0 | 0 | 0 | 0 | 21 | Polygon
Critical Infrastructure | Stormwater Treatment Facilities and Pump Stations | Stormwater Ponds - NHD |  | STFPS_PG_12240 |  | Not Affected | Not Affected | Not Affected | Not Affected | Not Affected | Not Affected | Not Affected | Not Affected | Not Affected | Not Affected | Not Affected | Not Affected | Not Affected | Not Affected | Not Affected | Not Affected | Not Affected | Not Affected | Not Affected | Not Affected | Not Affected | 0 | 0 | 0 | 0 | 21 | Polygon
Critical Infrastructure | Stormwater Treatment Facilities and Pump Stations | Stormwater Ponds - NHD |  | STFPS_PG_12242 |  | Not Affected | Not Affected | Not Affected | Not Affected | Not Affected | Not Affected | Not Affected | Not Affected | Not Affected | Not Affected | Not Affected | Not Affected | Not Affected | Not Affected | Not Affected | Not Affected | Not Affected | Not Affected | Not Affected | Not Affected | Not Affected | 0 | 0 | 0 | 0 | 21 | Polygon
Critical Infrastructure | Stormwater Treatment Facilities and Pump Stations | Stormwater Ponds - NHD |  | STFPS_PG_12243 |  | Not Affected | Not Affected | Not Affected | Not Affected | Not Affected | Not Affected | Not Affected | Not Affected | Not Affected | Not Affected | Not Affected | Not Affected | Not Affected | Not Affected | Not Affected | Not Affected | Not Affected | Not Affected | Not Affected | Not Affected | Not Affected | 0 | 0 | 0 | 0 | 21 | Polygon
Critical Infrastructure | Stormwater Treatment Facilities and Pump Stations | Stormwater Ponds - NHD |  | STFPS_PG_12245 |  | Not Affected | Not Affected | Not Affected | Not Affected | Not Affected | Not Affected | Not Affected | Not Affected | Not Affected | Not Affected | Not Affected | Not Affected | Not Affected | Not Affected | Not Affected | Not Affected | Not Affected | Not Affected | Not Affected | Not Affected | Not Affected | 0 | 0 | 0 | 0 | 21 | Polygon
Critical Infrastructure | Stormwater Treatment Facilities and Pump Stations | Stormwater Ponds - NHD |  | STFPS_PG_12247 |  | Not Affected | Not Affected | Not Affected | Not Affected | Not Affected | Not Affected | Not Affected | Not Affected | Not Affected | Not Affected | Not Affected | Not Affected | Not Affected | Not Affected | Not Affected | Not Affected | Not Affected | Not Affected | Not Affected | Not Affected | Not Affected | 0 | 0 | 0 | 0 | 21 | Polygon
Critical Infrastructure | Stormwater Treatment Facilities and Pump Stations | Stormwater Ponds - NHD |  | STFPS_PG_12248 |  | Not Affected | Not Affected | Not Affected | Not Affected | Not Affected | Not Affected | Not Affected | Not Affected | Not Affected | Not Affected | Not Affected | Not Affected | Not Affected | Not Affected | Not Affected | Not Affected | Not Affected | Not Affected | Not Affected | Not Affected | Not Affected | 0 | 0 | 0 | 0 | 21 | Polygon
Critical Infrastructure | Stormwater Treatment Facilities and Pump Stations | Stormwater Ponds - NHD |  | STFPS_PG_12251 |  | Not Affected | Not Affected | Not Affected | Not Affected | Not Affected | Not Affected | Not Affected | Not Affected | Not Affected | Not Affected | Not Affected | Not Affected | Not Affected | Not Affected | Not Affected | Not Affected | Not Affected | Not Affected | Not Affected | Not Affected | Not Affected | 0 | 0 | 0 | 0 | 21 | Polygon
Critical Infrastructure | Stormwater Treatment Facilities and Pump Stations | Stormwater Ponds - NHD |  | STFPS_PG_12257 |  | Not Affected | Not Affected | Not Affected | Not Affected | Not Affected | Not Affected | Not Affected | Not Affected | Not Affected | Not Affected | Not Affected | Not Affected | Not Affected | Not Affected | Not Affected | Not Affected | Not Affected | Not Affected | Not Affected | Not Affected | Not Affected | 0 | 0 | 0 | 0 | 21 | Polygon
Critical Infrastructure | Stormwater Treatment Facilities and Pump Stations | Stormwater Ponds - NHD |  | STFPS_PG_12259 |  | Not Affected | Not Affected | Not Affected | Not Affected | Not Affected | Not Affected | Not Affected | Not Affected | Not Affected | Not Affected | Not Affected | Not Affected | Not Affected | Not Affected | Not Affected | Not Affected | Not Affected | Not Affected | Not Affected | Not Affected | Not Affected | 0 | 0 | 0 | 0 | 21 | Polygon
Critical Infrastructure | Stormwater Treatment Facilities and Pump Stations | Stormwater Ponds - NHD |  | STFPS_PG_12261 |  | Not Affected | Not Affected | Not Affected | Not Affected | Not Affected | Not Affected | Not Affected | Not Affected | Not Affected | Not Affected | Not Affected | Not Affected | Not Affected | Not Affected | Not Affected | Not Affected | Not Affected | Not Affected | Not Affected | Not Affected | Not Affected | 0 | 0 | 0 | 0 | 21 | Polygon
Critical Infrastructure | Stormwater Treatment Facilities and Pump Stations | Stormwater Ponds - NHD |  | STFPS_PG_12262 |  | Not Affected | Not Affected | Not Affected | Not Affected | Not Affected | Not Affected | Not Affected | Not Affected | Not Affected | Not Affected | Not Affected | Not Affected | Not Affected | Not Affected | Not Affected | Not Affected | Not Affected | Not Affected | Not Affected | Not Affected | Not Affected | 0 | 0 | 0 | 0 | 21 | Polygon
Critical Infrastructure | Stormwater Treatment Facilities and Pump Stations | Stormwater Ponds - NHD |  | STFPS_PG_12265 |  | Not Affected | Not Affected | Not Affected | Not Affected | Not Affected | Not Affected | Not Affected | Not Affected | Not Affected | Not Affected | Not Affected | Not Affected | Not Affected | Not Affected | Not Affected | Not Affected | Not Affected | Not Affected | Not Affected | Not Affected | Not Affected | 0 | 0 | 0 | 0 | 21 | Polygon
Critical Infrastructure | Stormwater Treatment Facilities and Pump Stations | Stormwater Ponds - NHD |  | STFPS_PG_12267 |  | Not Affected | Not Affected | Not Affected | Not Affected | Not Affected | Not Affected | Not Affected | Not Affected | Not Affected | Not Affected | Not Affected | Not Affected | Not Affected | Not Affected | Not Affected | Not Affected | Not Affected | Not Affected | Not Affected | Not Affected | Not Affected | 0 | 0 | 0 | 0 | 21 | Polygon
Critical Infrastructure | Stormwater Treatment Facilities and Pump Stations | Stormwater Ponds - NHD |  | STFPS_PG_12271 |  | Not Affected | Not Affected | Not Affected | Not Affected | Not Affected | Not Affected | Not Affected | Not Affected | Not Affected | Not Affected | Not Affected | Not Affected | Not Affected | Not Affected | Not Affected | Not Affected | Not Affected | Not Affected | Not Affected | Not Affected | Not Affected | 0 | 0 | 0 | 0 | 21 | Polygon
Critical Infrastructure | Stormwater Treatment Facilities and Pump Stations | Stormwater Ponds - NHD |  | STFPS_PG_12275 |  | Not Affected | Not Affected | Not Affected | Not Affected | Not Affected | Not Affected | Not Affected | Not Affected | Not Affected | Not Affected | Not Affected | Not Affected | Not Affected | Not Affected | Not Affected | Not Affected | Not Affected | Not Affected | Not Affected | Not Affected | Not Affected | 0 | 0 | 0 | 0 | 21 | Polygon
Critical Infrastructure | Stormwater Treatment Facilities and Pump Stations | Stormwater Ponds - NHD |  | STFPS_PG_12277 |  | Not Affected | Not Affected | Not Affected | Not Affected | Not Affected | Not Affected | Not Affected | Not Affected | Not Affected | Not Affected | Not Affected | Not Affected | Not Affected | Not Affected | Not Affected | Not Affected | Not Affected | Not Affected | Not Affected | Not Affected | Not Affected | 0 | 0 | 0 | 0 | 21 | Polygon
Critical Infrastructure | Stormwater Treatment Facilities and Pump Stations | Stormwater Ponds - NHD |  | STFPS_PG_12278 |  | Not Affected | Not Affected | Not Affected | Not Affected | Not Affected | Not Affected | Not Affected | Not Affected | Not Affected | Not Affected | Not Affected | Not Affected | Not Affected | Not Affected | Not Affected | Not Affected | Not Affected | Not Affected | Not Affected | Not Affected | Not Affected | 0 | 0 | 0 | 0 | 21 | Polygon
Critical Infrastructure | Stormwater Treatment Facilities and Pump Stations | Stormwater Ponds - NHD |  | STFPS_PG_12280 |  | Not Affected | Not Affected | Not Affected | Not Affected | Not Affected | Not Affected | Not Affected | Not Affected | Not Affected | Not Affected | Not Affected | Not Affected | Not Affected | Not Affected | Not Affected | Not Affected | Not Affected | Not Affected | Not Affected | Not Affected | Not Affected | 0 | 0 | 0 | 0 | 21 | Polygon
Critical Infrastructure | Stormwater Treatment Facilities and Pump Stations | Stormwater Ponds - NHD |  | STFPS_PG_12281 |  | Not Affected | Not Affected | Not Affected | Not Affected | Not Affected | Not Affected | Not Affected | Not Affected | Not Affected | Not Affected | Not Affected | Not Affected | Not Affected | Not Affected | Not Affected | Not Affected | Not Affected | Not Affected | Not Affected | Not Affected | Not Affected | 0 | 0 | 0 | 0 | 21 | Polygon
Critical Infrastructure | Stormwater Treatment Facilities and Pump Stations | Stormwater Ponds - NHD |  | STFPS_PG_12283 |  | Not Affected | Not Affected | Not Affected | Not Affected | Not Affected | Not Affected | Not Affected | Not Affected | Not Affected | Not Affected | Not Affected | Not Affected | Not Affected | Not Affected | Not Affected | Not Affected | Not Affected | Not Affected | Not Affected | Not Affected | Not Affected | 0 | 0 | 0 | 0 | 21 | Polygon
Critical Infrastructure | Stormwater Treatment Facilities and Pump Stations | Stormwater Ponds - NHD |  | STFPS_PG_12291 |  | Not Affected | Not Affected | Not Affected | Not Affected | Not Affected | Not Affected | Not Affected | Not Affected | Not Affected | Not Affected | Not Affected | Not Affected | Not Affected | Not Affected | Not Affected | Not Affected | Not Affected | Not Affected | Not Affected | Not Affected | Not Affected | 0 | 0 | 0 | 0 | 21 | Polygon
Critical Infrastructure | Stormwater Treatment Facilities and Pump Stations | Stormwater Ponds - NHD |  | STFPS_PG_12292 |  | Not Affected | Not Affected | Not Affected | Not Affected | Not Affected | Not Affected | Not Affected | Not Affected | Not Affected | Not Affected | Not Affected | Not Affected | Not Affected | Not Affected | Not Affected | Not Affected | Not Affected | Not Affected | Not Affected | Not Affected | Not Affected | 0 | 0 | 0 | 0 | 21 | Polygon
Critical Infrastructure | Stormwater Treatment Facilities and Pump Stations | Stormwater Ponds - NHD |  | STFPS_PG_12293 |  | Not Affected | Not Affected | Not Affected | Not Affected | Not Affected | Not Affected | Not Affected | Not Affected | Not Affected | Not Affected | Not Affected | Not Affected | Not Affected | Not Affected | Not Affected | Not Affected | Not Affected | Not Affected | Not Affected | Not Affected | Not Affected | 0 | 0 | 0 | 0 | 21 | Polygon
Critical Infrastructure | Stormwater Treatment Facilities and Pump Stations | Stormwater Ponds - NHD |  | STFPS_PG_12294 |  | Not Affected | Not Affected | Not Affected | Not Affected | Not Affected | Not Affected | Not Affected | Not Affected | Not Affected | Not Affected | Not Affected | Not Affected | Not Affected | Not Affected | Not Affected | Not Affected | Not Affected | Not Affected | Not Affected | Not Affected | Not Affected | 0 | 0 | 0 | 0 | 21 | Polygon
Critical Infrastructure | Stormwater Treatment Facilities and Pump Stations | Stormwater Ponds - NHD |  | STFPS_PG_12295 |  | Not Affected | Not Affected | Not Affected | Not Affected | Not Affected | Not Affected | Not Affected | Not Affected | Not Affected | Not Affected | Not Affected | Not Affected | Not Affected | Not Affected | Not Affected | Not Affected | Not Affected | Not Affected | Not Affected | Not Affected | Not Affected | 0 | 0 | 0 | 0 | 21 | Polygon
Critical Infrastructure | Stormwater Treatment Facilities and Pump Stations | Stormwater Ponds - NHD |  | STFPS_PG_12296 |  | Not Affected | Not Affected | Not Affected | Not Affected | Not Affected | Not Affected | Not Affected | Not Affected | Not Affected | Not Affected | Not Affected | Not Affected | Not Affected | Not Affected | Not Affected | Not Affected | Not Affected | Not Affected | Not Affected | Not Affected | Not Affected | 0 | 0 | 0 | 0 | 21 | Polygon
Critical Infrastructure | Stormwater Treatment Facilities and Pump Stations | Stormwater Ponds - NHD |  | STFPS_PG_12297 |  | Not Affected | Not Affected | Not Affected | Not Affected | Not Affected | Not Affected | Not Affected | Not Affected | Not Affected | Not Affected | Not Affected | Not Affected | Not Affected | Not Affected | Not Affected | Not Affected | Not Affected | Not Affected | Not Affected | Not Affected | Not Affected | 0 | 0 | 0 | 0 | 21 | Polygon
Critical Infrastructure | Stormwater Treatment Facilities and Pump Stations | Stormwater Ponds - NHD |  | STFPS_PG_12298 |  | Not Affected | Not Affected | Not Affected | Not Affected | Not Affected | Not Affected | Not Affected | Not Affected | Not Affected | Not Affected | Not Affected | Not Affected | Not Affected | Not Affected | Not Affected | Not Affected | Not Affected | Not Affected | Not Affected | Not Affected | Not Affected | 0 | 0 | 0 | 0 | 21 | Polygon
Critical Infrastructure | Stormwater Treatment Facilities and Pump Stations | Stormwater Ponds - NHD |  | STFPS_PG_12299 |  | Not Affected | Not Affected | Not Affected | Not Affected | Not Affected | Not Affected | Not Affected | Not Affected | Not Affected | Not Affected | Not Affected | Not Affected | Not Affected | Not Affected | Not Affected | Not Affected | Not Affected | Not Affected | Not Affected | Not Affected | Not Affected | 0 | 0 | 0 | 0 | 21 | Polygon
Critical Infrastructure | Stormwater Treatment Facilities and Pump Stations | Stormwater Ponds - NHD |  | STFPS_PG_12301 |  | Not Affected | Not Affected | Not Affected | Not Affected | Not Affected | Not Affected | Not Affected | Not Affected | Not Affected | Not Affected | Not Affected | Not Affected | Not Affected | Not Affected | Not Affected | Not Affected | Not Affected | Not Affected | Not Affected | Not Affected | Not Affected | 0 | 0 | 0 | 0 | 21 | Polygon
Critical Infrastructure | Stormwater Treatment Facilities and Pump Stations | Stormwater Ponds - NHD |  | STFPS_PG_12302 |  | Not Affected | Not Affected | Not Affected | Not Affected | Not Affected | Not Affected | Not Affected | Not Affected | Not Affected | Not Affected | Not Affected | Not Affected | Not Affected | Not Affected | Not Affected | Not Affected | Not Affected | Not Affected | Not Affected | Not Affected | Not Affected | 0 | 0 | 0 | 0 | 21 | Polygon
Critical Infrastructure | Stormwater Treatment Facilities and Pump Stations | Stormwater Ponds - NHD |  | STFPS_PG_12305 |  | Not Affected | Not Affected | Not Affected | Not Affected | Not Affected | Not Affected | Not Affected | Not Affected | Not Affected | Not Affected | Not Affected | Not Affected | Not Affected | Not Affected | Not Affected | Not Affected | Not Affected | Not Affected | Not Affected | Not Affected | Not Affected | 0 | 0 | 0 | 0 | 21 | Polygon
Critical Infrastructure | Stormwater Treatment Facilities and Pump Stations | Stormwater Ponds - NHD |  | STFPS_PG_12306 |  | Not Affected | Not Affected | Not Affected | Not Affected | Not Affected | Not Affected | Not Affected | Not Affected | Not Affected | Not Affected | Not Affected | Not Affected | Not Affected | Not Affected | Not Affected | Not Affected | Not Affected | Not Affected | Not Affected | Not Affected | Not Affected | 0 | 0 | 0 | 0 | 21 | Polygon
Critical Infrastructure | Stormwater Treatment Facilities and Pump Stations | Stormwater Ponds - NHD |  | STFPS_PG_12308 |  | Not Affected | Not Affected | Not Affected | Not Affected | Not Affected | Not Affected | Not Affected | Not Affected | Not Affected | Not Affected | Not Affected | Not Affected | Not Affected | Not Affected | Not Affected | Not Affected | Not Affected | Not Affected | Not Affected | Not Affected | Not Affected | 0 | 0 | 0 | 0 | 21 | Polygon
Critical Infrastructure | Stormwater Treatment Facilities and Pump Stations | Stormwater Ponds - NHD |  | STFPS_PG_12309 |  | Not Affected | Not Affected | Not Affected | Not Affected | Not Affected | Not Affected | Not Affected | Not Affected | Not Affected | Not Affected | Not Affected | Not Affected | Not Affected | Not Affected | Not Affected | Not Affected | Not Affected | Not Affected | Not Affected | Not Affected | Not Affected | 0 | 0 | 0 | 0 | 21 | Polygon
Critical Infrastructure | Stormwater Treatment Facilities and Pump Stations | Stormwater Ponds - NHD |  | STFPS_PG_12310 |  | Not Affected | Not Affected | Not Affected | Not Affected | Not Affected | Not Affected | Not Affected | Not Affected | Not Affected | Not Affected | Not Affected | Not Affected | Not Affected | Not Affected | Not Affected | Not Affected | Not Affected | Not Affected | Not Affected | Not Affected | Not Affected | 0 | 0 | 0 | 0 | 21 | Polygon
Critical Infrastructure | Stormwater Treatment Facilities and Pump Stations | Stormwater Ponds - NHD |  | STFPS_PG_12311 |  | Not Affected | Not Affected | Not Affected | Not Affected | Not Affected | Not Affected | Not Affected | Not Affected | Not Affected | Not Affected | Not Affected | Not Affected | Not Affected | Not Affected | Not Affected | Not Affected | Not Affected | Not Affected | Not Affected | Not Affected | Not Affected | 0 | 0 | 0 | 0 | 21 | Polygon
Critical Infrastructure | Stormwater Treatment Facilities and Pump Stations | Stormwater Ponds - NHD |  | STFPS_PG_12312 |  | Not Affected | Not Affected | Not Affected | Not Affected | Not Affected | Not Affected | Not Affected | Not Affected | Not Affected | Not Affected | Not Affected | Not Affected | Not Affected | Not Affected | Not Affected | Not Affected | Not Affected | Not Affected | Not Affected | Not Affected | Not Affected | 0 | 0 | 0 | 0 | 21 | Polygon
Critical Infrastructure | Stormwater Treatment Facilities and Pump Stations | Stormwater Ponds - NHD |  | STFPS_PG_12313 |  | Not Affected | Not Affected | Not Affected | Not Affected | Not Affected | Not Affected | Not Affected | Not Affected | Not Affected | Not Affected | Not Affected | Not Affected | Not Affected | Not Affected | Not Affected | Not Affected | Not Affected | Not Affected | Not Affected | Not Affected | Not Affected | 0 | 0 | 0 | 0 | 21 | Polygon
Critical Infrastructure | Stormwater Treatment Facilities and Pump Stations | Stormwater Ponds - NHD |  | STFPS_PG_12314 |  | Not Affected | Not Affected | Not Affected | Not Affected | Not Affected | Not Affected | Not Affected | Not Affected | Not Affected | Not Affected | Not Affected | Not Affected | Not Affected | Not Affected | Not Affected | Not Affected | Not Affected | Not Affected | Not Affected | Not Affected | Not Affected | 0 | 0 | 0 | 0 | 21 | Polygon
Critical Infrastructure | Stormwater Treatment Facilities and Pump Stations | Stormwater Ponds - NHD |  | STFPS_PG_12315 |  | Not Affected | Not Affected | Not Affected | Not Affected | Not Affected | Not Affected | Not Affected | Not Affected | Not Affected | Not Affected | Not Affected | Not Affected | Not Affected | Not Affected | Not Affected | Not Affected | Not Affected | Not Affected | Not Affected | Not Affected | Not Affected | 0 | 0 | 0 | 0 | 21 | Polygon
Critical Infrastructure | Stormwater Treatment Facilities and Pump Stations | Stormwater Ponds - NHD |  | STFPS_PG_12316 |  | Not Affected | Not Affected | Not Affected | Not Affected | Not Affected | Not Affected | Not Affected | Not Affected | Not Affected | Not Affected | Not Affected | Not Affected | Not Affected | Not Affected | Not Affected | Not Affected | Not Affected | Not Affected | Not Affected | Not Affected | Not Affected | 0 | 0 | 0 | 0 | 21 | Polygon
Critical Infrastructure | Stormwater Treatment Facilities and Pump Stations | Stormwater Ponds - NHD |  | STFPS_PG_12317 |  | Not Affected | Not Affected | Not Affected | Not Affected | Not Affected | Not Affected | Not Affected | Not Affected | Not Affected | Not Affected | Not Affected | Not Affected | Not Affected | Not Affected | Not Affected | Not Affected | Not Affected | Not Affected | Not Affected | Not Affected | Not Affected | 0 | 0 | 0 | 0 | 21 | Polygon
Critical Infrastructure | Stormwater Treatment Facilities and Pump Stations | Stormwater Ponds - NHD |  | STFPS_PG_12318 |  | Not Affected | Not Affected | Not Affected | Not Affected | Not Affected | Not Affected | Not Affected | Not Affected | Not Affected | Not Affected | Not Affected | Not Affected | Not Affected | Not Affected | Not Affected | Not Affected | Not Affected | Not Affected | Not Affected | Not Affected | Not Affected | 0 | 0 | 0 | 0 | 21 | Polygon
Critical Infrastructure | Stormwater Treatment Facilities and Pump Stations | Stormwater Ponds - NHD |  | STFPS_PG_12319 |  | Not Affected | Not Affected | Not Affected | Not Affected | Not Affected | Not Affected | Not Affected | Not Affected | Not Affected | Not Affected | Not Affected | Not Affected | Not Affected | Not Affected | Not Affected | Not Affected | Not Affected | Not Affected | Not Affected | Not Affected | Not Affected | 0 | 0 | 0 | 0 | 21 | Polygon
Critical Infrastructure | Stormwater Treatment Facilities and Pump Stations | Stormwater Ponds - NHD |  | STFPS_PG_12320 |  | Not Affected | Not Affected | Not Affected | Not Affected | Not Affected | Not Affected | Not Affected | Not Affected | Not Affected | Not Affected | Not Affected | Not Affected | Not Affected | Not Affected | Not Affected | Not Affected | Not Affected | Not Affected | Not Affected | Not Affected | Not Affected | 0 | 0 | 0 | 0 | 21 | Polygon
Critical Infrastructure | Stormwater Treatment Facilities and Pump Stations | Stormwater Ponds - NHD |  | STFPS_PG_12321 |  | Not Affected | Not Affected | Not Affected | Not Affected | Not Affected | Not Affected | Not Affected | Not Affected | Not Affected | Not Affected | Not Affected | Not Affected | Not Affected | Not Affected | Not Affected | Not Affected | Not Affected | Not Affected | Not Affected | Not Affected | Not Affected | 0 | 0 | 0 | 0 | 21 | Polygon
Critical Infrastructure | Stormwater Treatment Facilities and Pump Stations | Stormwater Ponds - NHD |  | STFPS_PG_12322 |  | Not Affected | Not Affected | Not Affected | Not Affected | Not Affected | Not Affected | Not Affected | Not Affected | Not Affected | Not Affected | Not Affected | Not Affected | Not Affected | Not Affected | Not Affected | Not Affected | Not Affected | Not Affected | Not Affected | Not Affected | Not Affected | 0 | 0 | 0 | 0 | 21 | Polygon
Critical Infrastructure | Stormwater Treatment Facilities and Pump Stations | Stormwater Ponds - NHD |  | STFPS_PG_12323 |  | Not Affected | Not Affected | Not Affected | Not Affected | Not Affected | Not Affected | Not Affected | Not Affected | Not Affected | Not Affected | Not Affected | Not Affected | Not Affected | Not Affected | Not Affected | Not Affected | Not Affected | Not Affected | Not Affected | Not Affected | Not Affected | 0 | 0 | 0 | 0 | 21 | Polygon
Critical Infrastructure | Stormwater Treatment Facilities and Pump Stations | Stormwater Ponds - NHD |  | STFPS_PG_12324 |  | Not Affected | Not Affected | Not Affected | Not Affected | Not Affected | Not Affected | Not Affected | Not Affected | Not Affected | Not Affected | Not Affected | Not Affected | Not Affected | Not Affected | Not Affected | Not Affected | Not Affected | Not Affected | Not Affected | Not Affected | Not Affected | 0 | 0 | 0 | 0 | 21 | Polygon
Critical Infrastructure | Stormwater Treatment Facilities and Pump Stations | Stormwater Ponds - NHD |  | STFPS_PG_12326 |  | Not Affected | Not Affected | Not Affected | Not Affected | Not Affected | Not Affected | Not Affected | Not Affected | Not Affected | Not Affected | Not Affected | Not Affected | Not Affected | Not Affected | Not Affected | Not Affected | Not Affected | Not Affected | Not Affected | Not Affected | Not Affected | 0 | 0 | 0 | 0 | 21 | Polygon
Critical Infrastructure | Stormwater Treatment Facilities and Pump Stations | Stormwater Ponds - NHD |  | STFPS_PG_12327 |  | Not Affected | Not Affected | Not Affected | Not Affected | Not Affected | Not Affected | Not Affected | Not Affected | Not Affected | Not Affected | Not Affected | Not Affected | Not Affected | Not Affected | Not Affected | Not Affected | Not Affected | Not Affected | Not Affected | Not Affected | Not Affected | 0 | 0 | 0 | 0 | 21 | Polygon
Critical Infrastructure | Stormwater Treatment Facilities and Pump Stations | Stormwater Ponds - NHD |  | STFPS_PG_12328 |  | Not Affected | Not Affected | Not Affected | Not Affected | Not Affected | Not Affected | Not Affected | Not Affected | Not Affected | Not Affected | Not Affected | Not Affected | Not Affected | Not Affected | Not Affected | Not Affected | Not Affected | Not Affected | Not Affected | Not Affected | Not Affected | 0 | 0 | 0 | 0 | 21 | Polygon
Critical Infrastructure | Stormwater Treatment Facilities and Pump Stations | Stormwater Ponds - NHD |  | STFPS_PG_12329 |  | Not Affected | Not Affected | Not Affected | Not Affected | Not Affected | Not Affected | Not Affected | Not Affected | Not Affected | Not Affected | Not Affected | Not Affected | Not Affected | Not Affected | Not Affected | Not Affected | Not Affected | Not Affected | Not Affected | Not Affected | Not Affected | 0 | 0 | 0 | 0 | 21 | Polygon
Critical Infrastructure | Stormwater Treatment Facilities and Pump Stations | Stormwater Ponds - NHD |  | STFPS_PG_12331 |  | Not Affected | Not Affected | Not Affected | Not Affected | Not Affected | Not Affected | Not Affected | Not Affected | Not Affected | Not Affected | Not Affected | Not Affected | Not Affected | Not Affected | Not Affected | Not Affected | Not Affected | Not Affected | Not Affected | Not Affected | Not Affected | 0 | 0 | 0 | 0 | 21 | Polygon
Critical Infrastructure | Stormwater Treatment Facilities and Pump Stations | Stormwater Ponds - NHD |  | STFPS_PG_12335 |  | Not Affected | Not Affected | Not Affected | Not Affected | Not Affected | Not Affected | Not Affected | Not Affected | Not Affected | Not Affected | Not Affected | Not Affected | Not Affected | Not Affected | Not Affected | Not Affected | Not Affected | Not Affected | Not Affected | Not Affected | Not Affected | 0 | 0 | 0 | 0 | 21 | Polygon
Critical Infrastructure | Stormwater Treatment Facilities and Pump Stations | Stormwater Ponds - NHD |  | STFPS_PG_12336 |  | Not Affected | Not Affected | Not Affected | Not Affected | Not Affected | Not Affected | Not Affected | Not Affected | Not Affected | Not Affected | Not Affected | Not Affected | Not Affected | Not Affected | Not Affected | Not Affected | Not Affected | Not Affected | Not Affected | Not Affected | Not Affected | 0 | 0 | 0 | 0 | 21 | Polygon
Critical Infrastructure | Stormwater Treatment Facilities and Pump Stations | Stormwater Ponds - NHD |  | STFPS_PG_12338 |  | Not Affected | Not Affected | Not Affected | Not Affected | Not Affected | Not Affected | Not Affected | Not Affected | Not Affected | Not Affected | Not Affected | Not Affected | Not Affected | Not Affected | Not Affected | Not Affected | Not Affected | Not Affected | Not Affected | Not Affected | Not Affected | 0 | 0 | 0 | 0 | 21 | Polygon
Critical Infrastructure | Stormwater Treatment Facilities and Pump Stations | Stormwater Ponds - NHD |  | STFPS_PG_12339 |  | Not Affected | Not Affected | Not Affected | Not Affected | Not Affected | Not Affected | Not Affected | Not Affected | Not Affected | Not Affected | Not Affected | Not Affected | Not Affected | Not Affected | Not Affected | Not Affected | Not Affected | Not Affected | Not Affected | Not Affected | Not Affected | 0 | 0 | 0 | 0 | 21 | Polygon
Critical Infrastructure | Stormwater Treatment Facilities and Pump Stations | Stormwater Ponds - NHD |  | STFPS_PG_12340 |  | Not Affected | Not Affected | Not Affected | Not Affected | Not Affected | Not Affected | Not Affected | Not Affected | Not Affected | Not Affected | Not Affected | Not Affected | Not Affected | Not Affected | Not Affected | Not Affected | Not Affected | Not Affected | Not Affected | Not Affected | Not Affected | 0 | 0 | 0 | 0 | 21 | Polygon
Critical Infrastructure | Stormwater Treatment Facilities and Pump Stations | Stormwater Ponds - NHD |  | STFPS_PG_12341 |  | Not Affected | Not Affected | Not Affected | Not Affected | Not Affected | Not Affected | Not Affected | Not Affected | Not Affected | Not Affected | Not Affected | Not Affected | Not Affected | Not Affected | Not Affected | Not Affected | Not Affected | Not Affected | Not Affected | Not Affected | Not Affected | 0 | 0 | 0 | 0 | 21 | Polygon
Critical Infrastructure | Stormwater Treatment Facilities and Pump Stations | Stormwater Ponds - NHD |  | STFPS_PG_12342 |  | Not Affected | Not Affected | Not Affected | Not Affected | Not Affected | Not Affected | Not Affected | Not Affected | Not Affected | Not Affected | Not Affected | Not Affected | Not Affected | Not Affected | Not Affected | Not Affected | Not Affected | Not Affected | Not Affected | Not Affected | Not Affected | 0 | 0 | 0 | 0 | 21 | Polygon
Critical Infrastructure | Stormwater Treatment Facilities and Pump Stations | Stormwater Ponds - NHD |  | STFPS_PG_12343 |  | Not Affected | Not Affected | Not Affected | Not Affected | Not Affected | Not Affected | Not Affected | Not Affected | Not Affected | Not Affected | Not Affected | Not Affected | Not Affected | Not Affected | Not Affected | Not Affected | Not Affected | Not Affected | Not Affected | Not Affected | Not Affected | 0 | 0 | 0 | 0 | 21 | Polygon
Critical Infrastructure | Stormwater Treatment Facilities and Pump Stations | Stormwater Ponds - NHD |  | STFPS_PG_12344 |  | Not Affected | Not Affected | Not Affected | Not Affected | Not Affected | Not Affected | Not Affected | Not Affected | Not Affected | Not Affected | Not Affected | Not Affected | Not Affected | Not Affected | Not Affected | Not Affected | Not Affected | Not Affected | Not Affected | Not Affected | Not Affected | 0 | 0 | 0 | 0 | 21 | Polygon
Critical Infrastructure | Stormwater Treatment Facilities and Pump Stations | Stormwater Ponds - NHD |  | STFPS_PG_12346 |  | Not Affected | Not Affected | Not Affected | Not Affected | Not Affected | Not Affected | Not Affected | Not Affected | Not Affected | Not Affected | Not Affected | Not Affected | Not Affected | Not Affected | Not Affected | Not Affected | Not Affected | Not Affected | Not Affected | Not Affected | Not Affected | 0 | 0 | 0 | 0 | 21 | Polygon
Critical Infrastructure | Stormwater Treatment Facilities and Pump Stations | Stormwater Ponds - NHD |  | STFPS_PG_12347 |  | Not Affected | Not Affected | Not Affected | Not Affected | Not Affected | Not Affected | Not Affected | Not Affected | Not Affected | Not Affected | Not Affected | Not Affected | Not Affected | Not Affected | Not Affected | Not Affected | Not Affected | Not Affected | Not Affected | Not Affected | Not Affected | 0 | 0 | 0 | 0 | 21 | Polygon
Critical Infrastructure | Stormwater Treatment Facilities and Pump Stations | Stormwater Ponds - NHD |  | STFPS_PG_12348 |  | Not Affected | Not Affected | Not Affected | Not Affected | Not Affected | Not Affected | Not Affected | Not Affected | Not Affected | Not Affected | Not Affected | Not Affected | Not Affected | Not Affected | Not Affected | Not Affected | Not Affected | Not Affected | Not Affected | Not Affected | Not Affected | 0 | 0 | 0 | 0 | 21 | Polygon
Critical Infrastructure | Stormwater Treatment Facilities and Pump Stations | Stormwater Ponds - NHD |  | STFPS_PG_12349 |  | Not Affected | Not Affected | Not Affected | Not Affected | Not Affected | Not Affected | Not Affected | Not Affected | Not Affected | Not Affected | Not Affected | Not Affected | Not Affected | Not Affected | Not Affected | Not Affected | Not Affected | Not Affected | Not Affected | Not Affected | Not Affected | 0 | 0 | 0 | 0 | 21 | Polygon
Critical Infrastructure | Stormwater Treatment Facilities and Pump Stations | Stormwater Ponds - NHD |  | STFPS_PG_12350 |  | Not Affected | Not Affected | Not Affected | Not Affected | Not Affected | Not Affected | Not Affected | Not Affected | Not Affected | Not Affected | Not Affected | Not Affected | Not Affected | Not Affected | Not Affected | Not Affected | Not Affected | Not Affected | Not Affected | Not Affected | Not Affected | 0 | 0 | 0 | 0 | 21 | Polygon
Critical Infrastructure | Stormwater Treatment Facilities and Pump Stations | Stormwater Ponds - NHD |  | STFPS_PG_12351 |  | Not Affected | Not Affected | Not Affected | Not Affected | Not Affected | Not Affected | Not Affected | Not Affected | Not Affected | Not Affected | Not Affected | Not Affected | Not Affected | Not Affected | Not Affected | Not Affected | Not Affected | Not Affected | Not Affected | Not Affected | Not Affected | 0 | 0 | 0 | 0 | 21 | Polygon
Critical Infrastructure | Stormwater Treatment Facilities and Pump Stations | Stormwater Ponds - NHD |  | STFPS_PG_12352 |  | Not Affected | Not Affected | Not Affected | Not Affected | Not Affected | Not Affected | Not Affected | Not Affected | Not Affected | Not Affected | Not Affected | Not Affected | Not Affected | Not Affected | Not Affected | Not Affected | Not Affected | Not Affected | Not Affected | Not Affected | Not Affected | 0 | 0 | 0 | 0 | 21 | Polygon
Critical Infrastructure | Stormwater Treatment Facilities and Pump Stations | Stormwater Ponds - NHD |  | STFPS_PG_12353 |  | Not Affected | Not Affected | Not Affected | Not Affected | Not Affected | Not Affected | Not Affected | Not Affected | Not Affected | Not Affected | Not Affected | Not Affected | Not Affected | Not Affected | Not Affected | Not Affected | Not Affected | Not Affected | Not Affected | Not Affected | Not Affected | 0 | 0 | 0 | 0 | 21 | Polygon
Critical Infrastructure | Stormwater Treatment Facilities and Pump Stations | Stormwater Ponds - NHD |  | STFPS_PG_12356 |  | Not Affected | Not Affected | Not Affected | Not Affected | Not Affected | Not Affected | Not Affected | Not Affected | Not Affected | Not Affected | Not Affected | Not Affected | Not Affected | Not Affected | Not Affected | Not Affected | Not Affected | Not Affected | Not Affected | Not Affected | Not Affected | 0 | 0 | 0 | 0 | 21 | Polygon
Critical Infrastructure | Stormwater Treatment Facilities and Pump Stations | Stormwater Ponds - NHD |  | STFPS_PG_12369 |  | Not Affected | Not Affected | Not Affected | Not Affected | Not Affected | Not Affected | Not Affected | Not Affected | Not Affected | Not Affected | Not Affected | Not Affected | Not Affected | Not Affected | Not Affected | Not Affected | Not Affected | Not Affected | Not Affected | Not Affected | Not Affected | 0 | 0 | 0 | 0 | 21 | Polygon
Critical Infrastructure | Stormwater Treatment Facilities and Pump Stations | Stormwater Ponds - NHD |  | STFPS_PG_12373 |  | Not Affected | Not Affected | Not Affected | Not Affected | Not Affected | Not Affected | Not Affected | Not Affected | Not Affected | Not Affected | Not Affected | Not Affected | Not Affected | Not Affected | Not Affected | Not Affected | Not Affected | Not Affected | Not Affected | Not Affected | Not Affected | 0 | 0 | 0 | 0 | 21 | Polygon
Critical Infrastructure | Stormwater Treatment Facilities and Pump Stations | Stormwater Ponds - NHD |  | STFPS_PG_12374 |  | Not Affected | Not Affected | Not Affected | Not Affected | Not Affected | Not Affected | Not Affected | Not Affected | Not Affected | Not Affected | Not Affected | Not Affected | Not Affected | Not Affected | Not Affected | Not Affected | Not Affected | Not Affected | Not Affected | Not Affected | Not Affected | 0 | 0 | 0 | 0 | 21 | Polygon
Critical Infrastructure | Stormwater Treatment Facilities and Pump Stations | Stormwater Ponds - NHD |  | STFPS_PG_12379 |  | Not Affected | Not Affected | Not Affected | Not Affected | Not Affected | Not Affected | Not Affected | Not Affected | Not Affected | Not Affected | Not Affected | Not Affected | Not Affected | Not Affected | Not Affected | Not Affected | Not Affected | Not Affected | Not Affected | Not Affected | Not Affected | 0 | 0 | 0 | 0 | 21 | Polygon
Critical Infrastructure | Stormwater Treatment Facilities and Pump Stations | Stormwater Ponds - NHD |  | STFPS_PG_12381 |  | Not Affected | Not Affected | Not Affected | Not Affected | Not Affected | Not Affected | Not Affected | Not Affected | Not Affected | Not Affected | Not Affected | Not Affected | Not Affected | Not Affected | Not Affected | Not Affected | Not Affected | Not Affected | Not Affected | Not Affected | Not Affected | 0 | 0 | 0 | 0 | 21 | Polygon
Critical Infrastructure | Stormwater Treatment Facilities and Pump Stations | Stormwater Ponds - NHD |  | STFPS_PG_12383 |  | Not Affected | Not Affected | Not Affected | Not Affected | Not Affected | Not Affected | Not Affected | Not Affected | Not Affected | Not Affected | Not Affected | Not Affected | Not Affected | Not Affected | Not Affected | Not Affected | Not Affected | Not Affected | Not Affected | Not Affected | Not Affected | 0 | 0 | 0 | 0 | 21 | Polygon
Critical Infrastructure | Stormwater Treatment Facilities and Pump Stations | Stormwater Ponds - NHD |  | STFPS_PG_12386 |  | Not Affected | Not Affected | Not Affected | Not Affected | Not Affected | Not Affected | Not Affected | Not Affected | Not Affected | Not Affected | Not Affected | Not Affected | Not Affected | Not Affected | Not Affected | Not Affected | Not Affected | Not Affected | Not Affected | Not Affected | Not Affected | 0 | 0 | 0 | 0 | 21 | Polygon
Critical Infrastructure | Stormwater Treatment Facilities and Pump Stations | Stormwater Ponds - NHD |  | STFPS_PG_12389 |  | Not Affected | Not Affected | Not Affected | Not Affected | Not Affected | Not Affected | Not Affected | Not Affected | Not Affected | Not Affected | Not Affected | Not Affected | Not Affected | Not Affected | Not Affected | Not Affected | Not Affected | Not Affected | Not Affected | Not Affected | Not Affected | 0 | 0 | 0 | 0 | 21 | Polygon
Critical Infrastructure | Stormwater Treatment Facilities and Pump Stations | Stormwater Ponds - NHD |  | STFPS_PG_12390 |  | Not Affected | Not Affected | Not Affected | Not Affected | Not Affected | Not Affected | Not Affected | Not Affected | Not Affected | Not Affected | Not Affected | Not Affected | Not Affected | Not Affected | Not Affected | Not Affected | Not Affected | Not Affected | Not Affected | Not Affected | Not Affected | 0 | 0 | 0 | 0 | 21 | Polygon
Critical Infrastructure | Stormwater Treatment Facilities and Pump Stations | Stormwater Ponds - NHD |  | STFPS_PG_12391 |  | Not Affected | Not Affected | Not Affected | Not Affected | Not Affected | Not Affected | Not Affected | Not Affected | Not Affected | Not Affected | Not Affected | Not Affected | Not Affected | Not Affected | Not Affected | Not Affected | Not Affected | Not Affected | Not Affected | Not Affected | Not Affected | 0 | 0 | 0 | 0 | 21 | Polygon
Critical Infrastructure | Stormwater Treatment Facilities and Pump Stations | Stormwater Ponds - NHD |  | STFPS_PG_12395 |  | Not Affected | Not Affected | Not Affected | Not Affected | Not Affected | Not Affected | Not Affected | Not Affected | Not Affected | Not Affected | Not Affected | Not Affected | Not Affected | Not Affected | Not Affected | Not Affected | Not Affected | Not Affected | Not Affected | Not Affected | Not Affected | 0 | 0 | 0 | 0 | 21 | Polygon
Critical Infrastructure | Stormwater Treatment Facilities and Pump Stations | Stormwater Ponds - NHD |  | STFPS_PG_12397 |  | Not Affected | Not Affected | Not Affected | Not Affected | Not Affected | Not Affected | Not Affected | Not Affected | Not Affected | Not Affected | Not Affected | Not Affected | Not Affected | Not Affected | Not Affected | Not Affected | Not Affected | Not Affected | Not Affected | Not Affected | Not Affected | 0 | 0 | 0 | 0 | 21 | Polygon
Critical Infrastructure | Stormwater Treatment Facilities and Pump Stations | Stormwater Ponds - NHD |  | STFPS_PG_12398 |  | Not Affected | Not Affected | Not Affected | Not Affected | Not Affected | Not Affected | Not Affected | Not Affected | Not Affected | Not Affected | Not Affected | Not Affected | Not Affected | Not Affected | Not Affected | Not Affected | Not Affected | Not Affected | Not Affected | Not Affected | Not Affected | 0 | 0 | 0 | 0 | 21 | Polygon
Critical Infrastructure | Stormwater Treatment Facilities and Pump Stations | Stormwater Ponds - NHD |  | STFPS_PG_12400 |  | Not Affected | Not Affected | Not Affected | Not Affected | Not Affected | Not Affected | Not Affected | Not Affected | Not Affected | Not Affected | Not Affected | Not Affected | Not Affected | Not Affected | Not Affected | Not Affected | Not Affected | Not Affected | Not Affected | Not Affected | Not Affected | 0 | 0 | 0 | 0 | 21 | Polygon
Critical Infrastructure | Stormwater Treatment Facilities and Pump Stations | Stormwater Ponds - NHD |  | STFPS_PG_12401 |  | Not Affected | Not Affected | Not Affected | Not Affected | Not Affected | Not Affected | Not Affected | Not Affected | Not Affected | Not Affected | Not Affected | Not Affected | Not Affected | Not Affected | Not Affected | Not Affected | Not Affected | Not Affected | Not Affected | Not Affected | Not Affected | 0 | 0 | 0 | 0 | 21 | Polygon
Critical Infrastructure | Stormwater Treatment Facilities and Pump Stations | Stormwater Ponds - NHD |  | STFPS_PG_12402 |  | Not Affected | Not Affected | Not Affected | Not Affected | Not Affected | Not Affected | Not Affected | Not Affected | Not Affected | Not Affected | Not Affected | Not Affected | Not Affected | Not Affected | Not Affected | Not Affected | Not Affected | Not Affected | Not Affected | Not Affected | Not Affected | 0 | 0 | 0 | 0 | 21 | Polygon
Critical Infrastructure | Stormwater Treatment Facilities and Pump Stations | Stormwater Ponds - NHD |  | STFPS_PG_12403 |  | Not Affected | Not Affected | Not Affected | Not Affected | Not Affected | Not Affected | Not Affected | Not Affected | Not Affected | Not Affected | Not Affected | Not Affected | Not Affected | Not Affected | Not Affected | Not Affected | Not Affected | Not Affected | Not Affected | Not Affected | Not Affected | 0 | 0 | 0 | 0 | 21 | Polygon
Critical Infrastructure | Stormwater Treatment Facilities and Pump Stations | Stormwater Ponds - NHD |  | STFPS_PG_12405 |  | Not Affected | Not Affected | Not Affected | Not Affected | Not Affected | Not Affected | Not Affected | Not Affected | Not Affected | Not Affected | Not Affected | Not Affected | Not Affected | Not Affected | Not Affected | Not Affected | Not Affected | Not Affected | Not Affected | Not Affected | Not Affected | 0 | 0 | 0 | 0 | 21 | Polygon
Critical Infrastructure | Stormwater Treatment Facilities and Pump Stations | Stormwater Ponds - NHD |  | STFPS_PG_12406 |  | Not Affected | Not Affected | Not Affected | Not Affected | Not Affected | Not Affected | Not Affected | Not Affected | Not Affected | Not Affected | Not Affected | Not Affected | Not Affected | Not Affected | Not Affected | Not Affected | Not Affected | Not Affected | Not Affected | Not Affected | Not Affected | 0 | 0 | 0 | 0 | 21 | Polygon
Critical Infrastructure | Stormwater Treatment Facilities and Pump Stations | Stormwater Ponds - NHD |  | STFPS_PG_12407 |  | Not Affected | Not Affected | Not Affected | Not Affected | Not Affected | Not Affected | Not Affected | Not Affected | Not Affected | Not Affected | Not Affected | Not Affected | Not Affected | Not Affected | Not Affected | Not Affected | Not Affected | Not Affected | Not Affected | Not Affected | Not Affected | 0 | 0 | 0 | 0 | 21 | Polygon
Critical Infrastructure | Stormwater Treatment Facilities and Pump Stations | Stormwater Ponds - NHD |  | STFPS_PG_12408 |  | Not Affected | Not Affected | Not Affected | Not Affected | Not Affected | Not Affected | Not Affected | Not Affected | Not Affected | Not Affected | Not Affected | Not Affected | Not Affected | Not Affected | Not Affected | Not Affected | Not Affected | Not Affected | Not Affected | Not Affected | Not Affected | 0 | 0 | 0 | 0 | 21 | Polygon
Critical Infrastructure | Stormwater Treatment Facilities and Pump Stations | Stormwater Ponds - NHD |  | STFPS_PG_12409 |  | Not Affected | Not Affected | Not Affected | Not Affected | Not Affected | Not Affected | Not Affected | Not Affected | Not Affected | Not Affected | Not Affected | Not Affected | Not Affected | Not Affected | Not Affected | Not Affected | Not Affected | Not Affected | Not Affected | Not Affected | Not Affected | 0 | 0 | 0 | 0 | 21 | Polygon
Critical Infrastructure | Stormwater Treatment Facilities and Pump Stations | Stormwater Ponds - NHD |  | STFPS_PG_12410 |  | Not Affected | Not Affected | Not Affected | Not Affected | Not Affected | Not Affected | Not Affected | Not Affected | Not Affected | Not Affected | Not Affected | Not Affected | Not Affected | Not Affected | Not Affected | Not Affected | Not Affected | Not Affected | Not Affected | Not Affected | Not Affected | 0 | 0 | 0 | 0 | 21 | Polygon
Critical Infrastructure | Stormwater Treatment Facilities and Pump Stations | Stormwater Ponds - NHD |  | STFPS_PG_12413 |  | Not Affected | Not Affected | Not Affected | Not Affected | Not Affected | Not Affected | Not Affected | Not Affected | Not Affected | Not Affected | Not Affected | Not Affected | Not Affected | Not Affected | Not Affected | Not Affected | Not Affected | Not Affected | Not Affected | Not Affected | Not Affected | 0 | 0 | 0 | 0 | 21 | Polygon
Critical Infrastructure | Stormwater Treatment Facilities and Pump Stations | Stormwater Ponds - NHD |  | STFPS_PG_12416 |  | Not Affected | Not Affected | Not Affected | Not Affected | Not Affected | Not Affected | Not Affected | Not Affected | Not Affected | Not Affected | Not Affected | Not Affected | Not Affected | Not Affected | Not Affected | Not Affected | Not Affected | Not Affected | Not Affected | Not Affected | Not Affected | 0 | 0 | 0 | 0 | 21 | Polygon
Critical Infrastructure | Stormwater Treatment Facilities and Pump Stations | Stormwater Ponds - NHD |  | STFPS_PG_12417 |  | Not Affected | Not Affected | Not Affected | Not Affected | Not Affected | Not Affected | Not Affected | Not Affected | Not Affected | Not Affected | Not Affected | Not Affected | Not Affected | Not Affected | Not Affected | Not Affected | Not Affected | Not Affected | Not Affected | Not Affected | Not Affected | 0 | 0 | 0 | 0 | 21 | Polygon
Critical Infrastructure | Stormwater Treatment Facilities and Pump Stations | Stormwater Ponds - NHD |  | STFPS_PG_12418 |  | Not Affected | Not Affected | Not Affected | Not Affected | Not Affected | Not Affected | Not Affected | Not Affected | Not Affected | Not Affected | Not Affected | Not Affected | Not Affected | Not Affected | Not Affected | Not Affected | Not Affected | Not Affected | Not Affected | Not Affected | Not Affected | 0 | 0 | 0 | 0 | 21 | Polygon
Critical Infrastructure | Stormwater Treatment Facilities and Pump Stations | Stormwater Ponds - NHD |  | STFPS_PG_12419 |  | Not Affected | Not Affected | Not Affected | Not Affected | Not Affected | Not Affected | Not Affected | Not Affected | Not Affected | Not Affected | Not Affected | Not Affected | Not Affected | Not Affected | Not Affected | Not Affected | Not Affected | Not Affected | Not Affected | Not Affected | Not Affected | 0 | 0 | 0 | 0 | 21 | Polygon
Critical Infrastructure | Stormwater Treatment Facilities and Pump Stations | Stormwater Ponds - NHD |  | STFPS_PG_12421 |  | Not Affected | Not Affected | Not Affected | Not Affected | Not Affected | Not Affected | Not Affected | Not Affected | Not Affected | Not Affected | Not Affected | Not Affected | Not Affected | Not Affected | Not Affected | Not Affected | Not Affected | Not Affected | Not Affected | Not Affected | Not Affected | 0 | 0 | 0 | 0 | 21 | Polygon
Critical Infrastructure | Stormwater Treatment Facilities and Pump Stations | Stormwater Ponds - NHD |  | STFPS_PG_12422 |  | Not Affected | Not Affected | Not Affected | Not Affected | Not Affected | Not Affected | Not Affected | Not Affected | Not Affected | Not Affected | Not Affected | Not Affected | Not Affected | Not Affected | Not Affected | Not Affected | Not Affected | Not Affected | Not Affected | Not Affected | Not Affected | 0 | 0 | 0 | 0 | 21 | Polygon
Critical Infrastructure | Stormwater Treatment Facilities and Pump Stations | Stormwater Ponds - NHD |  | STFPS_PG_12423 |  | Not Affected | Not Affected | Not Affected | Not Affected | Not Affected | Not Affected | Not Affected | Not Affected | Not Affected | Not Affected | Not Affected | Not Affected | Not Affected | Not Affected | Not Affected | Not Affected | Not Affected | Not Affected | Not Affected | Not Affected | Not Affected | 0 | 0 | 0 | 0 | 21 | Polygon
Critical Infrastructure | Stormwater Treatment Facilities and Pump Stations | Stormwater Ponds - NHD |  | STFPS_PG_12424 |  | Not Affected | Not Affected | Not Affected | Not Affected | Not Affected | Not Affected | Not Affected | Not Affected | Not Affected | Not Affected | Not Affected | Not Affected | Not Affected | Not Affected | Not Affected | Not Affected | Not Affected | Not Affected | Not Affected | Not Affected | Not Affected | 0 | 0 | 0 | 0 | 21 | Polygon
Critical Infrastructure | Stormwater Treatment Facilities and Pump Stations | Stormwater Ponds - NHD |  | STFPS_PG_12425 |  | Not Affected | Not Affected | Not Affected | Not Affected | Not Affected | Not Affected | Not Affected | Not Affected | Not Affected | Not Affected | Not Affected | Not Affected | Not Affected | Not Affected | Not Affected | Not Affected | Not Affected | Not Affected | Not Affected | Not Affected | Not Affected | 0 | 0 | 0 | 0 | 21 | Polygon
Critical Infrastructure | Stormwater Treatment Facilities and Pump Stations | Stormwater Ponds - NHD |  | STFPS_PG_12426 |  | Not Affected | Not Affected | Not Affected | Not Affected | Not Affected | Not Affected | Not Affected | Not Affected | Not Affected | Not Affected | Not Affected | Not Affected | Not Affected | Not Affected | Not Affected | Not Affected | Not Affected | Not Affected | Not Affected | Not Affected | Not Affected | 0 | 0 | 0 | 0 | 21 | Polygon
Critical Infrastructure | Stormwater Treatment Facilities and Pump Stations | Stormwater Ponds - NHD |  | STFPS_PG_12428 |  | Not Affected | Not Affected | Not Affected | Not Affected | Not Affected | Not Affected | Not Affected | Not Affected | Not Affected | Not Affected | Not Affected | Not Affected | Not Affected | Not Affected | Not Affected | Not Affected | Not Affected | Not Affected | Not Affected | Not Affected | Not Affected | 0 | 0 | 0 | 0 | 21 | Polygon
Critical Infrastructure | Stormwater Treatment Facilities and Pump Stations | Stormwater Ponds - NHD |  | STFPS_PG_12429 |  | Not Affected | Not Affected | Not Affected | Not Affected | Not Affected | Not Affected | Not Affected | Not Affected | Not Affected | Not Affected | Not Affected | Not Affected | Not Affected | Not Affected | Not Affected | Not Affected | Not Affected | Not Affected | Not Affected | Not Affected | Not Affected | 0 | 0 | 0 | 0 | 21 | Polygon
Critical Infrastructure | Stormwater Treatment Facilities and Pump Stations | Stormwater Ponds - NHD |  | STFPS_PG_12430 |  | Not Affected | Not Affected | Not Affected | Not Affected | Not Affected | Not Affected | Not Affected | Not Affected | Not Affected | Not Affected | Not Affected | Not Affected | Not Affected | Not Affected | Not Affected | Not Affected | Not Affected | Not Affected | Not Affected | Not Affected | Not Affected | 0 | 0 | 0 | 0 | 21 | Polygon
Critical Infrastructure | Stormwater Treatment Facilities and Pump Stations | Stormwater Ponds - NHD |  | STFPS_PG_12431 |  | Not Affected | Not Affected | Not Affected | Not Affected | Not Affected | Not Affected | Not Affected | Not Affected | Not Affected | Not Affected | Not Affected | Not Affected | Not Affected | Not Affected | Not Affected | Not Affected | Not Affected | Not Affected | Not Affected | Not Affected | Not Affected | 0 | 0 | 0 | 0 | 21 | Polygon
Critical Infrastructure | Stormwater Treatment Facilities and Pump Stations | Stormwater Ponds - NHD |  | STFPS_PG_12433 |  | Not Affected | Not Affected | Not Affected | Not Affected | Not Affected | Not Affected | Not Affected | Not Affected | Not Affected | Not Affected | Not Affected | Not Affected | Not Affected | Not Affected | Not Affected | Not Affected | Not Affected | Not Affected | Not Affected | Not Affected | Not Affected | 0 | 0 | 0 | 0 | 21 | Polygon
Critical Infrastructure | Stormwater Treatment Facilities and Pump Stations | Stormwater Ponds - NHD |  | STFPS_PG_12434 |  | Not Affected | Not Affected | Not Affected | Not Affected | Not Affected | Not Affected | Not Affected | Not Affected | Not Affected | Not Affected | Not Affected | Not Affected | Not Affected | Not Affected | Not Affected | Not Affected | Not Affected | Not Affected | Not Affected | Not Affected | Not Affected | 0 | 0 | 0 | 0 | 21 | Polygon
Critical Infrastructure | Stormwater Treatment Facilities and Pump Stations | Stormwater Ponds - NHD |  | STFPS_PG_12435 |  | Not Affected | Not Affected | Not Affected | Not Affected | Not Affected | Not Affected | Not Affected | Not Affected | Not Affected | Not Affected | Not Affected | Not Affected | Not Affected | Not Affected | Not Affected | Not Affected | Not Affected | Not Affected | Not Affected | Not Affected | Not Affected | 0 | 0 | 0 | 0 | 21 | Polygon
Critical Infrastructure | Stormwater Treatment Facilities and Pump Stations | Stormwater Ponds - NHD |  | STFPS_PG_12436 |  | Not Affected | Not Affected | Not Affected | Not Affected | Not Affected | Not Affected | Not Affected | Not Affected | Not Affected | Not Affected | Not Affected | Not Affected | Not Affected | Not Affected | Not Affected | Not Affected | Not Affected | Not Affected | Not Affected | Not Affected | Not Affected | 0 | 0 | 0 | 0 | 21 | Polygon
Critical Infrastructure | Stormwater Treatment Facilities and Pump Stations | Stormwater Ponds - NHD |  | STFPS_PG_12437 |  | Not Affected | Not Affected | Not Affected | Not Affected | Not Affected | Not Affected | Not Affected | Not Affected | Not Affected | Not Affected | Not Affected | Not Affected | Not Affected | Not Affected | Not Affected | Not Affected | Not Affected | Not Affected | Not Affected | Not Affected | Not Affected | 0 | 0 | 0 | 0 | 21 | Polygon
Critical Infrastructure | Stormwater Treatment Facilities and Pump Stations | Stormwater Ponds - NHD |  | STFPS_PG_12439 |  | Not Affected | Not Affected | Not Affected | Not Affected | Not Affected | Not Affected | Not Affected | Not Affected | Not Affected | Not Affected | Not Affected | Not Affected | Not Affected | Not Affected | Not Affected | Not Affected | Not Affected | Not Affected | Not Affected | Not Affected | Not Affected | 0 | 0 | 0 | 0 | 21 | Polygon
Critical Infrastructure | Stormwater Treatment Facilities and Pump Stations | Stormwater Ponds - NHD |  | STFPS_PG_12440 |  | Not Affected | Not Affected | Not Affected | Not Affected | Not Affected | Not Affected | Not Affected | Not Affected | Not Affected | Not Affected | Not Affected | Not Affected | Not Affected | Not Affected | Not Affected | Not Affected | Not Affected | Not Affected | Not Affected | Not Affected | Not Affected | 0 | 0 | 0 | 0 | 21 | Polygon
Critical Infrastructure | Stormwater Treatment Facilities and Pump Stations | Stormwater Ponds - NHD |  | STFPS_PG_12441 |  | Not Affected | Not Affected | Not Affected | Not Affected | Not Affected | Not Affected | Not Affected | Not Affected | Not Affected | Not Affected | Not Affected | Not Affected | Not Affected | Not Affected | Not Affected | Not Affected | Not Affected | Not Affected | Not Affected | Not Affected | Not Affected | 0 | 0 | 0 | 0 | 21 | Polygon
Critical Infrastructure | Stormwater Treatment Facilities and Pump Stations | Stormwater Ponds - NHD |  | STFPS_PG_12442 |  | Not Affected | Not Affected | Not Affected | Not Affected | Not Affected | Not Affected | Not Affected | Not Affected | Not Affected | Not Affected | Not Affected | Not Affected | Not Affected | Not Affected | Not Affected | Not Affected | Not Affected | Not Affected | Not Affected | Not Affected | Not Affected | 0 | 0 | 0 | 0 | 21 | Polygon
Critical Infrastructure | Stormwater Treatment Facilities and Pump Stations | Stormwater Ponds - NHD |  | STFPS_PG_12443 |  | Not Affected | Not Affected | Not Affected | Not Affected | Not Affected | Not Affected | Not Affected | Not Affected | Not Affected | Not Affected | Not Affected | Not Affected | Not Affected | Not Affected | Not Affected | Not Affected | Not Affected | Not Affected | Not Affected | Not Affected | Not Affected | 0 | 0 | 0 | 0 | 21 | Polygon
Critical Infrastructure | Stormwater Treatment Facilities and Pump Stations | Stormwater Ponds - NHD |  | STFPS_PG_12445 |  | Not Affected | Not Affected | Not Affected | Not Affected | Not Affected | Not Affected | Not Affected | Not Affected | Not Affected | Not Affected | Not Affected | Not Affected | Not Affected | Not Affected | Not Affected | Not Affected | Not Affected | Not Affected | Not Affected | Not Affected | Not Affected | 0 | 0 | 0 | 0 | 21 | Polygon
Critical Infrastructure | Stormwater Treatment Facilities and Pump Stations | Stormwater Ponds - NHD |  | STFPS_PG_12446 |  | Not Affected | Not Affected | Not Affected | Not Affected | Not Affected | Not Affected | Not Affected | Not Affected | Not Affected | Not Affected | Not Affected | Not Affected | Not Affected | Not Affected | Not Affected | Not Affected | Not Affected | Not Affected | Not Affected | Not Affected | Not Affected | 0 | 0 | 0 | 0 | 21 | Polygon
Critical Infrastructure | Stormwater Treatment Facilities and Pump Stations | Stormwater Ponds - NHD |  | STFPS_PG_12449 |  | Not Affected | Not Affected | Not Affected | Not Affected | Not Affected | Not Affected | Not Affected | Not Affected | Not Affected | Not Affected | Not Affected | Not Affected | Not Affected | Not Affected | Not Affected | Not Affected | Not Affected | Not Affected | Not Affected | Not Affected | Not Affected | 0 | 0 | 0 | 0 | 21 | Polygon
Critical Infrastructure | Stormwater Treatment Facilities and Pump Stations | Stormwater Ponds - NHD |  | STFPS_PG_12453 |  | Not Affected | Not Affected | Not Affected | Not Affected | Not Affected | Not Affected | Not Affected | Not Affected | Not Affected | Not Affected | Not Affected | Not Affected | Not Affected | Not Affected | Not Affected | Not Affected | Not Affected | Not Affected | Not Affected | Not Affected | Not Affected | 0 | 0 | 0 | 0 | 21 | Polygon
Critical Infrastructure | Stormwater Treatment Facilities and Pump Stations | Stormwater Ponds - NHD |  | STFPS_PG_12454 |  | Not Affected | Not Affected | Not Affected | Not Affected | Not Affected | Not Affected | Not Affected | Not Affected | Not Affected | Not Affected | Not Affected | Not Affected | Not Affected | Not Affected | Not Affected | Not Affected | Not Affected | Not Affected | Not Affected | Not Affected | Not Affected | 0 | 0 | 0 | 0 | 21 | Polygon
Critical Infrastructure | Stormwater Treatment Facilities and Pump Stations | Stormwater Ponds - NHD |  | STFPS_PG_12455 |  | Not Affected | Not Affected | Not Affected | Not Affected | Not Affected | Not Affected | Not Affected | Not Affected | Not Affected | Not Affected | Not Affected | Not Affected | Not Affected | Not Affected | Not Affected | Not Affected | Not Affected | Not Affected | Not Affected | Not Affected | Not Affected | 0 | 0 | 0 | 0 | 21 | Polygon
Critical Infrastructure | Stormwater Treatment Facilities and Pump Stations | Stormwater Ponds - NHD |  | STFPS_PG_12456 |  | Not Affected | Not Affected | Not Affected | Not Affected | Not Affected | Not Affected | Not Affected | Not Affected | Not Affected | Not Affected | Not Affected | Not Affected | Not Affected | Not Affected | Not Affected | Not Affected | Not Affected | Not Affected | Not Affected | Not Affected | Not Affected | 0 | 0 | 0 | 0 | 21 | Polygon
Critical Infrastructure | Stormwater Treatment Facilities and Pump Stations | Stormwater Ponds - NHD |  | STFPS_PG_12457 |  | Not Affected | Not Affected | Not Affected | Not Affected | Not Affected | Not Affected | Not Affected | Not Affected | Not Affected | Not Affected | Not Affected | Not Affected | Not Affected | Not Affected | Not Affected | Not Affected | Not Affected | Not Affected | Not Affected | Not Affected | Not Affected | 0 | 0 | 0 | 0 | 21 | Polygon
Critical Infrastructure | Stormwater Treatment Facilities and Pump Stations | Stormwater Ponds - NHD |  | STFPS_PG_12458 |  | Not Affected | Not Affected | Not Affected | Not Affected | Not Affected | Not Affected | Not Affected | Not Affected | Not Affected | Not Affected | Not Affected | Not Affected | Not Affected | Not Affected | Not Affected | Not Affected | Not Affected | Not Affected | Not Affected | Not Affected | Not Affected | 0 | 0 | 0 | 0 | 21 | Polygon
Critical Infrastructure | Stormwater Treatment Facilities and Pump Stations | Stormwater Ponds - NHD |  | STFPS_PG_12461 |  | Not Affected | Not Affected | Not Affected | Not Affected | Not Affected | Not Affected | Not Affected | Not Affected | Not Affected | Not Affected | Not Affected | Not Affected | Not Affected | Not Affected | Not Affected | Not Affected | Not Affected | Not Affected | Not Affected | Not Affected | Not Affected | 0 | 0 | 0 | 0 | 21 | Polygon
Critical Infrastructure | Stormwater Treatment Facilities and Pump Stations | Stormwater Ponds - NHD |  | STFPS_PG_12463 |  | Not Affected | Not Affected | Not Affected | Not Affected | Not Affected | Not Affected | Not Affected | Not Affected | Not Affected | Not Affected | Not Affected | Not Affected | Not Affected | Not Affected | Not Affected | Not Affected | Not Affected | Not Affected | Not Affected | Not Affected | Not Affected | 0 | 0 | 0 | 0 | 21 | Polygon
Critical Infrastructure | Stormwater Treatment Facilities and Pump Stations | Stormwater Ponds - NHD |  | STFPS_PG_12464 |  | Not Affected | Not Affected | Not Affected | Not Affected | Not Affected | Not Affected | Not Affected | Not Affected | Not Affected | Not Affected | Not Affected | Not Affected | Not Affected | Not Affected | Not Affected | Not Affected | Not Affected | Not Affected | Not Affected | Not Affected | Not Affected | 0 | 0 | 0 | 0 | 21 | Polygon
Critical Infrastructure | Stormwater Treatment Facilities and Pump Stations | Stormwater Ponds - NHD |  | STFPS_PG_12465 |  | Not Affected | Not Affected | Not Affected | Not Affected | Not Affected | Not Affected | Not Affected | Not Affected | Not Affected | Not Affected | Not Affected | Not Affected | Not Affected | Not Affected | Not Affected | Not Affected | Not Affected | Not Affected | Not Affected | Not Affected | Not Affected | 0 | 0 | 0 | 0 | 21 | Polygon
Critical Infrastructure | Stormwater Treatment Facilities and Pump Stations | Stormwater Ponds - NHD |  | STFPS_PG_12466 |  | Not Affected | Not Affected | Not Affected | Not Affected | Not Affected | Not Affected | Not Affected | Not Affected | Not Affected | Not Affected | Not Affected | Not Affected | Not Affected | Not Affected | Not Affected | Not Affected | Not Affected | Not Affected | Not Affected | Not Affected | Not Affected | 0 | 0 | 0 | 0 | 21 | Polygon
Critical Infrastructure | Stormwater Treatment Facilities and Pump Stations | Stormwater Ponds - NHD |  | STFPS_PG_12468 |  | Not Affected | Not Affected | Not Affected | Not Affected | Not Affected | Not Affected | Not Affected | Not Affected | Not Affected | Not Affected | Not Affected | Not Affected | Not Affected | Not Affected | Not Affected | Not Affected | Not Affected | Not Affected | Not Affected | Not Affected | Not Affected | 0 | 0 | 0 | 0 | 21 | Polygon
Critical Infrastructure | Stormwater Treatment Facilities and Pump Stations | Stormwater Ponds - NHD |  | STFPS_PG_12469 |  | Not Affected | Not Affected | Not Affected | Not Affected | Not Affected | Not Affected | Not Affected | Not Affected | Not Affected | Not Affected | Not Affected | Not Affected | Not Affected | Not Affected | Not Affected | Not Affected | Not Affected | Not Affected | Not Affected | Not Affected | Not Affected | 0 | 0 | 0 | 0 | 21 | Polygon
Critical Infrastructure | Stormwater Treatment Facilities and Pump Stations | Stormwater Ponds - NHD |  | STFPS_PG_12470 |  | Not Affected | Not Affected | Not Affected | Not Affected | Not Affected | Not Affected | Not Affected | Not Affected | Not Affected | Not Affected | Not Affected | Not Affected | Not Affected | Not Affected | Not Affected | Not Affected | Not Affected | Not Affected | Not Affected | Not Affected | Not Affected | 0 | 0 | 0 | 0 | 21 | Polygon
Critical Infrastructure | Stormwater Treatment Facilities and Pump Stations | Stormwater Ponds - NHD |  | STFPS_PG_12471 |  | Not Affected | Not Affected | Not Affected | Not Affected | Not Affected | Not Affected | Not Affected | Not Affected | Not Affected | Not Affected | Not Affected | Not Affected | Not Affected | Not Affected | Not Affected | Not Affected | Not Affected | Not Affected | Not Affected | Not Affected | Not Affected | 0 | 0 | 0 | 0 | 21 | Polygon
Critical Infrastructure | Stormwater Treatment Facilities and Pump Stations | Stormwater Ponds - NHD |  | STFPS_PG_12472 |  | Not Affected | Not Affected | Not Affected | Not Affected | Not Affected | Not Affected | Not Affected | Not Affected | Not Affected | Not Affected | Not Affected | Not Affected | Not Affected | Not Affected | Not Affected | Not Affected | Not Affected | Not Affected | Not Affected | Not Affected | Not Affected | 0 | 0 | 0 | 0 | 21 | Polygon
Critical Infrastructure | Stormwater Treatment Facilities and Pump Stations | Stormwater Ponds - NHD |  | STFPS_PG_12475 |  | Not Affected | Not Affected | Not Affected | Not Affected | Not Affected | Not Affected | Not Affected | Not Affected | Not Affected | Not Affected | Not Affected | Not Affected | Not Affected | Not Affected | Not Affected | Not Affected | Not Affected | Not Affected | Not Affected | Not Affected | Not Affected | 0 | 0 | 0 | 0 | 21 | Polygon
Critical Infrastructure | Stormwater Treatment Facilities and Pump Stations | Stormwater Ponds - NHD |  | STFPS_PG_12479 |  | Not Affected | Not Affected | Not Affected | Not Affected | Not Affected | Not Affected | Not Affected | Not Affected | Not Affected | Not Affected | Not Affected | Not Affected | Not Affected | Not Affected | Not Affected | Not Affected | Not Affected | Not Affected | Not Affected | Not Affected | Not Affected | 0 | 0 | 0 | 0 | 21 | Polygon
Critical Infrastructure | Stormwater Treatment Facilities and Pump Stations | Stormwater Ponds - NHD |  | STFPS_PG_12480 |  | Not Affected | Not Affected | Not Affected | Not Affected | Not Affected | Not Affected | Not Affected | Not Affected | Not Affected | Not Affected | Not Affected | Not Affected | Not Affected | Not Affected | Not Affected | Not Affected | Not Affected | Not Affected | Not Affected | Not Affected | Not Affected | 0 | 0 | 0 | 0 | 21 | Polygon
Critical Infrastructure | Stormwater Treatment Facilities and Pump Stations | Stormwater Ponds - NHD |  | STFPS_PG_12482 |  | Not Affected | Not Affected | Not Affected | Not Affected | Not Affected | Not Affected | Not Affected | Not Affected | Not Affected | Not Affected | Not Affected | Not Affected | Not Affected | Not Affected | Not Affected | Not Affected | Not Affected | Not Affected | Not Affected | Not Affected | Not Affected | 0 | 0 | 0 | 0 | 21 | Polygon
Critical Infrastructure | Stormwater Treatment Facilities and Pump Stations | Stormwater Ponds - NHD |  | STFPS_PG_12484 |  | Not Affected | Not Affected | Not Affected | Not Affected | Not Affected | Not Affected | Not Affected | Not Affected | Not Affected | Not Affected | Not Affected | Not Affected | Not Affected | Not Affected | Not Affected | Not Affected | Not Affected | Not Affected | Not Affected | Not Affected | Not Affected | 0 | 0 | 0 | 0 | 21 | Polygon
Critical Infrastructure | Stormwater Treatment Facilities and Pump Stations | Stormwater Ponds - NHD |  | STFPS_PG_12486 |  | Not Affected | Not Affected | Not Affected | Not Affected | Not Affected | Not Affected | Not Affected | Not Affected | Not Affected | Not Affected | Not Affected | Not Affected | Not Affected | Not Affected | Not Affected | Not Affected | Not Affected | Not Affected | Not Affected | Not Affected | Not Affected | 0 | 0 | 0 | 0 | 21 | Polygon
Critical Infrastructure | Stormwater Treatment Facilities and Pump Stations | Stormwater Ponds - NHD |  | STFPS_PG_12489 |  | Not Affected | Not Affected | Not Affected | Not Affected | Not Affected | Not Affected | Not Affected | Not Affected | Not Affected | Not Affected | Not Affected | Not Affected | Not Affected | Not Affected | Not Affected | Not Affected | Not Affected | Not Affected | Not Affected | Not Affected | Not Affected | 0 | 0 | 0 | 0 | 21 | Polygon
Critical Infrastructure | Stormwater Treatment Facilities and Pump Stations | Stormwater Ponds - NHD |  | STFPS_PG_12491 |  | Not Affected | Not Affected | Not Affected | Not Affected | Not Affected | Not Affected | Not Affected | Not Affected | Not Affected | Not Affected | Not Affected | Not Affected | Not Affected | Not Affected | Not Affected | Not Affected | Not Affected | Not Affected | Not Affected | Not Affected | Not Affected | 0 | 0 | 0 | 0 | 21 | Polygon
Critical Infrastructure | Stormwater Treatment Facilities and Pump Stations | Stormwater Ponds - NHD |  | STFPS_PG_12493 |  | Not Affected | Not Affected | Not Affected | Not Affected | Not Affected | Not Affected | Not Affected | Not Affected | Not Affected | Not Affected | Not Affected | Not Affected | Not Affected | Not Affected | Not Affected | Not Affected | Not Affected | Not Affected | Not Affected | Not Affected | Not Affected | 0 | 0 | 0 | 0 | 21 | Polygon
Critical Infrastructure | Stormwater Treatment Facilities and Pump Stations | Stormwater Ponds - NHD |  | STFPS_PG_12494 |  | Not Affected | Not Affected | Not Affected | Not Affected | Not Affected | Not Affected | Not Affected | Not Affected | Not Affected | Not Affected | Not Affected | Not Affected | Not Affected | Not Affected | Not Affected | Not Affected | Not Affected | Not Affected | Not Affected | Not Affected | Not Affected | 0 | 0 | 0 | 0 | 21 | Polygon
Critical Infrastructure | Stormwater Treatment Facilities and Pump Stations | Stormwater Ponds - NHD |  | STFPS_PG_12496 |  | Not Affected | Not Affected | Not Affected | Not Affected | Not Affected | Not Affected | Not Affected | Not Affected | Not Affected | Not Affected | Not Affected | Not Affected | Not Affected | Not Affected | Not Affected | Not Affected | Not Affected | Not Affected | Not Affected | Not Affected | Not Affected | 0 | 0 | 0 | 0 | 21 | Polygon
Critical Infrastructure | Stormwater Treatment Facilities and Pump Stations | Stormwater Ponds - NHD |  | STFPS_PG_12497 |  | Not Affected | Not Affected | Not Affected | Not Affected | Not Affected | Not Affected | Not Affected | Not Affected | Not Affected | Not Affected | Not Affected | Not Affected | Not Affected | Not Affected | Not Affected | Not Affected | Not Affected | Not Affected | Not Affected | Not Affected | Not Affected | 0 | 0 | 0 | 0 | 21 | Polygon
Critical Infrastructure | Stormwater Treatment Facilities and Pump Stations | Stormwater Ponds - NHD |  | STFPS_PG_12499 |  | Not Affected | Not Affected | Not Affected | Not Affected | Not Affected | Not Affected | Not Affected | Not Affected | Not Affected | Not Affected | Not Affected | Not Affected | Not Affected | Not Affected | Not Affected | Not Affected | Not Affected | Not Affected | Not Affected | Not Affected | Not Affected | 0 | 0 | 0 | 0 | 21 | Polygon
Critical Infrastructure | Stormwater Treatment Facilities and Pump Stations | Stormwater Ponds - NHD |  | STFPS_PG_12500 |  | Not Affected | Not Affected | Not Affected | Not Affected | Not Affected | Not Affected | Not Affected | Not Affected | Not Affected | Not Affected | Not Affected | Not Affected | Not Affected | Not Affected | Not Affected | Not Affected | Not Affected | Not Affected | Not Affected | Not Affected | Not Affected | 0 | 0 | 0 | 0 | 21 | Polygon
Critical Infrastructure | Stormwater Treatment Facilities and Pump Stations | Stormwater Ponds - NHD |  | STFPS_PG_12501 |  | Not Affected | Not Affected | Not Affected | Not Affected | Not Affected | Not Affected | Not Affected | Not Affected | Not Affected | Not Affected | Not Affected | Not Affected | Not Affected | Not Affected | Not Affected | Not Affected | Not Affected | Not Affected | Not Affected | Not Affected | Not Affected | 0 | 0 | 0 | 0 | 21 | Polygon
Critical Infrastructure | Stormwater Treatment Facilities and Pump Stations | Stormwater Ponds - NHD |  | STFPS_PG_12503 |  | Not Affected | Not Affected | Not Affected | Not Affected | Not Affected | Not Affected | Not Affected | Not Affected | Not Affected | Not Affected | Not Affected | Not Affected | Not Affected | Not Affected | Not Affected | Not Affected | Not Affected | Not Affected | Not Affected | Not Affected | Not Affected | 0 | 0 | 0 | 0 | 21 | Polygon
Critical Infrastructure | Stormwater Treatment Facilities and Pump Stations | Stormwater Ponds - NHD |  | STFPS_PG_12504 |  | Not Affected | Not Affected | Not Affected | Not Affected | Not Affected | Not Affected | Not Affected | Not Affected | Not Affected | Not Affected | Not Affected | Not Affected | Not Affected | Not Affected | Not Affected | Not Affected | Not Affected | Not Affected | Not Affected | Not Affected | Not Affected | 0 | 0 | 0 | 0 | 21 | Polygon
Critical Infrastructure | Stormwater Treatment Facilities and Pump Stations | Stormwater Ponds - NHD |  | STFPS_PG_12505 |  | Not Affected | Not Affected | Not Affected | Not Affected | Not Affected | Not Affected | Not Affected | Not Affected | Not Affected | Not Affected | Not Affected | Not Affected | Not Affected | Not Affected | Not Affected | Not Affected | Not Affected | Not Affected | Not Affected | Not Affected | Not Affected | 0 | 0 | 0 | 0 | 21 | Polygon
Critical Infrastructure | Stormwater Treatment Facilities and Pump Stations | Stormwater Ponds - NHD |  | STFPS_PG_12506 |  | Not Affected | Not Affected | Not Affected | Not Affected | Not Affected | Not Affected | Not Affected | Not Affected | Not Affected | Not Affected | Not Affected | Not Affected | Not Affected | Not Affected | Not Affected | Not Affected | Not Affected | Not Affected | Not Affected | Not Affected | Not Affected | 0 | 0 | 0 | 0 | 21 | Polygon
Critical Infrastructure | Stormwater Treatment Facilities and Pump Stations | Stormwater Ponds - NHD |  | STFPS_PG_12507 |  | Not Affected | Not Affected | Not Affected | Not Affected | Not Affected | Not Affected | Not Affected | Not Affected | Not Affected | Not Affected | Not Affected | Not Affected | Not Affected | Not Affected | Not Affected | Not Affected | Not Affected | Not Affected | Not Affected | Not Affected | Not Affected | 0 | 0 | 0 | 0 | 21 | Polygon
Critical Infrastructure | Stormwater Treatment Facilities and Pump Stations | Stormwater Ponds - NHD |  | STFPS_PG_12509 |  | Not Affected | Not Affected | Not Affected | Not Affected | Not Affected | Not Affected | Not Affected | Not Affected | Not Affected | Not Affected | Not Affected | Not Affected | Not Affected | Not Affected | Not Affected | Not Affected | Not Affected | Not Affected | Not Affected | Not Affected | Not Affected | 0 | 0 | 0 | 0 | 21 | Polygon
Critical Infrastructure | Stormwater Treatment Facilities and Pump Stations | Stormwater Ponds - NHD |  | STFPS_PG_12510 |  | Not Affected | Not Affected | Not Affected | Not Affected | Not Affected | Not Affected | Not Affected | Not Affected | Not Affected | Not Affected | Not Affected | Not Affected | Not Affected | Not Affected | Not Affected | Not Affected | Not Affected | Not Affected | Not Affected | Not Affected | Not Affected | 0 | 0 | 0 | 0 | 21 | Polygon
Critical Infrastructure | Stormwater Treatment Facilities and Pump Stations | Stormwater Ponds - NHD |  | STFPS_PG_12517 |  | Not Affected | Not Affected | Not Affected | Not Affected | Not Affected | Not Affected | Not Affected | Not Affected | Not Affected | Not Affected | Not Affected | Not Affected | Not Affected | Not Affected | Not Affected | Not Affected | Not Affected | Not Affected | Not Affected | Not Affected | Not Affected | 0 | 0 | 0 | 0 | 21 | Polygon
Critical Infrastructure | Stormwater Treatment Facilities and Pump Stations | Stormwater Ponds - NHD |  | STFPS_PG_12518 |  | Not Affected | Not Affected | Not Affected | Not Affected | Not Affected | Not Affected | Not Affected | Not Affected | Not Affected | Not Affected | Not Affected | Not Affected | Not Affected | Not Affected | Not Affected | Not Affected | Not Affected | Not Affected | Not Affected | Not Affected | Not Affected | 0 | 0 | 0 | 0 | 21 | Polygon
Critical Infrastructure | Stormwater Treatment Facilities and Pump Stations | Stormwater Ponds - NHD |  | STFPS_PG_12522 |  | Not Affected | Not Affected | Not Affected | Not Affected | Not Affected | Not Affected | Not Affected | Not Affected | Not Affected | Not Affected | Not Affected | Not Affected | Not Affected | Not Affected | Not Affected | Not Affected | Not Affected | Not Affected | Not Affected | Not Affected | Not Affected | 0 | 0 | 0 | 0 | 21 | Polygon
Critical Infrastructure | Stormwater Treatment Facilities and Pump Stations | Stormwater Ponds - NHD |  | STFPS_PG_12523 |  | Not Affected | Not Affected | Not Affected | Not Affected | Not Affected | Not Affected | Not Affected | Not Affected | Not Affected | Not Affected | Not Affected | Not Affected | Not Affected | Not Affected | Not Affected | Not Affected | Not Affected | Not Affected | Not Affected | Not Affected | Not Affected | 0 | 0 | 0 | 0 | 21 | Polygon
Critical Infrastructure | Stormwater Treatment Facilities and Pump Stations | Stormwater Ponds - NHD |  | STFPS_PG_12524 |  | Not Affected | Not Affected | Not Affected | Not Affected | Not Affected | Not Affected | Not Affected | Not Affected | Not Affected | Not Affected | Not Affected | Not Affected | Not Affected | Not Affected | Not Affected | Not Affected | Not Affected | Not Affected | Not Affected | Not Affected | Not Affected | 0 | 0 | 0 | 0 | 21 | Polygon
Critical Infrastructure | Stormwater Treatment Facilities and Pump Stations | Stormwater Ponds - NHD |  | STFPS_PG_12525 |  | Not Affected | Not Affected | Not Affected | Not Affected | Not Affected | Not Affected | Not Affected | Not Affected | Not Affected | Not Affected | Not Affected | Not Affected | Not Affected | Not Affected | Not Affected | Not Affected | Not Affected | Not Affected | Not Affected | Not Affected | Not Affected | 0 | 0 | 0 | 0 | 21 | Polygon
Critical Infrastructure | Stormwater Treatment Facilities and Pump Stations | Stormwater Ponds - NHD |  | STFPS_PG_12527 |  | Not Affected | Not Affected | Not Affected | Not Affected | Not Affected | Not Affected | Not Affected | Not Affected | Not Affected | Not Affected | Not Affected | Not Affected | Not Affected | Not Affected | Not Affected | Not Affected | Not Affected | Not Affected | Not Affected | Not Affected | Not Affected | 0 | 0 | 0 | 0 | 21 | Polygon
Critical Infrastructure | Stormwater Treatment Facilities and Pump Stations | Stormwater Ponds - NHD |  | STFPS_PG_12528 |  | Not Affected | Not Affected | Not Affected | Not Affected | Not Affected | Not Affected | Not Affected | Not Affected | Not Affected | Not Affected | Not Affected | Not Affected | Not Affected | Not Affected | Not Affected | Not Affected | Not Affected | Not Affected | Not Affected | Not Affected | Not Affected | 0 | 0 | 0 | 0 | 21 | Polygon
Critical Infrastructure | Stormwater Treatment Facilities and Pump Stations | Stormwater Ponds - NHD |  | STFPS_PG_12534 |  | Not Affected | Not Affected | Not Affected | Not Affected | Not Affected | Not Affected | Not Affected | Not Affected | Not Affected | Not Affected | Not Affected | Not Affected | Not Affected | Not Affected | Not Affected | Not Affected | Not Affected | Not Affected | Not Affected | Not Affected | Not Affected | 0 | 0 | 0 | 0 | 21 | Polygon
Critical Infrastructure | Stormwater Treatment Facilities and Pump Stations | Stormwater Ponds - NHD |  | STFPS_PG_12535 |  | Not Affected | Not Affected | Not Affected | Not Affected | Not Affected | Not Affected | Not Affected | Not Affected | Not Affected | Not Affected | Not Affected | Not Affected | Not Affected | Not Affected | Not Affected | Not Affected | Not Affected | Not Affected | Not Affected | Not Affected | Not Affected | 0 | 0 | 0 | 0 | 21 | Polygon
Critical Infrastructure | Stormwater Treatment Facilities and Pump Stations | Stormwater Ponds - NHD |  | STFPS_PG_12536 |  | Not Affected | Not Affected | Not Affected | Not Affected | Not Affected | Not Affected | Not Affected | Not Affected | Not Affected | Not Affected | Not Affected | Not Affected | Not Affected | Not Affected | Not Affected | Not Affected | Not Affected | Not Affected | Not Affected | Not Affected | Not Affected | 0 | 0 | 0 | 0 | 21 | Polygon
Critical Infrastructure | Stormwater Treatment Facilities and Pump Stations | Stormwater Ponds - NHD |  | STFPS_PG_12537 |  | Not Affected | Not Affected | Not Affected | Not Affected | Not Affected | Not Affected | Not Affected | Not Affected | Not Affected | Not Affected | Not Affected | Not Affected | Not Affected | Not Affected | Not Affected | Not Affected | Not Affected | Not Affected | Not Affected | Not Affected | Not Affected | 0 | 0 | 0 | 0 | 21 | Polygon
Critical Infrastructure | Stormwater Treatment Facilities and Pump Stations | Stormwater Ponds - NHD |  | STFPS_PG_12539 |  | Not Affected | Not Affected | Not Affected | Not Affected | Not Affected | Not Affected | Not Affected | Not Affected | Not Affected | Not Affected | Not Affected | Not Affected | Not Affected | Not Affected | Not Affected | Not Affected | Not Affected | Not Affected | Not Affected | Not Affected | Not Affected | 0 | 0 | 0 | 0 | 21 | Polygon
Critical Infrastructure | Stormwater Treatment Facilities and Pump Stations | Stormwater Ponds - NHD |  | STFPS_PG_12540 |  | Not Affected | Not Affected | Not Affected | Not Affected | Not Affected | Not Affected | Not Affected | Not Affected | Not Affected | Not Affected | Not Affected | Not Affected | Not Affected | Not Affected | Not Affected | Not Affected | Not Affected | Not Affected | Not Affected | Not Affected | Not Affected | 0 | 0 | 0 | 0 | 21 | Polygon
Critical Infrastructure | Stormwater Treatment Facilities and Pump Stations | Stormwater Ponds - NHD |  | STFPS_PG_12541 |  | Not Affected | Not Affected | Not Affected | Not Affected | Not Affected | Not Affected | Not Affected | Not Affected | Not Affected | Not Affected | Not Affected | Not Affected | Not Affected | Not Affected | Not Affected | Not Affected | Not Affected | Not Affected | Not Affected | Not Affected | Not Affected | 0 | 0 | 0 | 0 | 21 | Polygon
Critical Infrastructure | Stormwater Treatment Facilities and Pump Stations | Stormwater Ponds - NHD |  | STFPS_PG_12543 |  | Not Affected | Not Affected | Not Affected | Not Affected | Not Affected | Not Affected | Not Affected | Not Affected | Not Affected | Not Affected | Not Affected | Not Affected | Not Affected | Not Affected | Not Affected | Not Affected | Not Affected | Not Affected | Not Affected | Not Affected | Not Affected | 0 | 0 | 0 | 0 | 21 | Polygon
Critical Infrastructure | Stormwater Treatment Facilities and Pump Stations | Stormwater Ponds - NHD |  | STFPS_PG_12544 |  | Not Affected | Not Affected | Not Affected | Not Affected | Not Affected | Not Affected | Not Affected | Not Affected | Not Affected | Not Affected | Not Affected | Not Affected | Not Affected | Not Affected | Not Affected | Not Affected | Not Affected | Not Affected | Not Affected | Not Affected | Not Affected | 0 | 0 | 0 | 0 | 21 | Polygon
Critical Infrastructure | Stormwater Treatment Facilities and Pump Stations | Stormwater Ponds - NHD |  | STFPS_PG_12547 |  | Not Affected | Not Affected | Not Affected | Not Affected | Not Affected | Not Affected | Not Affected | Not Affected | Not Affected | Not Affected | Not Affected | Not Affected | Not Affected | Not Affected | Not Affected | Not Affected | Not Affected | Not Affected | Not Affected | Not Affected | Not Affected | 0 | 0 | 0 | 0 | 21 | Polygon
Critical Infrastructure | Stormwater Treatment Facilities and Pump Stations | Stormwater Ponds - NHD |  | STFPS_PG_12550 |  | Not Affected | Not Affected | Not Affected | Not Affected | Not Affected | Not Affected | Not Affected | Not Affected | Not Affected | Not Affected | Not Affected | Not Affected | Not Affected | Not Affected | Not Affected | Not Affected | Not Affected | Not Affected | Not Affected | Not Affected | Not Affected | 0 | 0 | 0 | 0 | 21 | Polygon
Critical Infrastructure | Stormwater Treatment Facilities and Pump Stations | Stormwater Ponds - NHD |  | STFPS_PG_12551 |  | Not Affected | Not Affected | Not Affected | Not Affected | Not Affected | Not Affected | Not Affected | Not Affected | Not Affected | Not Affected | Not Affected | Not Affected | Not Affected | Not Affected | Not Affected | Not Affected | Not Affected | Not Affected | Not Affected | Not Affected | Not Affected | 0 | 0 | 0 | 0 | 21 | Polygon
Critical Infrastructure | Stormwater Treatment Facilities and Pump Stations | Stormwater Ponds - NHD |  | STFPS_PG_12552 |  | Not Affected | Not Affected | Not Affected | Not Affected | Not Affected | Not Affected | Not Affected | Not Affected | Not Affected | Not Affected | Not Affected | Not Affected | Not Affected | Not Affected | Not Affected | Not Affected | Not Affected | Not Affected | Not Affected | Not Affected | Not Affected | 0 | 0 | 0 | 0 | 21 | Polygon
Critical Infrastructure | Stormwater Treatment Facilities and Pump Stations | Stormwater Ponds - NHD |  | STFPS_PG_12554 |  | Not Affected | Not Affected | Not Affected | Not Affected | Not Affected | Not Affected | Not Affected | Not Affected | Not Affected | Not Affected | Not Affected | Not Affected | Not Affected | Not Affected | Not Affected | Not Affected | Not Affected | Not Affected | Not Affected | Not Affected | Not Affected | 0 | 0 | 0 | 0 | 21 | Polygon
Critical Infrastructure | Stormwater Treatment Facilities and Pump Stations | Stormwater Ponds - NHD |  | STFPS_PG_12555 |  | Not Affected | Not Affected | Not Affected | Not Affected | Not Affected | Not Affected | Not Affected | Not Affected | Not Affected | Not Affected | Not Affected | Not Affected | Not Affected | Not Affected | Not Affected | Not Affected | Not Affected | Not Affected | Not Affected | Not Affected | Not Affected | 0 | 0 | 0 | 0 | 21 | Polygon
Critical Infrastructure | Stormwater Treatment Facilities and Pump Stations | Stormwater Ponds - NHD |  | STFPS_PG_12556 |  | Not Affected | Not Affected | Not Affected | Not Affected | Not Affected | Not Affected | Not Affected | Not Affected | Not Affected | Not Affected | Not Affected | Not Affected | Not Affected | Not Affected | Not Affected | Not Affected | Not Affected | Not Affected | Not Affected | Not Affected | Not Affected | 0 | 0 | 0 | 0 | 21 | Polygon
Critical Infrastructure | Stormwater Treatment Facilities and Pump Stations | Stormwater Ponds - NHD |  | STFPS_PG_12557 |  | Not Affected | Not Affected | Not Affected | Not Affected | Not Affected | Not Affected | Not Affected | Not Affected | Not Affected | Not Affected | Not Affected | Not Affected | Not Affected | Not Affected | Not Affected | Not Affected | Not Affected | Not Affected | Not Affected | Not Affected | Not Affected | 0 | 0 | 0 | 0 | 21 | Polygon
Critical Infrastructure | Stormwater Treatment Facilities and Pump Stations | Stormwater Ponds - NHD |  | STFPS_PG_12558 |  | Not Affected | Not Affected | Not Affected | Not Affected | Not Affected | Not Affected | Not Affected | Not Affected | Not Affected | Not Affected | Not Affected | Not Affected | Not Affected | Not Affected | Not Affected | Not Affected | Not Affected | Not Affected | Not Affected | Not Affected | Not Affected | 0 | 0 | 0 | 0 | 21 | Polygon
Critical Infrastructure | Stormwater Treatment Facilities and Pump Stations | Stormwater Ponds - NHD |  | STFPS_PG_12559 |  | Not Affected | Not Affected | Not Affected | Not Affected | Not Affected | Not Affected | Not Affected | Not Affected | Not Affected | Not Affected | Not Affected | Not Affected | Not Affected | Not Affected | Not Affected | Not Affected | Not Affected | Not Affected | Not Affected | Not Affected | Not Affected | 0 | 0 | 0 | 0 | 21 | Polygon
Critical Infrastructure | Stormwater Treatment Facilities and Pump Stations | Stormwater Ponds - NHD |  | STFPS_PG_12560 |  | Not Affected | Not Affected | Not Affected | Not Affected | Not Affected | Not Affected | Not Affected | Not Affected | Not Affected | Not Affected | Not Affected | Not Affected | Not Affected | Not Affected | Not Affected | Not Affected | Not Affected | Not Affected | Not Affected | Not Affected | Not Affected | 0 | 0 | 0 | 0 | 21 | Polygon
Critical Infrastructure | Stormwater Treatment Facilities and Pump Stations | Stormwater Ponds - NHD |  | STFPS_PG_12561 |  | Not Affected | Not Affected | Not Affected | Not Affected | Not Affected | Not Affected | Not Affected | Not Affected | Not Affected | Not Affected | Not Affected | Not Affected | Not Affected | Not Affected | Not Affected | Not Affected | Not Affected | Not Affected | Not Affected | Not Affected | Not Affected | 0 | 0 | 0 | 0 | 21 | Polygon
Critical Infrastructure | Stormwater Treatment Facilities and Pump Stations | Stormwater Ponds - NHD |  | STFPS_PG_12562 |  | Not Affected | Not Affected | Not Affected | Not Affected | Not Affected | Not Affected | Not Affected | Not Affected | Not Affected | Not Affected | Not Affected | Not Affected | Not Affected | Not Affected | Not Affected | Not Affected | Not Affected | Not Affected | Not Affected | Not Affected | Not Affected | 0 | 0 | 0 | 0 | 21 | Polygon
Critical Infrastructure | Stormwater Treatment Facilities and Pump Stations | Stormwater Ponds - NHD |  | STFPS_PG_12563 |  | Not Affected | Not Affected | Not Affected | Not Affected | Not Affected | Not Affected | Not Affected | Not Affected | Not Affected | Not Affected | Not Affected | Not Affected | Not Affected | Not Affected | Not Affected | Not Affected | Not Affected | Not Affected | Not Affected | Not Affected | Not Affected | 0 | 0 | 0 | 0 | 21 | Polygon
Critical Infrastructure | Stormwater Treatment Facilities and Pump Stations | Stormwater Ponds - NHD |  | STFPS_PG_12565 |  | Not Affected | Not Affected | Not Affected | Not Affected | Not Affected | Not Affected | Not Affected | Not Affected | Not Affected | Not Affected | Not Affected | Not Affected | Not Affected | Not Affected | Not Affected | Not Affected | Not Affected | Not Affected | Not Affected | Not Affected | Not Affected | 0 | 0 | 0 | 0 | 21 | Polygon
Critical Infrastructure | Stormwater Treatment Facilities and Pump Stations | Stormwater Ponds - NHD |  | STFPS_PG_12566 |  | Not Affected | Not Affected | Not Affected | Not Affected | Not Affected | Not Affected | Not Affected | Not Affected | Not Affected | Not Affected | Not Affected | Not Affected | Not Affected | Not Affected | Not Affected | Not Affected | Not Affected | Not Affected | Not Affected | Not Affected | Not Affected | 0 | 0 | 0 | 0 | 21 | Polygon
Critical Infrastructure | Stormwater Treatment Facilities and Pump Stations | Stormwater Ponds - NHD |  | STFPS_PG_12567 |  | Not Affected | Not Affected | Not Affected | Not Affected | Not Affected | Not Affected | Not Affected | Not Affected | Not Affected | Not Affected | Not Affected | Not Affected | Not Affected | Not Affected | Not Affected | Not Affected | Not Affected | Not Affected | Not Affected | Not Affected | Not Affected | 0 | 0 | 0 | 0 | 21 | Polygon
Critical Infrastructure | Stormwater Treatment Facilities and Pump Stations | Stormwater Ponds - NHD |  | STFPS_PG_12568 |  | Not Affected | Not Affected | Not Affected | Not Affected | Not Affected | Not Affected | Not Affected | Not Affected | Not Affected | Not Affected | Not Affected | Not Affected | Not Affected | Not Affected | Not Affected | Not Affected | Not Affected | Not Affected | Not Affected | Not Affected | Not Affected | 0 | 0 | 0 | 0 | 21 | Polygon
Critical Infrastructure | Stormwater Treatment Facilities and Pump Stations | Stormwater Ponds - NHD |  | STFPS_PG_12570 |  | Not Affected | Not Affected | Not Affected | Not Affected | Not Affected | Not Affected | Not Affected | Not Affected | Not Affected | Not Affected | Not Affected | Not Affected | Not Affected | Not Affected | Not Affected | Not Affected | Not Affected | Not Affected | Not Affected | Not Affected | Not Affected | 0 | 0 | 0 | 0 | 21 | Polygon
Critical Infrastructure | Stormwater Treatment Facilities and Pump Stations | Stormwater Ponds - NHD |  | STFPS_PG_12572 |  | Not Affected | Not Affected | Not Affected | Not Affected | Not Affected | Not Affected | Not Affected | Not Affected | Not Affected | Not Affected | Not Affected | Not Affected | Not Affected | Not Affected | Not Affected | Not Affected | Not Affected | Not Affected | Not Affected | Not Affected | Not Affected | 0 | 0 | 0 | 0 | 21 | Polygon
Critical Infrastructure | Stormwater Treatment Facilities and Pump Stations | Stormwater Ponds - NHD |  | STFPS_PG_12573 |  | Not Affected | Not Affected | Not Affected | Not Affected | Not Affected | Not Affected | Not Affected | Not Affected | Not Affected | Not Affected | Not Affected | Not Affected | Not Affected | Not Affected | Not Affected | Not Affected | Not Affected | Not Affected | Not Affected | Not Affected | Not Affected | 0 | 0 | 0 | 0 | 21 | Polygon
Critical Infrastructure | Stormwater Treatment Facilities and Pump Stations | Stormwater Ponds - NHD |  | STFPS_PG_12574 |  | Not Affected | Not Affected | Not Affected | Not Affected | Not Affected | Not Affected | Not Affected | Not Affected | Not Affected | Not Affected | Not Affected | Not Affected | Not Affected | Not Affected | Not Affected | Not Affected | Not Affected | Not Affected | Not Affected | Not Affected | Not Affected | 0 | 0 | 0 | 0 | 21 | Polygon
Critical Infrastructure | Stormwater Treatment Facilities and Pump Stations | Stormwater Ponds - NHD |  | STFPS_PG_12575 |  | Not Affected | Not Affected | Not Affected | Not Affected | Not Affected | Not Affected | Not Affected | Not Affected | Not Affected | Not Affected | Not Affected | Not Affected | Not Affected | Not Affected | Not Affected | Not Affected | Not Affected | Not Affected | Not Affected | Not Affected | Not Affected | 0 | 0 | 0 | 0 | 21 | Polygon
Critical Infrastructure | Stormwater Treatment Facilities and Pump Stations | Stormwater Ponds - NHD |  | STFPS_PG_12576 |  | Not Affected | Not Affected | Not Affected | Not Affected | Not Affected | Not Affected | Not Affected | Not Affected | Not Affected | Not Affected | Not Affected | Not Affected | Not Affected | Not Affected | Not Affected | Not Affected | Not Affected | Not Affected | Not Affected | Not Affected | Not Affected | 0 | 0 | 0 | 0 | 21 | Polygon
Critical Infrastructure | Stormwater Treatment Facilities and Pump Stations | Stormwater Ponds - NHD |  | STFPS_PG_12578 |  | Not Affected | Not Affected | Not Affected | Not Affected | Not Affected | Not Affected | Not Affected | Not Affected | Not Affected | Not Affected | Not Affected | Not Affected | Not Affected | Not Affected | Not Affected | Not Affected | Not Affected | Not Affected | Not Affected | Not Affected | Not Affected | 0 | 0 | 0 | 0 | 21 | Polygon
Critical Infrastructure | Stormwater Treatment Facilities and Pump Stations | Stormwater Ponds - NHD |  | STFPS_PG_12579 |  | Not Affected | Not Affected | Not Affected | Not Affected | Not Affected | Not Affected | Not Affected | Not Affected | Not Affected | Not Affected | Not Affected | Not Affected | Not Affected | Not Affected | Not Affected | Not Affected | Not Affected | Not Affected | Not Affected | Not Affected | Not Affected | 0 | 0 | 0 | 0 | 21 | Polygon
Critical Infrastructure | Stormwater Treatment Facilities and Pump Stations | Stormwater Ponds - NHD |  | STFPS_PG_12580 |  | Not Affected | Not Affected | Not Affected | Not Affected | Not Affected | Not Affected | Not Affected | Not Affected | Not Affected | Not Affected | Not Affected | Not Affected | Not Affected | Not Affected | Not Affected | Not Affected | Not Affected | Not Affected | Not Affected | Not Affected | Not Affected | 0 | 0 | 0 | 0 | 21 | Polygon
Critical Infrastructure | Stormwater Treatment Facilities and Pump Stations | Stormwater Ponds - NHD |  | STFPS_PG_12581 |  | Not Affected | Not Affected | Not Affected | Not Affected | Not Affected | Not Affected | Not Affected | Not Affected | Not Affected | Not Affected | Not Affected | Not Affected | Not Affected | Not Affected | Not Affected | Not Affected | Not Affected | Not Affected | Not Affected | Not Affected | Not Affected | 0 | 0 | 0 | 0 | 21 | Polygon
Critical Infrastructure | Stormwater Treatment Facilities and Pump Stations | Stormwater Ponds - NHD |  | STFPS_PG_12583 |  | Not Affected | Not Affected | Not Affected | Not Affected | Not Affected | Not Affected | Not Affected | Not Affected | Not Affected | Not Affected | Not Affected | Not Affected | Not Affected | Not Affected | Not Affected | Not Affected | Not Affected | Not Affected | Not Affected | Not Affected | Not Affected | 0 | 0 | 0 | 0 | 21 | Polygon
Critical Infrastructure | Stormwater Treatment Facilities and Pump Stations | Stormwater Ponds - NHD |  | STFPS_PG_12584 |  | Not Affected | Not Affected | Not Affected | Not Affected | Not Affected | Not Affected | Not Affected | Not Affected | Not Affected | Not Affected | Not Affected | Not Affected | Not Affected | Not Affected | Not Affected | Not Affected | Not Affected | Not Affected | Not Affected | Not Affected | Not Affected | 0 | 0 | 0 | 0 | 21 | Polygon
Critical Infrastructure | Stormwater Treatment Facilities and Pump Stations | Stormwater Ponds - NHD |  | STFPS_PG_12585 |  | Not Affected | Not Affected | Not Affected | Not Affected | Not Affected | Not Affected | Not Affected | Not Affected | Not Affected | Not Affected | Not Affected | Not Affected | Not Affected | Not Affected | Not Affected | Not Affected | Not Affected | Not Affected | Not Affected | Not Affected | Not Affected | 0 | 0 | 0 | 0 | 21 | Polygon
Critical Infrastructure | Stormwater Treatment Facilities and Pump Stations | Stormwater Ponds - NHD |  | STFPS_PG_12586 |  | Not Affected | Not Affected | Not Affected | Not Affected | Not Affected | Not Affected | Not Affected | Not Affected | Not Affected | Not Affected | Not Affected | Not Affected | Not Affected | Not Affected | Not Affected | Not Affected | Not Affected | Not Affected | Not Affected | Not Affected | Not Affected | 0 | 0 | 0 | 0 | 21 | Polygon
Critical Infrastructure | Stormwater Treatment Facilities and Pump Stations | Stormwater Ponds - NHD |  | STFPS_PG_12587 |  | Not Affected | Not Affected | Not Affected | Not Affected | Not Affected | Not Affected | Not Affected | Not Affected | Not Affected | Not Affected | Not Affected | Not Affected | Not Affected | Not Affected | Not Affected | Not Affected | Not Affected | Not Affected | Not Affected | Not Affected | Not Affected | 0 | 0 | 0 | 0 | 21 | Polygon
Critical Infrastructure | Stormwater Treatment Facilities and Pump Stations | Stormwater Ponds - NHD |  | STFPS_PG_12588 |  | Not Affected | Not Affected | Not Affected | Not Affected | Not Affected | Not Affected | Not Affected | Not Affected | Not Affected | Not Affected | Not Affected | Not Affected | Not Affected | Not Affected | Not Affected | Not Affected | Not Affected | Not Affected | Not Affected | Not Affected | Not Affected | 0 | 0 | 0 | 0 | 21 | Polygon
Critical Infrastructure | Stormwater Treatment Facilities and Pump Stations | Stormwater Ponds - NHD |  | STFPS_PG_12590 |  | Not Affected | Not Affected | Not Affected | Not Affected | Not Affected | Not Affected | Not Affected | Not Affected | Not Affected | Not Affected | Not Affected | Not Affected | Not Affected | Not Affected | Not Affected | Not Affected | Not Affected | Not Affected | Not Affected | Not Affected | Not Affected | 0 | 0 | 0 | 0 | 21 | Polygon
Critical Infrastructure | Stormwater Treatment Facilities and Pump Stations | Stormwater Ponds - NHD |  | STFPS_PG_12591 |  | Not Affected | Not Affected | Not Affected | Not Affected | Not Affected | Not Affected | Not Affected | Not Affected | Not Affected | Not Affected | Not Affected | Not Affected | Not Affected | Not Affected | Not Affected | Not Affected | Not Affected | Not Affected | Not Affected | Not Affected | Not Affected | 0 | 0 | 0 | 0 | 21 | Polygon
Critical Infrastructure | Stormwater Treatment Facilities and Pump Stations | Stormwater Ponds - NHD |  | STFPS_PG_12592 |  | Not Affected | Not Affected | Not Affected | Not Affected | Not Affected | Not Affected | Not Affected | Not Affected | Not Affected | Not Affected | Not Affected | Not Affected | Not Affected | Not Affected | Not Affected | Not Affected | Not Affected | Not Affected | Not Affected | Not Affected | Not Affected | 0 | 0 | 0 | 0 | 21 | Polygon
Critical Infrastructure | Stormwater Treatment Facilities and Pump Stations | Stormwater Ponds - NHD |  | STFPS_PG_12593 |  | Not Affected | Not Affected | Not Affected | Not Affected | Not Affected | Not Affected | Not Affected | Not Affected | Not Affected | Not Affected | Not Affected | Not Affected | Not Affected | Not Affected | Not Affected | Not Affected | Not Affected | Not Affected | Not Affected | Not Affected | Not Affected | 0 | 0 | 0 | 0 | 21 | Polygon
Critical Infrastructure | Stormwater Treatment Facilities and Pump Stations | Stormwater Ponds - NHD |  | STFPS_PG_12594 |  | Not Affected | Not Affected | Not Affected | Not Affected | Not Affected | Not Affected | Not Affected | Not Affected | Not Affected | Not Affected | Not Affected | Not Affected | Not Affected | Not Affected | Not Affected | Not Affected | Not Affected | Not Affected | Not Affected | Not Affected | Not Affected | 0 | 0 | 0 | 0 | 21 | Polygon
Critical Infrastructure | Stormwater Treatment Facilities and Pump Stations | Stormwater Ponds - NHD |  | STFPS_PG_12595 |  | Not Affected | Not Affected | Not Affected | Not Affected | Not Affected | Not Affected | Not Affected | Not Affected | Not Affected | Not Affected | Not Affected | Not Affected | Not Affected | Not Affected | Not Affected | Not Affected | Not Affected | Not Affected | Not Affected | Not Affected | Not Affected | 0 | 0 | 0 | 0 | 21 | Polygon
Critical Infrastructure | Stormwater Treatment Facilities and Pump Stations | Stormwater Ponds - NHD |  | STFPS_PG_12596 |  | Not Affected | Not Affected | Not Affected | Not Affected | Not Affected | Not Affected | Not Affected | Not Affected | Not Affected | Not Affected | Not Affected | Not Affected | Not Affected | Not Affected | Not Affected | Not Affected | Not Affected | Not Affected | Not Affected | Not Affected | Not Affected | 0 | 0 | 0 | 0 | 21 | Polygon
Critical Infrastructure | Stormwater Treatment Facilities and Pump Stations | Stormwater Ponds - NHD |  | STFPS_PG_12597 |  | Not Affected | Not Affected | Not Affected | Not Affected | Not Affected | Not Affected | Not Affected | Not Affected | Not Affected | Not Affected | Not Affected | Not Affected | Not Affected | Not Affected | Not Affected | Not Affected | Not Affected | Not Affected | Not Affected | Not Affected | Not Affected | 0 | 0 | 0 | 0 | 21 | Polygon
Critical Infrastructure | Stormwater Treatment Facilities and Pump Stations | Stormwater Ponds - NHD |  | STFPS_PG_12598 |  | Not Affected | Not Affected | Not Affected | Not Affected | Not Affected | Not Affected | Not Affected | Not Affected | Not Affected | Not Affected | Not Affected | Not Affected | Not Affected | Not Affected | Not Affected | Not Affected | Not Affected | Not Affected | Not Affected | Not Affected | Not Affected | 0 | 0 | 0 | 0 | 21 | Polygon
Critical Infrastructure | Stormwater Treatment Facilities and Pump Stations | Stormwater Ponds - NHD |  | STFPS_PG_12599 |  | Not Affected | Not Affected | Not Affected | Not Affected | Not Affected | Not Affected | Not Affected | Not Affected | Not Affected | Not Affected | Not Affected | Not Affected | Not Affected | Not Affected | Not Affected | Not Affected | Not Affected | Not Affected | Not Affected | Not Affected | Not Affected | 0 | 0 | 0 | 0 | 21 | Polygon
Critical Infrastructure | Stormwater Treatment Facilities and Pump Stations | Stormwater Ponds - NHD |  | STFPS_PG_12603 |  | Not Affected | Not Affected | Not Affected | Not Affected | Not Affected | Not Affected | Not Affected | Not Affected | Not Affected | Not Affected | Not Affected | Not Affected | Not Affected | Not Affected | Not Affected | Not Affected | Not Affected | Not Affected | Not Affected | Not Affected | Not Affected | 0 | 0 | 0 | 0 | 21 | Polygon
Critical Infrastructure | Stormwater Treatment Facilities and Pump Stations | Stormwater Ponds - NHD |  | STFPS_PG_12605 |  | Not Affected | Not Affected | Not Affected | Not Affected | Not Affected | Not Affected | Not Affected | Not Affected | Not Affected | Not Affected | Not Affected | Not Affected | Not Affected | Not Affected | Not Affected | Not Affected | Not Affected | Not Affected | Not Affected | Not Affected | Not Affected | 0 | 0 | 0 | 0 | 21 | Polygon
Critical Infrastructure | Stormwater Treatment Facilities and Pump Stations | Stormwater Ponds - NHD |  | STFPS_PG_12607 |  | Not Affected | Not Affected | Not Affected | Not Affected | Not Affected | Not Affected | Not Affected | Not Affected | Not Affected | Not Affected | Not Affected | Not Affected | Not Affected | Not Affected | Not Affected | Not Affected | Not Affected | Not Affected | Not Affected | Not Affected | Not Affected | 0 | 0 | 0 | 0 | 21 | Polygon
Critical Infrastructure | Stormwater Treatment Facilities and Pump Stations | Stormwater Ponds - NHD |  | STFPS_PG_12608 |  | Not Affected | Not Affected | Not Affected | Not Affected | Not Affected | Not Affected | Not Affected | Not Affected | Not Affected | Not Affected | Not Affected | Not Affected | Not Affected | Not Affected | Not Affected | Not Affected | Not Affected | Not Affected | Not Affected | Not Affected | Not Affected | 0 | 0 | 0 | 0 | 21 | Polygon
Critical Infrastructure | Stormwater Treatment Facilities and Pump Stations | Stormwater Ponds - NHD |  | STFPS_PG_12609 |  | Not Affected | Not Affected | Not Affected | Not Affected | Not Affected | Not Affected | Not Affected | Not Affected | Not Affected | Not Affected | Not Affected | Not Affected | Not Affected | Not Affected | Not Affected | Not Affected | Not Affected | Not Affected | Not Affected | Not Affected | Not Affected | 0 | 0 | 0 | 0 | 21 | Polygon
Critical Infrastructure | Stormwater Treatment Facilities and Pump Stations | Stormwater Ponds - NHD |  | STFPS_PG_12610 |  | Not Affected | Not Affected | Not Affected | Not Affected | Not Affected | Not Affected | Not Affected | Not Affected | Not Affected | Not Affected | Not Affected | Not Affected | Not Affected | Not Affected | Not Affected | Not Affected | Not Affected | Not Affected | Not Affected | Not Affected | Not Affected | 0 | 0 | 0 | 0 | 21 | Polygon
Critical Infrastructure | Stormwater Treatment Facilities and Pump Stations | Stormwater Ponds - NHD |  | STFPS_PG_12611 |  | Not Affected | Not Affected | Not Affected | Not Affected | Not Affected | Not Affected | Not Affected | Not Affected | Not Affected | Not Affected | Not Affected | Not Affected | Not Affected | Not Affected | Not Affected | Not Affected | Not Affected | Not Affected | Not Affected | Not Affected | Not Affected | 0 | 0 | 0 | 0 | 21 | Polygon
Critical Infrastructure | Stormwater Treatment Facilities and Pump Stations | Stormwater Ponds - NHD |  | STFPS_PG_12612 |  | Not Affected | Not Affected | Not Affected | Not Affected | Not Affected | Not Affected | Not Affected | Not Affected | Not Affected | Not Affected | Not Affected | Not Affected | Not Affected | Not Affected | Not Affected | Not Affected | Not Affected | Not Affected | Not Affected | Not Affected | Not Affected | 0 | 0 | 0 | 0 | 21 | Polygon
Critical Infrastructure | Stormwater Treatment Facilities and Pump Stations | Stormwater Ponds - NHD |  | STFPS_PG_12613 |  | Not Affected | Not Affected | Not Affected | Not Affected | Not Affected | Not Affected | Not Affected | Not Affected | Not Affected | Not Affected | Not Affected | Not Affected | Not Affected | Not Affected | Not Affected | Not Affected | Not Affected | Not Affected | Not Affected | Not Affected | Not Affected | 0 | 0 | 0 | 0 | 21 | Polygon
Critical Infrastructure | Stormwater Treatment Facilities and Pump Stations | Stormwater Ponds - NHD |  | STFPS_PG_12614 |  | Not Affected | Not Affected | Not Affected | Not Affected | Not Affected | Not Affected | Not Affected | Not Affected | Not Affected | Not Affected | Not Affected | Not Affected | Not Affected | Not Affected | Not Affected | Not Affected | Not Affected | Not Affected | Not Affected | Not Affected | Not Affected | 0 | 0 | 0 | 0 | 21 | Polygon
Critical Infrastructure | Stormwater Treatment Facilities and Pump Stations | Stormwater Ponds - NHD |  | STFPS_PG_12615 |  | Not Affected | Not Affected | Not Affected | Not Affected | Not Affected | Not Affected | Not Affected | Not Affected | Not Affected | Not Affected | Not Affected | Not Affected | Not Affected | Not Affected | Not Affected | Not Affected | Not Affected | Not Affected | Not Affected | Not Affected | Not Affected | 0 | 0 | 0 | 0 | 21 | Polygon
Critical Infrastructure | Stormwater Treatment Facilities and Pump Stations | Stormwater Ponds - NHD |  | STFPS_PG_12616 |  | Not Affected | Not Affected | Not Affected | Not Affected | Not Affected | Not Affected | Not Affected | Not Affected | Not Affected | Not Affected | Not Affected | Not Affected | Not Affected | Not Affected | Not Affected | Not Affected | Not Affected | Not Affected | Not Affected | Not Affected | Not Affected | 0 | 0 | 0 | 0 | 21 | Polygon
Critical Infrastructure | Stormwater Treatment Facilities and Pump Stations | Stormwater Ponds - NHD |  | STFPS_PG_12617 |  | Not Affected | Not Affected | Not Affected | Not Affected | Not Affected | Not Affected | Not Affected | Not Affected | Not Affected | Not Affected | Not Affected | Not Affected | Not Affected | Not Affected | Not Affected | Not Affected | Not Affected | Not Affected | Not Affected | Not Affected | Not Affected | 0 | 0 | 0 | 0 | 21 | Polygon
Critical Infrastructure | Stormwater Treatment Facilities and Pump Stations | Stormwater Ponds - NHD |  | STFPS_PG_12618 |  | Not Affected | Not Affected | Not Affected | Not Affected | Not Affected | Not Affected | Not Affected | Not Affected | Not Affected | Not Affected | Not Affected | Not Affected | Not Affected | Not Affected | Not Affected | Not Affected | Not Affected | Not Affected | Not Affected | Not Affected | Not Affected | 0 | 0 | 0 | 0 | 21 | Polygon
Critical Infrastructure | Stormwater Treatment Facilities and Pump Stations | Stormwater Ponds - NHD |  | STFPS_PG_12620 |  | Not Affected | Not Affected | Not Affected | Not Affected | Not Affected | Not Affected | Not Affected | Not Affected | Not Affected | Not Affected | Not Affected | Not Affected | Not Affected | Not Affected | Not Affected | Not Affected | Not Affected | Not Affected | Not Affected | Not Affected | Not Affected | 0 | 0 | 0 | 0 | 21 | Polygon
Critical Infrastructure | Stormwater Treatment Facilities and Pump Stations | Stormwater Ponds - NHD |  | STFPS_PG_12622 |  | Not Affected | Not Affected | Not Affected | Not Affected | Not Affected | Not Affected | Not Affected | Not Affected | Not Affected | Not Affected | Not Affected | Not Affected | Not Affected | Not Affected | Not Affected | Not Affected | Not Affected | Not Affected | Not Affected | Not Affected | Not Affected | 0 | 0 | 0 | 0 | 21 | Polygon
Critical Infrastructure | Stormwater Treatment Facilities and Pump Stations | Stormwater Ponds - NHD |  | STFPS_PG_12625 |  | Not Affected | Not Affected | Not Affected | Not Affected | Not Affected | Not Affected | Not Affected | Not Affected | Not Affected | Not Affected | Not Affected | Not Affected | Not Affected | Not Affected | Not Affected | Not Affected | Not Affected | Not Affected | Not Affected | Not Affected | Not Affected | 0 | 0 | 0 | 0 | 21 | Polygon
Critical Infrastructure | Stormwater Treatment Facilities and Pump Stations | Stormwater Ponds - NHD |  | STFPS_PG_12627 |  | Not Affected | Not Affected | Not Affected | Not Affected | Not Affected | Not Affected | Not Affected | Not Affected | Not Affected | Not Affected | Not Affected | Not Affected | Not Affected | Not Affected | Not Affected | Not Affected | Not Affected | Not Affected | Not Affected | Not Affected | Not Affected | 0 | 0 | 0 | 0 | 21 | Polygon
Critical Infrastructure | Stormwater Treatment Facilities and Pump Stations | Stormwater Ponds - NHD |  | STFPS_PG_12628 |  | Not Affected | Not Affected | Not Affected | Not Affected | Not Affected | Not Affected | Not Affected | Not Affected | Not Affected | Not Affected | Not Affected | Not Affected | Not Affected | Not Affected | Not Affected | Not Affected | Not Affected | Not Affected | Not Affected | Not Affected | Not Affected | 0 | 0 | 0 | 0 | 21 | Polygon
Critical Infrastructure | Stormwater Treatment Facilities and Pump Stations | Stormwater Ponds - NHD |  | STFPS_PG_12630 |  | Not Affected | Not Affected | Not Affected | Not Affected | Not Affected | Not Affected | Not Affected | Not Affected | Not Affected | Not Affected | Not Affected | Not Affected | Not Affected | Not Affected | Not Affected | Not Affected | Not Affected | Not Affected | Not Affected | Not Affected | Not Affected | 0 | 0 | 0 | 0 | 21 | Polygon
Critical Infrastructure | Stormwater Treatment Facilities and Pump Stations | Stormwater Ponds - NHD |  | STFPS_PG_12631 |  | Not Affected | Not Affected | Not Affected | Not Affected | Not Affected | Not Affected | Not Affected | Not Affected | Not Affected | Not Affected | Not Affected | Not Affected | Not Affected | Not Affected | Not Affected | Not Affected | Not Affected | Not Affected | Not Affected | Not Affected | Not Affected | 0 | 0 | 0 | 0 | 21 | Polygon
Critical Infrastructure | Stormwater Treatment Facilities and Pump Stations | Stormwater Ponds - NHD |  | STFPS_PG_12633 |  | Not Affected | Not Affected | Not Affected | Not Affected | Not Affected | Not Affected | Not Affected | Not Affected | Not Affected | Not Affected | Not Affected | Not Affected | Not Affected | Not Affected | Not Affected | Not Affected | Not Affected | Not Affected | Not Affected | Not Affected | Not Affected | 0 | 0 | 0 | 0 | 21 | Polygon
Critical Infrastructure | Stormwater Treatment Facilities and Pump Stations | Stormwater Ponds - NHD |  | STFPS_PG_12634 |  | Not Affected | Not Affected | Not Affected | Not Affected | Not Affected | Not Affected | Not Affected | Not Affected | Not Affected | Not Affected | Not Affected | Not Affected | Not Affected | Not Affected | Not Affected | Not Affected | Not Affected | Not Affected | Not Affected | Not Affected | Not Affected | 0 | 0 | 0 | 0 | 21 | Polygon
Critical Infrastructure | Stormwater Treatment Facilities and Pump Stations | Stormwater Ponds - NHD |  | STFPS_PG_12635 |  | Not Affected | Not Affected | Not Affected | Not Affected | Not Affected | Not Affected | Not Affected | Not Affected | Not Affected | Not Affected | Not Affected | Not Affected | Not Affected | Not Affected | Not Affected | Not Affected | Not Affected | Not Affected | Not Affected | Not Affected | Not Affected | 0 | 0 | 0 | 0 | 21 | Polygon
Critical Infrastructure | Stormwater Treatment Facilities and Pump Stations | Stormwater Ponds - NHD |  | STFPS_PG_12637 |  | Not Affected | Not Affected | Not Affected | Not Affected | Not Affected | Not Affected | Not Affected | Not Affected | Not Affected | Not Affected | Not Affected | Not Affected | Not Affected | Not Affected | Not Affected | Not Affected | Not Affected | Not Affected | Not Affected | Not Affected | Not Affected | 0 | 0 | 0 | 0 | 21 | Polygon
Critical Infrastructure | Stormwater Treatment Facilities and Pump Stations | Stormwater Ponds - NHD |  | STFPS_PG_12638 |  | Not Affected | Not Affected | Not Affected | Not Affected | Not Affected | Not Affected | Not Affected | Not Affected | Not Affected | Not Affected | Not Affected | Not Affected | Not Affected | Not Affected | Not Affected | Not Affected | Not Affected | Not Affected | Not Affected | Not Affected | Not Affected | 0 | 0 | 0 | 0 | 21 | Polygon
Critical Infrastructure | Stormwater Treatment Facilities and Pump Stations | Stormwater Ponds - NHD |  | STFPS_PG_12639 |  | Not Affected | Not Affected | Not Affected | Not Affected | Not Affected | Not Affected | Not Affected | Not Affected | Not Affected | Not Affected | Not Affected | Not Affected | Not Affected | Not Affected | Not Affected | Not Affected | Not Affected | Not Affected | Not Affected | Not Affected | Not Affected | 0 | 0 | 0 | 0 | 21 | Polygon
Critical Infrastructure | Stormwater Treatment Facilities and Pump Stations | Stormwater Ponds - NHD |  | STFPS_PG_12640 |  | Not Affected | Not Affected | Not Affected | Not Affected | Not Affected | Not Affected | Not Affected | Not Affected | Not Affected | Not Affected | Not Affected | Not Affected | Not Affected | Not Affected | Not Affected | Not Affected | Not Affected | Not Affected | Not Affected | Not Affected | Not Affected | 0 | 0 | 0 | 0 | 21 | Polygon
Critical Infrastructure | Stormwater Treatment Facilities and Pump Stations | Stormwater Ponds - NHD |  | STFPS_PG_12641 |  | Not Affected | Not Affected | Not Affected | Not Affected | Not Affected | Not Affected | Not Affected | Not Affected | Not Affected | Not Affected | Not Affected | Not Affected | Not Affected | Not Affected | Not Affected | Not Affected | Not Affected | Not Affected | Not Affected | Not Affected | Not Affected | 0 | 0 | 0 | 0 | 21 | Polygon
Critical Infrastructure | Stormwater Treatment Facilities and Pump Stations | Stormwater Ponds - NHD |  | STFPS_PG_12642 |  | Not Affected | Not Affected | Not Affected | Not Affected | Not Affected | Not Affected | Not Affected | Not Affected | Not Affected | Not Affected | Not Affected | Not Affected | Not Affected | Not Affected | Not Affected | Not Affected | Not Affected | Not Affected | Not Affected | Not Affected | Not Affected | 0 | 0 | 0 | 0 | 21 | Polygon
Critical Infrastructure | Stormwater Treatment Facilities and Pump Stations | Stormwater Ponds - NHD |  | STFPS_PG_12643 |  | Not Affected | Not Affected | Not Affected | Not Affected | Not Affected | Not Affected | Not Affected | Not Affected | Not Affected | Not Affected | Not Affected | Not Affected | Not Affected | Not Affected | Not Affected | Not Affected | Not Affected | Not Affected | Not Affected | Not Affected | Not Affected | 0 | 0 | 0 | 0 | 21 | Polygon
Critical Infrastructure | Stormwater Treatment Facilities and Pump Stations | Stormwater Ponds - NHD |  | STFPS_PG_12644 |  | Not Affected | Not Affected | Not Affected | Not Affected | Not Affected | Not Affected | Not Affected | Not Affected | Not Affected | Not Affected | Not Affected | Not Affected | Not Affected | Not Affected | Not Affected | Not Affected | Not Affected | Not Affected | Not Affected | Not Affected | Not Affected | 0 | 0 | 0 | 0 | 21 | Polygon
Critical Infrastructure | Stormwater Treatment Facilities and Pump Stations | Stormwater Ponds - NHD |  | STFPS_PG_12645 |  | Not Affected | Not Affected | Not Affected | Not Affected | Not Affected | Not Affected | Not Affected | Not Affected | Not Affected | Not Affected | Not Affected | Not Affected | Not Affected | Not Affected | Not Affected | Not Affected | Not Affected | Not Affected | Not Affected | Not Affected | Not Affected | 0 | 0 | 0 | 0 | 21 | Polygon
Critical Infrastructure | Stormwater Treatment Facilities and Pump Stations | Stormwater Ponds - NHD |  | STFPS_PG_12646 |  | Not Affected | Not Affected | Not Affected | Not Affected | Not Affected | Not Affected | Not Affected | Not Affected | Not Affected | Not Affected | Not Affected | Not Affected | Not Affected | Not Affected | Not Affected | Not Affected | Not Affected | Not Affected | Not Affected | Not Affected | Not Affected | 0 | 0 | 0 | 0 | 21 | Polygon
Critical Infrastructure | Stormwater Treatment Facilities and Pump Stations | Stormwater Ponds - NHD |  | STFPS_PG_12647 |  | Not Affected | Not Affected | Not Affected | Not Affected | Not Affected | Not Affected | Not Affected | Not Affected | Not Affected | Not Affected | Not Affected | Not Affected | Not Affected | Not Affected | Not Affected | Not Affected | Not Affected | Not Affected | Not Affected | Not Affected | Not Affected | 0 | 0 | 0 | 0 | 21 | Polygon
Critical Infrastructure | Stormwater Treatment Facilities and Pump Stations | Stormwater Ponds - NHD |  | STFPS_PG_12649 |  | Not Affected | Not Affected | Not Affected | Not Affected | Not Affected | Not Affected | Not Affected | Not Affected | Not Affected | Not Affected | Not Affected | Not Affected | Not Affected | Not Affected | Not Affected | Not Affected | Not Affected | Not Affected | Not Affected | Not Affected | Not Affected | 0 | 0 | 0 | 0 | 21 | Polygon
Critical Infrastructure | Stormwater Treatment Facilities and Pump Stations | Stormwater Ponds - NHD |  | STFPS_PG_12650 |  | Not Affected | Not Affected | Not Affected | Not Affected | Not Affected | Not Affected | Not Affected | Not Affected | Not Affected | Not Affected | Not Affected | Not Affected | Not Affected | Not Affected | Not Affected | Not Affected | Not Affected | Not Affected | Not Affected | Not Affected | Not Affected | 0 | 0 | 0 | 0 | 21 | Polygon
Critical Infrastructure | Stormwater Treatment Facilities and Pump Stations | Stormwater Ponds - NHD |  | STFPS_PG_12651 |  | Not Affected | Not Affected | Not Affected | Not Affected | Not Affected | Not Affected | Not Affected | Not Affected | Not Affected | Not Affected | Not Affected | Not Affected | Not Affected | Not Affected | Not Affected | Not Affected | Not Affected | Not Affected | Not Affected | Not Affected | Not Affected | 0 | 0 | 0 | 0 | 21 | Polygon
Critical Infrastructure | Stormwater Treatment Facilities and Pump Stations | Stormwater Ponds - NHD |  | STFPS_PG_12652 |  | Not Affected | Not Affected | Not Affected | Not Affected | Not Affected | Not Affected | Not Affected | Not Affected | Not Affected | Not Affected | Not Affected | Not Affected | Not Affected | Not Affected | Not Affected | Not Affected | Not Affected | Not Affected | Not Affected | Not Affected | Not Affected | 0 | 0 | 0 | 0 | 21 | Polygon
Critical Infrastructure | Stormwater Treatment Facilities and Pump Stations | Stormwater Ponds - NHD |  | STFPS_PG_12653 |  | Not Affected | Not Affected | Not Affected | Not Affected | Not Affected | Not Affected | Not Affected | Not Affected | Not Affected | Not Affected | Not Affected | Not Affected | Not Affected | Not Affected | Not Affected | Not Affected | Not Affected | Not Affected | Not Affected | Not Affected | Not Affected | 0 | 0 | 0 | 0 | 21 | Polygon
Critical Infrastructure | Stormwater Treatment Facilities and Pump Stations | Stormwater Ponds - NHD |  | STFPS_PG_12654 |  | Not Affected | Not Affected | Not Affected | Not Affected | Not Affected | Not Affected | Not Affected | Not Affected | Not Affected | Not Affected | Not Affected | Not Affected | Not Affected | Not Affected | Not Affected | Not Affected | Not Affected | Not Affected | Not Affected | Not Affected | Not Affected | 0 | 0 | 0 | 0 | 21 | Polygon
Critical Infrastructure | Stormwater Treatment Facilities and Pump Stations | Stormwater Ponds - NHD |  | STFPS_PG_12656 |  | Not Affected | Not Affected | Not Affected | Not Affected | Not Affected | Not Affected | Not Affected | Not Affected | Not Affected | Not Affected | Not Affected | Not Affected | Not Affected | Not Affected | Not Affected | Not Affected | Not Affected | Not Affected | Not Affected | Not Affected | Not Affected | 0 | 0 | 0 | 0 | 21 | Polygon
Critical Infrastructure | Stormwater Treatment Facilities and Pump Stations | Stormwater Ponds - NHD |  | STFPS_PG_12657 |  | Not Affected | Not Affected | Not Affected | Not Affected | Not Affected | Not Affected | Not Affected | Not Affected | Not Affected | Not Affected | Not Affected | Not Affected | Not Affected | Not Affected | Not Affected | Not Affected | Not Affected | Not Affected | Not Affected | Not Affected | Not Affected | 0 | 0 | 0 | 0 | 21 | Polygon
Critical Infrastructure | Stormwater Treatment Facilities and Pump Stations | Stormwater Ponds - NHD |  | STFPS_PG_12658 |  | Not Affected | Not Affected | Not Affected | Not Affected | Not Affected | Not Affected | Not Affected | Not Affected | Not Affected | Not Affected | Not Affected | Not Affected | Not Affected | Not Affected | Not Affected | Not Affected | Not Affected | Not Affected | Not Affected | Not Affected | Not Affected | 0 | 0 | 0 | 0 | 21 | Polygon
Critical Infrastructure | Stormwater Treatment Facilities and Pump Stations | Stormwater Ponds - NHD |  | STFPS_PG_12659 |  | Not Affected | Not Affected | Not Affected | Not Affected | Not Affected | Not Affected | Not Affected | Not Affected | Not Affected | Not Affected | Not Affected | Not Affected | Not Affected | Not Affected | Not Affected | Not Affected | Not Affected | Not Affected | Not Affected | Not Affected | Not Affected | 0 | 0 | 0 | 0 | 21 | Polygon
Critical Infrastructure | Stormwater Treatment Facilities and Pump Stations | Stormwater Ponds - NHD |  | STFPS_PG_12660 |  | Not Affected | Not Affected | Not Affected | Not Affected | Not Affected | Not Affected | Not Affected | Not Affected | Not Affected | Not Affected | Not Affected | Not Affected | Not Affected | Not Affected | Not Affected | Not Affected | Not Affected | Not Affected | Not Affected | Not Affected | Not Affected | 0 | 0 | 0 | 0 | 21 | Polygon
Critical Infrastructure | Stormwater Treatment Facilities and Pump Stations | Stormwater Ponds - NHD |  | STFPS_PG_12662 |  | Not Affected | Not Affected | Not Affected | Not Affected | Not Affected | Not Affected | Not Affected | Not Affected | Not Affected | Not Affected | Not Affected | Not Affected | Not Affected | Not Affected | Not Affected | Not Affected | Not Affected | Not Affected | Not Affected | Not Affected | Not Affected | 0 | 0 | 0 | 0 | 21 | Polygon
Critical Infrastructure | Stormwater Treatment Facilities and Pump Stations | Stormwater Ponds - NHD |  | STFPS_PG_12664 |  | Not Affected | Not Affected | Not Affected | Not Affected | Not Affected | Not Affected | Not Affected | Not Affected | Not Affected | Not Affected | Not Affected | Not Affected | Not Affected | Not Affected | Not Affected | Not Affected | Not Affected | Not Affected | Not Affected | Not Affected | Not Affected | 0 | 0 | 0 | 0 | 21 | Polygon
Critical Infrastructure | Stormwater Treatment Facilities and Pump Stations | Stormwater Ponds - NHD |  | STFPS_PG_12666 |  | Not Affected | Not Affected | Not Affected | Not Affected | Not Affected | Not Affected | Not Affected | Not Affected | Not Affected | Not Affected | Not Affected | Not Affected | Not Affected | Not Affected | Not Affected | Not Affected | Not Affected | Not Affected | Not Affected | Not Affected | Not Affected | 0 | 0 | 0 | 0 | 21 | Polygon
Critical Infrastructure | Stormwater Treatment Facilities and Pump Stations | Stormwater Ponds - NHD |  | STFPS_PG_12667 |  | Not Affected | Not Affected | Not Affected | Not Affected | Not Affected | Not Affected | Not Affected | Not Affected | Not Affected | Not Affected | Not Affected | Not Affected | Not Affected | Not Affected | Not Affected | Not Affected | Not Affected | Not Affected | Not Affected | Not Affected | Not Affected | 0 | 0 | 0 | 0 | 21 | Polygon
Critical Infrastructure | Stormwater Treatment Facilities and Pump Stations | Stormwater Ponds - NHD |  | STFPS_PG_12668 |  | Not Affected | Not Affected | Not Affected | Not Affected | Not Affected | Not Affected | Not Affected | Not Affected | Not Affected | Not Affected | Not Affected | Not Affected | Not Affected | Not Affected | Not Affected | Not Affected | Not Affected | Not Affected | Not Affected | Not Affected | Not Affected | 0 | 0 | 0 | 0 | 21 | Polygon
Critical Infrastructure | Stormwater Treatment Facilities and Pump Stations | Stormwater Ponds - NHD |  | STFPS_PG_12670 |  | Not Affected | Not Affected | Not Affected | Not Affected | Not Affected | Not Affected | Not Affected | Not Affected | Not Affected | Not Affected | Not Affected | Not Affected | Not Affected | Not Affected | Not Affected | Not Affected | Not Affected | Not Affected | Not Affected | Not Affected | Not Affected | 0 | 0 | 0 | 0 | 21 | Polygon
Critical Infrastructure | Stormwater Treatment Facilities and Pump Stations | Stormwater Ponds - NHD |  | STFPS_PG_12671 |  | Not Affected | Not Affected | Not Affected | Not Affected | Not Affected | Not Affected | Not Affected | Not Affected | Not Affected | Not Affected | Not Affected | Not Affected | Not Affected | Not Affected | Not Affected | Not Affected | Not Affected | Not Affected | Not Affected | Not Affected | Not Affected | 0 | 0 | 0 | 0 | 21 | Polygon
Critical Infrastructure | Stormwater Treatment Facilities and Pump Stations | Stormwater Ponds - NHD |  | STFPS_PG_12672 |  | Not Affected | Not Affected | Not Affected | Not Affected | Not Affected | Not Affected | Not Affected | Not Affected | Not Affected | Not Affected | Not Affected | Not Affected | Not Affected | Not Affected | Not Affected | Not Affected | Not Affected | Not Affected | Not Affected | Not Affected | Not Affected | 0 | 0 | 0 | 0 | 21 | Polygon
Critical Infrastructure | Stormwater Treatment Facilities and Pump Stations | Stormwater Ponds - NHD |  | STFPS_PG_12673 |  | Not Affected | Not Affected | Not Affected | Not Affected | Not Affected | Not Affected | Not Affected | Not Affected | Not Affected | Not Affected | Not Affected | Not Affected | Not Affected | Not Affected | Not Affected | Not Affected | Not Affected | Not Affected | Not Affected | Not Affected | Not Affected | 0 | 0 | 0 | 0 | 21 | Polygon
Critical Infrastructure | Stormwater Treatment Facilities and Pump Stations | Stormwater Ponds - NHD |  | STFPS_PG_12675 |  | Not Affected | Not Affected | Not Affected | Not Affected | Not Affected | Not Affected | Not Affected | Not Affected | Not Affected | Not Affected | Not Affected | Not Affected | Not Affected | Not Affected | Not Affected | Not Affected | Not Affected | Not Affected | Not Affected | Not Affected | Not Affected | 0 | 0 | 0 | 0 | 21 | Polygon
Critical Infrastructure | Stormwater Treatment Facilities and Pump Stations | Stormwater Ponds - NHD |  | STFPS_PG_12676 |  | Not Affected | Not Affected | Not Affected | Not Affected | Not Affected | Not Affected | Not Affected | Not Affected | Not Affected | Not Affected | Not Affected | Not Affected | Not Affected | Not Affected | Not Affected | Not Affected | Not Affected | Not Affected | Not Affected | Not Affected | Not Affected | 0 | 0 | 0 | 0 | 21 | Polygon
Critical Infrastructure | Stormwater Treatment Facilities and Pump Stations | Stormwater Ponds - NHD |  | STFPS_PG_12678 |  | Not Affected | Not Affected | Not Affected | Not Affected | Not Affected | Not Affected | Not Affected | Not Affected | Not Affected | Not Affected | Not Affected | Not Affected | Not Affected | Not Affected | Not Affected | Not Affected | Not Affected | Not Affected | Not Affected | Not Affected | Not Affected | 0 | 0 | 0 | 0 | 21 | Polygon
Critical Infrastructure | Stormwater Treatment Facilities and Pump Stations | Stormwater Ponds - NHD |  | STFPS_PG_12679 |  | Not Affected | Not Affected | Not Affected | Not Affected | Not Affected | Not Affected | Not Affected | Not Affected | Not Affected | Not Affected | Not Affected | Not Affected | Not Affected | Not Affected | Not Affected | Not Affected | Not Affected | Not Affected | Not Affected | Not Affected | Not Affected | 0 | 0 | 0 | 0 | 21 | Polygon
Critical Infrastructure | Stormwater Treatment Facilities and Pump Stations | Stormwater Ponds - NHD |  | STFPS_PG_12680 |  | Not Affected | Not Affected | Not Affected | Not Affected | Not Affected | Not Affected | Not Affected | Not Affected | Not Affected | Not Affected | Not Affected | Not Affected | Not Affected | Not Affected | Not Affected | Not Affected | Not Affected | Not Affected | Not Affected | Not Affected | Not Affected | 0 | 0 | 0 | 0 | 21 | Polygon
Critical Infrastructure | Stormwater Treatment Facilities and Pump Stations | Stormwater Ponds - NHD |  | STFPS_PG_12681 |  | Not Affected | Not Affected | Not Affected | Not Affected | Not Affected | Not Affected | Not Affected | Not Affected | Not Affected | Not Affected | Not Affected | Not Affected | Not Affected | Not Affected | Not Affected | Not Affected | Not Affected | Not Affected | Not Affected | Not Affected | Not Affected | 0 | 0 | 0 | 0 | 21 | Polygon
Critical Infrastructure | Stormwater Treatment Facilities and Pump Stations | Stormwater Ponds - NHD |  | STFPS_PG_12683 |  | Not Affected | Not Affected | Not Affected | Not Affected | Not Affected | Not Affected | Not Affected | Not Affected | Not Affected | Not Affected | Not Affected | Not Affected | Not Affected | Not Affected | Not Affected | Not Affected | Not Affected | Not Affected | Not Affected | Not Affected | Not Affected | 0 | 0 | 0 | 0 | 21 | Polygon
Critical Infrastructure | Stormwater Treatment Facilities and Pump Stations | Stormwater Ponds - NHD |  | STFPS_PG_12684 |  | Not Affected | Not Affected | Not Affected | Not Affected | Not Affected | Not Affected | Not Affected | Not Affected | Not Affected | Not Affected | Not Affected | Not Affected | Not Affected | Not Affected | Not Affected | Not Affected | Not Affected | Not Affected | Not Affected | Not Affected | Not Affected | 0 | 0 | 0 | 0 | 21 | Polygon
Critical Infrastructure | Stormwater Treatment Facilities and Pump Stations | Stormwater Ponds - NHD |  | STFPS_PG_12685 |  | Not Affected | Not Affected | Not Affected | Not Affected | Not Affected | Not Affected | Not Affected | Not Affected | Not Affected | Not Affected | Not Affected | Not Affected | Not Affected | Not Affected | Not Affected | Not Affected | Not Affected | Not Affected | Not Affected | Not Affected | Not Affected | 0 | 0 | 0 | 0 | 21 | Polygon
Critical Infrastructure | Stormwater Treatment Facilities and Pump Stations | Stormwater Ponds - NHD |  | STFPS_PG_12686 |  | Not Affected | Not Affected | Not Affected | Not Affected | Not Affected | Not Affected | Not Affected | Not Affected | Not Affected | Not Affected | Not Affected | Not Affected | Not Affected | Not Affected | Not Affected | Not Affected | Not Affected | Not Affected | Not Affected | Not Affected | Not Affected | 0 | 0 | 0 | 0 | 21 | Polygon
Critical Infrastructure | Stormwater Treatment Facilities and Pump Stations | Stormwater Ponds - NHD |  | STFPS_PG_12687 |  | Not Affected | Not Affected | Not Affected | Not Affected | Not Affected | Not Affected | Not Affected | Not Affected | Not Affected | Not Affected | Not Affected | Not Affected | Not Affected | Not Affected | Not Affected | Not Affected | Not Affected | Not Affected | Not Affected | Not Affected | Not Affected | 0 | 0 | 0 | 0 | 21 | Polygon
Critical Infrastructure | Stormwater Treatment Facilities and Pump Stations | Stormwater Ponds - NHD |  | STFPS_PG_12688 |  | Not Affected | Not Affected | Not Affected | Not Affected | Not Affected | Not Affected | Not Affected | Not Affected | Not Affected | Not Affected | Not Affected | Not Affected | Not Affected | Not Affected | Not Affected | Not Affected | Not Affected | Not Affected | Not Affected | Not Affected | Not Affected | 0 | 0 | 0 | 0 | 21 | Polygon
Critical Infrastructure | Stormwater Treatment Facilities and Pump Stations | Stormwater Ponds - NHD |  | STFPS_PG_12690 |  | Not Affected | Not Affected | Not Affected | Not Affected | Not Affected | Not Affected | Not Affected | Not Affected | Not Affected | Not Affected | Not Affected | Not Affected | Not Affected | Not Affected | Not Affected | Not Affected | Not Affected | Not Affected | Not Affected | Not Affected | Not Affected | 0 | 0 | 0 | 0 | 21 | Polygon
Critical Infrastructure | Stormwater Treatment Facilities and Pump Stations | Stormwater Ponds - NHD |  | STFPS_PG_12691 |  | Not Affected | Not Affected | Not Affected | Not Affected | Not Affected | Not Affected | Not Affected | Not Affected | Not Affected | Not Affected | Not Affected | Not Affected | Not Affected | Not Affected | Not Affected | Not Affected | Not Affected | Not Affected | Not Affected | Not Affected | Not Affected | 0 | 0 | 0 | 0 | 21 | Polygon
Critical Infrastructure | Stormwater Treatment Facilities and Pump Stations | Stormwater Ponds - NHD |  | STFPS_PG_12692 |  | Not Affected | Not Affected | Not Affected | Not Affected | Not Affected | Not Affected | Not Affected | Not Affected | Not Affected | Not Affected | Not Affected | Not Affected | Not Affected | Not Affected | Not Affected | Not Affected | Not Affected | Not Affected | Not Affected | Not Affected | Not Affected | 0 | 0 | 0 | 0 | 21 | Polygon
Critical Infrastructure | Stormwater Treatment Facilities and Pump Stations | Stormwater Ponds - NHD |  | STFPS_PG_12694 |  | Not Affected | Not Affected | Not Affected | Not Affected | Not Affected | Not Affected | Not Affected | Not Affected | Not Affected | Not Affected | Not Affected | Not Affected | Not Affected | Not Affected | Not Affected | Not Affected | Not Affected | Not Affected | Not Affected | Not Affected | Not Affected | 0 | 0 | 0 | 0 | 21 | Polygon
Critical Infrastructure | Stormwater Treatment Facilities and Pump Stations | Stormwater Ponds - NHD |  | STFPS_PG_12696 |  | Not Affected | Not Affected | Not Affected | Not Affected | Not Affected | Not Affected | Not Affected | Not Affected | Not Affected | Not Affected | Not Affected | Not Affected | Not Affected | Not Affected | Not Affected | Not Affected | Not Affected | Not Affected | Not Affected | Not Affected | Not Affected | 0 | 0 | 0 | 0 | 21 | Polygon
Critical Infrastructure | Stormwater Treatment Facilities and Pump Stations | Stormwater Ponds - NHD |  | STFPS_PG_12697 |  | Not Affected | Not Affected | Not Affected | Not Affected | Not Affected | Not Affected | Not Affected | Not Affected | Not Affected | Not Affected | Not Affected | Not Affected | Not Affected | Not Affected | Not Affected | Not Affected | Not Affected | Not Affected | Not Affected | Not Affected | Not Affected | 0 | 0 | 0 | 0 | 21 | Polygon
Critical Infrastructure | Stormwater Treatment Facilities and Pump Stations | Stormwater Ponds - NHD |  | STFPS_PG_12700 |  | Not Affected | Not Affected | Not Affected | Not Affected | Not Affected | Not Affected | Not Affected | Not Affected | Not Affected | Not Affected | Not Affected | Not Affected | Not Affected | Not Affected | Not Affected | Not Affected | Not Affected | Not Affected | Not Affected | Not Affected | Not Affected | 0 | 0 | 0 | 0 | 21 | Polygon
Critical Infrastructure | Stormwater Treatment Facilities and Pump Stations | Stormwater Ponds - NHD |  | STFPS_PG_12701 |  | Not Affected | Not Affected | Not Affected | Not Affected | Not Affected | Not Affected | Not Affected | Not Affected | Not Affected | Not Affected | Not Affected | Not Affected | Not Affected | Not Affected | Not Affected | Not Affected | Not Affected | Not Affected | Not Affected | Not Affected | Not Affected | 0 | 0 | 0 | 0 | 21 | Polygon
Critical Infrastructure | Stormwater Treatment Facilities and Pump Stations | Stormwater Ponds - NHD |  | STFPS_PG_12702 |  | Not Affected | Not Affected | Not Affected | Not Affected | Not Affected | Not Affected | Not Affected | Not Affected | Not Affected | Not Affected | Not Affected | Not Affected | Not Affected | Not Affected | Not Affected | Not Affected | Not Affected | Not Affected | Not Affected | Not Affected | Not Affected | 0 | 0 | 0 | 0 | 21 | Polygon
Critical Infrastructure | Stormwater Treatment Facilities and Pump Stations | Stormwater Ponds - NHD |  | STFPS_PG_12704 |  | Not Affected | Not Affected | Not Affected | Not Affected | Not Affected | Not Affected | Not Affected | Not Affected | Not Affected | Not Affected | Not Affected | Not Affected | Not Affected | Not Affected | Not Affected | Not Affected | Not Affected | Not Affected | Not Affected | Not Affected | Not Affected | 0 | 0 | 0 | 0 | 21 | Polygon
Critical Infrastructure | Stormwater Treatment Facilities and Pump Stations | Stormwater Ponds - NHD |  | STFPS_PG_12705 |  | Not Affected | Not Affected | Not Affected | Not Affected | Not Affected | Not Affected | Not Affected | Not Affected | Not Affected | Not Affected | Not Affected | Not Affected | Not Affected | Not Affected | Not Affected | Not Affected | Not Affected | Not Affected | Not Affected | Not Affected | Not Affected | 0 | 0 | 0 | 0 | 21 | Polygon
Critical Infrastructure | Stormwater Treatment Facilities and Pump Stations | Stormwater Ponds - NHD |  | STFPS_PG_12706 |  | Not Affected | Not Affected | Not Affected | Not Affected | Not Affected | Not Affected | Not Affected | Not Affected | Not Affected | Not Affected | Not Affected | Not Affected | Not Affected | Not Affected | Not Affected | Not Affected | Not Affected | Not Affected | Not Affected | Not Affected | Not Affected | 0 | 0 | 0 | 0 | 21 | Polygon
Critical Infrastructure | Stormwater Treatment Facilities and Pump Stations | Stormwater Ponds - NHD |  | STFPS_PG_12707 |  | Not Affected | Not Affected | Not Affected | Not Affected | Not Affected | Not Affected | Not Affected | Not Affected | Not Affected | Not Affected | Not Affected | Not Affected | Not Affected | Not Affected | Not Affected | Not Affected | Not Affected | Not Affected | Not Affected | Not Affected | Not Affected | 0 | 0 | 0 | 0 | 21 | Polygon
Critical Infrastructure | Stormwater Treatment Facilities and Pump Stations | Stormwater Ponds - NHD |  | STFPS_PG_12708 |  | Not Affected | Not Affected | Not Affected | Not Affected | Not Affected | Not Affected | Not Affected | Not Affected | Not Affected | Not Affected | Not Affected | Not Affected | Not Affected | Not Affected | Not Affected | Not Affected | Not Affected | Not Affected | Not Affected | Not Affected | Not Affected | 0 | 0 | 0 | 0 | 21 | Polygon
Critical Infrastructure | Stormwater Treatment Facilities and Pump Stations | Stormwater Ponds - NHD |  | STFPS_PG_12709 |  | Not Affected | Not Affected | Not Affected | Not Affected | Not Affected | Not Affected | Not Affected | Not Affected | Not Affected | Not Affected | Not Affected | Not Affected | Not Affected | Not Affected | Not Affected | Not Affected | Not Affected | Not Affected | Not Affected | Not Affected | Not Affected | 0 | 0 | 0 | 0 | 21 | Polygon
Critical Infrastructure | Stormwater Treatment Facilities and Pump Stations | Stormwater Ponds - NHD |  | STFPS_PG_12710 |  | Not Affected | Not Affected | Not Affected | Not Affected | Not Affected | Not Affected | Not Affected | Not Affected | Not Affected | Not Affected | Not Affected | Not Affected | Not Affected | Not Affected | Not Affected | Not Affected | Not Affected | Not Affected | Not Affected | Not Affected | Not Affected | 0 | 0 | 0 | 0 | 21 | Polygon
Critical Infrastructure | Stormwater Treatment Facilities and Pump Stations | Stormwater Ponds - NHD |  | STFPS_PG_12711 |  | Not Affected | Not Affected | Not Affected | Not Affected | Not Affected | Not Affected | Not Affected | Not Affected | Not Affected | Not Affected | Not Affected | Not Affected | Not Affected | Not Affected | Not Affected | Not Affected | Not Affected | Not Affected | Not Affected | Not Affected | Not Affected | 0 | 0 | 0 | 0 | 21 | Polygon
Critical Infrastructure | Stormwater Treatment Facilities and Pump Stations | Stormwater Ponds - NHD |  | STFPS_PG_12712 |  | Not Affected | Not Affected | Not Affected | Not Affected | Not Affected | Not Affected | Not Affected | Not Affected | Not Affected | Not Affected | Not Affected | Not Affected | Not Affected | Not Affected | Not Affected | Not Affected | Not Affected | Not Affected | Not Affected | Not Affected | Not Affected | 0 | 0 | 0 | 0 | 21 | Polygon
Critical Infrastructure | Stormwater Treatment Facilities and Pump Stations | Stormwater Ponds - NHD |  | STFPS_PG_12713 |  | Not Affected | Not Affected | Not Affected | Not Affected | Not Affected | Not Affected | Not Affected | Not Affected | Not Affected | Not Affected | Not Affected | Not Affected | Not Affected | Not Affected | Not Affected | Not Affected | Not Affected | Not Affected | Not Affected | Not Affected | Not Affected | 0 | 0 | 0 | 0 | 21 | Polygon
Critical Infrastructure | Stormwater Treatment Facilities and Pump Stations | Stormwater Ponds - NHD |  | STFPS_PG_12714 |  | Not Affected | Not Affected | Not Affected | Not Affected | Not Affected | Not Affected | Not Affected | Not Affected | Not Affected | Not Affected | Not Affected | Not Affected | Not Affected | Not Affected | Not Affected | Not Affected | Not Affected | Not Affected | Not Affected | Not Affected | Not Affected | 0 | 0 | 0 | 0 | 21 | Polygon
Critical Infrastructure | Stormwater Treatment Facilities and Pump Stations | Stormwater Ponds - NHD |  | STFPS_PG_12716 |  | Not Affected | Not Affected | Not Affected | Not Affected | Not Affected | Not Affected | Not Affected | Not Affected | Not Affected | Not Affected | Not Affected | Not Affected | Not Affected | Not Affected | Not Affected | Not Affected | Not Affected | Not Affected | Not Affected | Not Affected | Not Affected | 0 | 0 | 0 | 0 | 21 | Polygon
Critical Infrastructure | Stormwater Treatment Facilities and Pump Stations | Stormwater Ponds - NHD |  | STFPS_PG_12717 |  | Not Affected | Not Affected | Not Affected | Not Affected | Not Affected | Not Affected | Not Affected | Not Affected | Not Affected | Not Affected | Not Affected | Not Affected | Not Affected | Not Affected | Not Affected | Not Affected | Not Affected | Not Affected | Not Affected | Not Affected | Not Affected | 0 | 0 | 0 | 0 | 21 | Polygon
Critical Infrastructure | Stormwater Treatment Facilities and Pump Stations | Stormwater Ponds - NHD |  | STFPS_PG_12719 |  | Not Affected | Not Affected | Not Affected | Not Affected | Not Affected | Not Affected | Not Affected | Not Affected | Not Affected | Not Affected | Not Affected | Not Affected | Not Affected | Not Affected | Not Affected | Not Affected | Not Affected | Not Affected | Not Affected | Not Affected | Not Affected | 0 | 0 | 0 | 0 | 21 | Polygon
Critical Infrastructure | Stormwater Treatment Facilities and Pump Stations | Stormwater Ponds - NHD |  | STFPS_PG_12720 |  | Not Affected | Not Affected | Not Affected | Not Affected | Not Affected | Not Affected | Not Affected | Not Affected | Not Affected | Not Affected | Not Affected | Not Affected | Not Affected | Not Affected | Not Affected | Not Affected | Not Affected | Not Affected | Not Affected | Not Affected | Not Affected | 0 | 0 | 0 | 0 | 21 | Polygon
Critical Infrastructure | Stormwater Treatment Facilities and Pump Stations | Stormwater Ponds - NHD |  | STFPS_PG_12721 |  | Not Affected | Not Affected | Not Affected | Not Affected | Not Affected | Not Affected | Not Affected | Not Affected | Not Affected | Not Affected | Not Affected | Not Affected | Not Affected | Not Affected | Not Affected | Not Affected | Not Affected | Not Affected | Not Affected | Not Affected | Not Affected | 0 | 0 | 0 | 0 | 21 | Polygon
Critical Infrastructure | Stormwater Treatment Facilities and Pump Stations | Stormwater Ponds - NHD |  | STFPS_PG_12723 |  | Not Affected | Not Affected | Not Affected | Not Affected | Not Affected | Not Affected | Not Affected | Not Affected | Not Affected | Not Affected | Not Affected | Not Affected | Not Affected | Not Affected | Not Affected | Not Affected | Not Affected | Not Affected | Not Affected | Not Affected | Not Affected | 0 | 0 | 0 | 0 | 21 | Polygon
Critical Infrastructure | Stormwater Treatment Facilities and Pump Stations | Stormwater Ponds - NHD |  | STFPS_PG_12724 |  | Not Affected | Not Affected | Not Affected | Not Affected | Not Affected | Not Affected | Not Affected | Not Affected | Not Affected | Not Affected | Not Affected | Not Affected | Not Affected | Not Affected | Not Affected | Not Affected | Not Affected | Not Affected | Not Affected | Not Affected | Not Affected | 0 | 0 | 0 | 0 | 21 | Polygon
Critical Infrastructure | Stormwater Treatment Facilities and Pump Stations | Stormwater Ponds - NHD |  | STFPS_PG_12725 |  | Not Affected | Not Affected | Not Affected | Not Affected | Not Affected | Not Affected | Not Affected | Not Affected | Not Affected | Not Affected | Not Affected | Not Affected | Not Affected | Not Affected | Not Affected | Not Affected | Not Affected | Not Affected | Not Affected | Not Affected | Not Affected | 0 | 0 | 0 | 0 | 21 | Polygon
Critical Infrastructure | Stormwater Treatment Facilities and Pump Stations | Stormwater Ponds - NHD |  | STFPS_PG_12727 |  | Not Affected | Not Affected | Not Affected | Not Affected | Not Affected | Not Affected | Not Affected | Not Affected | Not Affected | Not Affected | Not Affected | Not Affected | Not Affected | Not Affected | Not Affected | Not Affected | Not Affected | Not Affected | Not Affected | Not Affected | Not Affected | 0 | 0 | 0 | 0 | 21 | Polygon
Critical Infrastructure | Stormwater Treatment Facilities and Pump Stations | Stormwater Ponds - NHD |  | STFPS_PG_12728 |  | Not Affected | Not Affected | Not Affected | Not Affected | Not Affected | Not Affected | Not Affected | Not Affected | Not Affected | Not Affected | Not Affected | Not Affected | Not Affected | Not Affected | Not Affected | Not Affected | Not Affected | Not Affected | Not Affected | Not Affected | Not Affected | 0 | 0 | 0 | 0 | 21 | Polygon
Critical Infrastructure | Stormwater Treatment Facilities and Pump Stations | Stormwater Ponds - NHD |  | STFPS_PG_12729 |  | Not Affected | Not Affected | Not Affected | Not Affected | Not Affected | Not Affected | Not Affected | Not Affected | Not Affected | Not Affected | Not Affected | Not Affected | Not Affected | Not Affected | Not Affected | Not Affected | Not Affected | Not Affected | Not Affected | Not Affected | Not Affected | 0 | 0 | 0 | 0 | 21 | Polygon
Critical Infrastructure | Stormwater Treatment Facilities and Pump Stations | Stormwater Ponds - NHD |  | STFPS_PG_12730 |  | Not Affected | Not Affected | Not Affected | Not Affected | Not Affected | Not Affected | Not Affected | Not Affected | Not Affected | Not Affected | Not Affected | Not Affected | Not Affected | Not Affected | Not Affected | Not Affected | Not Affected | Not Affected | Not Affected | Not Affected | Not Affected | 0 | 0 | 0 | 0 | 21 | Polygon
Critical Infrastructure | Stormwater Treatment Facilities and Pump Stations | Stormwater Ponds - NHD |  | STFPS_PG_12732 |  | Not Affected | Not Affected | Not Affected | Not Affected | Not Affected | Not Affected | Not Affected | Not Affected | Not Affected | Not Affected | Not Affected | Not Affected | Not Affected | Not Affected | Not Affected | Not Affected | Not Affected | Not Affected | Not Affected | Not Affected | Not Affected | 0 | 0 | 0 | 0 | 21 | Polygon
Critical Infrastructure | Stormwater Treatment Facilities and Pump Stations | Stormwater Ponds - NHD |  | STFPS_PG_12733 |  | Not Affected | Not Affected | Not Affected | Not Affected | Not Affected | Not Affected | Not Affected | Not Affected | Not Affected | Not Affected | Not Affected | Not Affected | Not Affected | Not Affected | Not Affected | Not Affected | Not Affected | Not Affected | Not Affected | Not Affected | Not Affected | 0 | 0 | 0 | 0 | 21 | Polygon
Critical Infrastructure | Stormwater Treatment Facilities and Pump Stations | Stormwater Ponds - NHD |  | STFPS_PG_12734 |  | Not Affected | Not Affected | Not Affected | Not Affected | Not Affected | Not Affected | Not Affected | Not Affected | Not Affected | Not Affected | Not Affected | Not Affected | Not Affected | Not Affected | Not Affected | Not Affected | Not Affected | Not Affected | Not Affected | Not Affected | Not Affected | 0 | 0 | 0 | 0 | 21 | Polygon
Critical Infrastructure | Stormwater Treatment Facilities and Pump Stations | Stormwater Ponds - NHD |  | STFPS_PG_12735 |  | Not Affected | Not Affected | Not Affected | Not Affected | Not Affected | Not Affected | Not Affected | Not Affected | Not Affected | Not Affected | Not Affected | Not Affected | Not Affected | Not Affected | Not Affected | Not Affected | Not Affected | Not Affected | Not Affected | Not Affected | Not Affected | 0 | 0 | 0 | 0 | 21 | Polygon
Critical Infrastructure | Stormwater Treatment Facilities and Pump Stations | Stormwater Ponds - NHD |  | STFPS_PG_12737 |  | Not Affected | Not Affected | Not Affected | Not Affected | Not Affected | Not Affected | Not Affected | Not Affected | Not Affected | Not Affected | Not Affected | Not Affected | Not Affected | Not Affected | Not Affected | Not Affected | Not Affected | Not Affected | Not Affected | Not Affected | Not Affected | 0 | 0 | 0 | 0 | 21 | Polygon
Critical Infrastructure | Stormwater Treatment Facilities and Pump Stations | Stormwater Ponds - NHD |  | STFPS_PG_12739 |  | Not Affected | Not Affected | Not Affected | Not Affected | Not Affected | Not Affected | Not Affected | Not Affected | Not Affected | Not Affected | Not Affected | Not Affected | Not Affected | Not Affected | Not Affected | Not Affected | Not Affected | Not Affected | Not Affected | Not Affected | Not Affected | 0 | 0 | 0 | 0 | 21 | Polygon
Critical Infrastructure | Stormwater Treatment Facilities and Pump Stations | Stormwater Ponds - NHD |  | STFPS_PG_12740 |  | Not Affected | Not Affected | Not Affected | Not Affected | Not Affected | Not Affected | Not Affected | Not Affected | Not Affected | Not Affected | Not Affected | Not Affected | Not Affected | Not Affected | Not Affected | Not Affected | Not Affected | Not Affected | Not Affected | Not Affected | Not Affected | 0 | 0 | 0 | 0 | 21 | Polygon
Critical Infrastructure | Stormwater Treatment Facilities and Pump Stations | Stormwater Ponds - NHD |  | STFPS_PG_12742 |  | Not Affected | Not Affected | Not Affected | Not Affected | Not Affected | Not Affected | Not Affected | Not Affected | Not Affected | Not Affected | Not Affected | Not Affected | Not Affected | Not Affected | Not Affected | Not Affected | Not Affected | Not Affected | Not Affected | Not Affected | Not Affected | 0 | 0 | 0 | 0 | 21 | Polygon
Critical Infrastructure | Stormwater Treatment Facilities and Pump Stations | Stormwater Ponds - NHD |  | STFPS_PG_12744 |  | Not Affected | Not Affected | Not Affected | Not Affected | Not Affected | Not Affected | Not Affected | Not Affected | Not Affected | Not Affected | Not Affected | Not Affected | Not Affected | Not Affected | Not Affected | Not Affected | Not Affected | Not Affected | Not Affected | Not Affected | Not Affected | 0 | 0 | 0 | 0 | 21 | Polygon
Critical Infrastructure | Stormwater Treatment Facilities and Pump Stations | Stormwater Ponds - NHD |  | STFPS_PG_12746 |  | Not Affected | Not Affected | Not Affected | Not Affected | Not Affected | Not Affected | Not Affected | Not Affected | Not Affected | Not Affected | Not Affected | Not Affected | Not Affected | Not Affected | Not Affected | Not Affected | Not Affected | Not Affected | Not Affected | Not Affected | Not Affected | 0 | 0 | 0 | 0 | 21 | Polygon
Critical Infrastructure | Stormwater Treatment Facilities and Pump Stations | Stormwater Ponds - NHD |  | STFPS_PG_12748 |  | Not Affected | Not Affected | Not Affected | Not Affected | Not Affected | Not Affected | Not Affected | Not Affected | Not Affected | Not Affected | Not Affected | Not Affected | Not Affected | Not Affected | Not Affected | Not Affected | Not Affected | Not Affected | Not Affected | Not Affected | Not Affected | 0 | 0 | 0 | 0 | 21 | Polygon
Critical Infrastructure | Stormwater Treatment Facilities and Pump Stations | Stormwater Ponds - NHD |  | STFPS_PG_12750 |  | Not Affected | Not Affected | Not Affected | Not Affected | Not Affected | Not Affected | Not Affected | Not Affected | Not Affected | Not Affected | Not Affected | Not Affected | Not Affected | Not Affected | Not Affected | Not Affected | Not Affected | Not Affected | Not Affected | Not Affected | Not Affected | 0 | 0 | 0 | 0 | 21 | Polygon
Critical Infrastructure | Stormwater Treatment Facilities and Pump Stations | Stormwater Ponds - NHD |  | STFPS_PG_12751 |  | Not Affected | Not Affected | Not Affected | Not Affected | Not Affected | Not Affected | Not Affected | Not Affected | Not Affected | Not Affected | Not Affected | Not Affected | Not Affected | Not Affected | Not Affected | Not Affected | Not Affected | Not Affected | Not Affected | Not Affected | Not Affected | 0 | 0 | 0 | 0 | 21 | Polygon
Critical Infrastructure | Stormwater Treatment Facilities and Pump Stations | Stormwater Ponds - NHD |  | STFPS_PG_12753 |  | Not Affected | Not Affected | Not Affected | Not Affected | Not Affected | Not Affected | Not Affected | Not Affected | Not Affected | Not Affected | Not Affected | Not Affected | Not Affected | Not Affected | Not Affected | Not Affected | Not Affected | Not Affected | Not Affected | Not Affected | Not Affected | 0 | 0 | 0 | 0 | 21 | Polygon
Critical Infrastructure | Stormwater Treatment Facilities and Pump Stations | Stormwater Ponds - NHD |  | STFPS_PG_12754 |  | Not Affected | Not Affected | Not Affected | Not Affected | Not Affected | Not Affected | Not Affected | Not Affected | Not Affected | Not Affected | Not Affected | Not Affected | Not Affected | Not Affected | Not Affected | Not Affected | Not Affected | Not Affected | Not Affected | Not Affected | Not Affected | 0 | 0 | 0 | 0 | 21 | Polygon
Critical Infrastructure | Stormwater Treatment Facilities and Pump Stations | Stormwater Ponds - NHD |  | STFPS_PG_12755 |  | Not Affected | Not Affected | Not Affected | Not Affected | Not Affected | Not Affected | Not Affected | Not Affected | Not Affected | Not Affected | Not Affected | Not Affected | Not Affected | Not Affected | Not Affected | Not Affected | Not Affected | Not Affected | Not Affected | Not Affected | Not Affected | 0 | 0 | 0 | 0 | 21 | Polygon
Critical Infrastructure | Stormwater Treatment Facilities and Pump Stations | Stormwater Ponds - NHD |  | STFPS_PG_12757 |  | Not Affected | Not Affected | Not Affected | Not Affected | Not Affected | Not Affected | Not Affected | Not Affected | Not Affected | Not Affected | Not Affected | Not Affected | Not Affected | Not Affected | Not Affected | Not Affected | Not Affected | Not Affected | Not Affected | Not Affected | Not Affected | 0 | 0 | 0 | 0 | 21 | Polygon
Critical Infrastructure | Stormwater Treatment Facilities and Pump Stations | Stormwater Ponds - NHD |  | STFPS_PG_12759 |  | Not Affected | Not Affected | Not Affected | Not Affected | Not Affected | Not Affected | Not Affected | Not Affected | Not Affected | Not Affected | Not Affected | Not Affected | Not Affected | Not Affected | Not Affected | Not Affected | Not Affected | Not Affected | Not Affected | Not Affected | Not Affected | 0 | 0 | 0 | 0 | 21 | Polygon
Critical Infrastructure | Stormwater Treatment Facilities and Pump Stations | Stormwater Ponds - NHD |  | STFPS_PG_12761 |  | Not Affected | Not Affected | Not Affected | Not Affected | Not Affected | Not Affected | Not Affected | Not Affected | Not Affected | Not Affected | Not Affected | Not Affected | Not Affected | Not Affected | Not Affected | Not Affected | Not Affected | Not Affected | Not Affected | Not Affected | Not Affected | 0 | 0 | 0 | 0 | 21 | Polygon
Critical Infrastructure | Stormwater Treatment Facilities and Pump Stations | Stormwater Ponds - NHD |  | STFPS_PG_12764 |  | Not Affected | Not Affected | Not Affected | Not Affected | Not Affected | Not Affected | Not Affected | Not Affected | Not Affected | Not Affected | Not Affected | Not Affected | Not Affected | Not Affected | Not Affected | Not Affected | Not Affected | Not Affected | Not Affected | Not Affected | Not Affected | 0 | 0 | 0 | 0 | 21 | Polygon
Critical Infrastructure | Stormwater Treatment Facilities and Pump Stations | Stormwater Ponds - NHD |  | STFPS_PG_12774 |  | Not Affected | Not Affected | Not Affected | Not Affected | Not Affected | Not Affected | Not Affected | Not Affected | Not Affected | Not Affected | Not Affected | Not Affected | Not Affected | Not Affected | Not Affected | Not Affected | Not Affected | Not Affected | Not Affected | Not Affected | Not Affected | 0 | 0 | 0 | 0 | 21 | Polygon
Critical Infrastructure | Stormwater Treatment Facilities and Pump Stations | Stormwater Ponds - NHD |  | STFPS_PG_12777 |  | Not Affected | Not Affected | Not Affected | Not Affected | Not Affected | Not Affected | Not Affected | Not Affected | Not Affected | Not Affected | Not Affected | Not Affected | Not Affected | Not Affected | Not Affected | Not Affected | Not Affected | Not Affected | Not Affected | Not Affected | Not Affected | 0 | 0 | 0 | 0 | 21 | Polygon
Critical Infrastructure | Stormwater Treatment Facilities and Pump Stations | Stormwater Ponds - NHD |  | STFPS_PG_12786 |  | Not Affected | Not Affected | Not Affected | Not Affected | Not Affected | Not Affected | Not Affected | Not Affected | Not Affected | Not Affected | Not Affected | Not Affected | Not Affected | Not Affected | Not Affected | Not Affected | Not Affected | Not Affected | Not Affected | Not Affected | Not Affected | 0 | 0 | 0 | 0 | 21 | Polygon
Critical Infrastructure | Stormwater Treatment Facilities and Pump Stations | Stormwater Ponds - NHD |  | STFPS_PG_12787 |  | Not Affected | Not Affected | Not Affected | Not Affected | Not Affected | Not Affected | Not Affected | Not Affected | Not Affected | Not Affected | Not Affected | Not Affected | Not Affected | Not Affected | Not Affected | Not Affected | Not Affected | Not Affected | Not Affected | Not Affected | Not Affected | 0 | 0 | 0 | 0 | 21 | Polygon
Critical Infrastructure | Stormwater Treatment Facilities and Pump Stations | Stormwater Ponds - NHD |  | STFPS_PG_12788 |  | Not Affected | Not Affected | Not Affected | Not Affected | Not Affected | Not Affected | Not Affected | Not Affected | Not Affected | Not Affected | Not Affected | Not Affected | Not Affected | Not Affected | Not Affected | Not Affected | Not Affected | Not Affected | Not Affected | Not Affected | Not Affected | 0 | 0 | 0 | 0 | 21 | Polygon
Critical Infrastructure | Stormwater Treatment Facilities and Pump Stations | Stormwater Ponds - NHD |  | STFPS_PG_12789 |  | Not Affected | Not Affected | Not Affected | Not Affected | Not Affected | Not Affected | Not Affected | Not Affected | Not Affected | Not Affected | Not Affected | Not Affected | Not Affected | Not Affected | Not Affected | Not Affected | Not Affected | Not Affected | Not Affected | Not Affected | Not Affected | 0 | 0 | 0 | 0 | 21 | Polygon
Critical Infrastructure | Stormwater Treatment Facilities and Pump Stations | Stormwater Ponds - NHD |  | STFPS_PG_12791 |  | Not Affected | Not Affected | Not Affected | Not Affected | Not Affected | Not Affected | Not Affected | Not Affected | Not Affected | Not Affected | Not Affected | Not Affected | Not Affected | Not Affected | Not Affected | Not Affected | Not Affected | Not Affected | Not Affected | Not Affected | Not Affected | 0 | 0 | 0 | 0 | 21 | Polygon
Critical Infrastructure | Stormwater Treatment Facilities and Pump Stations | Stormwater Ponds - NHD |  | STFPS_PG_12792 |  | Not Affected | Not Affected | Not Affected | Not Affected | Not Affected | Not Affected | Not Affected | Not Affected | Not Affected | Not Affected | Not Affected | Not Affected | Not Affected | Not Affected | Not Affected | Not Affected | Not Affected | Not Affected | Not Affected | Not Affected | Not Affected | 0 | 0 | 0 | 0 | 21 | Polygon
Critical Infrastructure | Stormwater Treatment Facilities and Pump Stations | Stormwater Ponds - NHD |  | STFPS_PG_12794 |  | Not Affected | Not Affected | Not Affected | Not Affected | Not Affected | Not Affected | Not Affected | Not Affected | Not Affected | Not Affected | Not Affected | Not Affected | Not Affected | Not Affected | Not Affected | Not Affected | Not Affected | Not Affected | Not Affected | Not Affected | Not Affected | 0 | 0 | 0 | 0 | 21 | Polygon
Critical Infrastructure | Stormwater Treatment Facilities and Pump Stations | Stormwater Ponds - NHD |  | STFPS_PG_12795 |  | Not Affected | Not Affected | Not Affected | Not Affected | Not Affected | Not Affected | Not Affected | Not Affected | Not Affected | Not Affected | Not Affected | Not Affected | Not Affected | Not Affected | Not Affected | Not Affected | Not Affected | Not Affected | Not Affected | Not Affected | Not Affected | 0 | 0 | 0 | 0 | 21 | Polygon
Critical Infrastructure | Stormwater Treatment Facilities and Pump Stations | Stormwater Ponds - NHD |  | STFPS_PG_12796 |  | Not Affected | Not Affected | Not Affected | Not Affected | Not Affected | Not Affected | Not Affected | Not Affected | Not Affected | Not Affected | Not Affected | Not Affected | Not Affected | Not Affected | Not Affected | Not Affected | Not Affected | Not Affected | Not Affected | Not Affected | Not Affected | 0 | 0 | 0 | 0 | 21 | Polygon
Critical Infrastructure | Stormwater Treatment Facilities and Pump Stations | Stormwater Ponds - NHD |  | STFPS_PG_12797 |  | Not Affected | Not Affected | Not Affected | Not Affected | Not Affected | Not Affected | Not Affected | Not Affected | Not Affected | Not Affected | Not Affected | Not Affected | Not Affected | Not Affected | Not Affected | Not Affected | Not Affected | Not Affected | Not Affected | Not Affected | Not Affected | 0 | 0 | 0 | 0 | 21 | Polygon
Critical Infrastructure | Stormwater Treatment Facilities and Pump Stations | Stormwater Ponds - NHD |  | STFPS_PG_12798 |  | Not Affected | Not Affected | Not Affected | Not Affected | Not Affected | Not Affected | Not Affected | Not Affected | Not Affected | Not Affected | Not Affected | Not Affected | Not Affected | Not Affected | Not Affected | Not Affected | Not Affected | Not Affected | Not Affected | Not Affected | Not Affected | 0 | 0 | 0 | 0 | 21 | Polygon
Critical Infrastructure | Stormwater Treatment Facilities and Pump Stations | Stormwater Ponds - NHD |  | STFPS_PG_12799 |  | Not Affected | Not Affected | Not Affected | Not Affected | Not Affected | Not Affected | Not Affected | Not Affected | Not Affected | Not Affected | Not Affected | Not Affected | Not Affected | Not Affected | Not Affected | Not Affected | Not Affected | Not Affected | Not Affected | Not Affected | Not Affected | 0 | 0 | 0 | 0 | 21 | Polygon
Critical Infrastructure | Stormwater Treatment Facilities and Pump Stations | Stormwater Ponds - NHD |  | STFPS_PG_12800 |  | Not Affected | Not Affected | Not Affected | Not Affected | Not Affected | Not Affected | Not Affected | Not Affected | Not Affected | Not Affected | Not Affected | Not Affected | Not Affected | Not Affected | Not Affected | Not Affected | Not Affected | Not Affected | Not Affected | Not Affected | Not Affected | 0 | 0 | 0 | 0 | 21 | Polygon
Critical Infrastructure | Stormwater Treatment Facilities and Pump Stations | Stormwater Ponds - NHD |  | STFPS_PG_12802 |  | Not Affected | Not Affected | Not Affected | Not Affected | Not Affected | Not Affected | Not Affected | Not Affected | Not Affected | Not Affected | Not Affected | Not Affected | Not Affected | Not Affected | Not Affected | Not Affected | Not Affected | Not Affected | Not Affected | Not Affected | Not Affected | 0 | 0 | 0 | 0 | 21 | Polygon
Critical Infrastructure | Stormwater Treatment Facilities and Pump Stations | Stormwater Ponds - NHD |  | STFPS_PG_12803 |  | Not Affected | Not Affected | Not Affected | Not Affected | Not Affected | Not Affected | Not Affected | Not Affected | Not Affected | Not Affected | Not Affected | Not Affected | Not Affected | Not Affected | Not Affected | Not Affected | Not Affected | Not Affected | Not Affected | Not Affected | Not Affected | 0 | 0 | 0 | 0 | 21 | Polygon
Critical Infrastructure | Stormwater Treatment Facilities and Pump Stations | Stormwater Ponds - NHD |  | STFPS_PG_12804 |  | Not Affected | Not Affected | Not Affected | Not Affected | Not Affected | Not Affected | Not Affected | Not Affected | Not Affected | Not Affected | Not Affected | Not Affected | Not Affected | Not Affected | Not Affected | Not Affected | Not Affected | Not Affected | Not Affected | Not Affected | Not Affected | 0 | 0 | 0 | 0 | 21 | Polygon
Critical Infrastructure | Stormwater Treatment Facilities and Pump Stations | Stormwater Ponds - NHD |  | STFPS_PG_12806 |  | Not Affected | Not Affected | Not Affected | Not Affected | Not Affected | Not Affected | Not Affected | Not Affected | Not Affected | Not Affected | Not Affected | Not Affected | Not Affected | Not Affected | Not Affected | Not Affected | Not Affected | Not Affected | Not Affected | Not Affected | Not Affected | 0 | 0 | 0 | 0 | 21 | Polygon
Critical Infrastructure | Stormwater Treatment Facilities and Pump Stations | Stormwater Ponds - NHD |  | STFPS_PG_12807 |  | Not Affected | Not Affected | Not Affected | Not Affected | Not Affected | Not Affected | Not Affected | Not Affected | Not Affected | Not Affected | Not Affected | Not Affected | Not Affected | Not Affected | Not Affected | Not Affected | Not Affected | Not Affected | Not Affected | Not Affected | Not Affected | 0 | 0 | 0 | 0 | 21 | Polygon
Critical Infrastructure | Stormwater Treatment Facilities and Pump Stations | Stormwater Ponds - NHD |  | STFPS_PG_12808 |  | Not Affected | Not Affected | Not Affected | Not Affected | Not Affected | Not Affected | Not Affected | Not Affected | Not Affected | Not Affected | Not Affected | Not Affected | Not Affected | Not Affected | Not Affected | Not Affected | Not Affected | Not Affected | Not Affected | Not Affected | Not Affected | 0 | 0 | 0 | 0 | 21 | Polygon
Critical Infrastructure | Stormwater Treatment Facilities and Pump Stations | Stormwater Ponds - NHD |  | STFPS_PG_12809 |  | Not Affected | Not Affected | Not Affected | Not Affected | Not Affected | Not Affected | Not Affected | Not Affected | Not Affected | Not Affected | Not Affected | Not Affected | Not Affected | Not Affected | Not Affected | Not Affected | Not Affected | Not Affected | Not Affected | Not Affected | Not Affected | 0 | 0 | 0 | 0 | 21 | Polygon
Critical Infrastructure | Stormwater Treatment Facilities and Pump Stations | Stormwater Ponds - NHD |  | STFPS_PG_12810 |  | Not Affected | Not Affected | Not Affected | Not Affected | Not Affected | Not Affected | Not Affected | Not Affected | Not Affected | Not Affected | Not Affected | Not Affected | Not Affected | Not Affected | Not Affected | Not Affected | Not Affected | Not Affected | Not Affected | Not Affected | Not Affected | 0 | 0 | 0 | 0 | 21 | Polygon
Critical Infrastructure | Stormwater Treatment Facilities and Pump Stations | Stormwater Ponds - NHD |  | STFPS_PG_12811 |  | Not Affected | Not Affected | Not Affected | Not Affected | Not Affected | Not Affected | Not Affected | Not Affected | Not Affected | Not Affected | Not Affected | Not Affected | Not Affected | Not Affected | Not Affected | Not Affected | Not Affected | Not Affected | Not Affected | Not Affected | Not Affected | 0 | 0 | 0 | 0 | 21 | Polygon
Critical Infrastructure | Stormwater Treatment Facilities and Pump Stations | Stormwater Ponds - NHD |  | STFPS_PG_12813 |  | Not Affected | Not Affected | Not Affected | Not Affected | Not Affected | Not Affected | Not Affected | Not Affected | Not Affected | Not Affected | Not Affected | Not Affected | Not Affected | Not Affected | Not Affected | Not Affected | Not Affected | Not Affected | Not Affected | Not Affected | Not Affected | 0 | 0 | 0 | 0 | 21 | Polygon
Critical Infrastructure | Stormwater Treatment Facilities and Pump Stations | Stormwater Ponds - NHD |  | STFPS_PG_12814 |  | Not Affected | Not Affected | Not Affected | Not Affected | Not Affected | Not Affected | Not Affected | Not Affected | Not Affected | Not Affected | Not Affected | Not Affected | Not Affected | Not Affected | Not Affected | Not Affected | Not Affected | Not Affected | Not Affected | Not Affected | Not Affected | 0 | 0 | 0 | 0 | 21 | Polygon
Critical Infrastructure | Stormwater Treatment Facilities and Pump Stations | Stormwater Ponds - NHD |  | STFPS_PG_12815 |  | Not Affected | Not Affected | Not Affected | Not Affected | Not Affected | Not Affected | Not Affected | Not Affected | Not Affected | Not Affected | Not Affected | Not Affected | Not Affected | Not Affected | Not Affected | Not Affected | Not Affected | Not Affected | Not Affected | Not Affected | Not Affected | 0 | 0 | 0 | 0 | 21 | Polygon
Critical Infrastructure | Stormwater Treatment Facilities and Pump Stations | Stormwater Ponds - NHD |  | STFPS_PG_12816 |  | Not Affected | Not Affected | Not Affected | Not Affected | Not Affected | Not Affected | Not Affected | Not Affected | Not Affected | Not Affected | Not Affected | Not Affected | Not Affected | Not Affected | Not Affected | Not Affected | Not Affected | Not Affected | Not Affected | Not Affected | Not Affected | 0 | 0 | 0 | 0 | 21 | Polygon
Critical Infrastructure | Stormwater Treatment Facilities and Pump Stations | Stormwater Ponds - NHD |  | STFPS_PG_12817 |  | Not Affected | Not Affected | Not Affected | Not Affected | Not Affected | Not Affected | Not Affected | Not Affected | Not Affected | Not Affected | Not Affected | Not Affected | Not Affected | Not Affected | Not Affected | Not Affected | Not Affected | Not Affected | Not Affected | Not Affected | Not Affected | 0 | 0 | 0 | 0 | 21 | Polygon
Critical Infrastructure | Stormwater Treatment Facilities and Pump Stations | Stormwater Ponds - NHD |  | STFPS_PG_12818 |  | Not Affected | Not Affected | Not Affected | Not Affected | Not Affected | Not Affected | Not Affected | Not Affected | Not Affected | Not Affected | Not Affected | Not Affected | Not Affected | Not Affected | Not Affected | Not Affected | Not Affected | Not Affected | Not Affected | Not Affected | Not Affected | 0 | 0 | 0 | 0 | 21 | Polygon
Critical Infrastructure | Stormwater Treatment Facilities and Pump Stations | Stormwater Ponds - NHD |  | STFPS_PG_12820 |  | Not Affected | Not Affected | Not Affected | Not Affected | Not Affected | Not Affected | Not Affected | Not Affected | Not Affected | Not Affected | Not Affected | Not Affected | Not Affected | Not Affected | Not Affected | Not Affected | Not Affected | Not Affected | Not Affected | Not Affected | Not Affected | 0 | 0 | 0 | 0 | 21 | Polygon
Critical Infrastructure | Stormwater Treatment Facilities and Pump Stations | Stormwater Ponds - NHD |  | STFPS_PG_12821 |  | Not Affected | Not Affected | Not Affected | Not Affected | Not Affected | Not Affected | Not Affected | Not Affected | Not Affected | Not Affected | Not Affected | Not Affected | Not Affected | Not Affected | Not Affected | Not Affected | Not Affected | Not Affected | Not Affected | Not Affected | Not Affected | 0 | 0 | 0 | 0 | 21 | Polygon
Critical Infrastructure | Stormwater Treatment Facilities and Pump Stations | Stormwater Ponds - NHD |  | STFPS_PG_12822 |  | Not Affected | Not Affected | Not Affected | Not Affected | Not Affected | Not Affected | Not Affected | Not Affected | Not Affected | Not Affected | Not Affected | Not Affected | Not Affected | Not Affected | Not Affected | Not Affected | Not Affected | Not Affected | Not Affected | Not Affected | Not Affected | 0 | 0 | 0 | 0 | 21 | Polygon
Critical Infrastructure | Stormwater Treatment Facilities and Pump Stations | Stormwater Ponds - NHD |  | STFPS_PG_12824 |  | Not Affected | Not Affected | Not Affected | Not Affected | Not Affected | Not Affected | Not Affected | Not Affected | Not Affected | Not Affected | Not Affected | Not Affected | Not Affected | Not Affected | Not Affected | Not Affected | Not Affected | Not Affected | Not Affected | Not Affected | Not Affected | 0 | 0 | 0 | 0 | 21 | Polygon
Critical Infrastructure | Stormwater Treatment Facilities and Pump Stations | Stormwater Ponds - NHD |  | STFPS_PG_12826 |  | Not Affected | Not Affected | Not Affected | Not Affected | Not Affected | Not Affected | Not Affected | Not Affected | Not Affected | Not Affected | Not Affected | Not Affected | Not Affected | Not Affected | Not Affected | Not Affected | Not Affected | Not Affected | Not Affected | Not Affected | Not Affected | 0 | 0 | 0 | 0 | 21 | Polygon
Critical Infrastructure | Stormwater Treatment Facilities and Pump Stations | Stormwater Ponds - NHD |  | STFPS_PG_12827 |  | Not Affected | Not Affected | Not Affected | Not Affected | Not Affected | Not Affected | Not Affected | Not Affected | Not Affected | Not Affected | Not Affected | Not Affected | Not Affected | Not Affected | Not Affected | Not Affected | Not Affected | Not Affected | Not Affected | Not Affected | Not Affected | 0 | 0 | 0 | 0 | 21 | Polygon
Critical Infrastructure | Stormwater Treatment Facilities and Pump Stations | Stormwater Ponds - NHD |  | STFPS_PG_12828 |  | Not Affected | Not Affected | Not Affected | Not Affected | Not Affected | Not Affected | Not Affected | Not Affected | Not Affected | Not Affected | Not Affected | Not Affected | Not Affected | Not Affected | Not Affected | Not Affected | Not Affected | Not Affected | Not Affected | Not Affected | Not Affected | 0 | 0 | 0 | 0 | 21 | Polygon
Critical Infrastructure | Stormwater Treatment Facilities and Pump Stations | Stormwater Ponds - NHD |  | STFPS_PG_12829 |  | Not Affected | Not Affected | Not Affected | Not Affected | Not Affected | Not Affected | Not Affected | Not Affected | Not Affected | Not Affected | Not Affected | Not Affected | Not Affected | Not Affected | Not Affected | Not Affected | Not Affected | Not Affected | Not Affected | Not Affected | Not Affected | 0 | 0 | 0 | 0 | 21 | Polygon
Critical Infrastructure | Stormwater Treatment Facilities and Pump Stations | Stormwater Ponds - NHD |  | STFPS_PG_12830 |  | Not Affected | Not Affected | Not Affected | Not Affected | Not Affected | Not Affected | Not Affected | Not Affected | Not Affected | Not Affected | Not Affected | Not Affected | Not Affected | Not Affected | Not Affected | Not Affected | Not Affected | Not Affected | Not Affected | Not Affected | Not Affected | 0 | 0 | 0 | 0 | 21 | Polygon
Critical Infrastructure | Stormwater Treatment Facilities and Pump Stations | Stormwater Ponds - NHD |  | STFPS_PG_12832 |  | Not Affected | Not Affected | Not Affected | Not Affected | Not Affected | Not Affected | Not Affected | Not Affected | Not Affected | Not Affected | Not Affected | Not Affected | Not Affected | Not Affected | Not Affected | Not Affected | Not Affected | Not Affected | Not Affected | Not Affected | Not Affected | 0 | 0 | 0 | 0 | 21 | Polygon
Critical Infrastructure | Stormwater Treatment Facilities and Pump Stations | Stormwater Ponds - NHD |  | STFPS_PG_12833 |  | Not Affected | Not Affected | Not Affected | Not Affected | Not Affected | Not Affected | Not Affected | Not Affected | Not Affected | Not Affected | Not Affected | Not Affected | Not Affected | Not Affected | Not Affected | Not Affected | Not Affected | Not Affected | Not Affected | Not Affected | Not Affected | 0 | 0 | 0 | 0 | 21 | Polygon
Critical Infrastructure | Stormwater Treatment Facilities and Pump Stations | Stormwater Ponds - NHD |  | STFPS_PG_12834 |  | Not Affected | Not Affected | Not Affected | Not Affected | Not Affected | Not Affected | Not Affected | Not Affected | Not Affected | Not Affected | Not Affected | Not Affected | Not Affected | Not Affected | Not Affected | Not Affected | Not Affected | Not Affected | Not Affected | Not Affected | Not Affected | 0 | 0 | 0 | 0 | 21 | Polygon
Critical Infrastructure | Stormwater Treatment Facilities and Pump Stations | Stormwater Ponds - NHD |  | STFPS_PG_12835 |  | Not Affected | Not Affected | Not Affected | Not Affected | Not Affected | Not Affected | Not Affected | Not Affected | Not Affected | Not Affected | Not Affected | Not Affected | Not Affected | Not Affected | Not Affected | Not Affected | Not Affected | Not Affected | Not Affected | Not Affected | Not Affected | 0 | 0 | 0 | 0 | 21 | Polygon
Critical Infrastructure | Stormwater Treatment Facilities and Pump Stations | Stormwater Ponds - NHD |  | STFPS_PG_12836 |  | Not Affected | Not Affected | Not Affected | Not Affected | Not Affected | Not Affected | Not Affected | Not Affected | Not Affected | Not Affected | Not Affected | Not Affected | Not Affected | Not Affected | Not Affected | Not Affected | Not Affected | Not Affected | Not Affected | Not Affected | Not Affected | 0 | 0 | 0 | 0 | 21 | Polygon
Critical Infrastructure | Stormwater Treatment Facilities and Pump Stations | Stormwater Ponds - NHD |  | STFPS_PG_12837 |  | Not Affected | Not Affected | Not Affected | Not Affected | Not Affected | Not Affected | Not Affected | Not Affected | Not Affected | Not Affected | Not Affected | Not Affected | Not Affected | Not Affected | Not Affected | Not Affected | Not Affected | Not Affected | Not Affected | Not Affected | Not Affected | 0 | 0 | 0 | 0 | 21 | Polygon
Critical Infrastructure | Stormwater Treatment Facilities and Pump Stations | Stormwater Ponds - NHD |  | STFPS_PG_12838 |  | Not Affected | Not Affected | Not Affected | Not Affected | Not Affected | Not Affected | Not Affected | Not Affected | Not Affected | Not Affected | Not Affected | Not Affected | Not Affected | Not Affected | Not Affected | Not Affected | Not Affected | Not Affected | Not Affected | Not Affected | Not Affected | 0 | 0 | 0 | 0 | 21 | Polygon
Critical Infrastructure | Stormwater Treatment Facilities and Pump Stations | Stormwater Ponds - NHD |  | STFPS_PG_12839 |  | Not Affected | Not Affected | Not Affected | Not Affected | Not Affected | Not Affected | Not Affected | Not Affected | Not Affected | Not Affected | Not Affected | Not Affected | Not Affected | Not Affected | Not Affected | Not Affected | Not Affected | Not Affected | Not Affected | Not Affected | Not Affected | 0 | 0 | 0 | 0 | 21 | Polygon
Critical Infrastructure | Stormwater Treatment Facilities and Pump Stations | Stormwater Ponds - NHD |  | STFPS_PG_12840 |  | Not Affected | Not Affected | Not Affected | Not Affected | Not Affected | Not Affected | Not Affected | Not Affected | Not Affected | Not Affected | Not Affected | Not Affected | Not Affected | Not Affected | Not Affected | Not Affected | Not Affected | Not Affected | Not Affected | Not Affected | Not Affected | 0 | 0 | 0 | 0 | 21 | Polygon
Critical Infrastructure | Stormwater Treatment Facilities and Pump Stations | Stormwater Ponds - NHD |  | STFPS_PG_12841 |  | Not Affected | Not Affected | Not Affected | Not Affected | Not Affected | Not Affected | Not Affected | Not Affected | Not Affected | Not Affected | Not Affected | Not Affected | Not Affected | Not Affected | Not Affected | Not Affected | Not Affected | Not Affected | Not Affected | Not Affected | Not Affected | 0 | 0 | 0 | 0 | 21 | Polygon
Critical Infrastructure | Stormwater Treatment Facilities and Pump Stations | Stormwater Ponds - NHD |  | STFPS_PG_12842 |  | Not Affected | Not Affected | Not Affected | Not Affected | Not Affected | Not Affected | Not Affected | Not Affected | Not Affected | Not Affected | Not Affected | Not Affected | Not Affected | Not Affected | Not Affected | Not Affected | Not Affected | Not Affected | Not Affected | Not Affected | Not Affected | 0 | 0 | 0 | 0 | 21 | Polygon
Critical Infrastructure | Stormwater Treatment Facilities and Pump Stations | Stormwater Ponds - NHD |  | STFPS_PG_12843 |  | Not Affected | Not Affected | Not Affected | Not Affected | Not Affected | Not Affected | Not Affected | Not Affected | Not Affected | Not Affected | Not Affected | Not Affected | Not Affected | Not Affected | Not Affected | Not Affected | Not Affected | Not Affected | Not Affected | Not Affected | Not Affected | 0 | 0 | 0 | 0 | 21 | Polygon
Critical Infrastructure | Stormwater Treatment Facilities and Pump Stations | Stormwater Ponds - NHD |  | STFPS_PG_12844 |  | Not Affected | Not Affected | Not Affected | Not Affected | Not Affected | Not Affected | Not Affected | Not Affected | Not Affected | Not Affected | Not Affected | Not Affected | Not Affected | Not Affected | Not Affected | Not Affected | Not Affected | Not Affected | Not Affected | Not Affected | Not Affected | 0 | 0 | 0 | 0 | 21 | Polygon
Critical Infrastructure | Stormwater Treatment Facilities and Pump Stations | Stormwater Ponds - NHD |  | STFPS_PG_12845 |  | Not Affected | Not Affected | Not Affected | Not Affected | Not Affected | Not Affected | Not Affected | Not Affected | Not Affected | Not Affected | Not Affected | Not Affected | Not Affected | Not Affected | Not Affected | Not Affected | Not Affected | Not Affected | Not Affected | Not Affected | Not Affected | 0 | 0 | 0 | 0 | 21 | Polygon
Critical Infrastructure | Stormwater Treatment Facilities and Pump Stations | Stormwater Ponds - NHD |  | STFPS_PG_12846 |  | Not Affected | Not Affected | Not Affected | Not Affected | Not Affected | Not Affected | Not Affected | Not Affected | Not Affected | Not Affected | Not Affected | Not Affected | Not Affected | Not Affected | Not Affected | Not Affected | Not Affected | Not Affected | Not Affected | Not Affected | Not Affected | 0 | 0 | 0 | 0 | 21 | Polygon
Critical Infrastructure | Stormwater Treatment Facilities and Pump Stations | Stormwater Ponds - NHD |  | STFPS_PG_12847 |  | Not Affected | Not Affected | Not Affected | Not Affected | Not Affected | Not Affected | Not Affected | Not Affected | Not Affected | Not Affected | Not Affected | Not Affected | Not Affected | Not Affected | Not Affected | Not Affected | Not Affected | Not Affected | Not Affected | Not Affected | Not Affected | 0 | 0 | 0 | 0 | 21 | Polygon
Critical Infrastructure | Stormwater Treatment Facilities and Pump Stations | Stormwater Ponds - NHD |  | STFPS_PG_12848 |  | Not Affected | Not Affected | Not Affected | Not Affected | Not Affected | Not Affected | Not Affected | Not Affected | Not Affected | Not Affected | Not Affected | Not Affected | Not Affected | Not Affected | Not Affected | Not Affected | Not Affected | Not Affected | Not Affected | Not Affected | Not Affected | 0 | 0 | 0 | 0 | 21 | Polygon
Critical Infrastructure | Stormwater Treatment Facilities and Pump Stations | Stormwater Ponds - NHD |  | STFPS_PG_12850 |  | Not Affected | Not Affected | Not Affected | Not Affected | Not Affected | Not Affected | Not Affected | Not Affected | Not Affected | Not Affected | Not Affected | Not Affected | Not Affected | Not Affected | Not Affected | Not Affected | Not Affected | Not Affected | Not Affected | Not Affected | Not Affected | 0 | 0 | 0 | 0 | 21 | Polygon
Critical Infrastructure | Stormwater Treatment Facilities and Pump Stations | Stormwater Ponds - NHD |  | STFPS_PG_12851 |  | Not Affected | Not Affected | Not Affected | Not Affected | Not Affected | Not Affected | Not Affected | Not Affected | Not Affected | Not Affected | Not Affected | Not Affected | Not Affected | Not Affected | Not Affected | Not Affected | Not Affected | Not Affected | Not Affected | Not Affected | Not Affected | 0 | 0 | 0 | 0 | 21 | Polygon
Critical Infrastructure | Stormwater Treatment Facilities and Pump Stations | Stormwater Ponds - NHD |  | STFPS_PG_12853 |  | Not Affected | Not Affected | Not Affected | Not Affected | Not Affected | Not Affected | Not Affected | Not Affected | Not Affected | Not Affected | Not Affected | Not Affected | Not Affected | Not Affected | Not Affected | Not Affected | Not Affected | Not Affected | Not Affected | Not Affected | Not Affected | 0 | 0 | 0 | 0 | 21 | Polygon
Critical Infrastructure | Stormwater Treatment Facilities and Pump Stations | Stormwater Ponds - NHD |  | STFPS_PG_12854 |  | Not Affected | Not Affected | Not Affected | Not Affected | Not Affected | Not Affected | Not Affected | Not Affected | Not Affected | Not Affected | Not Affected | Not Affected | Not Affected | Not Affected | Not Affected | Not Affected | Not Affected | Not Affected | Not Affected | Not Affected | Not Affected | 0 | 0 | 0 | 0 | 21 | Polygon
Critical Infrastructure | Stormwater Treatment Facilities and Pump Stations | Stormwater Ponds - NHD |  | STFPS_PG_12855 |  | Not Affected | Not Affected | Not Affected | Not Affected | Not Affected | Not Affected | Not Affected | Not Affected | Not Affected | Not Affected | Not Affected | Not Affected | Not Affected | Not Affected | Not Affected | Not Affected | Not Affected | Not Affected | Not Affected | Not Affected | Not Affected | 0 | 0 | 0 | 0 | 21 | Polygon
Critical Infrastructure | Stormwater Treatment Facilities and Pump Stations | Stormwater Ponds - NHD |  | STFPS_PG_12856 |  | Not Affected | Not Affected | Not Affected | Not Affected | Not Affected | Not Affected | Not Affected | Not Affected | Not Affected | Not Affected | Not Affected | Not Affected | Not Affected | Not Affected | Not Affected | Not Affected | Not Affected | Not Affected | Not Affected | Not Affected | Not Affected | 0 | 0 | 0 | 0 | 21 | Polygon
Critical Infrastructure | Stormwater Treatment Facilities and Pump Stations | Stormwater Ponds - NHD |  | STFPS_PG_12858 |  | Not Affected | Not Affected | Not Affected | Not Affected | Not Affected | Not Affected | Not Affected | Not Affected | Not Affected | Not Affected | Not Affected | Not Affected | Not Affected | Not Affected | Not Affected | Not Affected | Not Affected | Not Affected | Not Affected | Not Affected | Not Affected | 0 | 0 | 0 | 0 | 21 | Polygon
Critical Infrastructure | Stormwater Treatment Facilities and Pump Stations | Stormwater Ponds - NHD |  | STFPS_PG_12859 |  | Not Affected | Not Affected | Not Affected | Not Affected | Not Affected | Not Affected | Not Affected | Not Affected | Not Affected | Not Affected | Not Affected | Not Affected | Not Affected | Not Affected | Not Affected | Not Affected | Not Affected | Not Affected | Not Affected | Not Affected | Not Affected | 0 | 0 | 0 | 0 | 21 | Polygon
Critical Infrastructure | Stormwater Treatment Facilities and Pump Stations | Stormwater Ponds - NHD |  | STFPS_PG_12868 |  | Not Affected | Not Affected | Not Affected | Not Affected | Not Affected | Not Affected | Not Affected | Not Affected | Not Affected | Not Affected | Not Affected | Not Affected | Not Affected | Not Affected | Not Affected | Not Affected | Not Affected | Not Affected | Not Affected | Not Affected | Not Affected | 0 | 0 | 0 | 0 | 21 | Polygon
Critical Infrastructure | Stormwater Treatment Facilities and Pump Stations | Stormwater Ponds - NHD |  | STFPS_PG_12869 |  | Not Affected | Not Affected | Not Affected | Not Affected | Not Affected | Not Affected | Not Affected | Not Affected | Not Affected | Not Affected | Not Affected | Not Affected | Not Affected | Not Affected | Not Affected | Not Affected | Not Affected | Not Affected | Not Affected | Not Affected | Not Affected | 0 | 0 | 0 | 0 | 21 | Polygon
Critical Infrastructure | Stormwater Treatment Facilities and Pump Stations | Stormwater Ponds - NHD |  | STFPS_PG_12871 |  | Not Affected | Not Affected | Not Affected | Not Affected | Not Affected | Not Affected | Not Affected | Not Affected | Not Affected | Not Affected | Not Affected | Not Affected | Not Affected | Not Affected | Not Affected | Not Affected | Not Affected | Not Affected | Not Affected | Not Affected | Not Affected | 0 | 0 | 0 | 0 | 21 | Polygon
Critical Infrastructure | Stormwater Treatment Facilities and Pump Stations | Stormwater Ponds - NHD |  | STFPS_PG_12872 |  | Not Affected | Not Affected | Not Affected | Not Affected | Not Affected | Not Affected | Not Affected | Not Affected | Not Affected | Not Affected | Not Affected | Not Affected | Not Affected | Not Affected | Not Affected | Not Affected | Not Affected | Not Affected | Not Affected | Not Affected | Not Affected | 0 | 0 | 0 | 0 | 21 | Polygon
Critical Infrastructure | Stormwater Treatment Facilities and Pump Stations | Stormwater Ponds - NHD |  | STFPS_PG_12873 |  | Not Affected | Not Affected | Not Affected | Not Affected | Not Affected | Not Affected | Not Affected | Not Affected | Not Affected | Not Affected | Not Affected | Not Affected | Not Affected | Not Affected | Not Affected | Not Affected | Not Affected | Not Affected | Not Affected | Not Affected | Not Affected | 0 | 0 | 0 | 0 | 21 | Polygon
Critical Infrastructure | Stormwater Treatment Facilities and Pump Stations | Stormwater Ponds - NHD |  | STFPS_PG_12874 |  | Not Affected | Not Affected | Not Affected | Not Affected | Not Affected | Not Affected | Not Affected | Not Affected | Not Affected | Not Affected | Not Affected | Not Affected | Not Affected | Not Affected | Not Affected | Not Affected | Not Affected | Not Affected | Not Affected | Not Affected | Not Affected | 0 | 0 | 0 | 0 | 21 | Polygon
Critical Infrastructure | Stormwater Treatment Facilities and Pump Stations | Stormwater Ponds - NHD |  | STFPS_PG_12875 |  | Not Affected | Not Affected | Not Affected | Not Affected | Not Affected | Not Affected | Not Affected | Not Affected | Not Affected | Not Affected | Not Affected | Not Affected | Not Affected | Not Affected | Not Affected | Not Affected | Not Affected | Not Affected | Not Affected | Not Affected | Not Affected | 0 | 0 | 0 | 0 | 21 | Polygon
Critical Infrastructure | Stormwater Treatment Facilities and Pump Stations | Stormwater Ponds - NHD |  | STFPS_PG_12877 |  | Not Affected | Not Affected | Not Affected | Not Affected | Not Affected | Not Affected | Not Affected | Not Affected | Not Affected | Not Affected | Not Affected | Not Affected | Not Affected | Not Affected | Not Affected | Not Affected | Not Affected | Not Affected | Not Affected | Not Affected | Not Affected | 0 | 0 | 0 | 0 | 21 | Polygon
Critical Infrastructure | Stormwater Treatment Facilities and Pump Stations | Stormwater Ponds - NHD |  | STFPS_PG_12878 |  | Not Affected | Not Affected | Not Affected | Not Affected | Not Affected | Not Affected | Not Affected | Not Affected | Not Affected | Not Affected | Not Affected | Not Affected | Not Affected | Not Affected | Not Affected | Not Affected | Not Affected | Not Affected | Not Affected | Not Affected | Not Affected | 0 | 0 | 0 | 0 | 21 | Polygon
Critical Infrastructure | Stormwater Treatment Facilities and Pump Stations | Stormwater Ponds - NHD |  | STFPS_PG_12879 |  | Not Affected | Not Affected | Not Affected | Not Affected | Not Affected | Not Affected | Not Affected | Not Affected | Not Affected | Not Affected | Not Affected | Not Affected | Not Affected | Not Affected | Not Affected | Not Affected | Not Affected | Not Affected | Not Affected | Not Affected | Not Affected | 0 | 0 | 0 | 0 | 21 | Polygon
Critical Infrastructure | Stormwater Treatment Facilities and Pump Stations | Stormwater Ponds - NHD |  | STFPS_PG_12881 |  | Not Affected | Not Affected | Not Affected | Not Affected | Not Affected | Not Affected | Not Affected | Not Affected | Not Affected | Not Affected | Not Affected | Not Affected | Not Affected | Not Affected | Not Affected | Not Affected | Not Affected | Not Affected | Not Affected | Not Affected | Not Affected | 0 | 0 | 0 | 0 | 21 | Polygon
Critical Infrastructure | Stormwater Treatment Facilities and Pump Stations | Stormwater Ponds - NHD |  | STFPS_PG_12882 |  | Not Affected | Not Affected | Not Affected | Not Affected | Not Affected | Not Affected | Not Affected | Not Affected | Not Affected | Not Affected | Not Affected | Not Affected | Not Affected | Not Affected | Not Affected | Not Affected | Not Affected | Not Affected | Not Affected | Not Affected | Not Affected | 0 | 0 | 0 | 0 | 21 | Polygon
Critical Infrastructure | Stormwater Treatment Facilities and Pump Stations | Stormwater Ponds - NHD |  | STFPS_PG_12883 |  | Not Affected | Not Affected | Not Affected | Not Affected | Not Affected | Not Affected | Not Affected | Not Affected | Not Affected | Not Affected | Not Affected | Not Affected | Not Affected | Not Affected | Not Affected | Not Affected | Not Affected | Not Affected | Not Affected | Not Affected | Not Affected | 0 | 0 | 0 | 0 | 21 | Polygon
Critical Infrastructure | Stormwater Treatment Facilities and Pump Stations | Stormwater Ponds - NHD |  | STFPS_PG_12884 |  | Not Affected | Not Affected | Not Affected | Not Affected | Not Affected | Not Affected | Not Affected | Not Affected | Not Affected | Not Affected | Not Affected | Not Affected | Not Affected | Not Affected | Not Affected | Not Affected | Not Affected | Not Affected | Not Affected | Not Affected | Not Affected | 0 | 0 | 0 | 0 | 21 | Polygon
Critical Infrastructure | Stormwater Treatment Facilities and Pump Stations | Stormwater Ponds - NHD |  | STFPS_PG_12886 |  | Not Affected | Not Affected | Not Affected | Not Affected | Not Affected | Not Affected | Not Affected | Not Affected | Not Affected | Not Affected | Not Affected | Not Affected | Not Affected | Not Affected | Not Affected | Not Affected | Not Affected | Not Affected | Not Affected | Not Affected | Not Affected | 0 | 0 | 0 | 0 | 21 | Polygon
Critical Infrastructure | Stormwater Treatment Facilities and Pump Stations | Stormwater Ponds - NHD |  | STFPS_PG_12887 |  | Not Affected | Not Affected | Not Affected | Not Affected | Not Affected | Not Affected | Not Affected | Not Affected | Not Affected | Not Affected | Not Affected | Not Affected | Not Affected | Not Affected | Not Affected | Not Affected | Not Affected | Not Affected | Not Affected | Not Affected | Not Affected | 0 | 0 | 0 | 0 | 21 | Polygon
Critical Infrastructure | Stormwater Treatment Facilities and Pump Stations | Stormwater Ponds - NHD |  | STFPS_PG_12888 |  | Not Affected | Not Affected | Not Affected | Not Affected | Not Affected | Not Affected | Not Affected | Not Affected | Not Affected | Not Affected | Not Affected | Not Affected | Not Affected | Not Affected | Not Affected | Not Affected | Not Affected | Not Affected | Not Affected | Not Affected | Not Affected | 0 | 0 | 0 | 0 | 21 | Polygon
Critical Infrastructure | Stormwater Treatment Facilities and Pump Stations | Stormwater Ponds - NHD |  | STFPS_PG_12889 |  | Not Affected | Not Affected | Not Affected | Not Affected | Not Affected | Not Affected | Not Affected | Not Affected | Not Affected | Not Affected | Not Affected | Not Affected | Not Affected | Not Affected | Not Affected | Not Affected | Not Affected | Not Affected | Not Affected | Not Affected | Not Affected | 0 | 0 | 0 | 0 | 21 | Polygon
Critical Infrastructure | Stormwater Treatment Facilities and Pump Stations | Stormwater Ponds - NHD |  | STFPS_PG_12891 |  | Not Affected | Not Affected | Not Affected | Not Affected | Not Affected | Not Affected | Not Affected | Not Affected | Not Affected | Not Affected | Not Affected | Not Affected | Not Affected | Not Affected | Not Affected | Not Affected | Not Affected | Not Affected | Not Affected | Not Affected | Not Affected | 0 | 0 | 0 | 0 | 21 | Polygon
Critical Infrastructure | Stormwater Treatment Facilities and Pump Stations | Stormwater Ponds - NHD |  | STFPS_PG_12892 |  | Not Affected | Not Affected | Not Affected | Not Affected | Not Affected | Not Affected | Not Affected | Not Affected | Not Affected | Not Affected | Not Affected | Not Affected | Not Affected | Not Affected | Not Affected | Not Affected | Not Affected | Not Affected | Not Affected | Not Affected | Not Affected | 0 | 0 | 0 | 0 | 21 | Polygon
Critical Infrastructure | Stormwater Treatment Facilities and Pump Stations | Stormwater Ponds - NHD |  | STFPS_PG_12894 |  | Not Affected | Not Affected | Not Affected | Not Affected | Not Affected | Not Affected | Not Affected | Not Affected | Not Affected | Not Affected | Not Affected | Not Affected | Not Affected | Not Affected | Not Affected | Not Affected | Not Affected | Not Affected | Not Affected | Not Affected | Not Affected | 0 | 0 | 0 | 0 | 21 | Polygon
Critical Infrastructure | Stormwater Treatment Facilities and Pump Stations | Stormwater Ponds - NHD |  | STFPS_PG_12950 |  | Not Affected | Not Affected | Not Affected | Not Affected | Not Affected | Not Affected | Not Affected | Not Affected | Not Affected | Not Affected | Not Affected | Not Affected | Not Affected | Not Affected | Not Affected | Not Affected | Not Affected | Not Affected | Not Affected | Not Affected | Not Affected | 0 | 0 | 0 | 0 | 21 | Polygon
Critical Infrastructure | Stormwater Treatment Facilities and Pump Stations | Stormwater Ponds - NHD |  | STFPS_PG_13265 |  | Not Affected | Not Affected | Not Affected | Not Affected | Not Affected | Not Affected | Not Affected | Not Affected | Not Affected | Not Affected | Not Affected | Not Affected | Not Affected | Not Affected | Not Affected | Not Affected | Not Affected | Not Affected | Not Affected | Not Affected | Not Affected | 0 | 0 | 0 | 0 | 21 | Polygon
Critical Infrastructure | Stormwater Treatment Facilities and Pump Stations | Stormwater Ponds - NHD |  | STFPS_PG_13314 |  | Not Affected | Not Affected | Not Affected | Not Affected | Not Affected | Not Affected | Not Affected | Not Affected | Not Affected | Not Affected | Not Affected | Not Affected | Not Affected | Not Affected | Not Affected | Not Affected | Not Affected | Not Affected | Not Affected | Not Affected | Not Affected | 0 | 0 | 0 | 0 | 21 | Polygon
Critical Infrastructure | Stormwater Treatment Facilities and Pump Stations | Stormwater Ponds - NHD |  | STFPS_PG_13315 |  | Not Affected | Not Affected | Not Affected | Not Affected | Not Affected | Not Affected | Not Affected | Not Affected | Not Affected | Not Affected | Not Affected | Not Affected | Not Affected | Not Affected | Not Affected | Not Affected | Not Affected | Not Affected | Not Affected | Not Affected | Not Affected | 0 | 0 | 0 | 0 | 21 | Polygon
Critical Infrastructure | Stormwater Treatment Facilities and Pump Stations | Stormwater Ponds - NHD |  | STFPS_PG_13317 |  | Not Affected | Not Affected | Not Affected | Not Affected | Not Affected | Not Affected | Not Affected | Not Affected | Not Affected | Not Affected | Not Affected | Not Affected | Not Affected | Not Affected | Not Affected | Not Affected | Not Affected | Not Affected | Not Affected | Not Affected | Not Affected | 0 | 0 | 0 | 0 | 21 | Polygon
Critical Infrastructure | Stormwater Treatment Facilities and Pump Stations | Stormwater Ponds - NHD |  | STFPS_PG_13321 |  | Not Affected | Not Affected | Not Affected | Not Affected | Not Affected | Not Affected | Not Affected | Not Affected | Not Affected | Not Affected | Not Affected | Not Affected | Not Affected | Not Affected | Not Affected | Not Affected | Not Affected | Not Affected | Not Affected | Not Affected | Not Affected | 0 | 0 | 0 | 0 | 21 | Polygon
Critical Infrastructure | Stormwater Treatment Facilities and Pump Stations | Stormwater Ponds - NHD |  | STFPS_PG_13325 |  | Not Affected | Not Affected | Not Affected | Not Affected | Not Affected | Not Affected | Not Affected | Not Affected | Not Affected | Not Affected | Not Affected | Not Affected | Not Affected | Not Affected | Not Affected | Not Affected | Not Affected | Not Affected | Not Affected | Not Affected | Not Affected | 0 | 0 | 0 | 0 | 21 | Polygon
Critical Infrastructure | Stormwater Treatment Facilities and Pump Stations | Stormwater Ponds - NHD |  | STFPS_PG_13330 |  | Not Affected | Not Affected | Not Affected | Not Affected | Not Affected | Not Affected | Not Affected | Not Affected | Not Affected | Not Affected | Not Affected | Not Affected | Not Affected | Not Affected | Not Affected | Not Affected | Not Affected | Not Affected | Not Affected | Not Affected | Not Affected | 0 | 0 | 0 | 0 | 21 | Polygon
Critical Infrastructure | Stormwater Treatment Facilities and Pump Stations | Stormwater Ponds - NHD |  | STFPS_PG_13334 |  | Not Affected | Not Affected | Not Affected | Not Affected | Not Affected | Not Affected | Not Affected | Not Affected | Not Affected | Not Affected | Not Affected | Not Affected | Not Affected | Not Affected | Not Affected | Not Affected | Not Affected | Not Affected | Not Affected | Not Affected | Not Affected | 0 | 0 | 0 | 0 | 21 | Polygon
Critical Infrastructure | Stormwater Treatment Facilities and Pump Stations | Stormwater Ponds - NHD |  | STFPS_PG_13341 |  | Not Affected | Not Affected | Not Affected | Not Affected | Not Affected | Not Affected | Not Affected | Not Affected | Not Affected | Not Affected | Not Affected | Not Affected | Not Affected | Not Affected | Not Affected | Not Affected | Not Affected | Not Affected | Not Affected | Not Affected | Not Affected | 0 | 0 | 0 | 0 | 21 | Polygon
Critical Infrastructure | Stormwater Treatment Facilities and Pump Stations | Stormwater Ponds - NHD |  | STFPS_PG_13343 |  | Not Affected | Not Affected | Not Affected | Not Affected | Not Affected | Not Affected | Not Affected | Not Affected | Not Affected | Not Affected | Not Affected | Not Affected | Not Affected | Not Affected | Not Affected | Not Affected | Not Affected | Not Affected | Not Affected | Not Affected | Not Affected | 0 | 0 | 0 | 0 | 21 | Polygon
Critical Infrastructure | Stormwater Treatment Facilities and Pump Stations | Stormwater Ponds - NHD |  | STFPS_PG_13345 |  | Not Affected | Not Affected | Not Affected | Not Affected | Not Affected | Not Affected | Not Affected | Not Affected | Not Affected | Not Affected | Not Affected | Not Affected | Not Affected | Not Affected | Not Affected | Not Affected | Not Affected | Not Affected | Not Affected | Not Affected | Not Affected | 0 | 0 | 0 | 0 | 21 | Polygon
Critical Infrastructure | Stormwater Treatment Facilities and Pump Stations | Stormwater Ponds - NHD |  | STFPS_PG_13347 |  | Not Affected | Not Affected | Not Affected | Not Affected | Not Affected | Not Affected | Not Affected | Not Affected | Not Affected | Not Affected | Not Affected | Not Affected | Not Affected | Not Affected | Not Affected | Not Affected | Not Affected | Not Affected | Not Affected | Not Affected | Not Affected | 0 | 0 | 0 | 0 | 21 | Polygon
Critical Infrastructure | Stormwater Treatment Facilities and Pump Stations | Stormwater Ponds - NHD |  | STFPS_PG_13348 |  | Not Affected | Not Affected | Not Affected | Not Affected | Not Affected | Not Affected | Not Affected | Not Affected | Not Affected | Not Affected | Not Affected | Not Affected | Not Affected | Not Affected | Not Affected | Not Affected | Not Affected | Not Affected | Not Affected | Not Affected | Not Affected | 0 | 0 | 0 | 0 | 21 | Polygon
Critical Infrastructure | Stormwater Treatment Facilities and Pump Stations | Stormwater Ponds - NHD |  | STFPS_PG_13352 |  | Not Affected | Not Affected | Not Affected | Not Affected | Not Affected | Not Affected | Not Affected | Not Affected | Not Affected | Not Affected | Not Affected | Not Affected | Not Affected | Not Affected | Not Affected | Not Affected | Not Affected | Not Affected | Not Affected | Not Affected | Not Affected | 0 | 0 | 0 | 0 | 21 | Polygon
Critical Infrastructure | Stormwater Treatment Facilities and Pump Stations | Stormwater Ponds - NHD |  | STFPS_PG_13353 |  | Not Affected | Not Affected | Not Affected | Not Affected | Not Affected | Not Affected | Not Affected | Not Affected | Not Affected | Not Affected | Not Affected | Not Affected | Not Affected | Not Affected | Not Affected | Not Affected | Not Affected | Not Affected | Not Affected | Not Affected | Not Affected | 0 | 0 | 0 | 0 | 21 | Polygon
Critical Infrastructure | Stormwater Treatment Facilities and Pump Stations | Stormwater Ponds - NHD |  | STFPS_PG_13354 |  | Not Affected | Not Affected | Not Affected | Not Affected | Not Affected | Not Affected | Not Affected | Not Affected | Not Affected | Not Affected | Not Affected | Not Affected | Not Affected | Not Affected | Not Affected | Not Affected | Not Affected | Not Affected | Not Affected | Not Affected | Not Affected | 0 | 0 | 0 | 0 | 21 | Polygon
Critical Infrastructure | Stormwater Treatment Facilities and Pump Stations | Stormwater Ponds - NHD |  | STFPS_PG_13355 |  | Not Affected | Not Affected | Not Affected | Not Affected | Not Affected | Not Affected | Not Affected | Not Affected | Not Affected | Not Affected | Not Affected | Not Affected | Not Affected | Not Affected | Not Affected | Not Affected | Not Affected | Not Affected | Not Affected | Not Affected | Not Affected | 0 | 0 | 0 | 0 | 21 | Polygon
Critical Infrastructure | Stormwater Treatment Facilities and Pump Stations | Stormwater Ponds - NHD |  | STFPS_PG_13356 |  | Not Affected | Not Affected | Not Affected | Not Affected | Not Affected | Not Affected | Not Affected | Not Affected | Not Affected | Not Affected | Not Affected | Not Affected | Not Affected | Not Affected | Not Affected | Not Affected | Not Affected | Not Affected | Not Affected | Not Affected | Not Affected | 0 | 0 | 0 | 0 | 21 | Polygon
Critical Infrastructure | Stormwater Treatment Facilities and Pump Stations | Stormwater Ponds - NHD |  | STFPS_PG_13357 |  | Not Affected | Not Affected | Not Affected | Not Affected | Not Affected | Not Affected | Not Affected | Not Affected | Not Affected | Not Affected | Not Affected | Not Affected | Not Affected | Not Affected | Not Affected | Not Affected | Not Affected | Not Affected | Not Affected | Not Affected | Not Affected | 0 | 0 | 0 | 0 | 21 | Polygon
Critical Infrastructure | Stormwater Treatment Facilities and Pump Stations | Stormwater Ponds - NHD |  | STFPS_PG_13358 |  | Not Affected | Not Affected | Not Affected | Not Affected | Not Affected | Not Affected | Not Affected | Not Affected | Not Affected | Not Affected | Not Affected | Not Affected | Not Affected | Not Affected | Not Affected | Not Affected | Not Affected | Not Affected | Not Affected | Not Affected | Not Affected | 0 | 0 | 0 | 0 | 21 | Polygon
Critical Infrastructure | Stormwater Treatment Facilities and Pump Stations | Stormwater Ponds - NHD |  | STFPS_PG_13359 |  | Not Affected | Not Affected | Not Affected | Not Affected | Not Affected | Not Affected | Not Affected | Not Affected | Not Affected | Not Affected | Not Affected | Not Affected | Not Affected | Not Affected | Not Affected | Not Affected | Not Affected | Not Affected | Not Affected | Not Affected | Not Affected | 0 | 0 | 0 | 0 | 21 | Polygon
Critical Infrastructure | Stormwater Treatment Facilities and Pump Stations | Stormwater Ponds - NHD |  | STFPS_PG_13361 |  | Not Affected | Not Affected | Not Affected | Not Affected | Not Affected | Not Affected | Not Affected | Not Affected | Not Affected | Not Affected | Not Affected | Not Affected | Not Affected | Not Affected | Not Affected | Not Affected | Not Affected | Not Affected | Not Affected | Not Affected | Not Affected | 0 | 0 | 0 | 0 | 21 | Polygon
Critical Infrastructure | Stormwater Treatment Facilities and Pump Stations | Stormwater Ponds - NHD |  | STFPS_PG_13362 |  | Not Affected | Not Affected | Not Affected | Not Affected | Not Affected | Not Affected | Not Affected | Not Affected | Not Affected | Not Affected | Not Affected | Not Affected | Not Affected | Not Affected | Not Affected | Not Affected | Not Affected | Not Affected | Not Affected | Not Affected | Not Affected | 0 | 0 | 0 | 0 | 21 | Polygon
Critical Infrastructure | Stormwater Treatment Facilities and Pump Stations | Stormwater Ponds - NHD |  | STFPS_PG_13365 |  | Not Affected | Not Affected | Not Affected | Not Affected | Not Affected | Not Affected | Not Affected | Not Affected | Not Affected | Not Affected | Not Affected | Not Affected | Not Affected | Not Affected | Not Affected | Not Affected | Not Affected | Not Affected | Not Affected | Not Affected | Not Affected | 0 | 0 | 0 | 0 | 21 | Polygon
Critical Infrastructure | Stormwater Treatment Facilities and Pump Stations | Stormwater Ponds - NHD |  | STFPS_PG_13366 |  | Not Affected | Not Affected | Not Affected | Not Affected | Not Affected | Not Affected | Not Affected | Not Affected | Not Affected | Not Affected | Not Affected | Not Affected | Not Affected | Not Affected | Not Affected | Not Affected | Not Affected | Not Affected | Not Affected | Not Affected | Not Affected | 0 | 0 | 0 | 0 | 21 | Polygon
Critical Infrastructure | Stormwater Treatment Facilities and Pump Stations | Stormwater Ponds - NHD |  | STFPS_PG_13368 |  | Not Affected | Not Affected | Not Affected | Not Affected | Not Affected | Not Affected | Not Affected | Not Affected | Not Affected | Not Affected | Not Affected | Not Affected | Not Affected | Not Affected | Not Affected | Not Affected | Not Affected | Not Affected | Not Affected | Not Affected | Not Affected | 0 | 0 | 0 | 0 | 21 | Polygon
Critical Infrastructure | Stormwater Treatment Facilities and Pump Stations | Stormwater Ponds - NHD |  | STFPS_PG_13369 |  | Not Affected | Not Affected | Not Affected | Not Affected | Not Affected | Not Affected | Not Affected | Not Affected | Not Affected | Not Affected | Not Affected | Not Affected | Not Affected | Not Affected | Not Affected | Not Affected | Not Affected | Not Affected | Not Affected | Not Affected | Not Affected | 0 | 0 | 0 | 0 | 21 | Polygon
Critical Infrastructure | Stormwater Treatment Facilities and Pump Stations | Stormwater Ponds - NHD |  | STFPS_PG_13370 |  | Not Affected | Not Affected | Not Affected | Not Affected | Not Affected | Not Affected | Not Affected | Not Affected | Not Affected | Not Affected | Not Affected | Not Affected | Not Affected | Not Affected | Not Affected | Not Affected | Not Affected | Not Affected | Not Affected | Not Affected | Not Affected | 0 | 0 | 0 | 0 | 21 | Polygon
Critical Infrastructure | Stormwater Treatment Facilities and Pump Stations | Stormwater Ponds - NHD |  | STFPS_PG_13373 |  | Not Affected | Not Affected | Not Affected | Not Affected | Not Affected | Not Affected | Not Affected | Not Affected | Not Affected | Not Affected | Not Affected | Not Affected | Not Affected | Not Affected | Not Affected | Not Affected | Not Affected | Not Affected | Not Affected | Not Affected | Not Affected | 0 | 0 | 0 | 0 | 21 | Polygon
Critical Infrastructure | Stormwater Treatment Facilities and Pump Stations | Stormwater Ponds - NHD |  | STFPS_PG_13375 |  | Not Affected | Not Affected | Not Affected | Not Affected | Not Affected | Not Affected | Not Affected | Not Affected | Not Affected | Not Affected | Not Affected | Not Affected | Not Affected | Not Affected | Not Affected | Not Affected | Not Affected | Not Affected | Not Affected | Not Affected | Not Affected | 0 | 0 | 0 | 0 | 21 | Polygon
Critical Infrastructure | Stormwater Treatment Facilities and Pump Stations | Stormwater Ponds - NHD |  | STFPS_PG_13376 |  | Not Affected | Not Affected | Not Affected | Not Affected | Not Affected | Not Affected | Not Affected | Not Affected | Not Affected | Not Affected | Not Affected | Not Affected | Not Affected | Not Affected | Not Affected | Not Affected | Not Affected | Not Affected | Not Affected | Not Affected | Not Affected | 0 | 0 | 0 | 0 | 21 | Polygon
Critical Infrastructure | Stormwater Treatment Facilities and Pump Stations | Stormwater Ponds - NHD |  | STFPS_PG_13377 |  | Not Affected | Not Affected | Not Affected | Not Affected | Not Affected | Not Affected | Not Affected | Not Affected | Not Affected | Not Affected | Not Affected | Not Affected | Not Affected | Not Affected | Not Affected | Not Affected | Not Affected | Not Affected | Not Affected | Not Affected | Not Affected | 0 | 0 | 0 | 0 | 21 | Polygon
Critical Infrastructure | Stormwater Treatment Facilities and Pump Stations | Stormwater Ponds - NHD |  | STFPS_PG_13379 |  | Not Affected | Not Affected | Not Affected | Not Affected | Not Affected | Not Affected | Not Affected | Not Affected | Not Affected | Not Affected | Not Affected | Not Affected | Not Affected | Not Affected | Not Affected | Not Affected | Not Affected | Not Affected | Not Affected | Not Affected | Not Affected | 0 | 0 | 0 | 0 | 21 | Polygon
Critical Infrastructure | Stormwater Treatment Facilities and Pump Stations | Stormwater Ponds - NHD |  | STFPS_PG_13381 |  | Not Affected | Not Affected | Not Affected | Not Affected | Not Affected | Not Affected | Not Affected | Not Affected | Not Affected | Not Affected | Not Affected | Not Affected | Not Affected | Not Affected | Not Affected | Not Affected | Not Affected | Not Affected | Not Affected | Not Affected | Not Affected | 0 | 0 | 0 | 0 | 21 | Polygon
Critical Infrastructure | Stormwater Treatment Facilities and Pump Stations | Stormwater Ponds - NHD |  | STFPS_PG_13387 |  | Not Affected | Not Affected | Not Affected | Not Affected | Not Affected | Not Affected | Not Affected | Not Affected | Not Affected | Not Affected | Not Affected | Not Affected | Not Affected | Not Affected | Not Affected | Not Affected | Not Affected | Not Affected | Not Affected | Not Affected | Not Affected | 0 | 0 | 0 | 0 | 21 | Polygon
Critical Infrastructure | Stormwater Treatment Facilities and Pump Stations | Stormwater Ponds - NHD |  | STFPS_PG_13388 |  | Not Affected | Not Affected | Not Affected | Not Affected | Not Affected | Not Affected | Not Affected | Not Affected | Not Affected | Not Affected | Not Affected | Not Affected | Not Affected | Not Affected | Not Affected | Not Affected | Not Affected | Not Affected | Not Affected | Not Affected | Not Affected | 0 | 0 | 0 | 0 | 21 | Polygon
Critical Infrastructure | Stormwater Treatment Facilities and Pump Stations | Stormwater Ponds - NHD |  | STFPS_PG_13389 |  | Not Affected | Not Affected | Not Affected | Not Affected | Not Affected | Not Affected | Not Affected | Not Affected | Not Affected | Not Affected | Not Affected | Not Affected | Not Affected | Not Affected | Not Affected | Not Affected | Not Affected | Not Affected | Not Affected | Not Affected | Not Affected | 0 | 0 | 0 | 0 | 21 | Polygon
Critical Infrastructure | Stormwater Treatment Facilities and Pump Stations | Stormwater Ponds - NHD |  | STFPS_PG_13390 |  | Not Affected | Not Affected | Not Affected | Not Affected | Not Affected | Not Affected | Not Affected | Not Affected | Not Affected | Not Affected | Not Affected | Not Affected | Not Affected | Not Affected | Not Affected | Not Affected | Not Affected | Not Affected | Not Affected | Not Affected | Not Affected | 0 | 0 | 0 | 0 | 21 | Polygon
Critical Infrastructure | Stormwater Treatment Facilities and Pump Stations | Stormwater Ponds - NHD |  | STFPS_PG_13394 |  | Not Affected | Not Affected | Not Affected | Not Affected | Not Affected | Not Affected | Not Affected | Not Affected | Not Affected | Not Affected | Not Affected | Not Affected | Not Affected | Not Affected | Not Affected | Not Affected | Not Affected | Not Affected | Not Affected | Not Affected | Not Affected | 0 | 0 | 0 | 0 | 21 | Polygon
Critical Infrastructure | Stormwater Treatment Facilities and Pump Stations | Stormwater Ponds - NHD |  | STFPS_PG_13395 |  | Not Affected | Not Affected | Not Affected | Not Affected | Not Affected | Not Affected | Not Affected | Not Affected | Not Affected | Not Affected | Not Affected | Not Affected | Not Affected | Not Affected | Not Affected | Not Affected | Not Affected | Not Affected | Not Affected | Not Affected | Not Affected | 0 | 0 | 0 | 0 | 21 | Polygon
Critical Infrastructure | Stormwater Treatment Facilities and Pump Stations | Stormwater Ponds - NHD |  | STFPS_PG_13397 |  | Not Affected | Not Affected | Not Affected | Not Affected | Not Affected | Not Affected | Not Affected | Not Affected | Not Affected | Not Affected | Not Affected | Not Affected | Not Affected | Not Affected | Not Affected | Not Affected | Not Affected | Not Affected | Not Affected | Not Affected | Not Affected | 0 | 0 | 0 | 0 | 21 | Polygon
Critical Infrastructure | Stormwater Treatment Facilities and Pump Stations | Stormwater Ponds - NHD |  | STFPS_PG_13402 |  | Not Affected | Not Affected | Not Affected | Not Affected | Not Affected | Not Affected | Not Affected | Not Affected | Not Affected | Not Affected | Not Affected | Not Affected | Not Affected | Not Affected | Not Affected | Not Affected | Not Affected | Not Affected | Not Affected | Not Affected | Not Affected | 0 | 0 | 0 | 0 | 21 | Polygon
Critical Infrastructure | Stormwater Treatment Facilities and Pump Stations | Stormwater Ponds - NHD |  | STFPS_PG_13406 |  | Not Affected | Not Affected | Not Affected | Not Affected | Not Affected | Not Affected | Not Affected | Not Affected | Not Affected | Not Affected | Not Affected | Not Affected | Not Affected | Not Affected | Not Affected | Not Affected | Not Affected | Not Affected | Not Affected | Not Affected | Not Affected | 0 | 0 | 0 | 0 | 21 | Polygon
Critical Infrastructure | Stormwater Treatment Facilities and Pump Stations | Stormwater Ponds - NHD |  | STFPS_PG_13407 |  | Not Affected | Not Affected | Not Affected | Not Affected | Not Affected | Not Affected | Not Affected | Not Affected | Not Affected | Not Affected | Not Affected | Not Affected | Not Affected | Not Affected | Not Affected | Not Affected | Not Affected | Not Affected | Not Affected | Not Affected | Not Affected | 0 | 0 | 0 | 0 | 21 | Polygon
Critical Infrastructure | Stormwater Treatment Facilities and Pump Stations | Stormwater Ponds - NHD |  | STFPS_PG_13408 |  | Not Affected | Not Affected | Not Affected | Not Affected | Not Affected | Not Affected | Not Affected | Not Affected | Not Affected | Not Affected | Not Affected | Not Affected | Not Affected | Not Affected | Not Affected | Not Affected | Not Affected | Not Affected | Not Affected | Not Affected | Not Affected | 0 | 0 | 0 | 0 | 21 | Polygon
Critical Infrastructure | Stormwater Treatment Facilities and Pump Stations | Stormwater Ponds - NHD |  | STFPS_PG_13409 |  | Not Affected | Not Affected | Not Affected | Not Affected | Not Affected | Not Affected | Not Affected | Not Affected | Not Affected | Not Affected | Not Affected | Not Affected | Not Affected | Not Affected | Not Affected | Not Affected | Not Affected | Not Affected | Not Affected | Not Affected | Not Affected | 0 | 0 | 0 | 0 | 21 | Polygon
Critical Infrastructure | Stormwater Treatment Facilities and Pump Stations | Stormwater Ponds - NHD |  | STFPS_PG_13410 |  | Not Affected | Not Affected | Not Affected | Not Affected | Not Affected | Not Affected | Not Affected | Not Affected | Not Affected | Not Affected | Not Affected | Not Affected | Not Affected | Not Affected | Not Affected | Not Affected | Not Affected | Not Affected | Not Affected | Not Affected | Not Affected | 0 | 0 | 0 | 0 | 21 | Polygon
Critical Infrastructure | Stormwater Treatment Facilities and Pump Stations | Stormwater Ponds - NHD |  | STFPS_PG_13411 |  | Not Affected | Not Affected | Not Affected | Not Affected | Not Affected | Not Affected | Not Affected | Not Affected | Not Affected | Not Affected | Not Affected | Not Affected | Not Affected | Not Affected | Not Affected | Not Affected | Not Affected | Not Affected | Not Affected | Not Affected | Not Affected | 0 | 0 | 0 | 0 | 21 | Polygon
Critical Infrastructure | Stormwater Treatment Facilities and Pump Stations | Stormwater Ponds - NHD |  | STFPS_PG_13415 |  | Not Affected | Not Affected | Not Affected | Not Affected | Not Affected | Not Affected | Not Affected | Not Affected | Not Affected | Not Affected | Not Affected | Not Affected | Not Affected | Not Affected | Not Affected | Not Affected | Not Affected | Not Affected | Not Affected | Not Affected | Not Affected | 0 | 0 | 0 | 0 | 21 | Polygon
Critical Infrastructure | Stormwater Treatment Facilities and Pump Stations | Stormwater Ponds - NHD |  | STFPS_PG_13416 |  | Not Affected | Not Affected | Not Affected | Not Affected | Not Affected | Not Affected | Not Affected | Not Affected | Not Affected | Not Affected | Not Affected | Not Affected | Not Affected | Not Affected | Not Affected | Not Affected | Not Affected | Not Affected | Not Affected | Not Affected | Not Affected | 0 | 0 | 0 | 0 | 21 | Polygon
Critical Infrastructure | Stormwater Treatment Facilities and Pump Stations | Stormwater Ponds - NHD |  | STFPS_PG_13418 |  | Not Affected | Not Affected | Not Affected | Not Affected | Not Affected | Not Affected | Not Affected | Not Affected | Not Affected | Not Affected | Not Affected | Not Affected | Not Affected | Not Affected | Not Affected | Not Affected | Not Affected | Not Affected | Not Affected | Not Affected | Not Affected | 0 | 0 | 0 | 0 | 21 | Polygon
Critical Infrastructure | Stormwater Treatment Facilities and Pump Stations | Stormwater Ponds - NHD |  | STFPS_PG_13419 |  | Not Affected | Not Affected | Not Affected | Not Affected | Not Affected | Not Affected | Not Affected | Not Affected | Not Affected | Not Affected | Not Affected | Not Affected | Not Affected | Not Affected | Not Affected | Not Affected | Not Affected | Not Affected | Not Affected | Not Affected | Not Affected | 0 | 0 | 0 | 0 | 21 | Polygon
Critical Infrastructure | Stormwater Treatment Facilities and Pump Stations | Stormwater Ponds - NHD |  | STFPS_PG_13420 |  | Not Affected | Not Affected | Not Affected | Not Affected | Not Affected | Not Affected | Not Affected | Not Affected | Not Affected | Not Affected | Not Affected | Not Affected | Not Affected | Not Affected | Not Affected | Not Affected | Not Affected | Not Affected | Not Affected | Not Affected | Not Affected | 0 | 0 | 0 | 0 | 21 | Polygon
Critical Infrastructure | Stormwater Treatment Facilities and Pump Stations | Stormwater Ponds - NHD |  | STFPS_PG_13423 |  | Not Affected | Not Affected | Not Affected | Not Affected | Not Affected | Not Affected | Not Affected | Not Affected | Not Affected | Not Affected | Not Affected | Not Affected | Not Affected | Not Affected | Not Affected | Not Affected | Not Affected | Not Affected | Not Affected | Not Affected | Not Affected | 0 | 0 | 0 | 0 | 21 | Polygon
Critical Infrastructure | Stormwater Treatment Facilities and Pump Stations | Stormwater Ponds - NHD |  | STFPS_PG_13425 |  | Not Affected | Not Affected | Not Affected | Not Affected | Not Affected | Not Affected | Not Affected | Not Affected | Not Affected | Not Affected | Not Affected | Not Affected | Not Affected | Not Affected | Not Affected | Not Affected | Not Affected | Not Affected | Not Affected | Not Affected | Not Affected | 0 | 0 | 0 | 0 | 21 | Polygon
Critical Infrastructure | Stormwater Treatment Facilities and Pump Stations | Stormwater Ponds - NHD |  | STFPS_PG_13429 |  | Not Affected | Not Affected | Not Affected | Not Affected | Not Affected | Not Affected | Not Affected | Not Affected | Not Affected | Not Affected | Not Affected | Not Affected | Not Affected | Not Affected | Not Affected | Not Affected | Not Affected | Not Affected | Not Affected | Not Affected | Not Affected | 0 | 0 | 0 | 0 | 21 | Polygon
Critical Infrastructure | Stormwater Treatment Facilities and Pump Stations | Stormwater Ponds - NHD |  | STFPS_PG_13430 |  | Not Affected | Not Affected | Not Affected | Not Affected | Not Affected | Not Affected | Not Affected | Not Affected | Not Affected | Not Affected | Not Affected | Not Affected | Not Affected | Not Affected | Not Affected | Not Affected | Not Affected | Not Affected | Not Affected | Not Affected | Not Affected | 0 | 0 | 0 | 0 | 21 | Polygon
Critical Infrastructure | Stormwater Treatment Facilities and Pump Stations | Stormwater Ponds - NHD |  | STFPS_PG_13431 |  | Not Affected | Not Affected | Not Affected | Not Affected | Not Affected | Not Affected | Not Affected | Not Affected | Not Affected | Not Affected | Not Affected | Not Affected | Not Affected | Not Affected | Not Affected | Not Affected | Not Affected | Not Affected | Not Affected | Not Affected | Not Affected | 0 | 0 | 0 | 0 | 21 | Polygon
Critical Infrastructure | Stormwater Treatment Facilities and Pump Stations | Stormwater Ponds - NHD |  | STFPS_PG_13432 |  | Not Affected | Not Affected | Not Affected | Not Affected | Not Affected | Not Affected | Not Affected | Not Affected | Not Affected | Not Affected | Not Affected | Not Affected | Not Affected | Not Affected | Not Affected | Not Affected | Not Affected | Not Affected | Not Affected | Not Affected | Not Affected | 0 | 0 | 0 | 0 | 21 | Polygon
Critical Infrastructure | Stormwater Treatment Facilities and Pump Stations | Stormwater Ponds - NHD |  | STFPS_PG_13434 |  | Not Affected | Not Affected | Not Affected | Not Affected | Not Affected | Not Affected | Not Affected | Not Affected | Not Affected | Not Affected | Not Affected | Not Affected | Not Affected | Not Affected | Not Affected | Not Affected | Not Affected | Not Affected | Not Affected | Not Affected | Not Affected | 0 | 0 | 0 | 0 | 21 | Polygon
Critical Infrastructure | Stormwater Treatment Facilities and Pump Stations | Stormwater Ponds - NHD |  | STFPS_PG_13435 |  | Not Affected | Not Affected | Not Affected | Not Affected | Not Affected | Not Affected | Not Affected | Not Affected | Not Affected | Not Affected | Not Affected | Not Affected | Not Affected | Not Affected | Not Affected | Not Affected | Not Affected | Not Affected | Not Affected | Not Affected | Not Affected | 0 | 0 | 0 | 0 | 21 | Polygon
Critical Infrastructure | Stormwater Treatment Facilities and Pump Stations | Stormwater Ponds - NHD |  | STFPS_PG_13440 |  | Not Affected | Not Affected | Not Affected | Not Affected | Not Affected | Not Affected | Not Affected | Not Affected | Not Affected | Not Affected | Not Affected | Not Affected | Not Affected | Not Affected | Not Affected | Not Affected | Not Affected | Not Affected | Not Affected | Not Affected | Not Affected | 0 | 0 | 0 | 0 | 21 | Polygon
Critical Infrastructure | Stormwater Treatment Facilities and Pump Stations | Stormwater Ponds - NHD |  | STFPS_PG_13442 |  | Not Affected | Not Affected | Not Affected | Not Affected | Not Affected | Not Affected | Not Affected | Not Affected | Not Affected | Not Affected | Not Affected | Not Affected | Not Affected | Not Affected | Not Affected | Not Affected | Not Affected | Not Affected | Not Affected | Not Affected | Not Affected | 0 | 0 | 0 | 0 | 21 | Polygon
Critical Infrastructure | Stormwater Treatment Facilities and Pump Stations | Stormwater Ponds - NHD |  | STFPS_PG_13444 |  | Not Affected | Not Affected | Not Affected | Not Affected | Not Affected | Not Affected | Not Affected | Not Affected | Not Affected | Not Affected | Not Affected | Not Affected | Not Affected | Not Affected | Not Affected | Not Affected | Not Affected | Not Affected | Not Affected | Not Affected | Not Affected | 0 | 0 | 0 | 0 | 21 | Polygon
Critical Infrastructure | Stormwater Treatment Facilities and Pump Stations | Stormwater Ponds - NHD |  | STFPS_PG_13445 |  | Not Affected | Not Affected | Not Affected | Not Affected | Not Affected | Not Affected | Not Affected | Not Affected | Not Affected | Not Affected | Not Affected | Not Affected | Not Affected | Not Affected | Not Affected | Not Affected | Not Affected | Not Affected | Not Affected | Not Affected | Not Affected | 0 | 0 | 0 | 0 | 21 | Polygon
Critical Infrastructure | Stormwater Treatment Facilities and Pump Stations | Stormwater Ponds - NHD |  | STFPS_PG_13446 |  | Not Affected | Not Affected | Not Affected | Not Affected | Not Affected | Not Affected | Not Affected | Not Affected | Not Affected | Not Affected | Not Affected | Not Affected | Not Affected | Not Affected | Not Affected | Not Affected | Not Affected | Not Affected | Not Affected | Not Affected | Not Affected | 0 | 0 | 0 | 0 | 21 | Polygon
Critical Infrastructure | Stormwater Treatment Facilities and Pump Stations | Stormwater Ponds - NHD |  | STFPS_PG_13448 |  | Not Affected | Not Affected | Not Affected | Not Affected | Not Affected | Not Affected | Not Affected | Not Affected | Not Affected | Not Affected | Not Affected | Not Affected | Not Affected | Not Affected | Not Affected | Not Affected | Not Affected | Not Affected | Not Affected | Not Affected | Not Affected | 0 | 0 | 0 | 0 | 21 | Polygon
Critical Infrastructure | Stormwater Treatment Facilities and Pump Stations | Stormwater Ponds - NHD |  | STFPS_PG_13449 |  | Not Affected | Not Affected | Not Affected | Not Affected | Not Affected | Not Affected | Not Affected | Not Affected | Not Affected | Not Affected | Not Affected | Not Affected | Not Affected | Not Affected | Not Affected | Not Affected | Not Affected | Not Affected | Not Affected | Not Affected | Not Affected | 0 | 0 | 0 | 0 | 21 | Polygon
Critical Infrastructure | Stormwater Treatment Facilities and Pump Stations | Stormwater Ponds - NHD |  | STFPS_PG_13453 |  | Not Affected | Not Affected | Not Affected | Not Affected | Not Affected | Not Affected | Not Affected | Not Affected | Not Affected | Not Affected | Not Affected | Not Affected | Not Affected | Not Affected | Not Affected | Not Affected | Not Affected | Not Affected | Not Affected | Not Affected | Not Affected | 0 | 0 | 0 | 0 | 21 | Polygon
Critical Infrastructure | Stormwater Treatment Facilities and Pump Stations | Stormwater Ponds - NHD |  | STFPS_PG_13454 |  | Not Affected | Not Affected | Not Affected | Not Affected | Not Affected | Not Affected | Not Affected | Not Affected | Not Affected | Not Affected | Not Affected | Not Affected | Not Affected | Not Affected | Not Affected | Not Affected | Not Affected | Not Affected | Not Affected | Not Affected | Not Affected | 0 | 0 | 0 | 0 | 21 | Polygon
Critical Infrastructure | Stormwater Treatment Facilities and Pump Stations | Stormwater Ponds - NHD |  | STFPS_PG_13456 |  | Not Affected | Not Affected | Not Affected | Not Affected | Not Affected | Not Affected | Not Affected | Not Affected | Not Affected | Not Affected | Not Affected | Not Affected | Not Affected | Not Affected | Not Affected | Not Affected | Not Affected | Not Affected | Not Affected | Not Affected | Not Affected | 0 | 0 | 0 | 0 | 21 | Polygon
Critical Infrastructure | Stormwater Treatment Facilities and Pump Stations | Stormwater Ponds - NHD |  | STFPS_PG_13459 |  | Not Affected | Not Affected | Not Affected | Not Affected | Not Affected | Not Affected | Not Affected | Not Affected | Not Affected | Not Affected | Not Affected | Not Affected | Not Affected | Not Affected | Not Affected | Not Affected | Not Affected | Not Affected | Not Affected | Not Affected | Not Affected | 0 | 0 | 0 | 0 | 21 | Polygon
Critical Infrastructure | Stormwater Treatment Facilities and Pump Stations | Stormwater Ponds - NHD |  | STFPS_PG_13461 |  | Not Affected | Not Affected | Not Affected | Not Affected | Not Affected | Not Affected | Not Affected | Not Affected | Not Affected | Not Affected | Not Affected | Not Affected | Not Affected | Not Affected | Not Affected | Not Affected | Not Affected | Not Affected | Not Affected | Not Affected | Not Affected | 0 | 0 | 0 | 0 | 21 | Polygon
Critical Infrastructure | Stormwater Treatment Facilities and Pump Stations | Stormwater Ponds - NHD |  | STFPS_PG_13462 |  | Not Affected | Not Affected | Not Affected | Not Affected | Not Affected | Not Affected | Not Affected | Not Affected | Not Affected | Not Affected | Not Affected | Not Affected | Not Affected | Not Affected | Not Affected | Not Affected | Not Affected | Not Affected | Not Affected | Not Affected | Not Affected | 0 | 0 | 0 | 0 | 21 | Polygon
Critical Infrastructure | Stormwater Treatment Facilities and Pump Stations | Stormwater Ponds - NHD |  | STFPS_PG_13463 |  | Not Affected | Not Affected | Not Affected | Not Affected | Not Affected | Not Affected | Not Affected | Not Affected | Not Affected | Not Affected | Not Affected | Not Affected | Not Affected | Not Affected | Not Affected | Not Affected | Not Affected | Not Affected | Not Affected | Not Affected | Not Affected | 0 | 0 | 0 | 0 | 21 | Polygon
Critical Infrastructure | Stormwater Treatment Facilities and Pump Stations | Stormwater Ponds - NHD |  | STFPS_PG_13464 |  | Not Affected | Not Affected | Not Affected | Not Affected | Not Affected | Not Affected | Not Affected | Not Affected | Not Affected | Not Affected | Not Affected | Not Affected | Not Affected | Not Affected | Not Affected | Not Affected | Not Affected | Not Affected | Not Affected | Not Affected | Not Affected | 0 | 0 | 0 | 0 | 21 | Polygon
Critical Infrastructure | Stormwater Treatment Facilities and Pump Stations | Stormwater Ponds - NHD |  | STFPS_PG_13465 |  | Not Affected | Not Affected | Not Affected | Not Affected | Not Affected | Not Affected | Not Affected | Not Affected | Not Affected | Not Affected | Not Affected | Not Affected | Not Affected | Not Affected | Not Affected | Not Affected | Not Affected | Not Affected | Not Affected | Not Affected | Not Affected | 0 | 0 | 0 | 0 | 21 | Polygon
Critical Infrastructure | Stormwater Treatment Facilities and Pump Stations | Stormwater Ponds - NHD |  | STFPS_PG_13467 |  | Not Affected | Not Affected | Not Affected | Not Affected | Not Affected | Not Affected | Not Affected | Not Affected | Not Affected | Not Affected | Not Affected | Not Affected | Not Affected | Not Affected | Not Affected | Not Affected | Not Affected | Not Affected | Not Affected | Not Affected | Not Affected | 0 | 0 | 0 | 0 | 21 | Polygon
Critical Infrastructure | Stormwater Treatment Facilities and Pump Stations | Stormwater Ponds - NHD |  | STFPS_PG_13468 |  | Not Affected | Not Affected | Not Affected | Not Affected | Not Affected | Not Affected | Not Affected | Not Affected | Not Affected | Not Affected | Not Affected | Not Affected | Not Affected | Not Affected | Not Affected | Not Affected | Not Affected | Not Affected | Not Affected | Not Affected | Not Affected | 0 | 0 | 0 | 0 | 21 | Polygon
Critical Infrastructure | Stormwater Treatment Facilities and Pump Stations | Stormwater Ponds - NHD |  | STFPS_PG_13470 |  | Not Affected | Not Affected | Not Affected | Not Affected | Not Affected | Not Affected | Not Affected | Not Affected | Not Affected | Not Affected | Not Affected | Not Affected | Not Affected | Not Affected | Not Affected | Not Affected | Not Affected | Not Affected | Not Affected | Not Affected | Not Affected | 0 | 0 | 0 | 0 | 21 | Polygon
Critical Infrastructure | Stormwater Treatment Facilities and Pump Stations | Stormwater Ponds - NHD |  | STFPS_PG_13471 |  | Not Affected | Not Affected | Not Affected | Not Affected | Not Affected | Not Affected | Not Affected | Not Affected | Not Affected | Not Affected | Not Affected | Not Affected | Not Affected | Not Affected | Not Affected | Not Affected | Not Affected | Not Affected | Not Affected | Not Affected | Not Affected | 0 | 0 | 0 | 0 | 21 | Polygon
Critical Infrastructure | Stormwater Treatment Facilities and Pump Stations | Stormwater Ponds - NHD |  | STFPS_PG_13474 |  | Not Affected | Not Affected | Not Affected | Not Affected | Not Affected | Not Affected | Not Affected | Not Affected | Not Affected | Not Affected | Not Affected | Not Affected | Not Affected | Not Affected | Not Affected | Not Affected | Not Affected | Not Affected | Not Affected | Not Affected | Not Affected | 0 | 0 | 0 | 0 | 21 | Polygon
Critical Infrastructure | Stormwater Treatment Facilities and Pump Stations | Stormwater Ponds - NHD |  | STFPS_PG_13477 |  | Not Affected | Not Affected | Not Affected | Not Affected | Not Affected | Not Affected | Not Affected | Not Affected | Not Affected | Not Affected | Not Affected | Not Affected | Not Affected | Not Affected | Not Affected | Not Affected | Not Affected | Not Affected | Not Affected | Not Affected | Not Affected | 0 | 0 | 0 | 0 | 21 | Polygon
Critical Infrastructure | Stormwater Treatment Facilities and Pump Stations | Stormwater Ponds - NHD |  | STFPS_PG_13478 |  | Not Affected | Not Affected | Not Affected | Not Affected | Not Affected | Not Affected | Not Affected | Not Affected | Not Affected | Not Affected | Not Affected | Not Affected | Not Affected | Not Affected | Not Affected | Not Affected | Not Affected | Not Affected | Not Affected | Not Affected | Not Affected | 0 | 0 | 0 | 0 | 21 | Polygon
Critical Infrastructure | Stormwater Treatment Facilities and Pump Stations | Stormwater Ponds - NHD |  | STFPS_PG_13483 |  | Not Affected | Not Affected | Not Affected | Not Affected | Not Affected | Not Affected | Not Affected | Not Affected | Not Affected | Not Affected | Not Affected | Not Affected | Not Affected | Not Affected | Not Affected | Not Affected | Not Affected | Not Affected | Not Affected | Not Affected | Not Affected | 0 | 0 | 0 | 0 | 21 | Polygon
Critical Infrastructure | Stormwater Treatment Facilities and Pump Stations | Stormwater Ponds - NHD |  | STFPS_PG_13484 |  | Not Affected | Not Affected | Not Affected | Not Affected | Not Affected | Not Affected | Not Affected | Not Affected | Not Affected | Not Affected | Not Affected | Not Affected | Not Affected | Not Affected | Not Affected | Not Affected | Not Affected | Not Affected | Not Affected | Not Affected | Not Affected | 0 | 0 | 0 | 0 | 21 | Polygon
Critical Infrastructure | Stormwater Treatment Facilities and Pump Stations | Stormwater Ponds - NHD |  | STFPS_PG_13486 |  | Not Affected | Not Affected | Not Affected | Not Affected | Not Affected | Not Affected | Not Affected | Not Affected | Not Affected | Not Affected | Not Affected | Not Affected | Not Affected | Not Affected | Not Affected | Not Affected | Not Affected | Not Affected | Not Affected | Not Affected | Not Affected | 0 | 0 | 0 | 0 | 21 | Polygon
Critical Infrastructure | Stormwater Treatment Facilities and Pump Stations | Stormwater Ponds - NHD |  | STFPS_PG_13489 |  | Not Affected | Not Affected | Not Affected | Not Affected | Not Affected | Not Affected | Not Affected | Not Affected | Not Affected | Not Affected | Not Affected | Not Affected | Not Affected | Not Affected | Not Affected | Not Affected | Not Affected | Not Affected | Not Affected | Not Affected | Not Affected | 0 | 0 | 0 | 0 | 21 | Polygon
Critical Infrastructure | Stormwater Treatment Facilities and Pump Stations | Stormwater Ponds - NHD |  | STFPS_PG_13492 |  | Not Affected | Not Affected | Not Affected | Not Affected | Not Affected | Not Affected | Not Affected | Not Affected | Not Affected | Not Affected | Not Affected | Not Affected | Not Affected | Not Affected | Not Affected | Not Affected | Not Affected | Not Affected | Not Affected | Not Affected | Not Affected | 0 | 0 | 0 | 0 | 21 | Polygon
Critical Infrastructure | Stormwater Treatment Facilities and Pump Stations | Stormwater Ponds - NHD |  | STFPS_PG_13493 |  | Not Affected | Not Affected | Not Affected | Not Affected | Not Affected | Not Affected | Not Affected | Not Affected | Not Affected | Not Affected | Not Affected | Not Affected | Not Affected | Not Affected | Not Affected | Not Affected | Not Affected | Not Affected | Not Affected | Not Affected | Not Affected | 0 | 0 | 0 | 0 | 21 | Polygon
Critical Infrastructure | Stormwater Treatment Facilities and Pump Stations | Stormwater Ponds - NHD |  | STFPS_PG_13497 |  | Not Affected | Not Affected | Not Affected | Not Affected | Not Affected | Not Affected | Not Affected | Not Affected | Not Affected | Not Affected | Not Affected | Not Affected | Not Affected | Not Affected | Not Affected | Not Affected | Not Affected | Not Affected | Not Affected | Not Affected | Not Affected | 0 | 0 | 0 | 0 | 21 | Polygon
Critical Infrastructure | Stormwater Treatment Facilities and Pump Stations | Stormwater Ponds - NHD |  | STFPS_PG_13498 |  | Not Affected | Not Affected | Not Affected | Not Affected | Not Affected | Not Affected | Not Affected | Not Affected | Not Affected | Not Affected | Not Affected | Not Affected | Not Affected | Not Affected | Not Affected | Not Affected | Not Affected | Not Affected | Not Affected | Not Affected | Not Affected | 0 | 0 | 0 | 0 | 21 | Polygon
Critical Infrastructure | Stormwater Treatment Facilities and Pump Stations | Stormwater Ponds - NHD |  | STFPS_PG_13499 |  | Not Affected | Not Affected | Not Affected | Not Affected | Not Affected | Not Affected | Not Affected | Not Affected | Not Affected | Not Affected | Not Affected | Not Affected | Not Affected | Not Affected | Not Affected | Not Affected | Not Affected | Not Affected | Not Affected | Not Affected | Not Affected | 0 | 0 | 0 | 0 | 21 | Polygon
Critical Infrastructure | Stormwater Treatment Facilities and Pump Stations | Stormwater Ponds - NHD |  | STFPS_PG_13500 |  | Not Affected | Not Affected | Not Affected | Not Affected | Not Affected | Not Affected | Not Affected | Not Affected | Not Affected | Not Affected | Not Affected | Not Affected | Not Affected | Not Affected | Not Affected | Not Affected | Not Affected | Not Affected | Not Affected | Not Affected | Not Affected | 0 | 0 | 0 | 0 | 21 | Polygon
Critical Infrastructure | Stormwater Treatment Facilities and Pump Stations | Stormwater Ponds - NHD |  | STFPS_PG_13503 |  | Not Affected | Not Affected | Not Affected | Not Affected | Not Affected | Not Affected | Not Affected | Not Affected | Not Affected | Not Affected | Not Affected | Not Affected | Not Affected | Not Affected | Not Affected | Not Affected | Not Affected | Not Affected | Not Affected | Not Affected | Not Affected | 0 | 0 | 0 | 0 | 21 | Polygon
Critical Infrastructure | Stormwater Treatment Facilities and Pump Stations | Stormwater Ponds - NHD |  | STFPS_PG_13504 |  | Not Affected | Not Affected | Not Affected | Not Affected | Not Affected | Not Affected | Not Affected | Not Affected | Not Affected | Not Affected | Not Affected | Not Affected | Not Affected | Not Affected | Not Affected | Not Affected | Not Affected | Not Affected | Not Affected | Not Affected | Not Affected | 0 | 0 | 0 | 0 | 21 | Polygon
Critical Infrastructure | Stormwater Treatment Facilities and Pump Stations | Stormwater Ponds - NHD |  | STFPS_PG_13507 |  | Not Affected | Not Affected | Not Affected | Not Affected | Not Affected | Not Affected | Not Affected | Not Affected | Not Affected | Not Affected | Not Affected | Not Affected | Not Affected | Not Affected | Not Affected | Not Affected | Not Affected | Not Affected | Not Affected | Not Affected | Not Affected | 0 | 0 | 0 | 0 | 21 | Polygon
Critical Infrastructure | Stormwater Treatment Facilities and Pump Stations | Stormwater Ponds - NHD |  | STFPS_PG_13510 |  | Not Affected | Not Affected | Not Affected | Not Affected | Not Affected | Not Affected | Not Affected | Not Affected | Not Affected | Not Affected | Not Affected | Not Affected | Not Affected | Not Affected | Not Affected | Not Affected | Not Affected | Not Affected | Not Affected | Not Affected | Not Affected | 0 | 0 | 0 | 0 | 21 | Polygon
Critical Infrastructure | Stormwater Treatment Facilities and Pump Stations | Stormwater Ponds - NHD |  | STFPS_PG_13511 |  | Not Affected | Not Affected | Not Affected | Not Affected | Not Affected | Not Affected | Not Affected | Not Affected | Not Affected | Not Affected | Not Affected | Not Affected | Not Affected | Not Affected | Not Affected | Not Affected | Not Affected | Not Affected | Not Affected | Not Affected | Not Affected | 0 | 0 | 0 | 0 | 21 | Polygon
Critical Infrastructure | Stormwater Treatment Facilities and Pump Stations | Stormwater Ponds - NHD |  | STFPS_PG_13512 |  | Not Affected | Not Affected | Not Affected | Not Affected | Not Affected | Not Affected | Not Affected | Not Affected | Not Affected | Not Affected | Not Affected | Not Affected | Not Affected | Not Affected | Not Affected | Not Affected | Not Affected | Not Affected | Not Affected | Not Affected | Not Affected | 0 | 0 | 0 | 0 | 21 | Polygon
Critical Infrastructure | Stormwater Treatment Facilities and Pump Stations | Stormwater Ponds - NHD |  | STFPS_PG_13513 |  | Not Affected | Not Affected | Not Affected | Not Affected | Not Affected | Not Affected | Not Affected | Not Affected | Not Affected | Not Affected | Not Affected | Not Affected | Not Affected | Not Affected | Not Affected | Not Affected | Not Affected | Not Affected | Not Affected | Not Affected | Not Affected | 0 | 0 | 0 | 0 | 21 | Polygon
Critical Infrastructure | Stormwater Treatment Facilities and Pump Stations | Stormwater Ponds - NHD |  | STFPS_PG_13518 |  | Not Affected | Not Affected | Not Affected | Not Affected | Not Affected | Not Affected | Not Affected | Not Affected | Not Affected | Not Affected | Not Affected | Not Affected | Not Affected | Not Affected | Not Affected | Not Affected | Not Affected | Not Affected | Not Affected | Not Affected | Not Affected | 0 | 0 | 0 | 0 | 21 | Polygon
Critical Infrastructure | Stormwater Treatment Facilities and Pump Stations | Stormwater Ponds - NHD |  | STFPS_PG_13520 |  | Not Affected | Not Affected | Not Affected | Not Affected | Not Affected | Not Affected | Not Affected | Not Affected | Not Affected | Not Affected | Not Affected | Not Affected | Not Affected | Not Affected | Not Affected | Not Affected | Not Affected | Not Affected | Not Affected | Not Affected | Not Affected | 0 | 0 | 0 | 0 | 21 | Polygon
Critical Infrastructure | Stormwater Treatment Facilities and Pump Stations | Stormwater Ponds - NHD |  | STFPS_PG_13521 |  | Not Affected | Not Affected | Not Affected | Not Affected | Not Affected | Not Affected | Not Affected | Not Affected | Not Affected | Not Affected | Not Affected | Not Affected | Not Affected | Not Affected | Not Affected | Not Affected | Not Affected | Not Affected | Not Affected | Not Affected | Not Affected | 0 | 0 | 0 | 0 | 21 | Polygon
Critical Infrastructure | Stormwater Treatment Facilities and Pump Stations | Stormwater Ponds - NHD |  | STFPS_PG_13522 |  | Not Affected | Not Affected | Not Affected | Not Affected | Not Affected | Not Affected | Not Affected | Not Affected | Not Affected | Not Affected | Not Affected | Not Affected | Not Affected | Not Affected | Not Affected | Not Affected | Not Affected | Not Affected | Not Affected | Not Affected | Not Affected | 0 | 0 | 0 | 0 | 21 | Polygon
Critical Infrastructure | Stormwater Treatment Facilities and Pump Stations | Stormwater Ponds - NHD |  | STFPS_PG_13523 |  | Not Affected | Not Affected | Not Affected | Not Affected | Not Affected | Not Affected | Not Affected | Not Affected | Not Affected | Not Affected | Not Affected | Not Affected | Not Affected | Not Affected | Not Affected | Not Affected | Not Affected | Not Affected | Not Affected | Not Affected | Not Affected | 0 | 0 | 0 | 0 | 21 | Polygon
Critical Infrastructure | Stormwater Treatment Facilities and Pump Stations | Stormwater Ponds - NHD |  | STFPS_PG_13524 |  | Not Affected | Not Affected | Not Affected | Not Affected | Not Affected | Not Affected | Not Affected | Not Affected | Not Affected | Not Affected | Not Affected | Not Affected | Not Affected | Not Affected | Not Affected | Not Affected | Not Affected | Not Affected | Not Affected | Not Affected | Not Affected | 0 | 0 | 0 | 0 | 21 | Polygon
Critical Infrastructure | Stormwater Treatment Facilities and Pump Stations | Stormwater Ponds - NHD |  | STFPS_PG_13526 |  | Not Affected | Not Affected | Not Affected | Not Affected | Not Affected | Not Affected | Not Affected | Not Affected | Not Affected | Not Affected | Not Affected | Not Affected | Not Affected | Not Affected | Not Affected | Not Affected | Not Affected | Not Affected | Not Affected | Not Affected | Not Affected | 0 | 0 | 0 | 0 | 21 | Polygon
Critical Infrastructure | Stormwater Treatment Facilities and Pump Stations | Stormwater Ponds - NHD |  | STFPS_PG_13528 |  | Not Affected | Not Affected | Not Affected | Not Affected | Not Affected | Not Affected | Not Affected | Not Affected | Not Affected | Not Affected | Not Affected | Not Affected | Not Affected | Not Affected | Not Affected | Not Affected | Not Affected | Not Affected | Not Affected | Not Affected | Not Affected | 0 | 0 | 0 | 0 | 21 | Polygon
Critical Infrastructure | Stormwater Treatment Facilities and Pump Stations | Stormwater Ponds - NHD |  | STFPS_PG_13530 |  | Not Affected | Not Affected | Not Affected | Not Affected | Not Affected | Not Affected | Not Affected | Not Affected | Not Affected | Not Affected | Not Affected | Not Affected | Not Affected | Not Affected | Not Affected | Not Affected | Not Affected | Not Affected | Not Affected | Not Affected | Not Affected | 0 | 0 | 0 | 0 | 21 | Polygon
Critical Infrastructure | Stormwater Treatment Facilities and Pump Stations | Stormwater Ponds - NHD |  | STFPS_PG_13537 |  | Not Affected | Not Affected | Not Affected | Not Affected | Not Affected | Not Affected | Not Affected | Not Affected | Not Affected | Not Affected | Not Affected | Not Affected | Not Affected | Not Affected | Not Affected | Not Affected | Not Affected | Not Affected | Not Affected | Not Affected | Not Affected | 0 | 0 | 0 | 0 | 21 | Polygon
Critical Infrastructure | Stormwater Treatment Facilities and Pump Stations | Stormwater Ponds - NHD |  | STFPS_PG_13538 |  | Not Affected | Not Affected | Not Affected | Not Affected | Not Affected | Not Affected | Not Affected | Not Affected | Not Affected | Not Affected | Not Affected | Not Affected | Not Affected | Not Affected | Not Affected | Not Affected | Not Affected | Not Affected | Not Affected | Not Affected | Not Affected | 0 | 0 | 0 | 0 | 21 | Polygon
Critical Infrastructure | Stormwater Treatment Facilities and Pump Stations | Stormwater Ponds - NHD |  | STFPS_PG_13547 |  | Not Affected | Not Affected | Not Affected | Not Affected | Not Affected | Not Affected | Not Affected | Not Affected | Not Affected | Not Affected | Not Affected | Not Affected | Not Affected | Not Affected | Not Affected | Not Affected | Not Affected | Not Affected | Not Affected | Not Affected | Not Affected | 0 | 0 | 0 | 0 | 21 | Polygon
Critical Infrastructure | Stormwater Treatment Facilities and Pump Stations | Stormwater Ponds - NHD |  | STFPS_PG_13548 |  | Not Affected | Not Affected | Not Affected | Not Affected | Not Affected | Not Affected | Not Affected | Not Affected | Not Affected | Not Affected | Not Affected | Not Affected | Not Affected | Not Affected | Not Affected | Not Affected | Not Affected | Not Affected | Not Affected | Not Affected | Not Affected | 0 | 0 | 0 | 0 | 21 | Polygon
Critical Infrastructure | Stormwater Treatment Facilities and Pump Stations | Stormwater Ponds - NHD |  | STFPS_PG_13551 |  | Not Affected | Not Affected | Not Affected | Not Affected | Not Affected | Not Affected | Not Affected | Not Affected | Not Affected | Not Affected | Not Affected | Not Affected | Not Affected | Not Affected | Not Affected | Not Affected | Not Affected | Not Affected | Not Affected | Not Affected | Not Affected | 0 | 0 | 0 | 0 | 21 | Polygon
Critical Infrastructure | Stormwater Treatment Facilities and Pump Stations | Stormwater Ponds - NHD |  | STFPS_PG_13554 |  | Not Affected | Not Affected | Not Affected | Not Affected | Not Affected | Not Affected | Not Affected | Not Affected | Not Affected | Not Affected | Not Affected | Not Affected | Not Affected | Not Affected | Not Affected | Not Affected | Not Affected | Not Affected | Not Affected | Not Affected | Not Affected | 0 | 0 | 0 | 0 | 21 | Polygon
Critical Infrastructure | Stormwater Treatment Facilities and Pump Stations | Stormwater Ponds - NHD |  | STFPS_PG_13557 |  | Not Affected | Not Affected | Not Affected | Not Affected | Not Affected | Not Affected | Not Affected | Not Affected | Not Affected | Not Affected | Not Affected | Not Affected | Not Affected | Not Affected | Not Affected | Not Affected | Not Affected | Not Affected | Not Affected | Not Affected | Not Affected | 0 | 0 | 0 | 0 | 21 | Polygon
Critical Infrastructure | Stormwater Treatment Facilities and Pump Stations | Stormwater Ponds - NHD |  | STFPS_PG_13561 |  | Not Affected | Not Affected | Not Affected | Not Affected | Not Affected | Not Affected | Not Affected | Not Affected | Not Affected | Not Affected | Not Affected | Not Affected | Not Affected | Not Affected | Not Affected | Not Affected | Not Affected | Not Affected | Not Affected | Not Affected | Not Affected | 0 | 0 | 0 | 0 | 21 | Polygon
Critical Infrastructure | Stormwater Treatment Facilities and Pump Stations | Stormwater Ponds - NHD |  | STFPS_PG_13565 |  | Not Affected | Not Affected | Not Affected | Not Affected | Not Affected | Not Affected | Not Affected | Not Affected | Not Affected | Not Affected | Not Affected | Not Affected | Not Affected | Not Affected | Not Affected | Not Affected | Not Affected | Not Affected | Not Affected | Not Affected | Not Affected | 0 | 0 | 0 | 0 | 21 | Polygon
Critical Infrastructure | Stormwater Treatment Facilities and Pump Stations | Stormwater Ponds - NHD |  | STFPS_PG_13572 |  | Not Affected | Not Affected | Not Affected | Not Affected | Not Affected | Not Affected | Not Affected | Not Affected | Not Affected | Not Affected | Not Affected | Not Affected | Not Affected | Not Affected | Not Affected | Not Affected | Not Affected | Not Affected | Not Affected | Not Affected | Not Affected | 0 | 0 | 0 | 0 | 21 | Polygon
Critical Infrastructure | Stormwater Treatment Facilities and Pump Stations | Stormwater Ponds - NHD |  | STFPS_PG_13575 |  | Not Affected | Not Affected | Not Affected | Not Affected | Not Affected | Not Affected | Not Affected | Not Affected | Not Affected | Not Affected | Not Affected | Not Affected | Not Affected | Not Affected | Not Affected | Not Affected | Not Affected | Not Affected | Not Affected | Not Affected | Not Affected | 0 | 0 | 0 | 0 | 21 | Polygon
Critical Infrastructure | Stormwater Treatment Facilities and Pump Stations | Stormwater Ponds - NHD |  | STFPS_PG_13581 |  | Not Affected | Not Affected | Not Affected | Not Affected | Not Affected | Not Affected | Not Affected | Not Affected | Not Affected | Not Affected | Not Affected | Not Affected | Not Affected | Not Affected | Not Affected | Not Affected | Not Affected | Not Affected | Not Affected | Not Affected | Not Affected | 0 | 0 | 0 | 0 | 21 | Polygon
Critical Infrastructure | Stormwater Treatment Facilities and Pump Stations | Stormwater Ponds - NHD |  | STFPS_PG_13582 |  | Not Affected | Not Affected | Not Affected | Not Affected | Not Affected | Not Affected | Not Affected | Not Affected | Not Affected | Not Affected | Not Affected | Not Affected | Not Affected | Not Affected | Not Affected | Not Affected | Not Affected | Not Affected | Not Affected | Not Affected | Not Affected | 0 | 0 | 0 | 0 | 21 | Polygon
Critical Infrastructure | Stormwater Treatment Facilities and Pump Stations | Stormwater Ponds - NHD |  | STFPS_PG_13584 |  | Not Affected | Not Affected | Not Affected | Not Affected | Not Affected | Not Affected | Not Affected | Not Affected | Not Affected | Not Affected | Not Affected | Not Affected | Not Affected | Not Affected | Not Affected | Not Affected | Not Affected | Not Affected | Not Affected | Not Affected | Not Affected | 0 | 0 | 0 | 0 | 21 | Polygon
Critical Infrastructure | Stormwater Treatment Facilities and Pump Stations | Stormwater Ponds - NHD |  | STFPS_PG_13585 |  | Not Affected | Not Affected | Not Affected | Not Affected | Not Affected | Not Affected | Not Affected | Not Affected | Not Affected | Not Affected | Not Affected | Not Affected | Not Affected | Not Affected | Not Affected | Not Affected | Not Affected | Not Affected | Not Affected | Not Affected | Not Affected | 0 | 0 | 0 | 0 | 21 | Polygon
Critical Infrastructure | Stormwater Treatment Facilities and Pump Stations | Stormwater Ponds - NHD |  | STFPS_PG_13586 |  | Not Affected | Not Affected | Not Affected | Not Affected | Not Affected | Not Affected | Not Affected | Not Affected | Not Affected | Not Affected | Not Affected | Not Affected | Not Affected | Not Affected | Not Affected | Not Affected | Not Affected | Not Affected | Not Affected | Not Affected | Not Affected | 0 | 0 | 0 | 0 | 21 | Polygon
Critical Infrastructure | Stormwater Treatment Facilities and Pump Stations | Stormwater Ponds - NHD |  | STFPS_PG_13588 |  | Not Affected | Not Affected | Not Affected | Not Affected | Not Affected | Not Affected | Not Affected | Not Affected | Not Affected | Not Affected | Not Affected | Not Affected | Not Affected | Not Affected | Not Affected | Not Affected | Not Affected | Not Affected | Not Affected | Not Affected | Not Affected | 0 | 0 | 0 | 0 | 21 | Polygon
Critical Infrastructure | Stormwater Treatment Facilities and Pump Stations | Stormwater Ponds - NHD |  | STFPS_PG_13589 |  | Not Affected | Not Affected | Not Affected | Not Affected | Not Affected | Not Affected | Not Affected | Not Affected | Not Affected | Not Affected | Not Affected | Not Affected | Not Affected | Not Affected | Not Affected | Not Affected | Not Affected | Not Affected | Not Affected | Not Affected | Not Affected | 0 | 0 | 0 | 0 | 21 | Polygon
Critical Infrastructure | Stormwater Treatment Facilities and Pump Stations | Stormwater Ponds - NHD |  | STFPS_PG_13591 |  | Not Affected | Not Affected | Not Affected | Not Affected | Not Affected | Not Affected | Not Affected | Not Affected | Not Affected | Not Affected | Not Affected | Not Affected | Not Affected | Not Affected | Not Affected | Not Affected | Not Affected | Not Affected | Not Affected | Not Affected | Not Affected | 0 | 0 | 0 | 0 | 21 | Polygon
Critical Infrastructure | Stormwater Treatment Facilities and Pump Stations | Stormwater Ponds - NHD |  | STFPS_PG_13592 |  | Not Affected | Not Affected | Not Affected | Not Affected | Not Affected | Not Affected | Not Affected | Not Affected | Not Affected | Not Affected | Not Affected | Not Affected | Not Affected | Not Affected | Not Affected | Not Affected | Not Affected | Not Affected | Not Affected | Not Affected | Not Affected | 0 | 0 | 0 | 0 | 21 | Polygon
Critical Infrastructure | Stormwater Treatment Facilities and Pump Stations | Stormwater Ponds - NHD |  | STFPS_PG_13594 |  | Not Affected | Not Affected | Not Affected | Not Affected | Not Affected | Not Affected | Not Affected | Not Affected | Not Affected | Not Affected | Not Affected | Not Affected | Not Affected | Not Affected | Not Affected | Not Affected | Not Affected | Not Affected | Not Affected | Not Affected | Not Affected | 0 | 0 | 0 | 0 | 21 | Polygon
Critical Infrastructure | Stormwater Treatment Facilities and Pump Stations | Stormwater Ponds - NHD |  | STFPS_PG_13596 |  | Not Affected | Not Affected | Not Affected | Not Affected | Not Affected | Not Affected | Not Affected | Not Affected | Not Affected | Not Affected | Not Affected | Not Affected | Not Affected | Not Affected | Not Affected | Not Affected | Not Affected | Not Affected | Not Affected | Not Affected | Not Affected | 0 | 0 | 0 | 0 | 21 | Polygon
Critical Infrastructure | Stormwater Treatment Facilities and Pump Stations | Stormwater Ponds - NHD |  | STFPS_PG_13597 |  | Not Affected | Not Affected | Not Affected | Not Affected | Not Affected | Not Affected | Not Affected | Not Affected | Not Affected | Not Affected | Not Affected | Not Affected | Not Affected | Not Affected | Not Affected | Not Affected | Not Affected | Not Affected | Not Affected | Not Affected | Not Affected | 0 | 0 | 0 | 0 | 21 | Polygon
Critical Infrastructure | Stormwater Treatment Facilities and Pump Stations | Stormwater Ponds - NHD |  | STFPS_PG_13598 |  | Not Affected | Not Affected | Not Affected | Not Affected | Not Affected | Not Affected | Not Affected | Not Affected | Not Affected | Not Affected | Not Affected | Not Affected | Not Affected | Not Affected | Not Affected | Not Affected | Not Affected | Not Affected | Not Affected | Not Affected | Not Affected | 0 | 0 | 0 | 0 | 21 | Polygon
Critical Infrastructure | Stormwater Treatment Facilities and Pump Stations | Stormwater Ponds - NHD |  | STFPS_PG_13599 |  | Not Affected | Not Affected | Not Affected | Not Affected | Not Affected | Not Affected | Not Affected | Not Affected | Not Affected | Not Affected | Not Affected | Not Affected | Not Affected | Not Affected | Not Affected | Not Affected | Not Affected | Not Affected | Not Affected | Not Affected | Not Affected | 0 | 0 | 0 | 0 | 21 | Polygon
Critical Infrastructure | Stormwater Treatment Facilities and Pump Stations | Stormwater Ponds - NHD |  | STFPS_PG_13600 |  | Not Affected | Not Affected | Not Affected | Not Affected | Not Affected | Not Affected | Not Affected | Not Affected | Not Affected | Not Affected | Not Affected | Not Affected | Not Affected | Not Affected | Not Affected | Not Affected | Not Affected | Not Affected | Not Affected | Not Affected | Not Affected | 0 | 0 | 0 | 0 | 21 | Polygon
Critical Infrastructure | Stormwater Treatment Facilities and Pump Stations | Stormwater Ponds - NHD |  | STFPS_PG_13601 |  | Not Affected | Not Affected | Not Affected | Not Affected | Not Affected | Not Affected | Not Affected | Not Affected | Not Affected | Not Affected | Not Affected | Not Affected | Not Affected | Not Affected | Not Affected | Not Affected | Not Affected | Not Affected | Not Affected | Not Affected | Not Affected | 0 | 0 | 0 | 0 | 21 | Polygon
Critical Infrastructure | Stormwater Treatment Facilities and Pump Stations | Stormwater Ponds - NHD |  | STFPS_PG_13603 |  | Not Affected | Not Affected | Not Affected | Not Affected | Not Affected | Not Affected | Not Affected | Not Affected | Not Affected | Not Affected | Not Affected | Not Affected | Not Affected | Not Affected | Not Affected | Not Affected | Not Affected | Not Affected | Not Affected | Not Affected | Not Affected | 0 | 0 | 0 | 0 | 21 | Polygon
Critical Infrastructure | Stormwater Treatment Facilities and Pump Stations | Stormwater Ponds - NHD |  | STFPS_PG_13605 |  | Not Affected | Not Affected | Not Affected | Not Affected | Not Affected | Not Affected | Not Affected | Not Affected | Not Affected | Not Affected | Not Affected | Not Affected | Not Affected | Not Affected | Not Affected | Not Affected | Not Affected | Not Affected | Not Affected | Not Affected | Not Affected | 0 | 0 | 0 | 0 | 21 | Polygon
Critical Infrastructure | Stormwater Treatment Facilities and Pump Stations | Stormwater Ponds - NHD |  | STFPS_PG_13606 |  | Not Affected | Not Affected | Not Affected | Not Affected | Not Affected | Not Affected | Not Affected | Not Affected | Not Affected | Not Affected | Not Affected | Not Affected | Not Affected | Not Affected | Not Affected | Not Affected | Not Affected | Not Affected | Not Affected | Not Affected | Not Affected | 0 | 0 | 0 | 0 | 21 | Polygon
Critical Infrastructure | Stormwater Treatment Facilities and Pump Stations | Stormwater Ponds - NHD |  | STFPS_PG_13610 |  | Not Affected | Not Affected | Not Affected | Not Affected | Not Affected | Not Affected | Not Affected | Not Affected | Not Affected | Not Affected | Not Affected | Not Affected | Not Affected | Not Affected | Not Affected | Not Affected | Not Affected | Not Affected | Not Affected | Not Affected | Not Affected | 0 | 0 | 0 | 0 | 21 | Polygon
Critical Infrastructure | Stormwater Treatment Facilities and Pump Stations | Stormwater Ponds - NHD |  | STFPS_PG_13613 |  | Not Affected | Not Affected | Not Affected | Not Affected | Not Affected | Not Affected | Not Affected | Not Affected | Not Affected | Not Affected | Not Affected | Not Affected | Not Affected | Not Affected | Not Affected | Not Affected | Not Affected | Not Affected | Not Affected | Not Affected | Not Affected | 0 | 0 | 0 | 0 | 21 | Polygon
Critical Infrastructure | Stormwater Treatment Facilities and Pump Stations | Stormwater Ponds - NHD |  | STFPS_PG_13618 |  | Not Affected | Not Affected | Not Affected | Not Affected | Not Affected | Not Affected | Not Affected | Not Affected | Not Affected | Not Affected | Not Affected | Not Affected | Not Affected | Not Affected | Not Affected | Not Affected | Not Affected | Not Affected | Not Affected | Not Affected | Not Affected | 0 | 0 | 0 | 0 | 21 | Polygon
Critical Infrastructure | Stormwater Treatment Facilities and Pump Stations | Stormwater Ponds - NHD |  | STFPS_PG_13619 |  | Not Affected | Not Affected | Not Affected | Not Affected | Not Affected | Not Affected | Not Affected | Not Affected | Not Affected | Not Affected | Not Affected | Not Affected | Not Affected | Not Affected | Not Affected | Not Affected | Not Affected | Not Affected | Not Affected | Not Affected | Not Affected | 0 | 0 | 0 | 0 | 21 | Polygon
Critical Infrastructure | Stormwater Treatment Facilities and Pump Stations | Stormwater Ponds - NHD |  | STFPS_PG_13620 |  | Not Affected | Not Affected | Not Affected | Not Affected | Not Affected | Not Affected | Not Affected | Not Affected | Not Affected | Not Affected | Not Affected | Not Affected | Not Affected | Not Affected | Not Affected | Not Affected | Not Affected | Not Affected | Not Affected | Not Affected | Not Affected | 0 | 0 | 0 | 0 | 21 | Polygon
Critical Infrastructure | Stormwater Treatment Facilities and Pump Stations | Stormwater Ponds - NHD |  | STFPS_PG_13623 |  | Not Affected | Not Affected | Not Affected | Not Affected | Not Affected | Not Affected | Not Affected | Not Affected | Not Affected | Not Affected | Not Affected | Not Affected | Not Affected | Not Affected | Not Affected | Not Affected | Not Affected | Not Affected | Not Affected | Not Affected | Not Affected | 0 | 0 | 0 | 0 | 21 | Polygon
Critical Infrastructure | Stormwater Treatment Facilities and Pump Stations | Stormwater Ponds - NHD |  | STFPS_PG_13630 |  | Not Affected | Not Affected | Not Affected | Not Affected | Not Affected | Not Affected | Not Affected | Not Affected | Not Affected | Not Affected | Not Affected | Not Affected | Not Affected | Not Affected | Not Affected | Not Affected | Not Affected | Not Affected | Not Affected | Not Affected | Not Affected | 0 | 0 | 0 | 0 | 21 | Polygon
Critical Infrastructure | Stormwater Treatment Facilities and Pump Stations | Stormwater Ponds - NHD |  | STFPS_PG_13636 |  | Not Affected | Not Affected | Not Affected | Not Affected | Not Affected | Not Affected | Not Affected | Not Affected | Not Affected | Not Affected | Not Affected | Not Affected | Not Affected | Not Affected | Not Affected | Not Affected | Not Affected | Not Affected | Not Affected | Not Affected | Not Affected | 0 | 0 | 0 | 0 | 21 | Polygon
Critical Infrastructure | Stormwater Treatment Facilities and Pump Stations | Stormwater Ponds - NHD |  | STFPS_PG_13638 |  | Not Affected | Not Affected | Not Affected | Not Affected | Not Affected | Not Affected | Not Affected | Not Affected | Not Affected | Not Affected | Not Affected | Not Affected | Not Affected | Not Affected | Not Affected | Not Affected | Not Affected | Not Affected | Not Affected | Not Affected | Not Affected | 0 | 0 | 0 | 0 | 21 | Polygon
Critical Infrastructure | Stormwater Treatment Facilities and Pump Stations | Stormwater Ponds - NHD |  | STFPS_PG_13639 |  | Not Affected | Not Affected | Not Affected | Not Affected | Not Affected | Not Affected | Not Affected | Not Affected | Not Affected | Not Affected | Not Affected | Not Affected | Not Affected | Not Affected | Not Affected | Not Affected | Not Affected | Not Affected | Not Affected | Not Affected | Not Affected | 0 | 0 | 0 | 0 | 21 | Polygon
Critical Infrastructure | Stormwater Treatment Facilities and Pump Stations | Stormwater Ponds - NHD |  | STFPS_PG_13642 |  | Not Affected | Not Affected | Not Affected | Not Affected | Not Affected | Not Affected | Not Affected | Not Affected | Not Affected | Not Affected | Not Affected | Not Affected | Not Affected | Not Affected | Not Affected | Not Affected | Not Affected | Not Affected | Not Affected | Not Affected | Not Affected | 0 | 0 | 0 | 0 | 21 | Polygon
Critical Infrastructure | Stormwater Treatment Facilities and Pump Stations | Stormwater Ponds - NHD |  | STFPS_PG_13644 |  | Not Affected | Not Affected | Not Affected | Not Affected | Not Affected | Not Affected | Not Affected | Not Affected | Not Affected | Not Affected | Not Affected | Not Affected | Not Affected | Not Affected | Not Affected | Not Affected | Not Affected | Not Affected | Not Affected | Not Affected | Not Affected | 0 | 0 | 0 | 0 | 21 | Polygon
Critical Infrastructure | Stormwater Treatment Facilities and Pump Stations | Stormwater Ponds - NHD |  | STFPS_PG_13645 |  | Not Affected | Not Affected | Not Affected | Not Affected | Not Affected | Not Affected | Not Affected | Not Affected | Not Affected | Not Affected | Not Affected | Not Affected | Not Affected | Not Affected | Not Affected | Not Affected | Not Affected | Not Affected | Not Affected | Not Affected | Not Affected | 0 | 0 | 0 | 0 | 21 | Polygon
Critical Infrastructure | Stormwater Treatment Facilities and Pump Stations | Stormwater Ponds - NHD |  | STFPS_PG_13646 |  | Not Affected | Not Affected | Not Affected | Not Affected | Not Affected | Not Affected | Not Affected | Not Affected | Not Affected | Not Affected | Not Affected | Not Affected | Not Affected | Not Affected | Not Affected | Not Affected | Not Affected | Not Affected | Not Affected | Not Affected | Not Affected | 0 | 0 | 0 | 0 | 21 | Polygon
Critical Infrastructure | Stormwater Treatment Facilities and Pump Stations | Stormwater Ponds - NHD |  | STFPS_PG_13648 |  | Not Affected | Not Affected | Not Affected | Not Affected | Not Affected | Not Affected | Not Affected | Not Affected | Not Affected | Not Affected | Not Affected | Not Affected | Not Affected | Not Affected | Not Affected | Not Affected | Not Affected | Not Affected | Not Affected | Not Affected | Not Affected | 0 | 0 | 0 | 0 | 21 | Polygon
Critical Infrastructure | Stormwater Treatment Facilities and Pump Stations | Stormwater Ponds - NHD |  | STFPS_PG_13652 |  | Not Affected | Not Affected | Not Affected | Not Affected | Not Affected | Not Affected | Not Affected | Not Affected | Not Affected | Not Affected | Not Affected | Not Affected | Not Affected | Not Affected | Not Affected | Not Affected | Not Affected | Not Affected | Not Affected | Not Affected | Not Affected | 0 | 0 | 0 | 0 | 21 | Polygon
Critical Infrastructure | Stormwater Treatment Facilities and Pump Stations | Stormwater Ponds - NHD |  | STFPS_PG_13656 |  | Not Affected | Not Affected | Not Affected | Not Affected | Not Affected | Not Affected | Not Affected | Not Affected | Not Affected | Not Affected | Not Affected | Not Affected | Not Affected | Not Affected | Not Affected | Not Affected | Not Affected | Not Affected | Not Affected | Not Affected | Not Affected | 0 | 0 | 0 | 0 | 21 | Polygon
Critical Infrastructure | Stormwater Treatment Facilities and Pump Stations | Stormwater Ponds - NHD |  | STFPS_PG_13657 |  | Not Affected | Not Affected | Not Affected | Not Affected | Not Affected | Not Affected | Not Affected | Not Affected | Not Affected | Not Affected | Not Affected | Not Affected | Not Affected | Not Affected | Not Affected | Not Affected | Not Affected | Not Affected | Not Affected | Not Affected | Not Affected | 0 | 0 | 0 | 0 | 21 | Polygon
Critical Infrastructure | Stormwater Treatment Facilities and Pump Stations | Stormwater Ponds - NHD |  | STFPS_PG_13658 |  | Not Affected | Not Affected | Not Affected | Not Affected | Not Affected | Not Affected | Not Affected | Not Affected | Not Affected | Not Affected | Not Affected | Not Affected | Not Affected | Not Affected | Not Affected | Not Affected | Not Affected | Not Affected | Not Affected | Not Affected | Not Affected | 0 | 0 | 0 | 0 | 21 | Polygon
Critical Infrastructure | Stormwater Treatment Facilities and Pump Stations | Stormwater Ponds - NHD |  | STFPS_PG_13659 |  | Not Affected | Not Affected | Not Affected | Not Affected | Not Affected | Not Affected | Not Affected | Not Affected | Not Affected | Not Affected | Not Affected | Not Affected | Not Affected | Not Affected | Not Affected | Not Affected | Not Affected | Not Affected | Not Affected | Not Affected | Not Affected | 0 | 0 | 0 | 0 | 21 | Polygon
Critical Infrastructure | Stormwater Treatment Facilities and Pump Stations | Stormwater Ponds - NHD |  | STFPS_PG_13661 |  | Not Affected | Not Affected | Not Affected | Not Affected | Not Affected | Not Affected | Not Affected | Not Affected | Not Affected | Not Affected | Not Affected | Not Affected | Not Affected | Not Affected | Not Affected | Not Affected | Not Affected | Not Affected | Not Affected | Not Affected | Not Affected | 0 | 0 | 0 | 0 | 21 | Polygon
Critical Infrastructure | Stormwater Treatment Facilities and Pump Stations | Stormwater Ponds - NHD |  | STFPS_PG_13663 |  | Not Affected | Not Affected | Not Affected | Not Affected | Not Affected | Not Affected | Not Affected | Not Affected | Not Affected | Not Affected | Not Affected | Not Affected | Not Affected | Not Affected | Not Affected | Not Affected | Not Affected | Not Affected | Not Affected | Not Affected | Not Affected | 0 | 0 | 0 | 0 | 21 | Polygon
Critical Infrastructure | Stormwater Treatment Facilities and Pump Stations | Stormwater Ponds - NHD |  | STFPS_PG_13667 |  | Not Affected | Not Affected | Not Affected | Not Affected | Not Affected | Not Affected | Not Affected | Not Affected | Not Affected | Not Affected | Not Affected | Not Affected | Not Affected | Not Affected | Not Affected | Not Affected | Not Affected | Not Affected | Not Affected | Not Affected | Not Affected | 0 | 0 | 0 | 0 | 21 | Polygon
Critical Infrastructure | Stormwater Treatment Facilities and Pump Stations | Stormwater Ponds - NHD |  | STFPS_PG_13668 |  | Not Affected | Not Affected | Not Affected | Not Affected | Not Affected | Not Affected | Not Affected | Not Affected | Not Affected | Not Affected | Not Affected | Not Affected | Not Affected | Not Affected | Not Affected | Not Affected | Not Affected | Not Affected | Not Affected | Not Affected | Not Affected | 0 | 0 | 0 | 0 | 21 | Polygon
Critical Infrastructure | Stormwater Treatment Facilities and Pump Stations | Stormwater Ponds - NHD |  | STFPS_PG_13670 |  | Not Affected | Not Affected | Not Affected | Not Affected | Not Affected | Not Affected | Not Affected | Not Affected | Not Affected | Not Affected | Not Affected | Not Affected | Not Affected | Not Affected | Not Affected | Not Affected | Not Affected | Not Affected | Not Affected | Not Affected | Not Affected | 0 | 0 | 0 | 0 | 21 | Polygon
Critical Infrastructure | Stormwater Treatment Facilities and Pump Stations | Stormwater Ponds - NHD |  | STFPS_PG_13674 |  | Not Affected | Not Affected | Not Affected | Not Affected | Not Affected | Not Affected | Not Affected | Not Affected | Not Affected | Not Affected | Not Affected | Not Affected | Not Affected | Not Affected | Not Affected | Not Affected | Not Affected | Not Affected | Not Affected | Not Affected | Not Affected | 0 | 0 | 0 | 0 | 21 | Polygon
Critical Infrastructure | Stormwater Treatment Facilities and Pump Stations | Stormwater Ponds - NHD |  | STFPS_PG_13679 |  | Not Affected | Not Affected | Not Affected | Not Affected | Not Affected | Not Affected | Not Affected | Not Affected | Not Affected | Not Affected | Not Affected | Not Affected | Not Affected | Not Affected | Not Affected | Not Affected | Not Affected | Not Affected | Not Affected | Not Affected | Not Affected | 0 | 0 | 0 | 0 | 21 | Polygon
Critical Infrastructure | Stormwater Treatment Facilities and Pump Stations | Stormwater Ponds - NHD |  | STFPS_PG_13686 |  | Not Affected | Not Affected | Not Affected | Not Affected | Not Affected | Not Affected | Not Affected | Not Affected | Not Affected | Not Affected | Not Affected | Not Affected | Not Affected | Not Affected | Not Affected | Not Affected | Not Affected | Not Affected | Not Affected | Not Affected | Not Affected | 0 | 0 | 0 | 0 | 21 | Polygon
Critical Infrastructure | Stormwater Treatment Facilities and Pump Stations | Stormwater Ponds - NHD |  | STFPS_PG_13689 |  | Not Affected | Not Affected | Not Affected | Not Affected | Not Affected | Not Affected | Not Affected | Not Affected | Not Affected | Not Affected | Not Affected | Not Affected | Not Affected | Not Affected | Not Affected | Not Affected | Not Affected | Not Affected | Not Affected | Not Affected | Not Affected | 0 | 0 | 0 | 0 | 21 | Polygon
Critical Infrastructure | Stormwater Treatment Facilities and Pump Stations | Stormwater Ponds - NHD |  | STFPS_PG_13694 |  | Not Affected | Not Affected | Not Affected | Not Affected | Not Affected | Not Affected | Not Affected | Not Affected | Not Affected | Not Affected | Not Affected | Not Affected | Not Affected | Not Affected | Not Affected | Not Affected | Not Affected | Not Affected | Not Affected | Not Affected | Not Affected | 0 | 0 | 0 | 0 | 21 | Polygon
Critical Infrastructure | Stormwater Treatment Facilities and Pump Stations | Stormwater Ponds - NHD |  | STFPS_PG_13697 |  | Not Affected | Not Affected | Not Affected | Not Affected | Not Affected | Not Affected | Not Affected | Not Affected | Not Affected | Not Affected | Not Affected | Not Affected | Not Affected | Not Affected | Not Affected | Not Affected | Not Affected | Not Affected | Not Affected | Not Affected | Not Affected | 0 | 0 | 0 | 0 | 21 | Polygon
Critical Infrastructure | Stormwater Treatment Facilities and Pump Stations | Stormwater Ponds - NHD |  | STFPS_PG_13698 |  | Not Affected | Not Affected | Not Affected | Not Affected | Not Affected | Not Affected | Not Affected | Not Affected | Not Affected | Not Affected | Not Affected | Not Affected | Not Affected | Not Affected | Not Affected | Not Affected | Not Affected | Not Affected | Not Affected | Not Affected | Not Affected | 0 | 0 | 0 | 0 | 21 | Polygon
Critical Infrastructure | Stormwater Treatment Facilities and Pump Stations | Stormwater Ponds - NHD |  | STFPS_PG_13700 |  | Not Affected | Not Affected | Not Affected | Not Affected | Not Affected | Not Affected | Not Affected | Not Affected | Not Affected | Not Affected | Not Affected | Not Affected | Not Affected | Not Affected | Not Affected | Not Affected | Not Affected | Not Affected | Not Affected | Not Affected | Not Affected | 0 | 0 | 0 | 0 | 21 | Polygon
Critical Infrastructure | Stormwater Treatment Facilities and Pump Stations | Stormwater Ponds - NHD |  | STFPS_PG_13701 |  | Not Affected | Not Affected | Not Affected | Not Affected | Not Affected | Not Affected | Not Affected | Not Affected | Not Affected | Not Affected | Not Affected | Not Affected | Not Affected | Not Affected | Not Affected | Not Affected | Not Affected | Not Affected | Not Affected | Not Affected | Not Affected | 0 | 0 | 0 | 0 | 21 | Polygon
Critical Infrastructure | Stormwater Treatment Facilities and Pump Stations | Stormwater Ponds - NHD |  | STFPS_PG_13703 |  | Not Affected | Not Affected | Not Affected | Not Affected | Not Affected | Not Affected | Not Affected | Not Affected | Not Affected | Not Affected | Not Affected | Not Affected | Not Affected | Not Affected | Not Affected | Not Affected | Not Affected | Not Affected | Not Affected | Not Affected | Not Affected | 0 | 0 | 0 | 0 | 21 | Polygon
Critical Infrastructure | Stormwater Treatment Facilities and Pump Stations | Stormwater Ponds - NHD |  | STFPS_PG_13704 |  | Not Affected | Not Affected | Not Affected | Not Affected | Not Affected | Not Affected | Not Affected | Not Affected | Not Affected | Not Affected | Not Affected | Not Affected | Not Affected | Not Affected | Not Affected | Not Affected | Not Affected | Not Affected | Not Affected | Not Affected | Not Affected | 0 | 0 | 0 | 0 | 21 | Polygon
Critical Infrastructure | Stormwater Treatment Facilities and Pump Stations | Stormwater Ponds - NHD |  | STFPS_PG_13706 |  | Not Affected | Not Affected | Not Affected | Not Affected | Not Affected | Not Affected | Not Affected | Not Affected | Not Affected | Not Affected | Not Affected | Not Affected | Not Affected | Not Affected | Not Affected | Not Affected | Not Affected | Not Affected | Not Affected | Not Affected | Not Affected | 0 | 0 | 0 | 0 | 21 | Polygon
Critical Infrastructure | Stormwater Treatment Facilities and Pump Stations | Stormwater Ponds - NHD |  | STFPS_PG_13708 |  | Not Affected | Not Affected | Not Affected | Not Affected | Not Affected | Not Affected | Not Affected | Not Affected | Not Affected | Not Affected | Not Affected | Not Affected | Not Affected | Not Affected | Not Affected | Not Affected | Not Affected | Not Affected | Not Affected | Not Affected | Not Affected | 0 | 0 | 0 | 0 | 21 | Polygon
Critical Infrastructure | Stormwater Treatment Facilities and Pump Stations | Stormwater Ponds - NHD |  | STFPS_PG_13711 |  | Not Affected | Not Affected | Not Affected | Not Affected | Not Affected | Not Affected | Not Affected | Not Affected | Not Affected | Not Affected | Not Affected | Not Affected | Not Affected | Not Affected | Not Affected | Not Affected | Not Affected | Not Affected | Not Affected | Not Affected | Not Affected | 0 | 0 | 0 | 0 | 21 | Polygon
Critical Infrastructure | Stormwater Treatment Facilities and Pump Stations | Stormwater Ponds - NHD |  | STFPS_PG_13712 |  | Not Affected | Not Affected | Not Affected | Not Affected | Not Affected | Not Affected | Not Affected | Not Affected | Not Affected | Not Affected | Not Affected | Not Affected | Not Affected | Not Affected | Not Affected | Not Affected | Not Affected | Not Affected | Not Affected | Not Affected | Not Affected | 0 | 0 | 0 | 0 | 21 | Polygon
Critical Infrastructure | Stormwater Treatment Facilities and Pump Stations | Stormwater Ponds - NHD |  | STFPS_PG_13713 |  | Not Affected | Not Affected | Not Affected | Not Affected | Not Affected | Not Affected | Not Affected | Not Affected | Not Affected | Not Affected | Not Affected | Not Affected | Not Affected | Not Affected | Not Affected | Not Affected | Not Affected | Not Affected | Not Affected | Not Affected | Not Affected | 0 | 0 | 0 | 0 | 21 | Polygon
Critical Infrastructure | Stormwater Treatment Facilities and Pump Stations | Stormwater Ponds - NHD |  | STFPS_PG_13714 |  | Not Affected | Not Affected | Not Affected | Not Affected | Not Affected | Not Affected | Not Affected | Not Affected | Not Affected | Not Affected | Not Affected | Not Affected | Not Affected | Not Affected | Not Affected | Not Affected | Not Affected | Not Affected | Not Affected | Not Affected | Not Affected | 0 | 0 | 0 | 0 | 21 | Polygon
Critical Infrastructure | Stormwater Treatment Facilities and Pump Stations | Stormwater Ponds - NHD |  | STFPS_PG_13720 |  | Not Affected | Not Affected | Not Affected | Not Affected | Not Affected | Not Affected | Not Affected | Not Affected | Not Affected | Not Affected | Not Affected | Not Affected | Not Affected | Not Affected | Not Affected | Not Affected | Not Affected | Not Affected | Not Affected | Not Affected | Not Affected | 0 | 0 | 0 | 0 | 21 | Polygon
Critical Infrastructure | Stormwater Treatment Facilities and Pump Stations | Stormwater Ponds - NHD |  | STFPS_PG_13723 |  | Not Affected | Not Affected | Not Affected | Not Affected | Not Affected | Not Affected | Not Affected | Not Affected | Not Affected | Not Affected | Not Affected | Not Affected | Not Affected | Not Affected | Not Affected | Not Affected | Not Affected | Not Affected | Not Affected | Not Affected | Not Affected | 0 | 0 | 0 | 0 | 21 | Polygon
Critical Infrastructure | Stormwater Treatment Facilities and Pump Stations | Stormwater Ponds - NHD |  | STFPS_PG_13725 |  | Not Affected | Not Affected | Not Affected | Not Affected | Not Affected | Not Affected | Not Affected | Not Affected | Not Affected | Not Affected | Not Affected | Not Affected | Not Affected | Not Affected | Not Affected | Not Affected | Not Affected | Not Affected | Not Affected | Not Affected | Not Affected | 0 | 0 | 0 | 0 | 21 | Polygon
Critical Infrastructure | Stormwater Treatment Facilities and Pump Stations | Stormwater Ponds - NHD |  | STFPS_PG_13726 |  | Not Affected | Not Affected | Not Affected | Not Affected | Not Affected | Not Affected | Not Affected | Not Affected | Not Affected | Not Affected | Not Affected | Not Affected | Not Affected | Not Affected | Not Affected | Not Affected | Not Affected | Not Affected | Not Affected | Not Affected | Not Affected | 0 | 0 | 0 | 0 | 21 | Polygon
Critical Infrastructure | Stormwater Treatment Facilities and Pump Stations | Stormwater Ponds - NHD |  | STFPS_PG_13727 |  | Not Affected | Not Affected | Not Affected | Not Affected | Not Affected | Not Affected | Not Affected | Not Affected | Not Affected | Not Affected | Not Affected | Not Affected | Not Affected | Not Affected | Not Affected | Not Affected | Not Affected | Not Affected | Not Affected | Not Affected | Not Affected | 0 | 0 | 0 | 0 | 21 | Polygon
Critical Infrastructure | Stormwater Treatment Facilities and Pump Stations | Stormwater Ponds - NHD |  | STFPS_PG_13728 |  | Not Affected | Not Affected | Not Affected | Not Affected | Not Affected | Not Affected | Not Affected | Not Affected | Not Affected | Not Affected | Not Affected | Not Affected | Not Affected | Not Affected | Not Affected | Not Affected | Not Affected | Not Affected | Not Affected | Not Affected | Not Affected | 0 | 0 | 0 | 0 | 21 | Polygon
Critical Infrastructure | Stormwater Treatment Facilities and Pump Stations | Stormwater Ponds - NHD |  | STFPS_PG_13730 |  | Not Affected | Not Affected | Not Affected | Not Affected | Not Affected | Not Affected | Not Affected | Not Affected | Not Affected | Not Affected | Not Affected | Not Affected | Not Affected | Not Affected | Not Affected | Not Affected | Not Affected | Not Affected | Not Affected | Not Affected | Not Affected | 0 | 0 | 0 | 0 | 21 | Polygon
Critical Infrastructure | Stormwater Treatment Facilities and Pump Stations | Stormwater Ponds - NHD |  | STFPS_PG_13732 |  | Not Affected | Not Affected | Not Affected | Not Affected | Not Affected | Not Affected | Not Affected | Not Affected | Not Affected | Not Affected | Not Affected | Not Affected | Not Affected | Not Affected | Not Affected | Not Affected | Not Affected | Not Affected | Not Affected | Not Affected | Not Affected | 0 | 0 | 0 | 0 | 21 | Polygon
Critical Infrastructure | Stormwater Treatment Facilities and Pump Stations | Stormwater Ponds - NHD |  | STFPS_PG_13733 |  | Not Affected | Not Affected | Not Affected | Not Affected | Not Affected | Not Affected | Not Affected | Not Affected | Not Affected | Not Affected | Not Affected | Not Affected | Not Affected | Not Affected | Not Affected | Not Affected | Not Affected | Not Affected | Not Affected | Not Affected | Not Affected | 0 | 0 | 0 | 0 | 21 | Polygon
Critical Infrastructure | Stormwater Treatment Facilities and Pump Stations | Stormwater Ponds - NHD |  | STFPS_PG_13734 |  | Not Affected | Not Affected | Not Affected | Not Affected | Not Affected | Not Affected | Not Affected | Not Affected | Not Affected | Not Affected | Not Affected | Not Affected | Not Affected | Not Affected | Not Affected | Not Affected | Not Affected | Not Affected | Not Affected | Not Affected | Not Affected | 0 | 0 | 0 | 0 | 21 | Polygon
Critical Infrastructure | Stormwater Treatment Facilities and Pump Stations | Stormwater Ponds - NHD |  | STFPS_PG_13737 |  | Not Affected | Not Affected | Not Affected | Not Affected | Not Affected | Not Affected | Not Affected | Not Affected | Not Affected | Not Affected | Not Affected | Not Affected | Not Affected | Not Affected | Not Affected | Not Affected | Not Affected | Not Affected | Not Affected | Not Affected | Not Affected | 0 | 0 | 0 | 0 | 21 | Polygon
Critical Infrastructure | Stormwater Treatment Facilities and Pump Stations | Stormwater Ponds - NHD |  | STFPS_PG_13740 |  | Not Affected | Not Affected | Not Affected | Not Affected | Not Affected | Not Affected | Not Affected | Not Affected | Not Affected | Not Affected | Not Affected | Not Affected | Not Affected | Not Affected | Not Affected | Not Affected | Not Affected | Not Affected | Not Affected | Not Affected | Not Affected | 0 | 0 | 0 | 0 | 21 | Polygon
Critical Infrastructure | Stormwater Treatment Facilities and Pump Stations | Stormwater Ponds - NHD |  | STFPS_PG_13742 |  | Not Affected | Not Affected | Not Affected | Not Affected | Not Affected | Not Affected | Not Affected | Not Affected | Not Affected | Not Affected | Not Affected | Not Affected | Not Affected | Not Affected | Not Affected | Not Affected | Not Affected | Not Affected | Not Affected | Not Affected | Not Affected | 0 | 0 | 0 | 0 | 21 | Polygon
Critical Infrastructure | Stormwater Treatment Facilities and Pump Stations | Stormwater Ponds - NHD |  | STFPS_PG_13743 |  | Not Affected | Not Affected | Not Affected | Not Affected | Not Affected | Not Affected | Not Affected | Not Affected | Not Affected | Not Affected | Not Affected | Not Affected | Not Affected | Not Affected | Not Affected | Not Affected | Not Affected | Not Affected | Not Affected | Not Affected | Not Affected | 0 | 0 | 0 | 0 | 21 | Polygon
Critical Infrastructure | Stormwater Treatment Facilities and Pump Stations | Stormwater Ponds - NHD |  | STFPS_PG_13744 |  | Not Affected | Not Affected | Not Affected | Not Affected | Not Affected | Not Affected | Not Affected | Not Affected | Not Affected | Not Affected | Not Affected | Not Affected | Not Affected | Not Affected | Not Affected | Not Affected | Not Affected | Not Affected | Not Affected | Not Affected | Not Affected | 0 | 0 | 0 | 0 | 21 | Polygon
Critical Infrastructure | Stormwater Treatment Facilities and Pump Stations | Stormwater Ponds - NHD |  | STFPS_PG_13745 |  | Not Affected | Not Affected | Not Affected | Not Affected | Not Affected | Not Affected | Not Affected | Not Affected | Not Affected | Not Affected | Not Affected | Not Affected | Not Affected | Not Affected | Not Affected | Not Affected | Not Affected | Not Affected | Not Affected | Not Affected | Not Affected | 0 | 0 | 0 | 0 | 21 | Polygon
Critical Infrastructure | Stormwater Treatment Facilities and Pump Stations | Stormwater Ponds - NHD |  | STFPS_PG_13748 |  | Not Affected | Not Affected | Not Affected | Not Affected | Not Affected | Not Affected | Not Affected | Not Affected | Not Affected | Not Affected | Not Affected | Not Affected | Not Affected | Not Affected | Not Affected | Not Affected | Not Affected | Not Affected | Not Affected | Not Affected | Not Affected | 0 | 0 | 0 | 0 | 21 | Polygon
Critical Infrastructure | Stormwater Treatment Facilities and Pump Stations | Stormwater Ponds - NHD |  | STFPS_PG_13750 |  | Not Affected | Not Affected | Not Affected | Not Affected | Not Affected | Not Affected | Not Affected | Not Affected | Not Affected | Not Affected | Not Affected | Not Affected | Not Affected | Not Affected | Not Affected | Not Affected | Not Affected | Not Affected | Not Affected | Not Affected | Not Affected | 0 | 0 | 0 | 0 | 21 | Polygon
Critical Infrastructure | Stormwater Treatment Facilities and Pump Stations | Stormwater Ponds - NHD |  | STFPS_PG_13761 |  | Not Affected | Not Affected | Not Affected | Not Affected | Not Affected | Not Affected | Not Affected | Not Affected | Not Affected | Not Affected | Not Affected | Not Affected | Not Affected | Not Affected | Not Affected | Not Affected | Not Affected | Not Affected | Not Affected | Not Affected | Not Affected | 0 | 0 | 0 | 0 | 21 | Polygon
Critical Infrastructure | Stormwater Treatment Facilities and Pump Stations | Stormwater Ponds - NHD |  | STFPS_PG_13762 |  | Not Affected | Not Affected | Not Affected | Not Affected | Not Affected | Not Affected | Not Affected | Not Affected | Not Affected | Not Affected | Not Affected | Not Affected | Not Affected | Not Affected | Not Affected | Not Affected | Not Affected | Not Affected | Not Affected | Not Affected | Not Affected | 0 | 0 | 0 | 0 | 21 | Polygon
Critical Infrastructure | Stormwater Treatment Facilities and Pump Stations | Stormwater Ponds - NHD |  | STFPS_PG_13764 |  | Not Affected | Not Affected | Not Affected | Not Affected | Not Affected | Not Affected | Not Affected | Not Affected | Not Affected | Not Affected | Not Affected | Not Affected | Not Affected | Not Affected | Not Affected | Not Affected | Not Affected | Not Affected | Not Affected | Not Affected | Not Affected | 0 | 0 | 0 | 0 | 21 | Polygon
Critical Infrastructure | Stormwater Treatment Facilities and Pump Stations | Stormwater Ponds - NHD |  | STFPS_PG_13765 |  | Not Affected | Not Affected | Not Affected | Not Affected | Not Affected | Not Affected | Not Affected | Not Affected | Not Affected | Not Affected | Not Affected | Not Affected | Not Affected | Not Affected | Not Affected | Not Affected | Not Affected | Not Affected | Not Affected | Not Affected | Not Affected | 0 | 0 | 0 | 0 | 21 | Polygon
Critical Infrastructure | Stormwater Treatment Facilities and Pump Stations | Stormwater Ponds - NHD |  | STFPS_PG_13774 |  | Not Affected | Not Affected | Not Affected | Not Affected | Not Affected | Not Affected | Not Affected | Not Affected | Not Affected | Not Affected | Not Affected | Not Affected | Not Affected | Not Affected | Not Affected | Not Affected | Not Affected | Not Affected | Not Affected | Not Affected | Not Affected | 0 | 0 | 0 | 0 | 21 | Polygon
Critical Infrastructure | Stormwater Treatment Facilities and Pump Stations | Stormwater Ponds - NHD |  | STFPS_PG_13775 |  | Not Affected | Not Affected | Not Affected | Not Affected | Not Affected | Not Affected | Not Affected | Not Affected | Not Affected | Not Affected | Not Affected | Not Affected | Not Affected | Not Affected | Not Affected | Not Affected | Not Affected | Not Affected | Not Affected | Not Affected | Not Affected | 0 | 0 | 0 | 0 | 21 | Polygon
Critical Infrastructure | Stormwater Treatment Facilities and Pump Stations | Stormwater Ponds - NHD |  | STFPS_PG_13776 |  | Not Affected | Not Affected | Not Affected | Not Affected | Not Affected | Not Affected | Not Affected | Not Affected | Not Affected | Not Affected | Not Affected | Not Affected | Not Affected | Not Affected | Not Affected | Not Affected | Not Affected | Not Affected | Not Affected | Not Affected | Not Affected | 0 | 0 | 0 | 0 | 21 | Polygon
Critical Infrastructure | Stormwater Treatment Facilities and Pump Stations | Stormwater Ponds - NHD |  | STFPS_PG_13786 |  | Not Affected | Not Affected | Not Affected | Not Affected | Not Affected | Not Affected | Not Affected | Not Affected | Not Affected | Not Affected | Not Affected | Not Affected | Not Affected | Not Affected | Not Affected | Not Affected | Not Affected | Not Affected | Not Affected | Not Affected | Not Affected | 0 | 0 | 0 | 0 | 21 | Polygon
Critical Infrastructure | Stormwater Treatment Facilities and Pump Stations | Stormwater Ponds - NHD |  | STFPS_PG_13788 |  | Not Affected | Not Affected | Not Affected | Not Affected | Not Affected | Not Affected | Not Affected | Not Affected | Not Affected | Not Affected | Not Affected | Not Affected | Not Affected | Not Affected | Not Affected | Not Affected | Not Affected | Not Affected | Not Affected | Not Affected | Not Affected | 0 | 0 | 0 | 0 | 21 | Polygon
Critical Infrastructure | Stormwater Treatment Facilities and Pump Stations | Stormwater Ponds - NHD |  | STFPS_PG_13795 |  | Not Affected | Not Affected | Not Affected | Not Affected | Not Affected | Not Affected | Not Affected | Not Affected | Not Affected | Not Affected | Not Affected | Not Affected | Not Affected | Not Affected | Not Affected | Not Affected | Not Affected | Not Affected | Not Affected | Not Affected | Not Affected | 0 | 0 | 0 | 0 | 21 | Polygon
Critical Infrastructure | Stormwater Treatment Facilities and Pump Stations | Stormwater Ponds - NHD |  | STFPS_PG_13796 |  | Not Affected | Not Affected | Not Affected | Not Affected | Not Affected | Not Affected | Not Affected | Not Affected | Not Affected | Not Affected | Not Affected | Not Affected | Not Affected | Not Affected | Not Affected | Not Affected | Not Affected | Not Affected | Not Affected | Not Affected | Not Affected | 0 | 0 | 0 | 0 | 21 | Polygon
Critical Infrastructure | Stormwater Treatment Facilities and Pump Stations | Stormwater Ponds - NHD |  | STFPS_PG_13798 |  | Not Affected | Not Affected | Not Affected | Not Affected | Not Affected | Not Affected | Not Affected | Not Affected | Not Affected | Not Affected | Not Affected | Not Affected | Not Affected | Not Affected | Not Affected | Not Affected | Not Affected | Not Affected | Not Affected | Not Affected | Not Affected | 0 | 0 | 0 | 0 | 21 | Polygon
Critical Infrastructure | Stormwater Treatment Facilities and Pump Stations | Stormwater Ponds - NHD |  | STFPS_PG_13802 |  | Not Affected | Not Affected | Not Affected | Not Affected | Not Affected | Not Affected | Not Affected | Not Affected | Not Affected | Not Affected | Not Affected | Not Affected | Not Affected | Not Affected | Not Affected | Not Affected | Not Affected | Not Affected | Not Affected | Not Affected | Not Affected | 0 | 0 | 0 | 0 | 21 | Polygon
Critical Infrastructure | Stormwater Treatment Facilities and Pump Stations | Stormwater Ponds - NHD |  | STFPS_PG_13805 |  | Not Affected | Not Affected | Not Affected | Not Affected | Not Affected | Not Affected | Not Affected | Not Affected | Not Affected | Not Affected | Not Affected | Not Affected | Not Affected | Not Affected | Not Affected | Not Affected | Not Affected | Not Affected | Not Affected | Not Affected | Not Affected | 0 | 0 | 0 | 0 | 21 | Polygon
Critical Infrastructure | Stormwater Treatment Facilities and Pump Stations | Stormwater Ponds - NHD |  | STFPS_PG_13807 |  | Not Affected | Not Affected | Not Affected | Not Affected | Not Affected | Not Affected | Not Affected | Not Affected | Not Affected | Not Affected | Not Affected | Not Affected | Not Affected | Not Affected | Not Affected | Not Affected | Not Affected | Not Affected | Not Affected | Not Affected | Not Affected | 0 | 0 | 0 | 0 | 21 | Polygon
Critical Infrastructure | Stormwater Treatment Facilities and Pump Stations | Stormwater Ponds - NHD |  | STFPS_PG_13809 |  | Not Affected | Not Affected | Not Affected | Not Affected | Not Affected | Not Affected | Not Affected | Not Affected | Not Affected | Not Affected | Not Affected | Not Affected | Not Affected | Not Affected | Not Affected | Not Affected | Not Affected | Not Affected | Not Affected | Not Affected | Not Affected | 0 | 0 | 0 | 0 | 21 | Polygon
Critical Infrastructure | Stormwater Treatment Facilities and Pump Stations | Stormwater Ponds - NHD |  | STFPS_PG_13813 |  | Not Affected | Not Affected | Not Affected | Not Affected | Not Affected | Not Affected | Not Affected | Not Affected | Not Affected | Not Affected | Not Affected | Not Affected | Not Affected | Not Affected | Not Affected | Not Affected | Not Affected | Not Affected | Not Affected | Not Affected | Not Affected | 0 | 0 | 0 | 0 | 21 | Polygon
Critical Infrastructure | Stormwater Treatment Facilities and Pump Stations | Stormwater Ponds - NHD |  | STFPS_PG_13815 |  | Not Affected | Not Affected | Not Affected | Not Affected | Not Affected | Not Affected | Not Affected | Not Affected | Not Affected | Not Affected | Not Affected | Not Affected | Not Affected | Not Affected | Not Affected | Not Affected | Not Affected | Not Affected | Not Affected | Not Affected | Not Affected | 0 | 0 | 0 | 0 | 21 | Polygon
Critical Infrastructure | Stormwater Treatment Facilities and Pump Stations | Stormwater Ponds - NHD |  | STFPS_PG_13817 |  | Not Affected | Not Affected | Not Affected | Not Affected | Not Affected | Not Affected | Not Affected | Not Affected | Not Affected | Not Affected | Not Affected | Not Affected | Not Affected | Not Affected | Not Affected | Not Affected | Not Affected | Not Affected | Not Affected | Not Affected | Not Affected | 0 | 0 | 0 | 0 | 21 | Polygon
Critical Infrastructure | Stormwater Treatment Facilities and Pump Stations | Stormwater Ponds - NHD |  | STFPS_PG_13818 |  | Not Affected | Not Affected | Not Affected | Not Affected | Not Affected | Not Affected | Not Affected | Not Affected | Not Affected | Not Affected | Not Affected | Not Affected | Not Affected | Not Affected | Not Affected | Not Affected | Not Affected | Not Affected | Not Affected | Not Affected | Not Affected | 0 | 0 | 0 | 0 | 21 | Polygon
Critical Infrastructure | Stormwater Treatment Facilities and Pump Stations | Stormwater Ponds - NHD |  | STFPS_PG_13819 |  | Not Affected | Not Affected | Not Affected | Not Affected | Not Affected | Not Affected | Not Affected | Not Affected | Not Affected | Not Affected | Not Affected | Not Affected | Not Affected | Not Affected | Not Affected | Not Affected | Not Affected | Not Affected | Not Affected | Not Affected | Not Affected | 0 | 0 | 0 | 0 | 21 | Polygon
Critical Infrastructure | Stormwater Treatment Facilities and Pump Stations | Stormwater Ponds - NHD |  | STFPS_PG_13820 |  | Not Affected | Not Affected | Not Affected | Not Affected | Not Affected | Not Affected | Not Affected | Not Affected | Not Affected | Not Affected | Not Affected | Not Affected | Not Affected | Not Affected | Not Affected | Not Affected | Not Affected | Not Affected | Not Affected | Not Affected | Not Affected | 0 | 0 | 0 | 0 | 21 | Polygon
Critical Infrastructure | Stormwater Treatment Facilities and Pump Stations | Stormwater Ponds - NHD |  | STFPS_PG_13828 |  | Not Affected | Not Affected | Not Affected | Not Affected | Not Affected | Not Affected | Not Affected | Not Affected | Not Affected | Not Affected | Not Affected | Not Affected | Not Affected | Not Affected | Not Affected | Not Affected | Not Affected | Not Affected | Not Affected | Not Affected | Not Affected | 0 | 0 | 0 | 0 | 21 | Polygon
Critical Infrastructure | Stormwater Treatment Facilities and Pump Stations | Stormwater Ponds - NHD |  | STFPS_PG_13835 |  | Not Affected | Not Affected | Not Affected | Not Affected | Not Affected | Not Affected | Not Affected | Not Affected | Not Affected | Not Affected | Not Affected | Not Affected | Not Affected | Not Affected | Not Affected | Not Affected | Not Affected | Not Affected | Not Affected | Not Affected | Not Affected | 0 | 0 | 0 | 0 | 21 | Polygon
Critical Infrastructure | Stormwater Treatment Facilities and Pump Stations | Stormwater Ponds - NHD |  | STFPS_PG_13837 |  | Not Affected | Not Affected | Not Affected | Not Affected | Not Affected | Not Affected | Not Affected | Not Affected | Not Affected | Not Affected | Not Affected | Not Affected | Not Affected | Not Affected | Not Affected | Not Affected | Not Affected | Not Affected | Not Affected | Not Affected | Not Affected | 0 | 0 | 0 | 0 | 21 | Polygon
Critical Infrastructure | Stormwater Treatment Facilities and Pump Stations | Stormwater Ponds - NHD |  | STFPS_PG_13840 |  | Not Affected | Not Affected | Not Affected | Not Affected | Not Affected | Not Affected | Not Affected | Not Affected | Not Affected | Not Affected | Not Affected | Not Affected | Not Affected | Not Affected | Not Affected | Not Affected | Not Affected | Not Affected | Not Affected | Not Affected | Not Affected | 0 | 0 | 0 | 0 | 21 | Polygon
Critical Infrastructure | Stormwater Treatment Facilities and Pump Stations | Stormwater Ponds - NHD |  | STFPS_PG_13841 |  | Not Affected | Not Affected | Not Affected | Not Affected | Not Affected | Not Affected | Not Affected | Not Affected | Not Affected | Not Affected | Not Affected | Not Affected | Not Affected | Not Affected | Not Affected | Not Affected | Not Affected | Not Affected | Not Affected | Not Affected | Not Affected | 0 | 0 | 0 | 0 | 21 | Polygon
Critical Infrastructure | Stormwater Treatment Facilities and Pump Stations | Stormwater Ponds - NHD |  | STFPS_PG_13842 |  | Not Affected | Not Affected | Not Affected | Not Affected | Not Affected | Not Affected | Not Affected | Not Affected | Not Affected | Not Affected | Not Affected | Not Affected | Not Affected | Not Affected | Not Affected | Not Affected | Not Affected | Not Affected | Not Affected | Not Affected | Not Affected | 0 | 0 | 0 | 0 | 21 | Polygon
Critical Infrastructure | Stormwater Treatment Facilities and Pump Stations | Stormwater Ponds - NHD |  | STFPS_PG_13843 |  | Not Affected | Not Affected | Not Affected | Not Affected | Not Affected | Not Affected | Not Affected | Not Affected | Not Affected | Not Affected | Not Affected | Not Affected | Not Affected | Not Affected | Not Affected | Not Affected | Not Affected | Not Affected | Not Affected | Not Affected | Not Affected | 0 | 0 | 0 | 0 | 21 | Polygon
Critical Infrastructure | Stormwater Treatment Facilities and Pump Stations | Stormwater Ponds - NHD |  | STFPS_PG_13845 |  | Not Affected | Not Affected | Not Affected | Not Affected | Not Affected | Not Affected | Not Affected | Not Affected | Not Affected | Not Affected | Not Affected | Not Affected | Not Affected | Not Affected | Not Affected | Not Affected | Not Affected | Not Affected | Not Affected | Not Affected | Not Affected | 0 | 0 | 0 | 0 | 21 | Polygon
Critical Infrastructure | Stormwater Treatment Facilities and Pump Stations | Stormwater Ponds - NHD |  | STFPS_PG_13847 |  | Not Affected | Not Affected | Not Affected | Not Affected | Not Affected | Not Affected | Not Affected | Not Affected | Not Affected | Not Affected | Not Affected | Not Affected | Not Affected | Not Affected | Not Affected | Not Affected | Not Affected | Not Affected | Not Affected | Not Affected | Not Affected | 0 | 0 | 0 | 0 | 21 | Polygon
Critical Infrastructure | Stormwater Treatment Facilities and Pump Stations | Stormwater Ponds - NHD |  | STFPS_PG_13848 |  | Not Affected | Not Affected | Not Affected | Not Affected | Not Affected | Not Affected | Not Affected | Not Affected | Not Affected | Not Affected | Not Affected | Not Affected | Not Affected | Not Affected | Not Affected | Not Affected | Not Affected | Not Affected | Not Affected | Not Affected | Not Affected | 0 | 0 | 0 | 0 | 21 | Polygon
Critical Infrastructure | Stormwater Treatment Facilities and Pump Stations | Stormwater Ponds - NHD |  | STFPS_PG_13849 |  | Not Affected | Not Affected | Not Affected | Not Affected | Not Affected | Not Affected | Not Affected | Not Affected | Not Affected | Not Affected | Not Affected | Not Affected | Not Affected | Not Affected | Not Affected | Not Affected | Not Affected | Not Affected | Not Affected | Not Affected | Not Affected | 0 | 0 | 0 | 0 | 21 | Polygon
Critical Infrastructure | Stormwater Treatment Facilities and Pump Stations | Stormwater Ponds - NHD |  | STFPS_PG_13850 |  | Not Affected | Not Affected | Not Affected | Not Affected | Not Affected | Not Affected | Not Affected | Not Affected | Not Affected | Not Affected | Not Affected | Not Affected | Not Affected | Not Affected | Not Affected | Not Affected | Not Affected | Not Affected | Not Affected | Not Affected | Not Affected | 0 | 0 | 0 | 0 | 21 | Polygon
Critical Infrastructure | Stormwater Treatment Facilities and Pump Stations | Stormwater Ponds - NHD |  | STFPS_PG_13854 |  | Not Affected | Not Affected | Not Affected | Not Affected | Not Affected | Not Affected | Not Affected | Not Affected | Not Affected | Not Affected | Not Affected | Not Affected | Not Affected | Not Affected | Not Affected | Not Affected | Not Affected | Not Affected | Not Affected | Not Affected | Not Affected | 0 | 0 | 0 | 0 | 21 | Polygon
Critical Infrastructure | Stormwater Treatment Facilities and Pump Stations | Stormwater Ponds - NHD |  | STFPS_PG_13863 |  | Not Affected | Not Affected | Not Affected | Not Affected | Not Affected | Not Affected | Not Affected | Not Affected | Not Affected | Not Affected | Not Affected | Not Affected | Not Affected | Not Affected | Not Affected | Not Affected | Not Affected | Not Affected | Not Affected | Not Affected | Not Affected | 0 | 0 | 0 | 0 | 21 | Polygon
Critical Infrastructure | Stormwater Treatment Facilities and Pump Stations | Stormwater Ponds - NHD |  | STFPS_PG_13868 |  | Not Affected | Not Affected | Not Affected | Not Affected | Not Affected | Not Affected | Not Affected | Not Affected | Not Affected | Not Affected | Not Affected | Not Affected | Not Affected | Not Affected | Not Affected | Not Affected | Not Affected | Not Affected | Not Affected | Not Affected | Not Affected | 0 | 0 | 0 | 0 | 21 | Polygon
Critical Infrastructure | Stormwater Treatment Facilities and Pump Stations | Stormwater Ponds - NHD |  | STFPS_PG_13872 |  | Not Affected | Not Affected | Not Affected | Not Affected | Not Affected | Not Affected | Not Affected | Not Affected | Not Affected | Not Affected | Not Affected | Not Affected | Not Affected | Not Affected | Not Affected | Not Affected | Not Affected | Not Affected | Not Affected | Not Affected | Not Affected | 0 | 0 | 0 | 0 | 21 | Polygon
Critical Infrastructure | Stormwater Treatment Facilities and Pump Stations | Stormwater Ponds - NHD |  | STFPS_PG_13876 |  | Not Affected | Not Affected | Not Affected | Not Affected | Not Affected | Not Affected | Not Affected | Not Affected | Not Affected | Not Affected | Not Affected | Not Affected | Not Affected | Not Affected | Not Affected | Not Affected | Not Affected | Not Affected | Not Affected | Not Affected | Not Affected | 0 | 0 | 0 | 0 | 21 | Polygon
Critical Infrastructure | Stormwater Treatment Facilities and Pump Stations | Stormwater Ponds - NHD |  | STFPS_PG_13880 |  | Not Affected | Not Affected | Not Affected | Not Affected | Not Affected | Not Affected | Not Affected | Not Affected | Not Affected | Not Affected | Not Affected | Not Affected | Not Affected | Not Affected | Not Affected | Not Affected | Not Affected | Not Affected | Not Affected | Not Affected | Not Affected | 0 | 0 | 0 | 0 | 21 | Polygon
Critical Infrastructure | Stormwater Treatment Facilities and Pump Stations | Stormwater Ponds - NHD |  | STFPS_PG_13883 |  | Not Affected | Not Affected | Not Affected | Not Affected | Not Affected | Not Affected | Not Affected | Not Affected | Not Affected | Not Affected | Not Affected | Not Affected | Not Affected | Not Affected | Not Affected | Not Affected | Not Affected | Not Affected | Not Affected | Not Affected | Not Affected | 0 | 0 | 0 | 0 | 21 | Polygon
Critical Infrastructure | Stormwater Treatment Facilities and Pump Stations | Stormwater Ponds - NHD |  | STFPS_PG_13886 |  | Not Affected | Not Affected | Not Affected | Not Affected | Not Affected | Not Affected | Not Affected | Not Affected | Not Affected | Not Affected | Not Affected | Not Affected | Not Affected | Not Affected | Not Affected | Not Affected | Not Affected | Not Affected | Not Affected | Not Affected | Not Affected | 0 | 0 | 0 | 0 | 21 | Polygon
Critical Infrastructure | Stormwater Treatment Facilities and Pump Stations | Stormwater Ponds - NHD |  | STFPS_PG_13889 |  | Not Affected | Not Affected | Not Affected | Not Affected | Not Affected | Not Affected | Not Affected | Not Affected | Not Affected | Not Affected | Not Affected | Not Affected | Not Affected | Not Affected | Not Affected | Not Affected | Not Affected | Not Affected | Not Affected | Not Affected | Not Affected | 0 | 0 | 0 | 0 | 21 | Polygon
Critical Infrastructure | Stormwater Treatment Facilities and Pump Stations | Stormwater Ponds - NHD |  | STFPS_PG_13890 |  | Not Affected | Not Affected | Not Affected | Not Affected | Not Affected | Not Affected | Not Affected | Not Affected | Not Affected | Not Affected | Not Affected | Not Affected | Not Affected | Not Affected | Not Affected | Not Affected | Not Affected | Not Affected | Not Affected | Not Affected | Not Affected | 0 | 0 | 0 | 0 | 21 | Polygon
Critical Infrastructure | Stormwater Treatment Facilities and Pump Stations | Stormwater Ponds - NHD |  | STFPS_PG_13891 |  | Not Affected | Not Affected | Not Affected | Not Affected | Not Affected | Not Affected | Not Affected | Not Affected | Not Affected | Not Affected | Not Affected | Not Affected | Not Affected | Not Affected | Not Affected | Not Affected | Not Affected | Not Affected | Not Affected | Not Affected | Not Affected | 0 | 0 | 0 | 0 | 21 | Polygon
Critical Infrastructure | Stormwater Treatment Facilities and Pump Stations | Stormwater Ponds - NHD |  | STFPS_PG_13896 |  | Not Affected | Not Affected | Not Affected | Not Affected | Not Affected | Not Affected | Not Affected | Not Affected | Not Affected | Not Affected | Not Affected | Not Affected | Not Affected | Not Affected | Not Affected | Not Affected | Not Affected | Not Affected | Not Affected | Not Affected | Not Affected | 0 | 0 | 0 | 0 | 21 | Polygon
Critical Infrastructure | Stormwater Treatment Facilities and Pump Stations | Stormwater Ponds - NHD |  | STFPS_PG_13899 |  | Not Affected | Not Affected | Not Affected | Not Affected | Not Affected | Not Affected | Not Affected | Not Affected | Not Affected | Not Affected | Not Affected | Not Affected | Not Affected | Not Affected | Not Affected | Not Affected | Not Affected | Not Affected | Not Affected | Not Affected | Not Affected | 0 | 0 | 0 | 0 | 21 | Polygon
Critical Infrastructure | Stormwater Treatment Facilities and Pump Stations | Stormwater Ponds - NHD |  | STFPS_PG_13900 |  | Not Affected | Not Affected | Not Affected | Not Affected | Not Affected | Not Affected | Not Affected | Not Affected | Not Affected | Not Affected | Not Affected | Not Affected | Not Affected | Not Affected | Not Affected | Not Affected | Not Affected | Not Affected | Not Affected | Not Affected | Not Affected | 0 | 0 | 0 | 0 | 21 | Polygon
Critical Infrastructure | Stormwater Treatment Facilities and Pump Stations | Stormwater Ponds - NHD |  | STFPS_PG_13904 |  | Not Affected | Not Affected | Not Affected | Not Affected | Not Affected | Not Affected | Not Affected | Not Affected | Not Affected | Not Affected | Not Affected | Not Affected | Not Affected | Not Affected | Not Affected | Not Affected | Not Affected | Not Affected | Not Affected | Not Affected | Not Affected | 0 | 0 | 0 | 0 | 21 | Polygon
Critical Infrastructure | Stormwater Treatment Facilities and Pump Stations | Stormwater Ponds - NHD |  | STFPS_PG_13905 |  | Not Affected | Not Affected | Not Affected | Not Affected | Not Affected | Not Affected | Not Affected | Not Affected | Not Affected | Not Affected | Not Affected | Not Affected | Not Affected | Not Affected | Not Affected | Not Affected | Not Affected | Not Affected | Not Affected | Not Affected | Not Affected | 0 | 0 | 0 | 0 | 21 | Polygon
Critical Infrastructure | Stormwater Treatment Facilities and Pump Stations | Stormwater Ponds - NHD |  | STFPS_PG_13906 |  | Not Affected | Not Affected | Not Affected | Not Affected | Not Affected | Not Affected | Not Affected | Not Affected | Not Affected | Not Affected | Not Affected | Not Affected | Not Affected | Not Affected | Not Affected | Not Affected | Not Affected | Not Affected | Not Affected | Not Affected | Not Affected | 0 | 0 | 0 | 0 | 21 | Polygon
Critical Infrastructure | Stormwater Treatment Facilities and Pump Stations | Stormwater Ponds - NHD |  | STFPS_PG_13908 |  | Not Affected | Not Affected | Not Affected | Not Affected | Not Affected | Not Affected | Not Affected | Not Affected | Not Affected | Not Affected | Not Affected | Not Affected | Not Affected | Not Affected | Not Affected | Not Affected | Not Affected | Not Affected | Not Affected | Not Affected | Not Affected | 0 | 0 | 0 | 0 | 21 | Polygon
Critical Infrastructure | Stormwater Treatment Facilities and Pump Stations | Stormwater Ponds - NHD |  | STFPS_PG_13910 |  | Not Affected | Not Affected | Not Affected | Not Affected | Not Affected | Not Affected | Not Affected | Not Affected | Not Affected | Not Affected | Not Affected | Not Affected | Not Affected | Not Affected | Not Affected | Not Affected | Not Affected | Not Affected | Not Affected | Not Affected | Not Affected | 0 | 0 | 0 | 0 | 21 | Polygon
Critical Infrastructure | Stormwater Treatment Facilities and Pump Stations | Stormwater Ponds - NHD |  | STFPS_PG_13912 |  | Not Affected | Not Affected | Not Affected | Not Affected | Not Affected | Not Affected | Not Affected | Not Affected | Not Affected | Not Affected | Not Affected | Not Affected | Not Affected | Not Affected | Not Affected | Not Affected | Not Affected | Not Affected | Not Affected | Not Affected | Not Affected | 0 | 0 | 0 | 0 | 21 | Polygon
Critical Infrastructure | Stormwater Treatment Facilities and Pump Stations | Stormwater Ponds - NHD |  | STFPS_PG_13913 |  | Not Affected | Not Affected | Not Affected | Not Affected | Not Affected | Not Affected | Not Affected | Not Affected | Not Affected | Not Affected | Not Affected | Not Affected | Not Affected | Not Affected | Not Affected | Not Affected | Not Affected | Not Affected | Not Affected | Not Affected | Not Affected | 0 | 0 | 0 | 0 | 21 | Polygon
Critical Infrastructure | Stormwater Treatment Facilities and Pump Stations | Stormwater Ponds - NHD |  | STFPS_PG_13914 |  | Not Affected | Not Affected | Not Affected | Not Affected | Not Affected | Not Affected | Not Affected | Not Affected | Not Affected | Not Affected | Not Affected | Not Affected | Not Affected | Not Affected | Not Affected | Not Affected | Not Affected | Not Affected | Not Affected | Not Affected | Not Affected | 0 | 0 | 0 | 0 | 21 | Polygon
Critical Infrastructure | Stormwater Treatment Facilities and Pump Stations | Stormwater Ponds - NHD |  | STFPS_PG_13915 |  | Not Affected | Not Affected | Not Affected | Not Affected | Not Affected | Not Affected | Not Affected | Not Affected | Not Affected | Not Affected | Not Affected | Not Affected | Not Affected | Not Affected | Not Affected | Not Affected | Not Affected | Not Affected | Not Affected | Not Affected | Not Affected | 0 | 0 | 0 | 0 | 21 | Polygon
Critical Infrastructure | Stormwater Treatment Facilities and Pump Stations | Stormwater Ponds - NHD |  | STFPS_PG_13917 |  | Not Affected | Not Affected | Not Affected | Not Affected | Not Affected | Not Affected | Not Affected | Not Affected | Not Affected | Not Affected | Not Affected | Not Affected | Not Affected | Not Affected | Not Affected | Not Affected | Not Affected | Not Affected | Not Affected | Not Affected | Not Affected | 0 | 0 | 0 | 0 | 21 | Polygon
Critical Infrastructure | Stormwater Treatment Facilities and Pump Stations | Stormwater Ponds - NHD |  | STFPS_PG_13918 |  | Not Affected | Not Affected | Not Affected | Not Affected | Not Affected | Not Affected | Not Affected | Not Affected | Not Affected | Not Affected | Not Affected | Not Affected | Not Affected | Not Affected | Not Affected | Not Affected | Not Affected | Not Affected | Not Affected | Not Affected | Not Affected | 0 | 0 | 0 | 0 | 21 | Polygon
Critical Infrastructure | Stormwater Treatment Facilities and Pump Stations | Stormwater Ponds - NHD |  | STFPS_PG_13920 |  | Not Affected | Not Affected | Not Affected | Not Affected | Not Affected | Not Affected | Not Affected | Not Affected | Not Affected | Not Affected | Not Affected | Not Affected | Not Affected | Not Affected | Not Affected | Not Affected | Not Affected | Not Affected | Not Affected | Not Affected | Not Affected | 0 | 0 | 0 | 0 | 21 | Polygon
Critical Infrastructure | Stormwater Treatment Facilities and Pump Stations | Stormwater Ponds - NHD |  | STFPS_PG_13921 |  | Not Affected | Not Affected | Not Affected | Not Affected | Not Affected | Not Affected | Not Affected | Not Affected | Not Affected | Not Affected | Not Affected | Not Affected | Not Affected | Not Affected | Not Affected | Not Affected | Not Affected | Not Affected | Not Affected | Not Affected | Not Affected | 0 | 0 | 0 | 0 | 21 | Polygon
Critical Infrastructure | Stormwater Treatment Facilities and Pump Stations | Stormwater Ponds - NHD |  | STFPS_PG_13922 |  | Not Affected | Not Affected | Not Affected | Not Affected | Not Affected | Not Affected | Not Affected | Not Affected | Not Affected | Not Affected | Not Affected | Not Affected | Not Affected | Not Affected | Not Affected | Not Affected | Not Affected | Not Affected | Not Affected | Not Affected | Not Affected | 0 | 0 | 0 | 0 | 21 | Polygon
Critical Infrastructure | Stormwater Treatment Facilities and Pump Stations | Stormwater Ponds - NHD |  | STFPS_PG_13925 |  | Not Affected | Not Affected | Not Affected | Not Affected | Not Affected | Not Affected | Not Affected | Not Affected | Not Affected | Not Affected | Not Affected | Not Affected | Not Affected | Not Affected | Not Affected | Not Affected | Not Affected | Not Affected | Not Affected | Not Affected | Not Affected | 0 | 0 | 0 | 0 | 21 | Polygon
Critical Infrastructure | Stormwater Treatment Facilities and Pump Stations | Stormwater Ponds - NHD |  | STFPS_PG_13927 |  | Not Affected | Not Affected | Not Affected | Not Affected | Not Affected | Not Affected | Not Affected | Not Affected | Not Affected | Not Affected | Not Affected | Not Affected | Not Affected | Not Affected | Not Affected | Not Affected | Not Affected | Not Affected | Not Affected | Not Affected | Not Affected | 0 | 0 | 0 | 0 | 21 | Polygon
Critical Infrastructure | Stormwater Treatment Facilities and Pump Stations | Stormwater Ponds - NHD |  | STFPS_PG_13931 |  | Not Affected | Not Affected | Not Affected | Not Affected | Not Affected | Not Affected | Not Affected | Not Affected | Not Affected | Not Affected | Not Affected | Not Affected | Not Affected | Not Affected | Not Affected | Not Affected | Not Affected | Not Affected | Not Affected | Not Affected | Not Affected | 0 | 0 | 0 | 0 | 21 | Polygon
Critical Infrastructure | Stormwater Treatment Facilities and Pump Stations | Stormwater Ponds - NHD |  | STFPS_PG_13933 |  | Not Affected | Not Affected | Not Affected | Not Affected | Not Affected | Not Affected | Not Affected | Not Affected | Not Affected | Not Affected | Not Affected | Not Affected | Not Affected | Not Affected | Not Affected | Not Affected | Not Affected | Not Affected | Not Affected | Not Affected | Not Affected | 0 | 0 | 0 | 0 | 21 | Polygon
Critical Infrastructure | Stormwater Treatment Facilities and Pump Stations | Stormwater Ponds - NHD |  | STFPS_PG_13936 |  | Not Affected | Not Affected | Not Affected | Not Affected | Not Affected | Not Affected | Not Affected | Not Affected | Not Affected | Not Affected | Not Affected | Not Affected | Not Affected | Not Affected | Not Affected | Not Affected | Not Affected | Not Affected | Not Affected | Not Affected | Not Affected | 0 | 0 | 0 | 0 | 21 | Polygon
Critical Infrastructure | Stormwater Treatment Facilities and Pump Stations | Stormwater Ponds - NHD |  | STFPS_PG_13937 |  | Not Affected | Not Affected | Not Affected | Not Affected | Not Affected | Not Affected | Not Affected | Not Affected | Not Affected | Not Affected | Not Affected | Not Affected | Not Affected | Not Affected | Not Affected | Not Affected | Not Affected | Not Affected | Not Affected | Not Affected | Not Affected | 0 | 0 | 0 | 0 | 21 | Polygon
Critical Infrastructure | Stormwater Treatment Facilities and Pump Stations | Stormwater Ponds - NHD |  | STFPS_PG_13940 |  | Not Affected | Not Affected | Not Affected | Not Affected | Not Affected | Not Affected | Not Affected | Not Affected | Not Affected | Not Affected | Not Affected | Not Affected | Not Affected | Not Affected | Not Affected | Not Affected | Not Affected | Not Affected | Not Affected | Not Affected | Not Affected | 0 | 0 | 0 | 0 | 21 | Polygon
Critical Infrastructure | Stormwater Treatment Facilities and Pump Stations | Stormwater Ponds - NHD |  | STFPS_PG_13941 |  | Not Affected | Not Affected | Not Affected | Not Affected | Not Affected | Not Affected | Not Affected | Not Affected | Not Affected | Not Affected | Not Affected | Not Affected | Not Affected | Not Affected | Not Affected | Not Affected | Not Affected | Not Affected | Not Affected | Not Affected | Not Affected | 0 | 0 | 0 | 0 | 21 | Polygon
Critical Infrastructure | Stormwater Treatment Facilities and Pump Stations | Stormwater Ponds - NHD |  | STFPS_PG_13946 |  | Not Affected | Not Affected | Not Affected | Not Affected | Not Affected | Not Affected | Not Affected | Not Affected | Not Affected | Not Affected | Not Affected | Not Affected | Not Affected | Not Affected | Not Affected | Not Affected | Not Affected | Not Affected | Not Affected | Not Affected | Not Affected | 0 | 0 | 0 | 0 | 21 | Polygon
Critical Infrastructure | Stormwater Treatment Facilities and Pump Stations | Stormwater Ponds - NHD |  | STFPS_PG_13947 |  | Not Affected | Not Affected | Not Affected | Not Affected | Not Affected | Not Affected | Not Affected | Not Affected | Not Affected | Not Affected | Not Affected | Not Affected | Not Affected | Not Affected | Not Affected | Not Affected | Not Affected | Not Affected | Not Affected | Not Affected | Not Affected | 0 | 0 | 0 | 0 | 21 | Polygon
Critical Infrastructure | Stormwater Treatment Facilities and Pump Stations | Stormwater Ponds - NHD |  | STFPS_PG_13948 |  | Not Affected | Not Affected | Not Affected | Not Affected | Not Affected | Not Affected | Not Affected | Not Affected | Not Affected | Not Affected | Not Affected | Not Affected | Not Affected | Not Affected | Not Affected | Not Affected | Not Affected | Not Affected | Not Affected | Not Affected | Not Affected | 0 | 0 | 0 | 0 | 21 | Polygon
Critical Infrastructure | Stormwater Treatment Facilities and Pump Stations | Stormwater Ponds - NHD |  | STFPS_PG_13949 |  | Not Affected | Not Affected | Not Affected | Not Affected | Not Affected | Not Affected | Not Affected | Not Affected | Not Affected | Not Affected | Not Affected | Not Affected | Not Affected | Not Affected | Not Affected | Not Affected | Not Affected | Not Affected | Not Affected | Not Affected | Not Affected | 0 | 0 | 0 | 0 | 21 | Polygon
Critical Infrastructure | Stormwater Treatment Facilities and Pump Stations | Stormwater Ponds - NHD |  | STFPS_PG_13952 |  | Not Affected | Not Affected | Not Affected | Not Affected | Not Affected | Not Affected | Not Affected | Not Affected | Not Affected | Not Affected | Not Affected | Not Affected | Not Affected | Not Affected | Not Affected | Not Affected | Not Affected | Not Affected | Not Affected | Not Affected | Not Affected | 0 | 0 | 0 | 0 | 21 | Polygon
Critical Infrastructure | Stormwater Treatment Facilities and Pump Stations | Stormwater Ponds - NHD |  | STFPS_PG_13954 |  | Not Affected | Not Affected | Not Affected | Not Affected | Not Affected | Not Affected | Not Affected | Not Affected | Not Affected | Not Affected | Not Affected | Not Affected | Not Affected | Not Affected | Not Affected | Not Affected | Not Affected | Not Affected | Not Affected | Not Affected | Not Affected | 0 | 0 | 0 | 0 | 21 | Polygon
Critical Infrastructure | Stormwater Treatment Facilities and Pump Stations | Stormwater Ponds - NHD |  | STFPS_PG_13956 |  | Not Affected | Not Affected | Not Affected | Not Affected | Not Affected | Not Affected | Not Affected | Not Affected | Not Affected | Not Affected | Not Affected | Not Affected | Not Affected | Not Affected | Not Affected | Not Affected | Not Affected | Not Affected | Not Affected | Not Affected | Not Affected | 0 | 0 | 0 | 0 | 21 | Polygon
Critical Infrastructure | Stormwater Treatment Facilities and Pump Stations | Stormwater Ponds - NHD |  | STFPS_PG_13957 |  | Not Affected | Not Affected | Not Affected | Not Affected | Not Affected | Not Affected | Not Affected | Not Affected | Not Affected | Not Affected | Not Affected | Not Affected | Not Affected | Not Affected | Not Affected | Not Affected | Not Affected | Not Affected | Not Affected | Not Affected | Not Affected | 0 | 0 | 0 | 0 | 21 | Polygon
Critical Infrastructure | Stormwater Treatment Facilities and Pump Stations | Stormwater Ponds - NHD |  | STFPS_PG_13958 |  | Not Affected | Not Affected | Not Affected | Not Affected | Not Affected | Not Affected | Not Affected | Not Affected | Not Affected | Not Affected | Not Affected | Not Affected | Not Affected | Not Affected | Not Affected | Not Affected | Not Affected | Not Affected | Not Affected | Not Affected | Not Affected | 0 | 0 | 0 | 0 | 21 | Polygon
Critical Infrastructure | Stormwater Treatment Facilities and Pump Stations | Stormwater Ponds - NHD |  | STFPS_PG_13960 |  | Not Affected | Not Affected | Not Affected | Not Affected | Not Affected | Not Affected | Not Affected | Not Affected | Not Affected | Not Affected | Not Affected | Not Affected | Not Affected | Not Affected | Not Affected | Not Affected | Not Affected | Not Affected | Not Affected | Not Affected | Not Affected | 0 | 0 | 0 | 0 | 21 | Polygon
Critical Infrastructure | Stormwater Treatment Facilities and Pump Stations | Stormwater Ponds - NHD |  | STFPS_PG_13965 |  | Not Affected | Not Affected | Not Affected | Not Affected | Not Affected | Not Affected | Not Affected | Not Affected | Not Affected | Not Affected | Not Affected | Not Affected | Not Affected | Not Affected | Not Affected | Not Affected | Not Affected | Not Affected | Not Affected | Not Affected | Not Affected | 0 | 0 | 0 | 0 | 21 | Polygon
Critical Infrastructure | Stormwater Treatment Facilities and Pump Stations | Stormwater Ponds - NHD |  | STFPS_PG_13969 |  | Not Affected | Not Affected | Not Affected | Not Affected | Not Affected | Not Affected | Not Affected | Not Affected | Not Affected | Not Affected | Not Affected | Not Affected | Not Affected | Not Affected | Not Affected | Not Affected | Not Affected | Not Affected | Not Affected | Not Affected | Not Affected | 0 | 0 | 0 | 0 | 21 | Polygon
Critical Infrastructure | Stormwater Treatment Facilities and Pump Stations | Stormwater Ponds - NHD |  | STFPS_PG_13970 |  | Not Affected | Not Affected | Not Affected | Not Affected | Not Affected | Not Affected | Not Affected | Not Affected | Not Affected | Not Affected | Not Affected | Not Affected | Not Affected | Not Affected | Not Affected | Not Affected | Not Affected | Not Affected | Not Affected | Not Affected | Not Affected | 0 | 0 | 0 | 0 | 21 | Polygon
Critical Infrastructure | Stormwater Treatment Facilities and Pump Stations | Stormwater Ponds - NHD |  | STFPS_PG_13972 |  | Not Affected | Not Affected | Not Affected | Not Affected | Not Affected | Not Affected | Not Affected | Not Affected | Not Affected | Not Affected | Not Affected | Not Affected | Not Affected | Not Affected | Not Affected | Not Affected | Not Affected | Not Affected | Not Affected | Not Affected | Not Affected | 0 | 0 | 0 | 0 | 21 | Polygon
Critical Infrastructure | Stormwater Treatment Facilities and Pump Stations | Stormwater Ponds - NHD |  | STFPS_PG_13973 |  | Not Affected | Not Affected | Not Affected | Not Affected | Not Affected | Not Affected | Not Affected | Not Affected | Not Affected | Not Affected | Not Affected | Not Affected | Not Affected | Not Affected | Not Affected | Not Affected | Not Affected | Not Affected | Not Affected | Not Affected | Not Affected | 0 | 0 | 0 | 0 | 21 | Polygon
Critical Infrastructure | Stormwater Treatment Facilities and Pump Stations | Stormwater Ponds - NHD |  | STFPS_PG_13976 |  | Not Affected | Not Affected | Not Affected | Not Affected | Not Affected | Not Affected | Not Affected | Not Affected | Not Affected | Not Affected | Not Affected | Not Affected | Not Affected | Not Affected | Not Affected | Not Affected | Not Affected | Not Affected | Not Affected | Not Affected | Not Affected | 0 | 0 | 0 | 0 | 21 | Polygon
Critical Infrastructure | Stormwater Treatment Facilities and Pump Stations | Stormwater Ponds - NHD |  | STFPS_PG_13977 |  | Not Affected | Not Affected | Not Affected | Not Affected | Not Affected | Not Affected | Not Affected | Not Affected | Not Affected | Not Affected | Not Affected | Not Affected | Not Affected | Not Affected | Not Affected | Not Affected | Not Affected | Not Affected | Not Affected | Not Affected | Not Affected | 0 | 0 | 0 | 0 | 21 | Polygon
Critical Infrastructure | Stormwater Treatment Facilities and Pump Stations | Stormwater Ponds - NHD |  | STFPS_PG_13979 |  | Not Affected | Not Affected | Not Affected | Not Affected | Not Affected | Not Affected | Not Affected | Not Affected | Not Affected | Not Affected | Not Affected | Not Affected | Not Affected | Not Affected | Not Affected | Not Affected | Not Affected | Not Affected | Not Affected | Not Affected | Not Affected | 0 | 0 | 0 | 0 | 21 | Polygon
Critical Infrastructure | Stormwater Treatment Facilities and Pump Stations | Stormwater Ponds - NHD |  | STFPS_PG_13980 |  | Not Affected | Not Affected | Not Affected | Not Affected | Not Affected | Not Affected | Not Affected | Not Affected | Not Affected | Not Affected | Not Affected | Not Affected | Not Affected | Not Affected | Not Affected | Not Affected | Not Affected | Not Affected | Not Affected | Not Affected | Not Affected | 0 | 0 | 0 | 0 | 21 | Polygon
Critical Infrastructure | Stormwater Treatment Facilities and Pump Stations | Stormwater Ponds - NHD |  | STFPS_PG_13981 |  | Not Affected | Not Affected | Not Affected | Not Affected | Not Affected | Not Affected | Not Affected | Not Affected | Not Affected | Not Affected | Not Affected | Not Affected | Not Affected | Not Affected | Not Affected | Not Affected | Not Affected | Not Affected | Not Affected | Not Affected | Not Affected | 0 | 0 | 0 | 0 | 21 | Polygon
Critical Infrastructure | Stormwater Treatment Facilities and Pump Stations | Stormwater Ponds - NHD |  | STFPS_PG_13982 |  | Not Affected | Not Affected | Not Affected | Not Affected | Not Affected | Not Affected | Not Affected | Not Affected | Not Affected | Not Affected | Not Affected | Not Affected | Not Affected | Not Affected | Not Affected | Not Affected | Not Affected | Not Affected | Not Affected | Not Affected | Not Affected | 0 | 0 | 0 | 0 | 21 | Polygon
Critical Infrastructure | Stormwater Treatment Facilities and Pump Stations | Stormwater Ponds - NHD |  | STFPS_PG_13983 |  | Not Affected | Not Affected | Not Affected | Not Affected | Not Affected | Not Affected | Not Affected | Not Affected | Not Affected | Not Affected | Not Affected | Not Affected | Not Affected | Not Affected | Not Affected | Not Affected | Not Affected | Not Affected | Not Affected | Not Affected | Not Affected | 0 | 0 | 0 | 0 | 21 | Polygon
Critical Infrastructure | Stormwater Treatment Facilities and Pump Stations | Stormwater Ponds - NHD |  | STFPS_PG_13984 |  | Not Affected | Not Affected | Not Affected | Not Affected | Not Affected | Not Affected | Not Affected | Not Affected | Not Affected | Not Affected | Not Affected | Not Affected | Not Affected | Not Affected | Not Affected | Not Affected | Not Affected | Not Affected | Not Affected | Not Affected | Not Affected | 0 | 0 | 0 | 0 | 21 | Polygon
Critical Infrastructure | Stormwater Treatment Facilities and Pump Stations | Stormwater Ponds - NHD |  | STFPS_PG_13985 |  | Not Affected | Not Affected | Not Affected | Not Affected | Not Affected | Not Affected | Not Affected | Not Affected | Not Affected | Not Affected | Not Affected | Not Affected | Not Affected | Not Affected | Not Affected | Not Affected | Not Affected | Not Affected | Not Affected | Not Affected | Not Affected | 0 | 0 | 0 | 0 | 21 | Polygon
Critical Infrastructure | Stormwater Treatment Facilities and Pump Stations | Stormwater Ponds - NHD |  | STFPS_PG_13986 |  | Not Affected | Not Affected | Not Affected | Not Affected | Not Affected | Not Affected | Not Affected | Not Affected | Not Affected | Not Affected | Not Affected | Not Affected | Not Affected | Not Affected | Not Affected | Not Affected | Not Affected | Not Affected | Not Affected | Not Affected | Not Affected | 0 | 0 | 0 | 0 | 21 | Polygon
Critical Infrastructure | Stormwater Treatment Facilities and Pump Stations | Stormwater Ponds - NHD |  | STFPS_PG_13987 |  | Not Affected | Not Affected | Not Affected | Not Affected | Not Affected | Not Affected | Not Affected | Not Affected | Not Affected | Not Affected | Not Affected | Not Affected | Not Affected | Not Affected | Not Affected | Not Affected | Not Affected | Not Affected | Not Affected | Not Affected | Not Affected | 0 | 0 | 0 | 0 | 21 | Polygon
Critical Infrastructure | Stormwater Treatment Facilities and Pump Stations | Stormwater Ponds - NHD |  | STFPS_PG_13989 |  | Not Affected | Not Affected | Not Affected | Not Affected | Not Affected | Not Affected | Not Affected | Not Affected | Not Affected | Not Affected | Not Affected | Not Affected | Not Affected | Not Affected | Not Affected | Not Affected | Not Affected | Not Affected | Not Affected | Not Affected | Not Affected | 0 | 0 | 0 | 0 | 21 | Polygon
Critical Infrastructure | Stormwater Treatment Facilities and Pump Stations | Stormwater Ponds - NHD |  | STFPS_PG_13991 |  | Not Affected | Not Affected | Not Affected | Not Affected | Not Affected | Not Affected | Not Affected | Not Affected | Not Affected | Not Affected | Not Affected | Not Affected | Not Affected | Not Affected | Not Affected | Not Affected | Not Affected | Not Affected | Not Affected | Not Affected | Not Affected | 0 | 0 | 0 | 0 | 21 | Polygon
Critical Infrastructure | Stormwater Treatment Facilities and Pump Stations | Stormwater Ponds - NHD |  | STFPS_PG_13993 |  | Not Affected | Not Affected | Not Affected | Not Affected | Not Affected | Not Affected | Not Affected | Not Affected | Not Affected | Not Affected | Not Affected | Not Affected | Not Affected | Not Affected | Not Affected | Not Affected | Not Affected | Not Affected | Not Affected | Not Affected | Not Affected | 0 | 0 | 0 | 0 | 21 | Polygon
Critical Infrastructure | Stormwater Treatment Facilities and Pump Stations | Stormwater Ponds - NHD |  | STFPS_PG_13994 |  | Not Affected | Not Affected | Not Affected | Not Affected | Not Affected | Not Affected | Not Affected | Not Affected | Not Affected | Not Affected | Not Affected | Not Affected | Not Affected | Not Affected | Not Affected | Not Affected | Not Affected | Not Affected | Not Affected | Not Affected | Not Affected | 0 | 0 | 0 | 0 | 21 | Polygon
Critical Infrastructure | Stormwater Treatment Facilities and Pump Stations | Stormwater Ponds - NHD |  | STFPS_PG_13996 |  | Not Affected | Not Affected | Not Affected | Not Affected | Not Affected | Not Affected | Not Affected | Not Affected | Not Affected | Not Affected | Not Affected | Not Affected | Not Affected | Not Affected | Not Affected | Not Affected | Not Affected | Not Affected | Not Affected | Not Affected | Not Affected | 0 | 0 | 0 | 0 | 21 | Polygon
Critical Infrastructure | Stormwater Treatment Facilities and Pump Stations | Stormwater Ponds - NHD |  | STFPS_PG_14002 |  | Not Affected | Not Affected | Not Affected | Not Affected | Not Affected | Not Affected | Not Affected | Not Affected | Not Affected | Not Affected | Not Affected | Not Affected | Not Affected | Not Affected | Not Affected | Not Affected | Not Affected | Not Affected | Not Affected | Not Affected | Not Affected | 0 | 0 | 0 | 0 | 21 | Polygon
Critical Infrastructure | Stormwater Treatment Facilities and Pump Stations | Stormwater Ponds - NHD |  | STFPS_PG_14003 |  | Not Affected | Not Affected | Not Affected | Not Affected | Not Affected | Not Affected | Not Affected | Not Affected | Not Affected | Not Affected | Not Affected | Not Affected | Not Affected | Not Affected | Not Affected | Not Affected | Not Affected | Not Affected | Not Affected | Not Affected | Not Affected | 0 | 0 | 0 | 0 | 21 | Polygon
Critical Infrastructure | Stormwater Treatment Facilities and Pump Stations | Stormwater Ponds - NHD |  | STFPS_PG_14004 |  | Not Affected | Not Affected | Not Affected | Not Affected | Not Affected | Not Affected | Not Affected | Not Affected | Not Affected | Not Affected | Not Affected | Not Affected | Not Affected | Not Affected | Not Affected | Not Affected | Not Affected | Not Affected | Not Affected | Not Affected | Not Affected | 0 | 0 | 0 | 0 | 21 | Polygon
Critical Infrastructure | Stormwater Treatment Facilities and Pump Stations | Stormwater Ponds - NHD |  | STFPS_PG_14006 |  | Not Affected | Not Affected | Not Affected | Not Affected | Not Affected | Not Affected | Not Affected | Not Affected | Not Affected | Not Affected | Not Affected | Not Affected | Not Affected | Not Affected | Not Affected | Not Affected | Not Affected | Not Affected | Not Affected | Not Affected | Not Affected | 0 | 0 | 0 | 0 | 21 | Polygon
Critical Infrastructure | Stormwater Treatment Facilities and Pump Stations | Stormwater Ponds - NHD |  | STFPS_PG_14007 |  | Not Affected | Not Affected | Not Affected | Not Affected | Not Affected | Not Affected | Not Affected | Not Affected | Not Affected | Not Affected | Not Affected | Not Affected | Not Affected | Not Affected | Not Affected | Not Affected | Not Affected | Not Affected | Not Affected | Not Affected | Not Affected | 0 | 0 | 0 | 0 | 21 | Polygon
Critical Infrastructure | Stormwater Treatment Facilities and Pump Stations | Stormwater Ponds - NHD |  | STFPS_PG_14008 |  | Not Affected | Not Affected | Not Affected | Not Affected | Not Affected | Not Affected | Not Affected | Not Affected | Not Affected | Not Affected | Not Affected | Not Affected | Not Affected | Not Affected | Not Affected | Not Affected | Not Affected | Not Affected | Not Affected | Not Affected | Not Affected | 0 | 0 | 0 | 0 | 21 | Polygon
Critical Infrastructure | Stormwater Treatment Facilities and Pump Stations | Stormwater Ponds - NHD |  | STFPS_PG_14009 |  | Not Affected | Not Affected | Not Affected | Not Affected | Not Affected | Not Affected | Not Affected | Not Affected | Not Affected | Not Affected | Not Affected | Not Affected | Not Affected | Not Affected | Not Affected | Not Affected | Not Affected | Not Affected | Not Affected | Not Affected | Not Affected | 0 | 0 | 0 | 0 | 21 | Polygon
Critical Infrastructure | Stormwater Treatment Facilities and Pump Stations | Stormwater Ponds - NHD |  | STFPS_PG_14010 |  | Not Affected | Not Affected | Not Affected | Not Affected | Not Affected | Not Affected | Not Affected | Not Affected | Not Affected | Not Affected | Not Affected | Not Affected | Not Affected | Not Affected | Not Affected | Not Affected | Not Affected | Not Affected | Not Affected | Not Affected | Not Affected | 0 | 0 | 0 | 0 | 21 | Polygon
Critical Infrastructure | Stormwater Treatment Facilities and Pump Stations | Stormwater Ponds - NHD |  | STFPS_PG_14011 |  | Not Affected | Not Affected | Not Affected | Not Affected | Not Affected | Not Affected | Not Affected | Not Affected | Not Affected | Not Affected | Not Affected | Not Affected | Not Affected | Not Affected | Not Affected | Not Affected | Not Affected | Not Affected | Not Affected | Not Affected | Not Affected | 0 | 0 | 0 | 0 | 21 | Polygon
Critical Infrastructure | Stormwater Treatment Facilities and Pump Stations | Stormwater Ponds - NHD |  | STFPS_PG_14012 |  | Not Affected | Not Affected | Not Affected | Not Affected | Not Affected | Not Affected | Not Affected | Not Affected | Not Affected | Not Affected | Not Affected | Not Affected | Not Affected | Not Affected | Not Affected | Not Affected | Not Affected | Not Affected | Not Affected | Not Affected | Not Affected | 0 | 0 | 0 | 0 | 21 | Polygon
Critical Infrastructure | Stormwater Treatment Facilities and Pump Stations | Stormwater Ponds - NHD |  | STFPS_PG_14014 |  | Not Affected | Not Affected | Not Affected | Not Affected | Not Affected | Not Affected | Not Affected | Not Affected | Not Affected | Not Affected | Not Affected | Not Affected | Not Affected | Not Affected | Not Affected | Not Affected | Not Affected | Not Affected | Not Affected | Not Affected | Not Affected | 0 | 0 | 0 | 0 | 21 | Polygon
Critical Infrastructure | Stormwater Treatment Facilities and Pump Stations | Stormwater Ponds - NHD |  | STFPS_PG_14016 |  | Not Affected | Not Affected | Not Affected | Not Affected | Not Affected | Not Affected | Not Affected | Not Affected | Not Affected | Not Affected | Not Affected | Not Affected | Not Affected | Not Affected | Not Affected | Not Affected | Not Affected | Not Affected | Not Affected | Not Affected | Not Affected | 0 | 0 | 0 | 0 | 21 | Polygon
Critical Infrastructure | Stormwater Treatment Facilities and Pump Stations | Stormwater Ponds - NHD |  | STFPS_PG_14018 |  | Not Affected | Not Affected | Not Affected | Not Affected | Not Affected | Not Affected | Not Affected | Not Affected | Not Affected | Not Affected | Not Affected | Not Affected | Not Affected | Not Affected | Not Affected | Not Affected | Not Affected | Not Affected | Not Affected | Not Affected | Not Affected | 0 | 0 | 0 | 0 | 21 | Polygon
Critical Infrastructure | Stormwater Treatment Facilities and Pump Stations | Stormwater Ponds - NHD |  | STFPS_PG_14020 |  | Not Affected | Not Affected | Not Affected | Not Affected | Not Affected | Not Affected | Not Affected | Not Affected | Not Affected | Not Affected | Not Affected | Not Affected | Not Affected | Not Affected | Not Affected | Not Affected | Not Affected | Not Affected | Not Affected | Not Affected | Not Affected | 0 | 0 | 0 | 0 | 21 | Polygon
Critical Infrastructure | Stormwater Treatment Facilities and Pump Stations | Stormwater Ponds - NHD |  | STFPS_PG_14021 |  | Not Affected | Not Affected | Not Affected | Not Affected | Not Affected | Not Affected | Not Affected | Not Affected | Not Affected | Not Affected | Not Affected | Not Affected | Not Affected | Not Affected | Not Affected | Not Affected | Not Affected | Not Affected | Not Affected | Not Affected | Not Affected | 0 | 0 | 0 | 0 | 21 | Polygon
Critical Infrastructure | Stormwater Treatment Facilities and Pump Stations | Stormwater Ponds - NHD |  | STFPS_PG_14022 |  | Not Affected | Not Affected | Not Affected | Not Affected | Not Affected | Not Affected | Not Affected | Not Affected | Not Affected | Not Affected | Not Affected | Not Affected | Not Affected | Not Affected | Not Affected | Not Affected | Not Affected | Not Affected | Not Affected | Not Affected | Not Affected | 0 | 0 | 0 | 0 | 21 | Polygon
Critical Infrastructure | Stormwater Treatment Facilities and Pump Stations | Stormwater Ponds - NHD |  | STFPS_PG_14027 |  | Not Affected | Not Affected | Not Affected | Not Affected | Not Affected | Not Affected | Not Affected | Not Affected | Not Affected | Not Affected | Not Affected | Not Affected | Not Affected | Not Affected | Not Affected | Not Affected | Not Affected | Not Affected | Not Affected | Not Affected | Not Affected | 0 | 0 | 0 | 0 | 21 | Polygon
Critical Infrastructure | Stormwater Treatment Facilities and Pump Stations | Stormwater Ponds - NHD |  | STFPS_PG_14032 |  | Not Affected | Not Affected | Not Affected | Not Affected | Not Affected | Not Affected | Not Affected | Not Affected | Not Affected | Not Affected | Not Affected | Not Affected | Not Affected | Not Affected | Not Affected | Not Affected | Not Affected | Not Affected | Not Affected | Not Affected | Not Affected | 0 | 0 | 0 | 0 | 21 | Polygon
Critical Infrastructure | Stormwater Treatment Facilities and Pump Stations | Stormwater Ponds - NHD |  | STFPS_PG_14033 |  | Not Affected | Not Affected | Not Affected | Not Affected | Not Affected | Not Affected | Not Affected | Not Affected | Not Affected | Not Affected | Not Affected | Not Affected | Not Affected | Not Affected | Not Affected | Not Affected | Not Affected | Not Affected | Not Affected | Not Affected | Not Affected | 0 | 0 | 0 | 0 | 21 | Polygon
Critical Infrastructure | Stormwater Treatment Facilities and Pump Stations | Stormwater Ponds - NHD |  | STFPS_PG_14035 |  | Not Affected | Not Affected | Not Affected | Not Affected | Not Affected | Not Affected | Not Affected | Not Affected | Not Affected | Not Affected | Not Affected | Not Affected | Not Affected | Not Affected | Not Affected | Not Affected | Not Affected | Not Affected | Not Affected | Not Affected | Not Affected | 0 | 0 | 0 | 0 | 21 | Polygon
Critical Infrastructure | Stormwater Treatment Facilities and Pump Stations | Stormwater Ponds - NHD |  | STFPS_PG_14036 |  | Not Affected | Not Affected | Not Affected | Not Affected | Not Affected | Not Affected | Not Affected | Not Affected | Not Affected | Not Affected | Not Affected | Not Affected | Not Affected | Not Affected | Not Affected | Not Affected | Not Affected | Not Affected | Not Affected | Not Affected | Not Affected | 0 | 0 | 0 | 0 | 21 | Polygon
Critical Infrastructure | Stormwater Treatment Facilities and Pump Stations | Stormwater Ponds - NHD |  | STFPS_PG_14037 |  | Not Affected | Not Affected | Not Affected | Not Affected | Not Affected | Not Affected | Not Affected | Not Affected | Not Affected | Not Affected | Not Affected | Not Affected | Not Affected | Not Affected | Not Affected | Not Affected | Not Affected | Not Affected | Not Affected | Not Affected | Not Affected | 0 | 0 | 0 | 0 | 21 | Polygon
Critical Infrastructure | Stormwater Treatment Facilities and Pump Stations | Stormwater Ponds - NHD |  | STFPS_PG_14040 |  | Not Affected | Not Affected | Not Affected | Not Affected | Not Affected | Not Affected | Not Affected | Not Affected | Not Affected | Not Affected | Not Affected | Not Affected | Not Affected | Not Affected | Not Affected | Not Affected | Not Affected | Not Affected | Not Affected | Not Affected | Not Affected | 0 | 0 | 0 | 0 | 21 | Polygon
Critical Infrastructure | Stormwater Treatment Facilities and Pump Stations | Stormwater Ponds - NHD |  | STFPS_PG_14041 |  | Not Affected | Not Affected | Not Affected | Not Affected | Not Affected | Not Affected | Not Affected | Not Affected | Not Affected | Not Affected | Not Affected | Not Affected | Not Affected | Not Affected | Not Affected | Not Affected | Not Affected | Not Affected | Not Affected | Not Affected | Not Affected | 0 | 0 | 0 | 0 | 21 | Polygon
Critical Infrastructure | Stormwater Treatment Facilities and Pump Stations | Stormwater Ponds - NHD |  | STFPS_PG_14044 |  | Not Affected | Not Affected | Not Affected | Not Affected | Not Affected | Not Affected | Not Affected | Not Affected | Not Affected | Not Affected | Not Affected | Not Affected | Not Affected | Not Affected | Not Affected | Not Affected | Not Affected | Not Affected | Not Affected | Not Affected | Not Affected | 0 | 0 | 0 | 0 | 21 | Polygon
Critical Infrastructure | Stormwater Treatment Facilities and Pump Stations | Stormwater Ponds - NHD |  | STFPS_PG_14045 |  | Not Affected | Not Affected | Not Affected | Not Affected | Not Affected | Not Affected | Not Affected | Not Affected | Not Affected | Not Affected | Not Affected | Not Affected | Not Affected | Not Affected | Not Affected | Not Affected | Not Affected | Not Affected | Not Affected | Not Affected | Not Affected | 0 | 0 | 0 | 0 | 21 | Polygon
Critical Infrastructure | Stormwater Treatment Facilities and Pump Stations | Stormwater Ponds - NHD |  | STFPS_PG_14046 |  | Not Affected | Not Affected | Not Affected | Not Affected | Not Affected | Not Affected | Not Affected | Not Affected | Not Affected | Not Affected | Not Affected | Not Affected | Not Affected | Not Affected | Not Affected | Not Affected | Not Affected | Not Affected | Not Affected | Not Affected | Not Affected | 0 | 0 | 0 | 0 | 21 | Polygon
Critical Infrastructure | Stormwater Treatment Facilities and Pump Stations | Stormwater Ponds - NHD |  | STFPS_PG_14049 |  | Not Affected | Not Affected | Not Affected | Not Affected | Not Affected | Not Affected | Not Affected | Not Affected | Not Affected | Not Affected | Not Affected | Not Affected | Not Affected | Not Affected | Not Affected | Not Affected | Not Affected | Not Affected | Not Affected | Not Affected | Not Affected | 0 | 0 | 0 | 0 | 21 | Polygon
Critical Infrastructure | Stormwater Treatment Facilities and Pump Stations | Stormwater Ponds - NHD |  | STFPS_PG_14051 |  | Not Affected | Not Affected | Not Affected | Not Affected | Not Affected | Not Affected | Not Affected | Not Affected | Not Affected | Not Affected | Not Affected | Not Affected | Not Affected | Not Affected | Not Affected | Not Affected | Not Affected | Not Affected | Not Affected | Not Affected | Not Affected | 0 | 0 | 0 | 0 | 21 | Polygon
Critical Infrastructure | Stormwater Treatment Facilities and Pump Stations | Stormwater Ponds - NHD |  | STFPS_PG_14052 |  | Not Affected | Not Affected | Not Affected | Not Affected | Not Affected | Not Affected | Not Affected | Not Affected | Not Affected | Not Affected | Not Affected | Not Affected | Not Affected | Not Affected | Not Affected | Not Affected | Not Affected | Not Affected | Not Affected | Not Affected | Not Affected | 0 | 0 | 0 | 0 | 21 | Polygon
Critical Infrastructure | Stormwater Treatment Facilities and Pump Stations | Stormwater Ponds - NHD |  | STFPS_PG_14055 |  | Not Affected | Not Affected | Not Affected | Not Affected | Not Affected | Not Affected | Not Affected | Not Affected | Not Affected | Not Affected | Not Affected | Not Affected | Not Affected | Not Affected | Not Affected | Not Affected | Not Affected | Not Affected | Not Affected | Not Affected | Not Affected | 0 | 0 | 0 | 0 | 21 | Polygon
Critical Infrastructure | Stormwater Treatment Facilities and Pump Stations | Stormwater Ponds - NHD |  | STFPS_PG_14057 |  | Not Affected | Not Affected | Not Affected | Not Affected | Not Affected | Not Affected | Not Affected | Not Affected | Not Affected | Not Affected | Not Affected | Not Affected | Not Affected | Not Affected | Not Affected | Not Affected | Not Affected | Not Affected | Not Affected | Not Affected | Not Affected | 0 | 0 | 0 | 0 | 21 | Polygon
Critical Infrastructure | Stormwater Treatment Facilities and Pump Stations | Stormwater Ponds - NHD |  | STFPS_PG_14058 |  | Not Affected | Not Affected | Not Affected | Not Affected | Not Affected | Not Affected | Not Affected | Not Affected | Not Affected | Not Affected | Not Affected | Not Affected | Not Affected | Not Affected | Not Affected | Not Affected | Not Affected | Not Affected | Not Affected | Not Affected | Not Affected | 0 | 0 | 0 | 0 | 21 | Polygon
Critical Infrastructure | Stormwater Treatment Facilities and Pump Stations | Stormwater Ponds - NHD |  | STFPS_PG_14062 |  | Not Affected | Not Affected | Not Affected | Not Affected | Not Affected | Not Affected | Not Affected | Not Affected | Not Affected | Not Affected | Not Affected | Not Affected | Not Affected | Not Affected | Not Affected | Not Affected | Not Affected | Not Affected | Not Affected | Not Affected | Not Affected | 0 | 0 | 0 | 0 | 21 | Polygon
Critical Infrastructure | Stormwater Treatment Facilities and Pump Stations | Stormwater Ponds - NHD |  | STFPS_PG_14063 |  | Not Affected | Not Affected | Not Affected | Not Affected | Not Affected | Not Affected | Not Affected | Not Affected | Not Affected | Not Affected | Not Affected | Not Affected | Not Affected | Not Affected | Not Affected | Not Affected | Not Affected | Not Affected | Not Affected | Not Affected | Not Affected | 0 | 0 | 0 | 0 | 21 | Polygon
Critical Infrastructure | Stormwater Treatment Facilities and Pump Stations | Stormwater Ponds - NHD |  | STFPS_PG_14064 |  | Not Affected | Not Affected | Not Affected | Not Affected | Not Affected | Not Affected | Not Affected | Not Affected | Not Affected | Not Affected | Not Affected | Not Affected | Not Affected | Not Affected | Not Affected | Not Affected | Not Affected | Not Affected | Not Affected | Not Affected | Not Affected | 0 | 0 | 0 | 0 | 21 | Polygon
Critical Infrastructure | Stormwater Treatment Facilities and Pump Stations | Stormwater Ponds - NHD |  | STFPS_PG_14065 |  | Not Affected | Not Affected | Not Affected | Not Affected | Not Affected | Not Affected | Not Affected | Not Affected | Not Affected | Not Affected | Not Affected | Not Affected | Not Affected | Not Affected | Not Affected | Not Affected | Not Affected | Not Affected | Not Affected | Not Affected | Not Affected | 0 | 0 | 0 | 0 | 21 | Polygon
Critical Infrastructure | Stormwater Treatment Facilities and Pump Stations | Stormwater Ponds - NHD |  | STFPS_PG_14066 |  | Not Affected | Not Affected | Not Affected | Not Affected | Not Affected | Not Affected | Not Affected | Not Affected | Not Affected | Not Affected | Not Affected | Not Affected | Not Affected | Not Affected | Not Affected | Not Affected | Not Affected | Not Affected | Not Affected | Not Affected | Not Affected | 0 | 0 | 0 | 0 | 21 | Polygon
Critical Infrastructure | Stormwater Treatment Facilities and Pump Stations | Stormwater Ponds - NHD |  | STFPS_PG_14067 |  | Not Affected | Not Affected | Not Affected | Not Affected | Not Affected | Not Affected | Not Affected | Not Affected | Not Affected | Not Affected | Not Affected | Not Affected | Not Affected | Not Affected | Not Affected | Not Affected | Not Affected | Not Affected | Not Affected | Not Affected | Not Affected | 0 | 0 | 0 | 0 | 21 | Polygon
Critical Infrastructure | Stormwater Treatment Facilities and Pump Stations | Stormwater Ponds - NHD |  | STFPS_PG_14070 |  | Not Affected | Not Affected | Not Affected | Not Affected | Not Affected | Not Affected | Not Affected | Not Affected | Not Affected | Not Affected | Not Affected | Not Affected | Not Affected | Not Affected | Not Affected | Not Affected | Not Affected | Not Affected | Not Affected | Not Affected | Not Affected | 0 | 0 | 0 | 0 | 21 | Polygon
Critical Infrastructure | Stormwater Treatment Facilities and Pump Stations | Stormwater Ponds - NHD |  | STFPS_PG_14072 |  | Not Affected | Not Affected | Not Affected | Not Affected | Not Affected | Not Affected | Not Affected | Not Affected | Not Affected | Not Affected | Not Affected | Not Affected | Not Affected | Not Affected | Not Affected | Not Affected | Not Affected | Not Affected | Not Affected | Not Affected | Not Affected | 0 | 0 | 0 | 0 | 21 | Polygon
Critical Infrastructure | Stormwater Treatment Facilities and Pump Stations | Stormwater Ponds - NHD |  | STFPS_PG_14075 |  | Not Affected | Not Affected | Not Affected | Not Affected | Not Affected | Not Affected | Not Affected | Not Affected | Not Affected | Not Affected | Not Affected | Not Affected | Not Affected | Not Affected | Not Affected | Not Affected | Not Affected | Not Affected | Not Affected | Not Affected | Not Affected | 0 | 0 | 0 | 0 | 21 | Polygon
Critical Infrastructure | Stormwater Treatment Facilities and Pump Stations | Stormwater Ponds - NHD |  | STFPS_PG_14077 |  | Not Affected | Not Affected | Not Affected | Not Affected | Not Affected | Not Affected | Not Affected | Not Affected | Not Affected | Not Affected | Not Affected | Not Affected | Not Affected | Not Affected | Not Affected | Not Affected | Not Affected | Not Affected | Not Affected | Not Affected | Not Affected | 0 | 0 | 0 | 0 | 21 | Polygon
Critical Infrastructure | Stormwater Treatment Facilities and Pump Stations | Stormwater Ponds - NHD |  | STFPS_PG_14078 |  | Not Affected | Not Affected | Not Affected | Not Affected | Not Affected | Not Affected | Not Affected | Not Affected | Not Affected | Not Affected | Not Affected | Not Affected | Not Affected | Not Affected | Not Affected | Not Affected | Not Affected | Not Affected | Not Affected | Not Affected | Not Affected | 0 | 0 | 0 | 0 | 21 | Polygon
Critical Infrastructure | Stormwater Treatment Facilities and Pump Stations | Stormwater Ponds - NHD |  | STFPS_PG_14080 |  | Not Affected | Not Affected | Not Affected | Not Affected | Not Affected | Not Affected | Not Affected | Not Affected | Not Affected | Not Affected | Not Affected | Not Affected | Not Affected | Not Affected | Not Affected | Not Affected | Not Affected | Not Affected | Not Affected | Not Affected | Not Affected | 0 | 0 | 0 | 0 | 21 | Polygon
Critical Infrastructure | Stormwater Treatment Facilities and Pump Stations | Stormwater Ponds - NHD |  | STFPS_PG_14081 |  | Not Affected | Not Affected | Not Affected | Not Affected | Not Affected | Not Affected | Not Affected | Not Affected | Not Affected | Not Affected | Not Affected | Not Affected | Not Affected | Not Affected | Not Affected | Not Affected | Not Affected | Not Affected | Not Affected | Not Affected | Not Affected | 0 | 0 | 0 | 0 | 21 | Polygon
Critical Infrastructure | Stormwater Treatment Facilities and Pump Stations | Stormwater Ponds - NHD |  | STFPS_PG_14082 |  | Not Affected | Not Affected | Not Affected | Not Affected | Not Affected | Not Affected | Not Affected | Not Affected | Not Affected | Not Affected | Not Affected | Not Affected | Not Affected | Not Affected | Not Affected | Not Affected | Not Affected | Not Affected | Not Affected | Not Affected | Not Affected | 0 | 0 | 0 | 0 | 21 | Polygon
Critical Infrastructure | Stormwater Treatment Facilities and Pump Stations | Stormwater Ponds - NHD |  | STFPS_PG_14083 |  | Not Affected | Not Affected | Not Affected | Not Affected | Not Affected | Not Affected | Not Affected | Not Affected | Not Affected | Not Affected | Not Affected | Not Affected | Not Affected | Not Affected | Not Affected | Not Affected | Not Affected | Not Affected | Not Affected | Not Affected | Not Affected | 0 | 0 | 0 | 0 | 21 | Polygon
Critical Infrastructure | Stormwater Treatment Facilities and Pump Stations | Stormwater Ponds - NHD |  | STFPS_PG_14084 |  | Not Affected | Not Affected | Not Affected | Not Affected | Not Affected | Not Affected | Not Affected | Not Affected | Not Affected | Not Affected | Not Affected | Not Affected | Not Affected | Not Affected | Not Affected | Not Affected | Not Affected | Not Affected | Not Affected | Not Affected | Not Affected | 0 | 0 | 0 | 0 | 21 | Polygon
Critical Infrastructure | Stormwater Treatment Facilities and Pump Stations | Stormwater Ponds - NHD |  | STFPS_PG_14085 |  | Not Affected | Not Affected | Not Affected | Not Affected | Not Affected | Not Affected | Not Affected | Not Affected | Not Affected | Not Affected | Not Affected | Not Affected | Not Affected | Not Affected | Not Affected | Not Affected | Not Affected | Not Affected | Not Affected | Not Affected | Not Affected | 0 | 0 | 0 | 0 | 21 | Polygon
Critical Infrastructure | Stormwater Treatment Facilities and Pump Stations | Stormwater Ponds - NHD |  | STFPS_PG_14089 |  | Not Affected | Not Affected | Not Affected | Not Affected | Not Affected | Not Affected | Not Affected | Not Affected | Not Affected | Not Affected | Not Affected | Not Affected | Not Affected | Not Affected | Not Affected | Not Affected | Not Affected | Not Affected | Not Affected | Not Affected | Not Affected | 0 | 0 | 0 | 0 | 21 | Polygon
Critical Infrastructure | Stormwater Treatment Facilities and Pump Stations | Stormwater Ponds - NHD |  | STFPS_PG_14091 |  | Not Affected | Not Affected | Not Affected | Not Affected | Not Affected | Not Affected | Not Affected | Not Affected | Not Affected | Not Affected | Not Affected | Not Affected | Not Affected | Not Affected | Not Affected | Not Affected | Not Affected | Not Affected | Not Affected | Not Affected | Not Affected | 0 | 0 | 0 | 0 | 21 | Polygon
Critical Infrastructure | Stormwater Treatment Facilities and Pump Stations | Stormwater Ponds - NHD |  | STFPS_PG_14092 |  | Not Affected | Not Affected | Not Affected | Not Affected | Not Affected | Not Affected | Not Affected | Not Affected | Not Affected | Not Affected | Not Affected | Not Affected | Not Affected | Not Affected | Not Affected | Not Affected | Not Affected | Not Affected | Not Affected | Not Affected | Not Affected | 0 | 0 | 0 | 0 | 21 | Polygon
Critical Infrastructure | Stormwater Treatment Facilities and Pump Stations | Stormwater Ponds - NHD |  | STFPS_PG_14093 |  | Not Affected | Not Affected | Not Affected | Not Affected | Not Affected | Not Affected | Not Affected | Not Affected | Not Affected | Not Affected | Not Affected | Not Affected | Not Affected | Not Affected | Not Affected | Not Affected | Not Affected | Not Affected | Not Affected | Not Affected | Not Affected | 0 | 0 | 0 | 0 | 21 | Polygon
Critical Infrastructure | Stormwater Treatment Facilities and Pump Stations | Stormwater Ponds - NHD |  | STFPS_PG_14094 |  | Not Affected | Not Affected | Not Affected | Not Affected | Not Affected | Not Affected | Not Affected | Not Affected | Not Affected | Not Affected | Not Affected | Not Affected | Not Affected | Not Affected | Not Affected | Not Affected | Not Affected | Not Affected | Not Affected | Not Affected | Not Affected | 0 | 0 | 0 | 0 | 21 | Polygon
Critical Infrastructure | Stormwater Treatment Facilities and Pump Stations | Stormwater Ponds - NHD |  | STFPS_PG_14095 |  | Not Affected | Not Affected | Not Affected | Not Affected | Not Affected | Not Affected | Not Affected | Not Affected | Not Affected | Not Affected | Not Affected | Not Affected | Not Affected | Not Affected | Not Affected | Not Affected | Not Affected | Not Affected | Not Affected | Not Affected | Not Affected | 0 | 0 | 0 | 0 | 21 | Polygon
Critical Infrastructure | Stormwater Treatment Facilities and Pump Stations | Stormwater Ponds - NHD |  | STFPS_PG_14097 |  | Not Affected | Not Affected | Not Affected | Not Affected | Not Affected | Not Affected | Not Affected | Not Affected | Not Affected | Not Affected | Not Affected | Not Affected | Not Affected | Not Affected | Not Affected | Not Affected | Not Affected | Not Affected | Not Affected | Not Affected | Not Affected | 0 | 0 | 0 | 0 | 21 | Polygon
Critical Infrastructure | Stormwater Treatment Facilities and Pump Stations | Stormwater Ponds - NHD |  | STFPS_PG_14098 |  | Not Affected | Not Affected | Not Affected | Not Affected | Not Affected | Not Affected | Not Affected | Not Affected | Not Affected | Not Affected | Not Affected | Not Affected | Not Affected | Not Affected | Not Affected | Not Affected | Not Affected | Not Affected | Not Affected | Not Affected | Not Affected | 0 | 0 | 0 | 0 | 21 | Polygon
Critical Infrastructure | Stormwater Treatment Facilities and Pump Stations | Stormwater Ponds - NHD |  | STFPS_PG_14099 |  | Not Affected | Not Affected | Not Affected | Not Affected | Not Affected | Not Affected | Not Affected | Not Affected | Not Affected | Not Affected | Not Affected | Not Affected | Not Affected | Not Affected | Not Affected | Not Affected | Not Affected | Not Affected | Not Affected | Not Affected | Not Affected | 0 | 0 | 0 | 0 | 21 | Polygon
Critical Infrastructure | Stormwater Treatment Facilities and Pump Stations | Stormwater Ponds - NHD |  | STFPS_PG_14101 |  | Not Affected | Not Affected | Not Affected | Not Affected | Not Affected | Not Affected | Not Affected | Not Affected | Not Affected | Not Affected | Not Affected | Not Affected | Not Affected | Not Affected | Not Affected | Not Affected | Not Affected | Not Affected | Not Affected | Not Affected | Not Affected | 0 | 0 | 0 | 0 | 21 | Polygon
Critical Infrastructure | Stormwater Treatment Facilities and Pump Stations | Stormwater Ponds - NHD |  | STFPS_PG_14102 |  | Not Affected | Not Affected | Not Affected | Not Affected | Not Affected | Not Affected | Not Affected | Not Affected | Not Affected | Not Affected | Not Affected | Not Affected | Not Affected | Not Affected | Not Affected | Not Affected | Not Affected | Not Affected | Not Affected | Not Affected | Not Affected | 0 | 0 | 0 | 0 | 21 | Polygon
Critical Infrastructure | Stormwater Treatment Facilities and Pump Stations | Stormwater Ponds - NHD |  | STFPS_PG_14103 |  | Not Affected | Not Affected | Not Affected | Not Affected | Not Affected | Not Affected | Not Affected | Not Affected | Not Affected | Not Affected | Not Affected | Not Affected | Not Affected | Not Affected | Not Affected | Not Affected | Not Affected | Not Affected | Not Affected | Not Affected | Not Affected | 0 | 0 | 0 | 0 | 21 | Polygon
Critical Infrastructure | Stormwater Treatment Facilities and Pump Stations | Stormwater Ponds - NHD |  | STFPS_PG_14106 |  | Not Affected | Not Affected | Not Affected | Not Affected | Not Affected | Not Affected | Not Affected | Not Affected | Not Affected | Not Affected | Not Affected | Not Affected | Not Affected | Not Affected | Not Affected | Not Affected | Not Affected | Not Affected | Not Affected | Not Affected | Not Affected | 0 | 0 | 0 | 0 | 21 | Polygon
Critical Infrastructure | Stormwater Treatment Facilities and Pump Stations | Stormwater Ponds - NHD |  | STFPS_PG_14109 |  | Not Affected | Not Affected | Not Affected | Not Affected | Not Affected | Not Affected | Not Affected | Not Affected | Not Affected | Not Affected | Not Affected | Not Affected | Not Affected | Not Affected | Not Affected | Not Affected | Not Affected | Not Affected | Not Affected | Not Affected | Not Affected | 0 | 0 | 0 | 0 | 21 | Polygon
Critical Infrastructure | Stormwater Treatment Facilities and Pump Stations | Stormwater Ponds - NHD |  | STFPS_PG_14110 |  | Not Affected | Not Affected | Not Affected | Not Affected | Not Affected | Not Affected | Not Affected | Not Affected | Not Affected | Not Affected | Not Affected | Not Affected | Not Affected | Not Affected | Not Affected | Not Affected | Not Affected | Not Affected | Not Affected | Not Affected | Not Affected | 0 | 0 | 0 | 0 | 21 | Polygon
Critical Infrastructure | Stormwater Treatment Facilities and Pump Stations | Stormwater Ponds - NHD |  | STFPS_PG_14111 |  | Not Affected | Not Affected | Not Affected | Not Affected | Not Affected | Not Affected | Not Affected | Not Affected | Not Affected | Not Affected | Not Affected | Not Affected | Not Affected | Not Affected | Not Affected | Not Affected | Not Affected | Not Affected | Not Affected | Not Affected | Not Affected | 0 | 0 | 0 | 0 | 21 | Polygon
Critical Infrastructure | Stormwater Treatment Facilities and Pump Stations | Stormwater Ponds - NHD |  | STFPS_PG_14115 |  | Not Affected | Not Affected | Not Affected | Not Affected | Not Affected | Not Affected | Not Affected | Not Affected | Not Affected | Not Affected | Not Affected | Not Affected | Not Affected | Not Affected | Not Affected | Not Affected | Not Affected | Not Affected | Not Affected | Not Affected | Not Affected | 0 | 0 | 0 | 0 | 21 | Polygon
Critical Infrastructure | Stormwater Treatment Facilities and Pump Stations | Stormwater Ponds - NHD |  | STFPS_PG_14116 |  | Not Affected | Not Affected | Not Affected | Not Affected | Not Affected | Not Affected | Not Affected | Not Affected | Not Affected | Not Affected | Not Affected | Not Affected | Not Affected | Not Affected | Not Affected | Not Affected | Not Affected | Not Affected | Not Affected | Not Affected | Not Affected | 0 | 0 | 0 | 0 | 21 | Polygon
Critical Infrastructure | Stormwater Treatment Facilities and Pump Stations | Stormwater Ponds - NHD |  | STFPS_PG_14118 |  | Not Affected | Not Affected | Not Affected | Not Affected | Not Affected | Not Affected | Not Affected | Not Affected | Not Affected | Not Affected | Not Affected | Not Affected | Not Affected | Not Affected | Not Affected | Not Affected | Not Affected | Not Affected | Not Affected | Not Affected | Not Affected | 0 | 0 | 0 | 0 | 21 | Polygon
Critical Infrastructure | Stormwater Treatment Facilities and Pump Stations | Stormwater Ponds - NHD |  | STFPS_PG_14119 |  | Not Affected | Not Affected | Not Affected | Not Affected | Not Affected | Not Affected | Not Affected | Not Affected | Not Affected | Not Affected | Not Affected | Not Affected | Not Affected | Not Affected | Not Affected | Not Affected | Not Affected | Not Affected | Not Affected | Not Affected | Not Affected | 0 | 0 | 0 | 0 | 21 | Polygon
Critical Infrastructure | Stormwater Treatment Facilities and Pump Stations | Stormwater Ponds - NHD |  | STFPS_PG_14122 |  | Not Affected | Not Affected | Not Affected | Not Affected | Not Affected | Not Affected | Not Affected | Not Affected | Not Affected | Not Affected | Not Affected | Not Affected | Not Affected | Not Affected | Not Affected | Not Affected | Not Affected | Not Affected | Not Affected | Not Affected | Not Affected | 0 | 0 | 0 | 0 | 21 | Polygon
Critical Infrastructure | Stormwater Treatment Facilities and Pump Stations | Stormwater Ponds - NHD |  | STFPS_PG_14124 |  | Not Affected | Not Affected | Not Affected | Not Affected | Not Affected | Not Affected | Not Affected | Not Affected | Not Affected | Not Affected | Not Affected | Not Affected | Not Affected | Not Affected | Not Affected | Not Affected | Not Affected | Not Affected | Not Affected | Not Affected | Not Affected | 0 | 0 | 0 | 0 | 21 | Polygon
Critical Infrastructure | Stormwater Treatment Facilities and Pump Stations | Stormwater Ponds - NHD |  | STFPS_PG_14125 |  | Not Affected | Not Affected | Not Affected | Not Affected | Not Affected | Not Affected | Not Affected | Not Affected | Not Affected | Not Affected | Not Affected | Not Affected | Not Affected | Not Affected | Not Affected | Not Affected | Not Affected | Not Affected | Not Affected | Not Affected | Not Affected | 0 | 0 | 0 | 0 | 21 | Polygon
Critical Infrastructure | Stormwater Treatment Facilities and Pump Stations | Stormwater Ponds - NHD |  | STFPS_PG_14127 |  | Not Affected | Not Affected | Not Affected | Not Affected | Not Affected | Not Affected | Not Affected | Not Affected | Not Affected | Not Affected | Not Affected | Not Affected | Not Affected | Not Affected | Not Affected | Not Affected | Not Affected | Not Affected | Not Affected | Not Affected | Not Affected | 0 | 0 | 0 | 0 | 21 | Polygon
Critical Infrastructure | Stormwater Treatment Facilities and Pump Stations | Stormwater Ponds - NHD |  | STFPS_PG_14128 |  | Not Affected | Not Affected | Not Affected | Not Affected | Not Affected | Not Affected | Not Affected | Not Affected | Not Affected | Not Affected | Not Affected | Not Affected | Not Affected | Not Affected | Not Affected | Not Affected | Not Affected | Not Affected | Not Affected | Not Affected | Not Affected | 0 | 0 | 0 | 0 | 21 | Polygon
Critical Infrastructure | Stormwater Treatment Facilities and Pump Stations | Stormwater Ponds - NHD |  | STFPS_PG_14129 |  | Not Affected | Not Affected | Not Affected | Not Affected | Not Affected | Not Affected | Not Affected | Not Affected | Not Affected | Not Affected | Not Affected | Not Affected | Not Affected | Not Affected | Not Affected | Not Affected | Not Affected | Not Affected | Not Affected | Not Affected | Not Affected | 0 | 0 | 0 | 0 | 21 | Polygon
Critical Infrastructure | Stormwater Treatment Facilities and Pump Stations | Stormwater Ponds - NHD |  | STFPS_PG_14131 |  | Not Affected | Not Affected | Not Affected | Not Affected | Not Affected | Not Affected | Not Affected | Not Affected | Not Affected | Not Affected | Not Affected | Not Affected | Not Affected | Not Affected | Not Affected | Not Affected | Not Affected | Not Affected | Not Affected | Not Affected | Not Affected | 0 | 0 | 0 | 0 | 21 | Polygon
Critical Infrastructure | Stormwater Treatment Facilities and Pump Stations | Stormwater Ponds - NHD |  | STFPS_PG_14132 |  | Not Affected | Not Affected | Not Affected | Not Affected | Not Affected | Not Affected | Not Affected | Not Affected | Not Affected | Not Affected | Not Affected | Not Affected | Not Affected | Not Affected | Not Affected | Not Affected | Not Affected | Not Affected | Not Affected | Not Affected | Not Affected | 0 | 0 | 0 | 0 | 21 | Polygon
Critical Infrastructure | Stormwater Treatment Facilities and Pump Stations | Stormwater Ponds - NHD |  | STFPS_PG_14133 |  | Not Affected | Not Affected | Not Affected | Not Affected | Not Affected | Not Affected | Not Affected | Not Affected | Not Affected | Not Affected | Not Affected | Not Affected | Not Affected | Not Affected | Not Affected | Not Affected | Not Affected | Not Affected | Not Affected | Not Affected | Not Affected | 0 | 0 | 0 | 0 | 21 | Polygon
Critical Infrastructure | Stormwater Treatment Facilities and Pump Stations | Stormwater Ponds - NHD |  | STFPS_PG_14134 |  | Not Affected | Not Affected | Not Affected | Not Affected | Not Affected | Not Affected | Not Affected | Not Affected | Not Affected | Not Affected | Not Affected | Not Affected | Not Affected | Not Affected | Not Affected | Not Affected | Not Affected | Not Affected | Not Affected | Not Affected | Not Affected | 0 | 0 | 0 | 0 | 21 | Polygon
Critical Infrastructure | Stormwater Treatment Facilities and Pump Stations | Stormwater Ponds - NHD |  | STFPS_PG_14135 |  | Not Affected | Not Affected | Not Affected | Not Affected | Not Affected | Not Affected | Not Affected | Not Affected | Not Affected | Not Affected | Not Affected | Not Affected | Not Affected | Not Affected | Not Affected | Not Affected | Not Affected | Not Affected | Not Affected | Not Affected | Not Affected | 0 | 0 | 0 | 0 | 21 | Polygon
Critical Infrastructure | Stormwater Treatment Facilities and Pump Stations | Stormwater Ponds - NHD |  | STFPS_PG_14137 |  | Not Affected | Not Affected | Not Affected | Not Affected | Not Affected | Not Affected | Not Affected | Not Affected | Not Affected | Not Affected | Not Affected | Not Affected | Not Affected | Not Affected | Not Affected | Not Affected | Not Affected | Not Affected | Not Affected | Not Affected | Not Affected | 0 | 0 | 0 | 0 | 21 | Polygon
Critical Infrastructure | Stormwater Treatment Facilities and Pump Stations | Stormwater Ponds - NHD |  | STFPS_PG_14139 |  | Not Affected | Not Affected | Not Affected | Not Affected | Not Affected | Not Affected | Not Affected | Not Affected | Not Affected | Not Affected | Not Affected | Not Affected | Not Affected | Not Affected | Not Affected | Not Affected | Not Affected | Not Affected | Not Affected | Not Affected | Not Affected | 0 | 0 | 0 | 0 | 21 | Polygon
Critical Infrastructure | Stormwater Treatment Facilities and Pump Stations | Stormwater Ponds - NHD |  | STFPS_PG_14141 |  | Not Affected | Not Affected | Not Affected | Not Affected | Not Affected | Not Affected | Not Affected | Not Affected | Not Affected | Not Affected | Not Affected | Not Affected | Not Affected | Not Affected | Not Affected | Not Affected | Not Affected | Not Affected | Not Affected | Not Affected | Not Affected | 0 | 0 | 0 | 0 | 21 | Polygon
Critical Infrastructure | Stormwater Treatment Facilities and Pump Stations | Stormwater Ponds - NHD |  | STFPS_PG_14142 |  | Not Affected | Not Affected | Not Affected | Not Affected | Not Affected | Not Affected | Not Affected | Not Affected | Not Affected | Not Affected | Not Affected | Not Affected | Not Affected | Not Affected | Not Affected | Not Affected | Not Affected | Not Affected | Not Affected | Not Affected | Not Affected | 0 | 0 | 0 | 0 | 21 | Polygon
Critical Infrastructure | Stormwater Treatment Facilities and Pump Stations | Stormwater Ponds - NHD |  | STFPS_PG_14143 |  | Not Affected | Not Affected | Not Affected | Not Affected | Not Affected | Not Affected | Not Affected | Not Affected | Not Affected | Not Affected | Not Affected | Not Affected | Not Affected | Not Affected | Not Affected | Not Affected | Not Affected | Not Affected | Not Affected | Not Affected | Not Affected | 0 | 0 | 0 | 0 | 21 | Polygon
Critical Infrastructure | Stormwater Treatment Facilities and Pump Stations | Stormwater Ponds - NHD |  | STFPS_PG_14146 |  | Not Affected | Not Affected | Not Affected | Not Affected | Not Affected | Not Affected | Not Affected | Not Affected | Not Affected | Not Affected | Not Affected | Not Affected | Not Affected | Not Affected | Not Affected | Not Affected | Not Affected | Not Affected | Not Affected | Not Affected | Not Affected | 0 | 0 | 0 | 0 | 21 | Polygon
Critical Infrastructure | Stormwater Treatment Facilities and Pump Stations | Stormwater Ponds - NHD |  | STFPS_PG_14147 |  | Not Affected | Not Affected | Not Affected | Not Affected | Not Affected | Not Affected | Not Affected | Not Affected | Not Affected | Not Affected | Not Affected | Not Affected | Not Affected | Not Affected | Not Affected | Not Affected | Not Affected | Not Affected | Not Affected | Not Affected | Not Affected | 0 | 0 | 0 | 0 | 21 | Polygon
Critical Infrastructure | Stormwater Treatment Facilities and Pump Stations | Stormwater Ponds - NHD |  | STFPS_PG_14149 |  | Not Affected | Not Affected | Not Affected | Not Affected | Not Affected | Not Affected | Not Affected | Not Affected | Not Affected | Not Affected | Not Affected | Not Affected | Not Affected | Not Affected | Not Affected | Not Affected | Not Affected | Not Affected | Not Affected | Not Affected | Not Affected | 0 | 0 | 0 | 0 | 21 | Polygon
Critical Infrastructure | Stormwater Treatment Facilities and Pump Stations | Stormwater Ponds - NHD |  | STFPS_PG_14151 |  | Not Affected | Not Affected | Not Affected | Not Affected | Not Affected | Not Affected | Not Affected | Not Affected | Not Affected | Not Affected | Not Affected | Not Affected | Not Affected | Not Affected | Not Affected | Not Affected | Not Affected | Not Affected | Not Affected | Not Affected | Not Affected | 0 | 0 | 0 | 0 | 21 | Polygon
Critical Infrastructure | Stormwater Treatment Facilities and Pump Stations | Stormwater Ponds - NHD |  | STFPS_PG_14153 |  | Not Affected | Not Affected | Not Affected | Not Affected | Not Affected | Not Affected | Not Affected | Not Affected | Not Affected | Not Affected | Not Affected | Not Affected | Not Affected | Not Affected | Not Affected | Not Affected | Not Affected | Not Affected | Not Affected | Not Affected | Not Affected | 0 | 0 | 0 | 0 | 21 | Polygon
Critical Infrastructure | Stormwater Treatment Facilities and Pump Stations | Stormwater Ponds - NHD |  | STFPS_PG_14155 |  | Not Affected | Not Affected | Not Affected | Not Affected | Not Affected | Not Affected | Not Affected | Not Affected | Not Affected | Not Affected | Not Affected | Not Affected | Not Affected | Not Affected | Not Affected | Not Affected | Not Affected | Not Affected | Not Affected | Not Affected | Not Affected | 0 | 0 | 0 | 0 | 21 | Polygon
Critical Infrastructure | Stormwater Treatment Facilities and Pump Stations | Stormwater Ponds - NHD |  | STFPS_PG_14158 |  | Not Affected | Not Affected | Not Affected | Not Affected | Not Affected | Not Affected | Not Affected | Not Affected | Not Affected | Not Affected | Not Affected | Not Affected | Not Affected | Not Affected | Not Affected | Not Affected | Not Affected | Not Affected | Not Affected | Not Affected | Not Affected | 0 | 0 | 0 | 0 | 21 | Polygon
Critical Infrastructure | Stormwater Treatment Facilities and Pump Stations | Stormwater Ponds - NHD |  | STFPS_PG_14159 |  | Not Affected | Not Affected | Not Affected | Not Affected | Not Affected | Not Affected | Not Affected | Not Affected | Not Affected | Not Affected | Not Affected | Not Affected | Not Affected | Not Affected | Not Affected | Not Affected | Not Affected | Not Affected | Not Affected | Not Affected | Not Affected | 0 | 0 | 0 | 0 | 21 | Polygon
Critical Infrastructure | Stormwater Treatment Facilities and Pump Stations | Stormwater Ponds - NHD |  | STFPS_PG_14160 |  | Not Affected | Not Affected | Not Affected | Not Affected | Not Affected | Not Affected | Not Affected | Not Affected | Not Affected | Not Affected | Not Affected | Not Affected | Not Affected | Not Affected | Not Affected | Not Affected | Not Affected | Not Affected | Not Affected | Not Affected | Not Affected | 0 | 0 | 0 | 0 | 21 | Polygon
Critical Infrastructure | Stormwater Treatment Facilities and Pump Stations | Stormwater Ponds - NHD |  | STFPS_PG_14161 |  | Not Affected | Not Affected | Not Affected | Not Affected | Not Affected | Not Affected | Not Affected | Not Affected | Not Affected | Not Affected | Not Affected | Not Affected | Not Affected | Not Affected | Not Affected | Not Affected | Not Affected | Not Affected | Not Affected | Not Affected | Not Affected | 0 | 0 | 0 | 0 | 21 | Polygon
Critical Infrastructure | Stormwater Treatment Facilities and Pump Stations | Stormwater Ponds - NHD |  | STFPS_PG_14162 |  | Not Affected | Not Affected | Not Affected | Not Affected | Not Affected | Not Affected | Not Affected | Not Affected | Not Affected | Not Affected | Not Affected | Not Affected | Not Affected | Not Affected | Not Affected | Not Affected | Not Affected | Not Affected | Not Affected | Not Affected | Not Affected | 0 | 0 | 0 | 0 | 21 | Polygon
Critical Infrastructure | Stormwater Treatment Facilities and Pump Stations | Stormwater Ponds - NHD |  | STFPS_PG_14163 |  | Not Affected | Not Affected | Not Affected | Not Affected | Not Affected | Not Affected | Not Affected | Not Affected | Not Affected | Not Affected | Not Affected | Not Affected | Not Affected | Not Affected | Not Affected | Not Affected | Not Affected | Not Affected | Not Affected | Not Affected | Not Affected | 0 | 0 | 0 | 0 | 21 | Polygon
Critical Infrastructure | Stormwater Treatment Facilities and Pump Stations | Stormwater Ponds - NHD |  | STFPS_PG_14164 |  | Not Affected | Not Affected | Not Affected | Not Affected | Not Affected | Not Affected | Not Affected | Not Affected | Not Affected | Not Affected | Not Affected | Not Affected | Not Affected | Not Affected | Not Affected | Not Affected | Not Affected | Not Affected | Not Affected | Not Affected | Not Affected | 0 | 0 | 0 | 0 | 21 | Polygon
Critical Infrastructure | Stormwater Treatment Facilities and Pump Stations | Stormwater Ponds - NHD |  | STFPS_PG_14166 |  | Not Affected | Not Affected | Not Affected | Not Affected | Not Affected | Not Affected | Not Affected | Not Affected | Not Affected | Not Affected | Not Affected | Not Affected | Not Affected | Not Affected | Not Affected | Not Affected | Not Affected | Not Affected | Not Affected | Not Affected | Not Affected | 0 | 0 | 0 | 0 | 21 | Polygon
Critical Infrastructure | Stormwater Treatment Facilities and Pump Stations | Stormwater Ponds - NHD |  | STFPS_PG_14176 |  | Not Affected | Not Affected | Not Affected | Not Affected | Not Affected | Not Affected | Not Affected | Not Affected | Not Affected | Not Affected | Not Affected | Not Affected | Not Affected | Not Affected | Not Affected | Not Affected | Not Affected | Not Affected | Not Affected | Not Affected | Not Affected | 0 | 0 | 0 | 0 | 21 | Polygon
Critical Infrastructure | Stormwater Treatment Facilities and Pump Stations | Stormwater Ponds - NHD |  | STFPS_PG_14177 |  | Not Affected | Not Affected | Not Affected | Not Affected | Not Affected | Not Affected | Not Affected | Not Affected | Not Affected | Not Affected | Not Affected | Not Affected | Not Affected | Not Affected | Not Affected | Not Affected | Not Affected | Not Affected | Not Affected | Not Affected | Not Affected | 0 | 0 | 0 | 0 | 21 | Polygon
Critical Infrastructure | Stormwater Treatment Facilities and Pump Stations | Stormwater Ponds - NHD |  | STFPS_PG_14178 |  | Not Affected | Not Affected | Not Affected | Not Affected | Not Affected | Not Affected | Not Affected | Not Affected | Not Affected | Not Affected | Not Affected | Not Affected | Not Affected | Not Affected | Not Affected | Not Affected | Not Affected | Not Affected | Not Affected | Not Affected | Not Affected | 0 | 0 | 0 | 0 | 21 | Polygon
Critical Infrastructure | Stormwater Treatment Facilities and Pump Stations | Stormwater Ponds - NHD |  | STFPS_PG_14179 |  | Not Affected | Not Affected | Not Affected | Not Affected | Not Affected | Not Affected | Not Affected | Not Affected | Not Affected | Not Affected | Not Affected | Not Affected | Not Affected | Not Affected | Not Affected | Not Affected | Not Affected | Not Affected | Not Affected | Not Affected | Not Affected | 0 | 0 | 0 | 0 | 21 | Polygon
Critical Infrastructure | Stormwater Treatment Facilities and Pump Stations | Stormwater Ponds - NHD |  | STFPS_PG_14181 |  | Not Affected | Not Affected | Not Affected | Not Affected | Not Affected | Not Affected | Not Affected | Not Affected | Not Affected | Not Affected | Not Affected | Not Affected | Not Affected | Not Affected | Not Affected | Not Affected | Not Affected | Not Affected | Not Affected | Not Affected | Not Affected | 0 | 0 | 0 | 0 | 21 | Polygon
Critical Infrastructure | Stormwater Treatment Facilities and Pump Stations | Stormwater Ponds - NHD |  | STFPS_PG_14183 |  | Not Affected | Not Affected | Not Affected | Not Affected | Not Affected | Not Affected | Not Affected | Not Affected | Not Affected | Not Affected | Not Affected | Not Affected | Not Affected | Not Affected | Not Affected | Not Affected | Not Affected | Not Affected | Not Affected | Not Affected | Not Affected | 0 | 0 | 0 | 0 | 21 | Polygon
Critical Infrastructure | Stormwater Treatment Facilities and Pump Stations | Stormwater Ponds - NHD |  | STFPS_PG_14185 |  | Not Affected | Not Affected | Not Affected | Not Affected | Not Affected | Not Affected | Not Affected | Not Affected | Not Affected | Not Affected | Not Affected | Not Affected | Not Affected | Not Affected | Not Affected | Not Affected | Not Affected | Not Affected | Not Affected | Not Affected | Not Affected | 0 | 0 | 0 | 0 | 21 | Polygon
Critical Infrastructure | Stormwater Treatment Facilities and Pump Stations | Stormwater Ponds - NHD |  | STFPS_PG_14186 |  | Not Affected | Not Affected | Not Affected | Not Affected | Not Affected | Not Affected | Not Affected | Not Affected | Not Affected | Not Affected | Not Affected | Not Affected | Not Affected | Not Affected | Not Affected | Not Affected | Not Affected | Not Affected | Not Affected | Not Affected | Not Affected | 0 | 0 | 0 | 0 | 21 | Polygon
Critical Infrastructure | Stormwater Treatment Facilities and Pump Stations | Stormwater Ponds - NHD |  | STFPS_PG_14187 |  | Not Affected | Not Affected | Not Affected | Not Affected | Not Affected | Not Affected | Not Affected | Not Affected | Not Affected | Not Affected | Not Affected | Not Affected | Not Affected | Not Affected | Not Affected | Not Affected | Not Affected | Not Affected | Not Affected | Not Affected | Not Affected | 0 | 0 | 0 | 0 | 21 | Polygon
Critical Infrastructure | Stormwater Treatment Facilities and Pump Stations | Stormwater Ponds - NHD |  | STFPS_PG_14188 |  | Not Affected | Not Affected | Not Affected | Not Affected | Not Affected | Not Affected | Not Affected | Not Affected | Not Affected | Not Affected | Not Affected | Not Affected | Not Affected | Not Affected | Not Affected | Not Affected | Not Affected | Not Affected | Not Affected | Not Affected | Not Affected | 0 | 0 | 0 | 0 | 21 | Polygon
Critical Infrastructure | Stormwater Treatment Facilities and Pump Stations | Stormwater Ponds - NHD |  | STFPS_PG_14190 |  | Not Affected | Not Affected | Not Affected | Not Affected | Not Affected | Not Affected | Not Affected | Not Affected | Not Affected | Not Affected | Not Affected | Not Affected | Not Affected | Not Affected | Not Affected | Not Affected | Not Affected | Not Affected | Not Affected | Not Affected | Not Affected | 0 | 0 | 0 | 0 | 21 | Polygon
Critical Infrastructure | Stormwater Treatment Facilities and Pump Stations | Stormwater Ponds - NHD |  | STFPS_PG_14194 |  | Not Affected | Not Affected | Not Affected | Not Affected | Not Affected | Not Affected | Not Affected | Not Affected | Not Affected | Not Affected | Not Affected | Not Affected | Not Affected | Not Affected | Not Affected | Not Affected | Not Affected | Not Affected | Not Affected | Not Affected | Not Affected | 0 | 0 | 0 | 0 | 21 | Polygon
Critical Infrastructure | Stormwater Treatment Facilities and Pump Stations | Stormwater Ponds - NHD |  | STFPS_PG_14196 |  | Not Affected | Not Affected | Not Affected | Not Affected | Not Affected | Not Affected | Not Affected | Not Affected | Not Affected | Not Affected | Not Affected | Not Affected | Not Affected | Not Affected | Not Affected | Not Affected | Not Affected | Not Affected | Not Affected | Not Affected | Not Affected | 0 | 0 | 0 | 0 | 21 | Polygon
Critical Infrastructure | Stormwater Treatment Facilities and Pump Stations | Stormwater Ponds - NHD |  | STFPS_PG_14197 |  | Not Affected | Not Affected | Not Affected | Not Affected | Not Affected | Not Affected | Not Affected | Not Affected | Not Affected | Not Affected | Not Affected | Not Affected | Not Affected | Not Affected | Not Affected | Not Affected | Not Affected | Not Affected | Not Affected | Not Affected | Not Affected | 0 | 0 | 0 | 0 | 21 | Polygon
Critical Infrastructure | Stormwater Treatment Facilities and Pump Stations | Stormwater Ponds - NHD |  | STFPS_PG_14198 |  | Not Affected | Not Affected | Not Affected | Not Affected | Not Affected | Not Affected | Not Affected | Not Affected | Not Affected | Not Affected | Not Affected | Not Affected | Not Affected | Not Affected | Not Affected | Not Affected | Not Affected | Not Affected | Not Affected | Not Affected | Not Affected | 0 | 0 | 0 | 0 | 21 | Polygon
Critical Infrastructure | Stormwater Treatment Facilities and Pump Stations | Stormwater Ponds - NHD |  | STFPS_PG_14199 |  | Not Affected | Not Affected | Not Affected | Not Affected | Not Affected | Not Affected | Not Affected | Not Affected | Not Affected | Not Affected | Not Affected | Not Affected | Not Affected | Not Affected | Not Affected | Not Affected | Not Affected | Not Affected | Not Affected | Not Affected | Not Affected | 0 | 0 | 0 | 0 | 21 | Polygon
Critical Infrastructure | Stormwater Treatment Facilities and Pump Stations | Stormwater Ponds - NHD |  | STFPS_PG_14201 |  | Not Affected | Not Affected | Not Affected | Not Affected | Not Affected | Not Affected | Not Affected | Not Affected | Not Affected | Not Affected | Not Affected | Not Affected | Not Affected | Not Affected | Not Affected | Not Affected | Not Affected | Not Affected | Not Affected | Not Affected | Not Affected | 0 | 0 | 0 | 0 | 21 | Polygon
Critical Infrastructure | Stormwater Treatment Facilities and Pump Stations | Stormwater Ponds - NHD |  | STFPS_PG_14202 |  | Not Affected | Not Affected | Not Affected | Not Affected | Not Affected | Not Affected | Not Affected | Not Affected | Not Affected | Not Affected | Not Affected | Not Affected | Not Affected | Not Affected | Not Affected | Not Affected | Not Affected | Not Affected | Not Affected | Not Affected | Not Affected | 0 | 0 | 0 | 0 | 21 | Polygon
Critical Infrastructure | Stormwater Treatment Facilities and Pump Stations | Stormwater Ponds - NHD |  | STFPS_PG_14203 |  | Not Affected | Not Affected | Not Affected | Not Affected | Not Affected | Not Affected | Not Affected | Not Affected | Not Affected | Not Affected | Not Affected | Not Affected | Not Affected | Not Affected | Not Affected | Not Affected | Not Affected | Not Affected | Not Affected | Not Affected | Not Affected | 0 | 0 | 0 | 0 | 21 | Polygon
Critical Infrastructure | Stormwater Treatment Facilities and Pump Stations | Stormwater Ponds - NHD |  | STFPS_PG_14204 |  | Not Affected | Not Affected | Not Affected | Not Affected | Not Affected | Not Affected | Not Affected | Not Affected | Not Affected | Not Affected | Not Affected | Not Affected | Not Affected | Not Affected | Not Affected | Not Affected | Not Affected | Not Affected | Not Affected | Not Affected | Not Affected | 0 | 0 | 0 | 0 | 21 | Polygon
Critical Infrastructure | Stormwater Treatment Facilities and Pump Stations | Stormwater Ponds - NHD |  | STFPS_PG_14206 |  | Not Affected | Not Affected | Not Affected | Not Affected | Not Affected | Not Affected | Not Affected | Not Affected | Not Affected | Not Affected | Not Affected | Not Affected | Not Affected | Not Affected | Not Affected | Not Affected | Not Affected | Not Affected | Not Affected | Not Affected | Not Affected | 0 | 0 | 0 | 0 | 21 | Polygon
Critical Infrastructure | Stormwater Treatment Facilities and Pump Stations | Stormwater Ponds - NHD |  | STFPS_PG_14207 |  | Not Affected | Not Affected | Not Affected | Not Affected | Not Affected | Not Affected | Not Affected | Not Affected | Not Affected | Not Affected | Not Affected | Not Affected | Not Affected | Not Affected | Not Affected | Not Affected | Not Affected | Not Affected | Not Affected | Not Affected | Not Affected | 0 | 0 | 0 | 0 | 21 | Polygon
Critical Infrastructure | Stormwater Treatment Facilities and Pump Stations | Stormwater Ponds - NHD |  | STFPS_PG_14209 |  | Not Affected | Not Affected | Not Affected | Not Affected | Not Affected | Not Affected | Not Affected | Not Affected | Not Affected | Not Affected | Not Affected | Not Affected | Not Affected | Not Affected | Not Affected | Not Affected | Not Affected | Not Affected | Not Affected | Not Affected | Not Affected | 0 | 0 | 0 | 0 | 21 | Polygon
Critical Infrastructure | Stormwater Treatment Facilities and Pump Stations | Stormwater Ponds - NHD |  | STFPS_PG_14210 |  | Not Affected | Not Affected | Not Affected | Not Affected | Not Affected | Not Affected | Not Affected | Not Affected | Not Affected | Not Affected | Not Affected | Not Affected | Not Affected | Not Affected | Not Affected | Not Affected | Not Affected | Not Affected | Not Affected | Not Affected | Not Affected | 0 | 0 | 0 | 0 | 21 | Polygon
Critical Infrastructure | Stormwater Treatment Facilities and Pump Stations | Stormwater Ponds - NHD |  | STFPS_PG_14212 |  | Not Affected | Not Affected | Not Affected | Not Affected | Not Affected | Not Affected | Not Affected | Not Affected | Not Affected | Not Affected | Not Affected | Not Affected | Not Affected | Not Affected | Not Affected | Not Affected | Not Affected | Not Affected | Not Affected | Not Affected | Not Affected | 0 | 0 | 0 | 0 | 21 | Polygon
Critical Infrastructure | Stormwater Treatment Facilities and Pump Stations | Stormwater Ponds - NHD |  | STFPS_PG_14213 |  | Not Affected | Not Affected | Not Affected | Not Affected | Not Affected | Not Affected | Not Affected | Not Affected | Not Affected | Not Affected | Not Affected | Not Affected | Not Affected | Not Affected | Not Affected | Not Affected | Not Affected | Not Affected | Not Affected | Not Affected | Not Affected | 0 | 0 | 0 | 0 | 21 | Polygon
Critical Infrastructure | Stormwater Treatment Facilities and Pump Stations | Stormwater Ponds - NHD |  | STFPS_PG_14215 |  | Not Affected | Not Affected | Not Affected | Not Affected | Not Affected | Not Affected | Not Affected | Not Affected | Not Affected | Not Affected | Not Affected | Not Affected | Not Affected | Not Affected | Not Affected | Not Affected | Not Affected | Not Affected | Not Affected | Not Affected | Not Affected | 0 | 0 | 0 | 0 | 21 | Polygon
Critical Infrastructure | Stormwater Treatment Facilities and Pump Stations | Stormwater Ponds - NHD |  | STFPS_PG_14217 |  | Not Affected | Not Affected | Not Affected | Not Affected | Not Affected | Not Affected | Not Affected | Not Affected | Not Affected | Not Affected | Not Affected | Not Affected | Not Affected | Not Affected | Not Affected | Not Affected | Not Affected | Not Affected | Not Affected | Not Affected | Not Affected | 0 | 0 | 0 | 0 | 21 | Polygon
Critical Infrastructure | Stormwater Treatment Facilities and Pump Stations | Stormwater Ponds - NHD |  | STFPS_PG_14218 |  | Not Affected | Not Affected | Not Affected | Not Affected | Not Affected | Not Affected | Not Affected | Not Affected | Not Affected | Not Affected | Not Affected | Not Affected | Not Affected | Not Affected | Not Affected | Not Affected | Not Affected | Not Affected | Not Affected | Not Affected | Not Affected | 0 | 0 | 0 | 0 | 21 | Polygon
Critical Infrastructure | Stormwater Treatment Facilities and Pump Stations | Stormwater Ponds - NHD |  | STFPS_PG_14221 |  | Not Affected | Not Affected | Not Affected | Not Affected | Not Affected | Not Affected | Not Affected | Not Affected | Not Affected | Not Affected | Not Affected | Not Affected | Not Affected | Not Affected | Not Affected | Not Affected | Not Affected | Not Affected | Not Affected | Not Affected | Not Affected | 0 | 0 | 0 | 0 | 21 | Polygon
Critical Infrastructure | Stormwater Treatment Facilities and Pump Stations | Stormwater Ponds - NHD |  | STFPS_PG_14223 |  | Not Affected | Not Affected | Not Affected | Not Affected | Not Affected | Not Affected | Not Affected | Not Affected | Not Affected | Not Affected | Not Affected | Not Affected | Not Affected | Not Affected | Not Affected | Not Affected | Not Affected | Not Affected | Not Affected | Not Affected | Not Affected | 0 | 0 | 0 | 0 | 21 | Polygon
Critical Infrastructure | Stormwater Treatment Facilities and Pump Stations | Stormwater Ponds - NHD |  | STFPS_PG_14226 |  | Not Affected | Not Affected | Not Affected | Not Affected | Not Affected | Not Affected | Not Affected | Not Affected | Not Affected | Not Affected | Not Affected | Not Affected | Not Affected | Not Affected | Not Affected | Not Affected | Not Affected | Not Affected | Not Affected | Not Affected | Not Affected | 0 | 0 | 0 | 0 | 21 | Polygon
Critical Infrastructure | Stormwater Treatment Facilities and Pump Stations | Stormwater Ponds - NHD |  | STFPS_PG_14229 |  | Not Affected | Not Affected | Not Affected | Not Affected | Not Affected | Not Affected | Not Affected | Not Affected | Not Affected | Not Affected | Not Affected | Not Affected | Not Affected | Not Affected | Not Affected | Not Affected | Not Affected | Not Affected | Not Affected | Not Affected | Not Affected | 0 | 0 | 0 | 0 | 21 | Polygon
Critical Infrastructure | Stormwater Treatment Facilities and Pump Stations | Stormwater Ponds - NHD |  | STFPS_PG_14233 |  | Not Affected | Not Affected | Not Affected | Not Affected | Not Affected | Not Affected | Not Affected | Not Affected | Not Affected | Not Affected | Not Affected | Not Affected | Not Affected | Not Affected | Not Affected | Not Affected | Not Affected | Not Affected | Not Affected | Not Affected | Not Affected | 0 | 0 | 0 | 0 | 21 | Polygon
Critical Infrastructure | Stormwater Treatment Facilities and Pump Stations | Stormwater Ponds - NHD |  | STFPS_PG_14234 |  | Not Affected | Not Affected | Not Affected | Not Affected | Not Affected | Not Affected | Not Affected | Not Affected | Not Affected | Not Affected | Not Affected | Not Affected | Not Affected | Not Affected | Not Affected | Not Affected | Not Affected | Not Affected | Not Affected | Not Affected | Not Affected | 0 | 0 | 0 | 0 | 21 | Polygon
Critical Infrastructure | Stormwater Treatment Facilities and Pump Stations | Stormwater Ponds - NHD |  | STFPS_PG_14235 |  | Not Affected | Not Affected | Not Affected | Not Affected | Not Affected | Not Affected | Not Affected | Not Affected | Not Affected | Not Affected | Not Affected | Not Affected | Not Affected | Not Affected | Not Affected | Not Affected | Not Affected | Not Affected | Not Affected | Not Affected | Not Affected | 0 | 0 | 0 | 0 | 21 | Polygon
Critical Infrastructure | Stormwater Treatment Facilities and Pump Stations | Stormwater Ponds - NHD |  | STFPS_PG_14236 |  | Not Affected | Not Affected | Not Affected | Not Affected | Not Affected | Not Affected | Not Affected | Not Affected | Not Affected | Not Affected | Not Affected | Not Affected | Not Affected | Not Affected | Not Affected | Not Affected | Not Affected | Not Affected | Not Affected | Not Affected | Not Affected | 0 | 0 | 0 | 0 | 21 | Polygon
Critical Infrastructure | Stormwater Treatment Facilities and Pump Stations | Stormwater Ponds - NHD |  | STFPS_PG_14237 |  | Not Affected | Not Affected | Not Affected | Not Affected | Not Affected | Not Affected | Not Affected | Not Affected | Not Affected | Not Affected | Not Affected | Not Affected | Not Affected | Not Affected | Not Affected | Not Affected | Not Affected | Not Affected | Not Affected | Not Affected | Not Affected | 0 | 0 | 0 | 0 | 21 | Polygon
Critical Infrastructure | Stormwater Treatment Facilities and Pump Stations | Stormwater Ponds - NHD |  | STFPS_PG_14239 |  | Not Affected | Not Affected | Not Affected | Not Affected | Not Affected | Not Affected | Not Affected | Not Affected | Not Affected | Not Affected | Not Affected | Not Affected | Not Affected | Not Affected | Not Affected | Not Affected | Not Affected | Not Affected | Not Affected | Not Affected | Not Affected | 0 | 0 | 0 | 0 | 21 | Polygon
Critical Infrastructure | Stormwater Treatment Facilities and Pump Stations | Stormwater Ponds - NHD |  | STFPS_PG_14241 |  | Not Affected | Not Affected | Not Affected | Not Affected | Not Affected | Not Affected | Not Affected | Not Affected | Not Affected | Not Affected | Not Affected | Not Affected | Not Affected | Not Affected | Not Affected | Not Affected | Not Affected | Not Affected | Not Affected | Not Affected | Not Affected | 0 | 0 | 0 | 0 | 21 | Polygon
Critical Infrastructure | Stormwater Treatment Facilities and Pump Stations | Stormwater Ponds - NHD |  | STFPS_PG_14245 |  | Not Affected | Not Affected | Not Affected | Not Affected | Not Affected | Not Affected | Not Affected | Not Affected | Not Affected | Not Affected | Not Affected | Not Affected | Not Affected | Not Affected | Not Affected | Not Affected | Not Affected | Not Affected | Not Affected | Not Affected | Not Affected | 0 | 0 | 0 | 0 | 21 | Polygon
Critical Infrastructure | Stormwater Treatment Facilities and Pump Stations | Stormwater Ponds - NHD |  | STFPS_PG_14254 |  | Not Affected | Not Affected | Not Affected | Not Affected | Not Affected | Not Affected | Not Affected | Not Affected | Not Affected | Not Affected | Not Affected | Not Affected | Not Affected | Not Affected | Not Affected | Not Affected | Not Affected | Not Affected | Not Affected | Not Affected | Not Affected | 0 | 0 | 0 | 0 | 21 | Polygon
Critical Infrastructure | Stormwater Treatment Facilities and Pump Stations | Stormwater Ponds - NHD |  | STFPS_PG_14256 |  | Not Affected | Not Affected | Not Affected | Not Affected | Not Affected | Not Affected | Not Affected | Not Affected | Not Affected | Not Affected | Not Affected | Not Affected | Not Affected | Not Affected | Not Affected | Not Affected | Not Affected | Not Affected | Not Affected | Not Affected | Not Affected | 0 | 0 | 0 | 0 | 21 | Polygon
Critical Infrastructure | Stormwater Treatment Facilities and Pump Stations | Stormwater Ponds - NHD |  | STFPS_PG_14257 |  | Not Affected | Not Affected | Not Affected | Not Affected | Not Affected | Not Affected | Not Affected | Not Affected | Not Affected | Not Affected | Not Affected | Not Affected | Not Affected | Not Affected | Not Affected | Not Affected | Not Affected | Not Affected | Not Affected | Not Affected | Not Affected | 0 | 0 | 0 | 0 | 21 | Polygon
Critical Infrastructure | Stormwater Treatment Facilities and Pump Stations | Stormwater Ponds - NHD |  | STFPS_PG_14260 |  | Not Affected | Not Affected | Not Affected | Not Affected | Not Affected | Not Affected | Not Affected | Not Affected | Not Affected | Not Affected | Not Affected | Not Affected | Not Affected | Not Affected | Not Affected | Not Affected | Not Affected | Not Affected | Not Affected | Not Affected | Not Affected | 0 | 0 | 0 | 0 | 21 | Polygon
Critical Infrastructure | Stormwater Treatment Facilities and Pump Stations | Stormwater Ponds - NHD |  | STFPS_PG_14261 |  | Not Affected | Not Affected | Not Affected | Not Affected | Not Affected | Not Affected | Not Affected | Not Affected | Not Affected | Not Affected | Not Affected | Not Affected | Not Affected | Not Affected | Not Affected | Not Affected | Not Affected | Not Affected | Not Affected | Not Affected | Not Affected | 0 | 0 | 0 | 0 | 21 | Polygon
Critical Infrastructure | Stormwater Treatment Facilities and Pump Stations | Stormwater Ponds - NHD |  | STFPS_PG_14264 |  | Not Affected | Not Affected | Not Affected | Not Affected | Not Affected | Not Affected | Not Affected | Not Affected | Not Affected | Not Affected | Not Affected | Not Affected | Not Affected | Not Affected | Not Affected | Not Affected | Not Affected | Not Affected | Not Affected | Not Affected | Not Affected | 0 | 0 | 0 | 0 | 21 | Polygon
Critical Infrastructure | Stormwater Treatment Facilities and Pump Stations | Stormwater Ponds - NHD |  | STFPS_PG_14265 |  | Not Affected | Not Affected | Not Affected | Not Affected | Not Affected | Not Affected | Not Affected | Not Affected | Not Affected | Not Affected | Not Affected | Not Affected | Not Affected | Not Affected | Not Affected | Not Affected | Not Affected | Not Affected | Not Affected | Not Affected | Not Affected | 0 | 0 | 0 | 0 | 21 | Polygon
Critical Infrastructure | Stormwater Treatment Facilities and Pump Stations | Stormwater Ponds - NHD |  | STFPS_PG_14266 |  | Not Affected | Not Affected | Not Affected | Not Affected | Not Affected | Not Affected | Not Affected | Not Affected | Not Affected | Not Affected | Not Affected | Not Affected | Not Affected | Not Affected | Not Affected | Not Affected | Not Affected | Not Affected | Not Affected | Not Affected | Not Affected | 0 | 0 | 0 | 0 | 21 | Polygon
Critical Infrastructure | Stormwater Treatment Facilities and Pump Stations | Stormwater Ponds - NHD |  | STFPS_PG_14281 |  | Not Affected | Not Affected | Not Affected | Not Affected | Not Affected | Not Affected | Not Affected | Not Affected | Not Affected | Not Affected | Not Affected | Not Affected | Not Affected | Not Affected | Not Affected | Not Affected | Not Affected | Not Affected | Not Affected | Not Affected | Not Affected | 0 | 0 | 0 | 0 | 21 | Polygon
Critical Infrastructure | Stormwater Treatment Facilities and Pump Stations | Stormwater Ponds - NHD |  | STFPS_PG_14283 |  | Not Affected | Not Affected | Not Affected | Not Affected | Not Affected | Not Affected | Not Affected | Not Affected | Not Affected | Not Affected | Not Affected | Not Affected | Not Affected | Not Affected | Not Affected | Not Affected | Not Affected | Not Affected | Not Affected | Not Affected | Not Affected | 0 | 0 | 0 | 0 | 21 | Polygon
Critical Infrastructure | Stormwater Treatment Facilities and Pump Stations | Stormwater Ponds - NHD |  | STFPS_PG_14284 |  | Not Affected | Not Affected | Not Affected | Not Affected | Not Affected | Not Affected | Not Affected | Not Affected | Not Affected | Not Affected | Not Affected | Not Affected | Not Affected | Not Affected | Not Affected | Not Affected | Not Affected | Not Affected | Not Affected | Not Affected | Not Affected | 0 | 0 | 0 | 0 | 21 | Polygon
Critical Infrastructure | Stormwater Treatment Facilities and Pump Stations | Stormwater Ponds - NHD |  | STFPS_PG_14286 |  | Not Affected | Not Affected | Not Affected | Not Affected | Not Affected | Not Affected | Not Affected | Not Affected | Not Affected | Not Affected | Not Affected | Not Affected | Not Affected | Not Affected | Not Affected | Not Affected | Not Affected | Not Affected | Not Affected | Not Affected | Not Affected | 0 | 0 | 0 | 0 | 21 | Polygon
Critical Infrastructure | Stormwater Treatment Facilities and Pump Stations | Stormwater Ponds - NHD |  | STFPS_PG_14287 |  | Not Affected | Not Affected | Not Affected | Not Affected | Not Affected | Not Affected | Not Affected | Not Affected | Not Affected | Not Affected | Not Affected | Not Affected | Not Affected | Not Affected | Not Affected | Not Affected | Not Affected | Not Affected | Not Affected | Not Affected | Not Affected | 0 | 0 | 0 | 0 | 21 | Polygon
Critical Infrastructure | Stormwater Treatment Facilities and Pump Stations | Stormwater Ponds - NHD |  | STFPS_PG_14288 |  | Not Affected | Not Affected | Not Affected | Not Affected | Not Affected | Not Affected | Not Affected | Not Affected | Not Affected | Not Affected | Not Affected | Not Affected | Not Affected | Not Affected | Not Affected | Not Affected | Not Affected | Not Affected | Not Affected | Not Affected | Not Affected | 0 | 0 | 0 | 0 | 21 | Polygon
Critical Infrastructure | Stormwater Treatment Facilities and Pump Stations | Stormwater Ponds - NHD |  | STFPS_PG_14289 |  | Not Affected | Not Affected | Not Affected | Not Affected | Not Affected | Not Affected | Not Affected | Not Affected | Not Affected | Not Affected | Not Affected | Not Affected | Not Affected | Not Affected | Not Affected | Not Affected | Not Affected | Not Affected | Not Affected | Not Affected | Not Affected | 0 | 0 | 0 | 0 | 21 | Polygon
Critical Infrastructure | Stormwater Treatment Facilities and Pump Stations | Stormwater Ponds - NHD |  | STFPS_PG_14291 |  | Not Affected | Not Affected | Not Affected | Not Affected | Not Affected | Not Affected | Not Affected | Not Affected | Not Affected | Not Affected | Not Affected | Not Affected | Not Affected | Not Affected | Not Affected | Not Affected | Not Affected | Not Affected | Not Affected | Not Affected | Not Affected | 0 | 0 | 0 | 0 | 21 | Polygon
Critical Infrastructure | Stormwater Treatment Facilities and Pump Stations | Stormwater Ponds - NHD |  | STFPS_PG_14292 |  | Not Affected | Not Affected | Not Affected | Not Affected | Not Affected | Not Affected | Not Affected | Not Affected | Not Affected | Not Affected | Not Affected | Not Affected | Not Affected | Not Affected | Not Affected | Not Affected | Not Affected | Not Affected | Not Affected | Not Affected | Not Affected | 0 | 0 | 0 | 0 | 21 | Polygon
Critical Infrastructure | Stormwater Treatment Facilities and Pump Stations | Stormwater Ponds - NHD |  | STFPS_PG_14293 |  | Not Affected | Not Affected | Not Affected | Not Affected | Not Affected | Not Affected | Not Affected | Not Affected | Not Affected | Not Affected | Not Affected | Not Affected | Not Affected | Not Affected | Not Affected | Not Affected | Not Affected | Not Affected | Not Affected | Not Affected | Not Affected | 0 | 0 | 0 | 0 | 21 | Polygon
Critical Infrastructure | Stormwater Treatment Facilities and Pump Stations | Stormwater Ponds - NHD |  | STFPS_PG_14295 |  | Not Affected | Not Affected | Not Affected | Not Affected | Not Affected | Not Affected | Not Affected | Not Affected | Not Affected | Not Affected | Not Affected | Not Affected | Not Affected | Not Affected | Not Affected | Not Affected | Not Affected | Not Affected | Not Affected | Not Affected | Not Affected | 0 | 0 | 0 | 0 | 21 | Polygon
Critical Infrastructure | Stormwater Treatment Facilities and Pump Stations | Stormwater Ponds - NHD |  | STFPS_PG_14296 |  | Not Affected | Not Affected | Not Affected | Not Affected | Not Affected | Not Affected | Not Affected | Not Affected | Not Affected | Not Affected | Not Affected | Not Affected | Not Affected | Not Affected | Not Affected | Not Affected | Not Affected | Not Affected | Not Affected | Not Affected | Not Affected | 0 | 0 | 0 | 0 | 21 | Polygon
Critical Infrastructure | Stormwater Treatment Facilities and Pump Stations | Stormwater Ponds - NHD |  | STFPS_PG_14297 |  | Not Affected | Not Affected | Not Affected | Not Affected | Not Affected | Not Affected | Not Affected | Not Affected | Not Affected | Not Affected | Not Affected | Not Affected | Not Affected | Not Affected | Not Affected | Not Affected | Not Affected | Not Affected | Not Affected | Not Affected | Not Affected | 0 | 0 | 0 | 0 | 21 | Polygon
Critical Infrastructure | Stormwater Treatment Facilities and Pump Stations | Stormwater Ponds - NHD |  | STFPS_PG_14298 |  | Not Affected | Not Affected | Not Affected | Not Affected | Not Affected | Not Affected | Not Affected | Not Affected | Not Affected | Not Affected | Not Affected | Not Affected | Not Affected | Not Affected | Not Affected | Not Affected | Not Affected | Not Affected | Not Affected | Not Affected | Not Affected | 0 | 0 | 0 | 0 | 21 | Polygon
Critical Infrastructure | Stormwater Treatment Facilities and Pump Stations | Stormwater Ponds - NHD |  | STFPS_PG_14299 |  | Not Affected | Not Affected | Not Affected | Not Affected | Not Affected | Not Affected | Not Affected | Not Affected | Not Affected | Not Affected | Not Affected | Not Affected | Not Affected | Not Affected | Not Affected | Not Affected | Not Affected | Not Affected | Not Affected | Not Affected | Not Affected | 0 | 0 | 0 | 0 | 21 | Polygon
Critical Infrastructure | Stormwater Treatment Facilities and Pump Stations | Stormwater Ponds - NHD |  | STFPS_PG_14300 |  | Not Affected | Not Affected | Not Affected | Not Affected | Not Affected | Not Affected | Not Affected | Not Affected | Not Affected | Not Affected | Not Affected | Not Affected | Not Affected | Not Affected | Not Affected | Not Affected | Not Affected | Not Affected | Not Affected | Not Affected | Not Affected | 0 | 0 | 0 | 0 | 21 | Polygon
Critical Infrastructure | Stormwater Treatment Facilities and Pump Stations | Stormwater Ponds - NHD |  | STFPS_PG_14301 |  | Not Affected | Not Affected | Not Affected | Not Affected | Not Affected | Not Affected | Not Affected | Not Affected | Not Affected | Not Affected | Not Affected | Not Affected | Not Affected | Not Affected | Not Affected | Not Affected | Not Affected | Not Affected | Not Affected | Not Affected | Not Affected | 0 | 0 | 0 | 0 | 21 | Polygon
Critical Infrastructure | Stormwater Treatment Facilities and Pump Stations | Stormwater Ponds - NHD |  | STFPS_PG_14304 |  | Not Affected | Not Affected | Not Affected | Not Affected | Not Affected | Not Affected | Not Affected | Not Affected | Not Affected | Not Affected | Not Affected | Not Affected | Not Affected | Not Affected | Not Affected | Not Affected | Not Affected | Not Affected | Not Affected | Not Affected | Not Affected | 0 | 0 | 0 | 0 | 21 | Polygon
Critical Infrastructure | Stormwater Treatment Facilities and Pump Stations | Stormwater Ponds - NHD |  | STFPS_PG_14306 |  | Not Affected | Not Affected | Not Affected | Not Affected | Not Affected | Not Affected | Not Affected | Not Affected | Not Affected | Not Affected | Not Affected | Not Affected | Not Affected | Not Affected | Not Affected | Not Affected | Not Affected | Not Affected | Not Affected | Not Affected | Not Affected | 0 | 0 | 0 | 0 | 21 | Polygon
Critical Infrastructure | Stormwater Treatment Facilities and Pump Stations | Stormwater Ponds - NHD |  | STFPS_PG_14309 |  | Not Affected | Not Affected | Not Affected | Not Affected | Not Affected | Not Affected | Not Affected | Not Affected | Not Affected | Not Affected | Not Affected | Not Affected | Not Affected | Not Affected | Not Affected | Not Affected | Not Affected | Not Affected | Not Affected | Not Affected | Not Affected | 0 | 0 | 0 | 0 | 21 | Polygon
Critical Infrastructure | Stormwater Treatment Facilities and Pump Stations | Stormwater Ponds - NHD |  | STFPS_PG_14311 |  | Not Affected | Not Affected | Not Affected | Not Affected | Not Affected | Not Affected | Not Affected | Not Affected | Not Affected | Not Affected | Not Affected | Not Affected | Not Affected | Not Affected | Not Affected | Not Affected | Not Affected | Not Affected | Not Affected | Not Affected | Not Affected | 0 | 0 | 0 | 0 | 21 | Polygon
Critical Infrastructure | Stormwater Treatment Facilities and Pump Stations | Stormwater Ponds - NHD |  | STFPS_PG_14312 |  | Not Affected | Not Affected | Not Affected | Not Affected | Not Affected | Not Affected | Not Affected | Not Affected | Not Affected | Not Affected | Not Affected | Not Affected | Not Affected | Not Affected | Not Affected | Not Affected | Not Affected | Not Affected | Not Affected | Not Affected | Not Affected | 0 | 0 | 0 | 0 | 21 | Polygon
Critical Infrastructure | Stormwater Treatment Facilities and Pump Stations | Stormwater Ponds - NHD |  | STFPS_PG_14313 |  | Not Affected | Not Affected | Not Affected | Not Affected | Not Affected | Not Affected | Not Affected | Not Affected | Not Affected | Not Affected | Not Affected | Not Affected | Not Affected | Not Affected | Not Affected | Not Affected | Not Affected | Not Affected | Not Affected | Not Affected | Not Affected | 0 | 0 | 0 | 0 | 21 | Polygon
Critical Infrastructure | Stormwater Treatment Facilities and Pump Stations | Stormwater Ponds - NHD |  | STFPS_PG_14315 |  | Not Affected | Not Affected | Not Affected | Not Affected | Not Affected | Not Affected | Not Affected | Not Affected | Not Affected | Not Affected | Not Affected | Not Affected | Not Affected | Not Affected | Not Affected | Not Affected | Not Affected | Not Affected | Not Affected | Not Affected | Not Affected | 0 | 0 | 0 | 0 | 21 | Polygon
Critical Infrastructure | Stormwater Treatment Facilities and Pump Stations | Stormwater Ponds - NHD |  | STFPS_PG_14316 |  | Not Affected | Not Affected | Not Affected | Not Affected | Not Affected | Not Affected | Not Affected | Not Affected | Not Affected | Not Affected | Not Affected | Not Affected | Not Affected | Not Affected | Not Affected | Not Affected | Not Affected | Not Affected | Not Affected | Not Affected | Not Affected | 0 | 0 | 0 | 0 | 21 | Polygon
Critical Infrastructure | Stormwater Treatment Facilities and Pump Stations | Stormwater Ponds - NHD |  | STFPS_PG_14318 |  | Not Affected | Not Affected | Not Affected | Not Affected | Not Affected | Not Affected | Not Affected | Not Affected | Not Affected | Not Affected | Not Affected | Not Affected | Not Affected | Not Affected | Not Affected | Not Affected | Not Affected | Not Affected | Not Affected | Not Affected | Not Affected | 0 | 0 | 0 | 0 | 21 | Polygon
Critical Infrastructure | Stormwater Treatment Facilities and Pump Stations | Stormwater Ponds - NHD |  | STFPS_PG_14320 |  | Not Affected | Not Affected | Not Affected | Not Affected | Not Affected | Not Affected | Not Affected | Not Affected | Not Affected | Not Affected | Not Affected | Not Affected | Not Affected | Not Affected | Not Affected | Not Affected | Not Affected | Not Affected | Not Affected | Not Affected | Not Affected | 0 | 0 | 0 | 0 | 21 | Polygon
Critical Infrastructure | Stormwater Treatment Facilities and Pump Stations | Stormwater Ponds - NHD |  | STFPS_PG_14323 |  | Not Affected | Not Affected | Not Affected | Not Affected | Not Affected | Not Affected | Not Affected | Not Affected | Not Affected | Not Affected | Not Affected | Not Affected | Not Affected | Not Affected | Not Affected | Not Affected | Not Affected | Not Affected | Not Affected | Not Affected | Not Affected | 0 | 0 | 0 | 0 | 21 | Polygon
Critical Infrastructure | Stormwater Treatment Facilities and Pump Stations | Stormwater Ponds - NHD |  | STFPS_PG_14324 |  | Not Affected | Not Affected | Not Affected | Not Affected | Not Affected | Not Affected | Not Affected | Not Affected | Not Affected | Not Affected | Not Affected | Not Affected | Not Affected | Not Affected | Not Affected | Not Affected | Not Affected | Not Affected | Not Affected | Not Affected | Not Affected | 0 | 0 | 0 | 0 | 21 | Polygon
Critical Infrastructure | Stormwater Treatment Facilities and Pump Stations | Stormwater Ponds - NHD |  | STFPS_PG_14325 |  | Not Affected | Not Affected | Not Affected | Not Affected | Not Affected | Not Affected | Not Affected | Not Affected | Not Affected | Not Affected | Not Affected | Not Affected | Not Affected | Not Affected | Not Affected | Not Affected | Not Affected | Not Affected | Not Affected | Not Affected | Not Affected | 0 | 0 | 0 | 0 | 21 | Polygon
Critical Infrastructure | Stormwater Treatment Facilities and Pump Stations | Stormwater Ponds - NHD |  | STFPS_PG_14328 |  | Not Affected | Not Affected | Not Affected | Not Affected | Not Affected | Not Affected | Not Affected | Not Affected | Not Affected | Not Affected | Not Affected | Not Affected | Not Affected | Not Affected | Not Affected | Not Affected | Not Affected | Not Affected | Not Affected | Not Affected | Not Affected | 0 | 0 | 0 | 0 | 21 | Polygon
Critical Infrastructure | Stormwater Treatment Facilities and Pump Stations | Stormwater Ponds - NHD |  | STFPS_PG_14331 |  | Not Affected | Not Affected | Not Affected | Not Affected | Not Affected | Not Affected | Not Affected | Not Affected | Not Affected | Not Affected | Not Affected | Not Affected | Not Affected | Not Affected | Not Affected | Not Affected | Not Affected | Not Affected | Not Affected | Not Affected | Not Affected | 0 | 0 | 0 | 0 | 21 | Polygon
Critical Infrastructure | Stormwater Treatment Facilities and Pump Stations | Stormwater Ponds - NHD |  | STFPS_PG_14332 |  | Not Affected | Not Affected | Not Affected | Not Affected | Not Affected | Not Affected | Not Affected | Not Affected | Not Affected | Not Affected | Not Affected | Not Affected | Not Affected | Not Affected | Not Affected | Not Affected | Not Affected | Not Affected | Not Affected | Not Affected | Not Affected | 0 | 0 | 0 | 0 | 21 | Polygon
Critical Infrastructure | Stormwater Treatment Facilities and Pump Stations | Stormwater Ponds - NHD |  | STFPS_PG_14333 |  | Not Affected | Not Affected | Not Affected | Not Affected | Not Affected | Not Affected | Not Affected | Not Affected | Not Affected | Not Affected | Not Affected | Not Affected | Not Affected | Not Affected | Not Affected | Not Affected | Not Affected | Not Affected | Not Affected | Not Affected | Not Affected | 0 | 0 | 0 | 0 | 21 | Polygon
Critical Infrastructure | Stormwater Treatment Facilities and Pump Stations | Stormwater Ponds - NHD |  | STFPS_PG_14334 |  | Not Affected | Not Affected | Not Affected | Not Affected | Not Affected | Not Affected | Not Affected | Not Affected | Not Affected | Not Affected | Not Affected | Not Affected | Not Affected | Not Affected | Not Affected | Not Affected | Not Affected | Not Affected | Not Affected | Not Affected | Not Affected | 0 | 0 | 0 | 0 | 21 | Polygon
Critical Infrastructure | Stormwater Treatment Facilities and Pump Stations | Stormwater Ponds - NHD |  | STFPS_PG_14335 |  | Not Affected | Not Affected | Not Affected | Not Affected | Not Affected | Not Affected | Not Affected | Not Affected | Not Affected | Not Affected | Not Affected | Not Affected | Not Affected | Not Affected | Not Affected | Not Affected | Not Affected | Not Affected | Not Affected | Not Affected | Not Affected | 0 | 0 | 0 | 0 | 21 | Polygon
Critical Infrastructure | Stormwater Treatment Facilities and Pump Stations | Stormwater Ponds - NHD |  | STFPS_PG_14337 |  | Not Affected | Not Affected | Not Affected | Not Affected | Not Affected | Not Affected | Not Affected | Not Affected | Not Affected | Not Affected | Not Affected | Not Affected | Not Affected | Not Affected | Not Affected | Not Affected | Not Affected | Not Affected | Not Affected | Not Affected | Not Affected | 0 | 0 | 0 | 0 | 21 | Polygon
Critical Infrastructure | Stormwater Treatment Facilities and Pump Stations | Stormwater Ponds - NHD |  | STFPS_PG_14339 |  | Not Affected | Not Affected | Not Affected | Not Affected | Not Affected | Not Affected | Not Affected | Not Affected | Not Affected | Not Affected | Not Affected | Not Affected | Not Affected | Not Affected | Not Affected | Not Affected | Not Affected | Not Affected | Not Affected | Not Affected | Not Affected | 0 | 0 | 0 | 0 | 21 | Polygon
Critical Infrastructure | Stormwater Treatment Facilities and Pump Stations | Stormwater Ponds - NHD |  | STFPS_PG_14340 |  | Not Affected | Not Affected | Not Affected | Not Affected | Not Affected | Not Affected | Not Affected | Not Affected | Not Affected | Not Affected | Not Affected | Not Affected | Not Affected | Not Affected | Not Affected | Not Affected | Not Affected | Not Affected | Not Affected | Not Affected | Not Affected | 0 | 0 | 0 | 0 | 21 | Polygon
Critical Infrastructure | Stormwater Treatment Facilities and Pump Stations | Stormwater Ponds - NHD |  | STFPS_PG_14341 |  | Not Affected | Not Affected | Not Affected | Not Affected | Not Affected | Not Affected | Not Affected | Not Affected | Not Affected | Not Affected | Not Affected | Not Affected | Not Affected | Not Affected | Not Affected | Not Affected | Not Affected | Not Affected | Not Affected | Not Affected | Not Affected | 0 | 0 | 0 | 0 | 21 | Polygon
Critical Infrastructure | Stormwater Treatment Facilities and Pump Stations | Stormwater Ponds - NHD |  | STFPS_PG_14342 |  | Not Affected | Not Affected | Not Affected | Not Affected | Not Affected | Not Affected | Not Affected | Not Affected | Not Affected | Not Affected | Not Affected | Not Affected | Not Affected | Not Affected | Not Affected | Not Affected | Not Affected | Not Affected | Not Affected | Not Affected | Not Affected | 0 | 0 | 0 | 0 | 21 | Polygon
Critical Infrastructure | Stormwater Treatment Facilities and Pump Stations | Stormwater Ponds - NHD |  | STFPS_PG_14343 |  | Not Affected | Not Affected | Not Affected | Not Affected | Not Affected | Not Affected | Not Affected | Not Affected | Not Affected | Not Affected | Not Affected | Not Affected | Not Affected | Not Affected | Not Affected | Not Affected | Not Affected | Not Affected | Not Affected | Not Affected | Not Affected | 0 | 0 | 0 | 0 | 21 | Polygon
Critical Infrastructure | Stormwater Treatment Facilities and Pump Stations | Stormwater Ponds - NHD |  | STFPS_PG_14344 |  | Not Affected | Not Affected | Not Affected | Not Affected | Not Affected | Not Affected | Not Affected | Not Affected | Not Affected | Not Affected | Not Affected | Not Affected | Not Affected | Not Affected | Not Affected | Not Affected | Not Affected | Not Affected | Not Affected | Not Affected | Not Affected | 0 | 0 | 0 | 0 | 21 | Polygon
Critical Infrastructure | Stormwater Treatment Facilities and Pump Stations | Stormwater Ponds - NHD |  | STFPS_PG_14345 |  | Not Affected | Not Affected | Not Affected | Not Affected | Not Affected | Not Affected | Not Affected | Not Affected | Not Affected | Not Affected | Not Affected | Not Affected | Not Affected | Not Affected | Not Affected | Not Affected | Not Affected | Not Affected | Not Affected | Not Affected | Not Affected | 0 | 0 | 0 | 0 | 21 | Polygon
Critical Infrastructure | Stormwater Treatment Facilities and Pump Stations | Stormwater Ponds - NHD |  | STFPS_PG_14346 |  | Not Affected | Not Affected | Not Affected | Not Affected | Not Affected | Not Affected | Not Affected | Not Affected | Not Affected | Not Affected | Not Affected | Not Affected | Not Affected | Not Affected | Not Affected | Not Affected | Not Affected | Not Affected | Not Affected | Not Affected | Not Affected | 0 | 0 | 0 | 0 | 21 | Polygon
Critical Infrastructure | Stormwater Treatment Facilities and Pump Stations | Stormwater Ponds - NHD |  | STFPS_PG_14348 |  | Not Affected | Not Affected | Not Affected | Not Affected | Not Affected | Not Affected | Not Affected | Not Affected | Not Affected | Not Affected | Not Affected | Not Affected | Not Affected | Not Affected | Not Affected | Not Affected | Not Affected | Not Affected | Not Affected | Not Affected | Not Affected | 0 | 0 | 0 | 0 | 21 | Polygon
Critical Infrastructure | Stormwater Treatment Facilities and Pump Stations | Stormwater Ponds - NHD |  | STFPS_PG_14350 |  | Not Affected | Not Affected | Not Affected | Not Affected | Not Affected | Not Affected | Not Affected | Not Affected | Not Affected | Not Affected | Not Affected | Not Affected | Not Affected | Not Affected | Not Affected | Not Affected | Not Affected | Not Affected | Not Affected | Not Affected | Not Affected | 0 | 0 | 0 | 0 | 21 | Polygon
Critical Infrastructure | Stormwater Treatment Facilities and Pump Stations | Stormwater Ponds - NHD |  | STFPS_PG_14351 |  | Not Affected | Not Affected | Not Affected | Not Affected | Not Affected | Not Affected | Not Affected | Not Affected | Not Affected | Not Affected | Not Affected | Not Affected | Not Affected | Not Affected | Not Affected | Not Affected | Not Affected | Not Affected | Not Affected | Not Affected | Not Affected | 0 | 0 | 0 | 0 | 21 | Polygon
Critical Infrastructure | Stormwater Treatment Facilities and Pump Stations | Stormwater Ponds - NHD |  | STFPS_PG_14355 |  | Not Affected | Not Affected | Not Affected | Not Affected | Not Affected | Not Affected | Not Affected | Not Affected | Not Affected | Not Affected | Not Affected | Not Affected | Not Affected | Not Affected | Not Affected | Not Affected | Not Affected | Not Affected | Not Affected | Not Affected | Not Affected | 0 | 0 | 0 | 0 | 21 | Polygon
Critical Infrastructure | Stormwater Treatment Facilities and Pump Stations | Stormwater Ponds - NHD |  | STFPS_PG_14356 |  | Not Affected | Not Affected | Not Affected | Not Affected | Not Affected | Not Affected | Not Affected | Not Affected | Not Affected | Not Affected | Not Affected | Not Affected | Not Affected | Not Affected | Not Affected | Not Affected | Not Affected | Not Affected | Not Affected | Not Affected | Not Affected | 0 | 0 | 0 | 0 | 21 | Polygon
Critical Infrastructure | Stormwater Treatment Facilities and Pump Stations | Stormwater Ponds - NHD |  | STFPS_PG_14357 |  | Not Affected | Not Affected | Not Affected | Not Affected | Not Affected | Not Affected | Not Affected | Not Affected | Not Affected | Not Affected | Not Affected | Not Affected | Not Affected | Not Affected | Not Affected | Not Affected | Not Affected | Not Affected | Not Affected | Not Affected | Not Affected | 0 | 0 | 0 | 0 | 21 | Polygon
Critical Infrastructure | Stormwater Treatment Facilities and Pump Stations | Stormwater Ponds - NHD |  | STFPS_PG_14362 |  | Not Affected | Not Affected | Not Affected | Not Affected | Not Affected | Not Affected | Not Affected | Not Affected | Not Affected | Not Affected | Not Affected | Not Affected | Not Affected | Not Affected | Not Affected | Not Affected | Not Affected | Not Affected | Not Affected | Not Affected | Not Affected | 0 | 0 | 0 | 0 | 21 | Polygon
Critical Infrastructure | Stormwater Treatment Facilities and Pump Stations | Stormwater Ponds - NHD |  | STFPS_PG_14364 |  | Not Affected | Not Affected | Not Affected | Not Affected | Not Affected | Not Affected | Not Affected | Not Affected | Not Affected | Not Affected | Not Affected | Not Affected | Not Affected | Not Affected | Not Affected | Not Affected | Not Affected | Not Affected | Not Affected | Not Affected | Not Affected | 0 | 0 | 0 | 0 | 21 | Polygon
Critical Infrastructure | Stormwater Treatment Facilities and Pump Stations | Stormwater Ponds - NHD |  | STFPS_PG_14365 |  | Not Affected | Not Affected | Not Affected | Not Affected | Not Affected | Not Affected | Not Affected | Not Affected | Not Affected | Not Affected | Not Affected | Not Affected | Not Affected | Not Affected | Not Affected | Not Affected | Not Affected | Not Affected | Not Affected | Not Affected | Not Affected | 0 | 0 | 0 | 0 | 21 | Polygon
Critical Infrastructure | Stormwater Treatment Facilities and Pump Stations | Stormwater Ponds - NHD |  | STFPS_PG_14366 |  | Not Affected | Not Affected | Not Affected | Not Affected | Not Affected | Not Affected | Not Affected | Not Affected | Not Affected | Not Affected | Not Affected | Not Affected | Not Affected | Not Affected | Not Affected | Not Affected | Not Affected | Not Affected | Not Affected | Not Affected | Not Affected | 0 | 0 | 0 | 0 | 21 | Polygon
Critical Infrastructure | Stormwater Treatment Facilities and Pump Stations | Stormwater Ponds - NHD |  | STFPS_PG_14367 |  | Not Affected | Not Affected | Not Affected | Not Affected | Not Affected | Not Affected | Not Affected | Not Affected | Not Affected | Not Affected | Not Affected | Not Affected | Not Affected | Not Affected | Not Affected | Not Affected | Not Affected | Not Affected | Not Affected | Not Affected | Not Affected | 0 | 0 | 0 | 0 | 21 | Polygon
Critical Infrastructure | Stormwater Treatment Facilities and Pump Stations | Stormwater Ponds - NHD |  | STFPS_PG_14369 |  | Not Affected | Not Affected | Not Affected | Not Affected | Not Affected | Not Affected | Not Affected | Not Affected | Not Affected | Not Affected | Not Affected | Not Affected | Not Affected | Not Affected | Not Affected | Not Affected | Not Affected | Not Affected | Not Affected | Not Affected | Not Affected | 0 | 0 | 0 | 0 | 21 | Polygon
Critical Infrastructure | Stormwater Treatment Facilities and Pump Stations | Stormwater Ponds - NHD |  | STFPS_PG_14370 |  | Not Affected | Not Affected | Not Affected | Not Affected | Not Affected | Not Affected | Not Affected | Not Affected | Not Affected | Not Affected | Not Affected | Not Affected | Not Affected | Not Affected | Not Affected | Not Affected | Not Affected | Not Affected | Not Affected | Not Affected | Not Affected | 0 | 0 | 0 | 0 | 21 | Polygon
Critical Infrastructure | Stormwater Treatment Facilities and Pump Stations | Stormwater Ponds - NHD |  | STFPS_PG_14371 |  | Not Affected | Not Affected | Not Affected | Not Affected | Not Affected | Not Affected | Not Affected | Not Affected | Not Affected | Not Affected | Not Affected | Not Affected | Not Affected | Not Affected | Not Affected | Not Affected | Not Affected | Not Affected | Not Affected | Not Affected | Not Affected | 0 | 0 | 0 | 0 | 21 | Polygon
Critical Infrastructure | Stormwater Treatment Facilities and Pump Stations | Stormwater Ponds - NHD |  | STFPS_PG_14373 |  | Not Affected | Not Affected | Not Affected | Not Affected | Not Affected | Not Affected | Not Affected | Not Affected | Not Affected | Not Affected | Not Affected | Not Affected | Not Affected | Not Affected | Not Affected | Not Affected | Not Affected | Not Affected | Not Affected | Not Affected | Not Affected | 0 | 0 | 0 | 0 | 21 | Polygon
Critical Infrastructure | Stormwater Treatment Facilities and Pump Stations | Stormwater Ponds - NHD |  | STFPS_PG_14375 |  | Not Affected | Not Affected | Not Affected | Not Affected | Not Affected | Not Affected | Not Affected | Not Affected | Not Affected | Not Affected | Not Affected | Not Affected | Not Affected | Not Affected | Not Affected | Not Affected | Not Affected | Not Affected | Not Affected | Not Affected | Not Affected | 0 | 0 | 0 | 0 | 21 | Polygon
Critical Infrastructure | Stormwater Treatment Facilities and Pump Stations | Stormwater Ponds - NHD |  | STFPS_PG_14376 |  | Not Affected | Not Affected | Not Affected | Not Affected | Not Affected | Not Affected | Not Affected | Not Affected | Not Affected | Not Affected | Not Affected | Not Affected | Not Affected | Not Affected | Not Affected | Not Affected | Not Affected | Not Affected | Not Affected | Not Affected | Not Affected | 0 | 0 | 0 | 0 | 21 | Polygon
Critical Infrastructure | Stormwater Treatment Facilities and Pump Stations | Stormwater Ponds - NHD |  | STFPS_PG_14378 |  | Not Affected | Not Affected | Not Affected | Not Affected | Not Affected | Not Affected | Not Affected | Not Affected | Not Affected | Not Affected | Not Affected | Not Affected | Not Affected | Not Affected | Not Affected | Not Affected | Not Affected | Not Affected | Not Affected | Not Affected | Not Affected | 0 | 0 | 0 | 0 | 21 | Polygon
Critical Infrastructure | Stormwater Treatment Facilities and Pump Stations | Stormwater Ponds - NHD |  | STFPS_PG_14379 |  | Not Affected | Not Affected | Not Affected | Not Affected | Not Affected | Not Affected | Not Affected | Not Affected | Not Affected | Not Affected | Not Affected | Not Affected | Not Affected | Not Affected | Not Affected | Not Affected | Not Affected | Not Affected | Not Affected | Not Affected | Not Affected | 0 | 0 | 0 | 0 | 21 | Polygon
Critical Infrastructure | Stormwater Treatment Facilities and Pump Stations | Stormwater Ponds - NHD |  | STFPS_PG_14380 |  | Not Affected | Not Affected | Not Affected | Not Affected | Not Affected | Not Affected | Not Affected | Not Affected | Not Affected | Not Affected | Not Affected | Not Affected | Not Affected | Not Affected | Not Affected | Not Affected | Not Affected | Not Affected | Not Affected | Not Affected | Not Affected | 0 | 0 | 0 | 0 | 21 | Polygon
Critical Infrastructure | Stormwater Treatment Facilities and Pump Stations | Stormwater Ponds - NHD |  | STFPS_PG_14382 |  | Not Affected | Not Affected | Not Affected | Not Affected | Not Affected | Not Affected | Not Affected | Not Affected | Not Affected | Not Affected | Not Affected | Not Affected | Not Affected | Not Affected | Not Affected | Not Affected | Not Affected | Not Affected | Not Affected | Not Affected | Not Affected | 0 | 0 | 0 | 0 | 21 | Polygon
Critical Infrastructure | Stormwater Treatment Facilities and Pump Stations | Stormwater Ponds - NHD |  | STFPS_PG_14384 |  | Not Affected | Not Affected | Not Affected | Not Affected | Not Affected | Not Affected | Not Affected | Not Affected | Not Affected | Not Affected | Not Affected | Not Affected | Not Affected | Not Affected | Not Affected | Not Affected | Not Affected | Not Affected | Not Affected | Not Affected | Not Affected | 0 | 0 | 0 | 0 | 21 | Polygon
Critical Infrastructure | Stormwater Treatment Facilities and Pump Stations | Stormwater Ponds - NHD |  | STFPS_PG_14387 |  | Not Affected | Not Affected | Not Affected | Not Affected | Not Affected | Not Affected | Not Affected | Not Affected | Not Affected | Not Affected | Not Affected | Not Affected | Not Affected | Not Affected | Not Affected | Not Affected | Not Affected | Not Affected | Not Affected | Not Affected | Not Affected | 0 | 0 | 0 | 0 | 21 | Polygon
Critical Infrastructure | Stormwater Treatment Facilities and Pump Stations | Stormwater Ponds - NHD |  | STFPS_PG_14388 |  | Not Affected | Not Affected | Not Affected | Not Affected | Not Affected | Not Affected | Not Affected | Not Affected | Not Affected | Not Affected | Not Affected | Not Affected | Not Affected | Not Affected | Not Affected | Not Affected | Not Affected | Not Affected | Not Affected | Not Affected | Not Affected | 0 | 0 | 0 | 0 | 21 | Polygon
Critical Infrastructure | Stormwater Treatment Facilities and Pump Stations | Stormwater Ponds - NHD |  | STFPS_PG_14389 |  | Not Affected | Not Affected | Not Affected | Not Affected | Not Affected | Not Affected | Not Affected | Not Affected | Not Affected | Not Affected | Not Affected | Not Affected | Not Affected | Not Affected | Not Affected | Not Affected | Not Affected | Not Affected | Not Affected | Not Affected | Not Affected | 0 | 0 | 0 | 0 | 21 | Polygon
Critical Infrastructure | Stormwater Treatment Facilities and Pump Stations | Stormwater Ponds - NHD |  | STFPS_PG_14391 |  | Not Affected | Not Affected | Not Affected | Not Affected | Not Affected | Not Affected | Not Affected | Not Affected | Not Affected | Not Affected | Not Affected | Not Affected | Not Affected | Not Affected | Not Affected | Not Affected | Not Affected | Not Affected | Not Affected | Not Affected | Not Affected | 0 | 0 | 0 | 0 | 21 | Polygon
Critical Infrastructure | Stormwater Treatment Facilities and Pump Stations | Stormwater Ponds - NHD |  | STFPS_PG_14392 |  | Not Affected | Not Affected | Not Affected | Not Affected | Not Affected | Not Affected | Not Affected | Not Affected | Not Affected | Not Affected | Not Affected | Not Affected | Not Affected | Not Affected | Not Affected | Not Affected | Not Affected | Not Affected | Not Affected | Not Affected | Not Affected | 0 | 0 | 0 | 0 | 21 | Polygon
Critical Infrastructure | Stormwater Treatment Facilities and Pump Stations | Stormwater Ponds - NHD |  | STFPS_PG_14393 |  | Not Affected | Not Affected | Not Affected | Not Affected | Not Affected | Not Affected | Not Affected | Not Affected | Not Affected | Not Affected | Not Affected | Not Affected | Not Affected | Not Affected | Not Affected | Not Affected | Not Affected | Not Affected | Not Affected | Not Affected | Not Affected | 0 | 0 | 0 | 0 | 21 | Polygon
Critical Infrastructure | Stormwater Treatment Facilities and Pump Stations | Stormwater Ponds - NHD |  | STFPS_PG_14394 |  | Not Affected | Not Affected | Not Affected | Not Affected | Not Affected | Not Affected | Not Affected | Not Affected | Not Affected | Not Affected | Not Affected | Not Affected | Not Affected | Not Affected | Not Affected | Not Affected | Not Affected | Not Affected | Not Affected | Not Affected | Not Affected | 0 | 0 | 0 | 0 | 21 | Polygon
Critical Infrastructure | Stormwater Treatment Facilities and Pump Stations | Stormwater Ponds - NHD |  | STFPS_PG_14397 |  | Not Affected | Not Affected | Not Affected | Not Affected | Not Affected | Not Affected | Not Affected | Not Affected | Not Affected | Not Affected | Not Affected | Not Affected | Not Affected | Not Affected | Not Affected | Not Affected | Not Affected | Not Affected | Not Affected | Not Affected | Not Affected | 0 | 0 | 0 | 0 | 21 | Polygon
Critical Infrastructure | Stormwater Treatment Facilities and Pump Stations | Stormwater Ponds - NHD |  | STFPS_PG_14402 |  | Not Affected | Not Affected | Not Affected | Not Affected | Not Affected | Not Affected | Not Affected | Not Affected | Not Affected | Not Affected | Not Affected | Not Affected | Not Affected | Not Affected | Not Affected | Not Affected | Not Affected | Not Affected | Not Affected | Not Affected | Not Affected | 0 | 0 | 0 | 0 | 21 | Polygon
Critical Infrastructure | Stormwater Treatment Facilities and Pump Stations | Stormwater Ponds - NHD |  | STFPS_PG_14404 |  | Not Affected | Not Affected | Not Affected | Not Affected | Not Affected | Not Affected | Not Affected | Not Affected | Not Affected | Not Affected | Not Affected | Not Affected | Not Affected | Not Affected | Not Affected | Not Affected | Not Affected | Not Affected | Not Affected | Not Affected | Not Affected | 0 | 0 | 0 | 0 | 21 | Polygon
Critical Infrastructure | Stormwater Treatment Facilities and Pump Stations | Stormwater Ponds - NHD |  | STFPS_PG_14406 |  | Not Affected | Not Affected | Not Affected | Not Affected | Not Affected | Not Affected | Not Affected | Not Affected | Not Affected | Not Affected | Not Affected | Not Affected | Not Affected | Not Affected | Not Affected | Not Affected | Not Affected | Not Affected | Not Affected | Not Affected | Not Affected | 0 | 0 | 0 | 0 | 21 | Polygon
Critical Infrastructure | Stormwater Treatment Facilities and Pump Stations | Stormwater Ponds - NHD |  | STFPS_PG_14407 |  | Not Affected | Not Affected | Not Affected | Not Affected | Not Affected | Not Affected | Not Affected | Not Affected | Not Affected | Not Affected | Not Affected | Not Affected | Not Affected | Not Affected | Not Affected | Not Affected | Not Affected | Not Affected | Not Affected | Not Affected | Not Affected | 0 | 0 | 0 | 0 | 21 | Polygon
Critical Infrastructure | Stormwater Treatment Facilities and Pump Stations | Stormwater Ponds - NHD |  | STFPS_PG_14408 |  | Not Affected | Not Affected | Not Affected | Not Affected | Not Affected | Not Affected | Not Affected | Not Affected | Not Affected | Not Affected | Not Affected | Not Affected | Not Affected | Not Affected | Not Affected | Not Affected | Not Affected | Not Affected | Not Affected | Not Affected | Not Affected | 0 | 0 | 0 | 0 | 21 | Polygon
Critical Infrastructure | Stormwater Treatment Facilities and Pump Stations | Stormwater Ponds - NHD |  | STFPS_PG_14409 |  | Not Affected | Not Affected | Not Affected | Not Affected | Not Affected | Not Affected | Not Affected | Not Affected | Not Affected | Not Affected | Not Affected | Not Affected | Not Affected | Not Affected | Not Affected | Not Affected | Not Affected | Not Affected | Not Affected | Not Affected | Not Affected | 0 | 0 | 0 | 0 | 21 | Polygon
Critical Infrastructure | Stormwater Treatment Facilities and Pump Stations | Stormwater Ponds - NHD |  | STFPS_PG_14410 |  | Not Affected | Not Affected | Not Affected | Not Affected | Not Affected | Not Affected | Not Affected | Not Affected | Not Affected | Not Affected | Not Affected | Not Affected | Not Affected | Not Affected | Not Affected | Not Affected | Not Affected | Not Affected | Not Affected | Not Affected | Not Affected | 0 | 0 | 0 | 0 | 21 | Polygon
Critical Infrastructure | Stormwater Treatment Facilities and Pump Stations | Stormwater Ponds - NHD |  | STFPS_PG_14412 |  | Not Affected | Not Affected | Not Affected | Not Affected | Not Affected | Not Affected | Not Affected | Not Affected | Not Affected | Not Affected | Not Affected | Not Affected | Not Affected | Not Affected | Not Affected | Not Affected | Not Affected | Not Affected | Not Affected | Not Affected | Not Affected | 0 | 0 | 0 | 0 | 21 | Polygon
Critical Infrastructure | Stormwater Treatment Facilities and Pump Stations | Stormwater Ponds - NHD |  | STFPS_PG_14415 |  | Not Affected | Not Affected | Not Affected | Not Affected | Not Affected | Not Affected | Not Affected | Not Affected | Not Affected | Not Affected | Not Affected | Not Affected | Not Affected | Not Affected | Not Affected | Not Affected | Not Affected | Not Affected | Not Affected | Not Affected | Not Affected | 0 | 0 | 0 | 0 | 21 | Polygon
Critical Infrastructure | Stormwater Treatment Facilities and Pump Stations | Stormwater Ponds - NHD |  | STFPS_PG_14416 |  | Not Affected | Not Affected | Not Affected | Not Affected | Not Affected | Not Affected | Not Affected | Not Affected | Not Affected | Not Affected | Not Affected | Not Affected | Not Affected | Not Affected | Not Affected | Not Affected | Not Affected | Not Affected | Not Affected | Not Affected | Not Affected | 0 | 0 | 0 | 0 | 21 | Polygon
Critical Infrastructure | Stormwater Treatment Facilities and Pump Stations | Stormwater Ponds - NHD |  | STFPS_PG_14417 |  | Not Affected | Not Affected | Not Affected | Not Affected | Not Affected | Not Affected | Not Affected | Not Affected | Not Affected | Not Affected | Not Affected | Not Affected | Not Affected | Not Affected | Not Affected | Not Affected | Not Affected | Not Affected | Not Affected | Not Affected | Not Affected | 0 | 0 | 0 | 0 | 21 | Polygon
Critical Infrastructure | Stormwater Treatment Facilities and Pump Stations | Stormwater Ponds - NHD |  | STFPS_PG_14418 |  | Not Affected | Not Affected | Not Affected | Not Affected | Not Affected | Not Affected | Not Affected | Not Affected | Not Affected | Not Affected | Not Affected | Not Affected | Not Affected | Not Affected | Not Affected | Not Affected | Not Affected | Not Affected | Not Affected | Not Affected | Not Affected | 0 | 0 | 0 | 0 | 21 | Polygon
Critical Infrastructure | Stormwater Treatment Facilities and Pump Stations | Stormwater Ponds - NHD |  | STFPS_PG_14419 |  | Not Affected | Not Affected | Not Affected | Not Affected | Not Affected | Not Affected | Not Affected | Not Affected | Not Affected | Not Affected | Not Affected | Not Affected | Not Affected | Not Affected | Not Affected | Not Affected | Not Affected | Not Affected | Not Affected | Not Affected | Not Affected | 0 | 0 | 0 | 0 | 21 | Polygon
Critical Infrastructure | Stormwater Treatment Facilities and Pump Stations | Stormwater Ponds - NHD |  | STFPS_PG_14420 |  | Not Affected | Not Affected | Not Affected | Not Affected | Not Affected | Not Affected | Not Affected | Not Affected | Not Affected | Not Affected | Not Affected | Not Affected | Not Affected | Not Affected | Not Affected | Not Affected | Not Affected | Not Affected | Not Affected | Not Affected | Not Affected | 0 | 0 | 0 | 0 | 21 | Polygon
Critical Infrastructure | Stormwater Treatment Facilities and Pump Stations | Stormwater Ponds - NHD |  | STFPS_PG_14422 |  | Not Affected | Not Affected | Not Affected | Not Affected | Not Affected | Not Affected | Not Affected | Not Affected | Not Affected | Not Affected | Not Affected | Not Affected | Not Affected | Not Affected | Not Affected | Not Affected | Not Affected | Not Affected | Not Affected | Not Affected | Not Affected | 0 | 0 | 0 | 0 | 21 | Polygon
Critical Infrastructure | Stormwater Treatment Facilities and Pump Stations | Stormwater Ponds - NHD |  | STFPS_PG_14423 |  | Not Affected | Not Affected | Not Affected | Not Affected | Not Affected | Not Affected | Not Affected | Not Affected | Not Affected | Not Affected | Not Affected | Not Affected | Not Affected | Not Affected | Not Affected | Not Affected | Not Affected | Not Affected | Not Affected | Not Affected | Not Affected | 0 | 0 | 0 | 0 | 21 | Polygon
Critical Infrastructure | Stormwater Treatment Facilities and Pump Stations | Stormwater Ponds - NHD |  | STFPS_PG_14424 |  | Not Affected | Not Affected | Not Affected | Not Affected | Not Affected | Not Affected | Not Affected | Not Affected | Not Affected | Not Affected | Not Affected | Not Affected | Not Affected | Not Affected | Not Affected | Not Affected | Not Affected | Not Affected | Not Affected | Not Affected | Not Affected | 0 | 0 | 0 | 0 | 21 | Polygon
Critical Infrastructure | Stormwater Treatment Facilities and Pump Stations | Stormwater Ponds - NHD |  | STFPS_PG_14426 |  | Not Affected | Not Affected | Not Affected | Not Affected | Not Affected | Not Affected | Not Affected | Not Affected | Not Affected | Not Affected | Not Affected | Not Affected | Not Affected | Not Affected | Not Affected | Not Affected | Not Affected | Not Affected | Not Affected | Not Affected | Not Affected | 0 | 0 | 0 | 0 | 21 | Polygon
Critical Infrastructure | Stormwater Treatment Facilities and Pump Stations | Stormwater Ponds - NHD |  | STFPS_PG_14427 |  | Not Affected | Not Affected | Not Affected | Not Affected | Not Affected | Not Affected | Not Affected | Not Affected | Not Affected | Not Affected | Not Affected | Not Affected | Not Affected | Not Affected | Not Affected | Not Affected | Not Affected | Not Affected | Not Affected | Not Affected | Not Affected | 0 | 0 | 0 | 0 | 21 | Polygon
Critical Infrastructure | Stormwater Treatment Facilities and Pump Stations | Stormwater Ponds - NHD |  | STFPS_PG_14428 |  | Not Affected | Not Affected | Not Affected | Not Affected | Not Affected | Not Affected | Not Affected | Not Affected | Not Affected | Not Affected | Not Affected | Not Affected | Not Affected | Not Affected | Not Affected | Not Affected | Not Affected | Not Affected | Not Affected | Not Affected | Not Affected | 0 | 0 | 0 | 0 | 21 | Polygon
Critical Infrastructure | Stormwater Treatment Facilities and Pump Stations | Stormwater Ponds - NHD |  | STFPS_PG_14429 |  | Not Affected | Not Affected | Not Affected | Not Affected | Not Affected | Not Affected | Not Affected | Not Affected | Not Affected | Not Affected | Not Affected | Not Affected | Not Affected | Not Affected | Not Affected | Not Affected | Not Affected | Not Affected | Not Affected | Not Affected | Not Affected | 0 | 0 | 0 | 0 | 21 | Polygon
Critical Infrastructure | Stormwater Treatment Facilities and Pump Stations | Stormwater Ponds - NHD |  | STFPS_PG_14431 |  | Not Affected | Not Affected | Not Affected | Not Affected | Not Affected | Not Affected | Not Affected | Not Affected | Not Affected | Not Affected | Not Affected | Not Affected | Not Affected | Not Affected | Not Affected | Not Affected | Not Affected | Not Affected | Not Affected | Not Affected | Not Affected | 0 | 0 | 0 | 0 | 21 | Polygon
Critical Infrastructure | Stormwater Treatment Facilities and Pump Stations | Stormwater Ponds - NHD |  | STFPS_PG_14432 |  | Not Affected | Not Affected | Not Affected | Not Affected | Not Affected | Not Affected | Not Affected | Not Affected | Not Affected | Not Affected | Not Affected | Not Affected | Not Affected | Not Affected | Not Affected | Not Affected | Not Affected | Not Affected | Not Affected | Not Affected | Not Affected | 0 | 0 | 0 | 0 | 21 | Polygon
Critical Infrastructure | Stormwater Treatment Facilities and Pump Stations | Stormwater Ponds - NHD |  | STFPS_PG_14434 |  | Not Affected | Not Affected | Not Affected | Not Affected | Not Affected | Not Affected | Not Affected | Not Affected | Not Affected | Not Affected | Not Affected | Not Affected | Not Affected | Not Affected | Not Affected | Not Affected | Not Affected | Not Affected | Not Affected | Not Affected | Not Affected | 0 | 0 | 0 | 0 | 21 | Polygon
Critical Infrastructure | Stormwater Treatment Facilities and Pump Stations | Stormwater Ponds - NHD |  | STFPS_PG_14435 |  | Not Affected | Not Affected | Not Affected | Not Affected | Not Affected | Not Affected | Not Affected | Not Affected | Not Affected | Not Affected | Not Affected | Not Affected | Not Affected | Not Affected | Not Affected | Not Affected | Not Affected | Not Affected | Not Affected | Not Affected | Not Affected | 0 | 0 | 0 | 0 | 21 | Polygon
Critical Infrastructure | Stormwater Treatment Facilities and Pump Stations | Stormwater Ponds - NHD |  | STFPS_PG_14436 |  | Not Affected | Not Affected | Not Affected | Not Affected | Not Affected | Not Affected | Not Affected | Not Affected | Not Affected | Not Affected | Not Affected | Not Affected | Not Affected | Not Affected | Not Affected | Not Affected | Not Affected | Not Affected | Not Affected | Not Affected | Not Affected | 0 | 0 | 0 | 0 | 21 | Polygon
Critical Infrastructure | Stormwater Treatment Facilities and Pump Stations | Stormwater Ponds - NHD |  | STFPS_PG_14439 |  | Not Affected | Not Affected | Not Affected | Not Affected | Not Affected | Not Affected | Not Affected | Not Affected | Not Affected | Not Affected | Not Affected | Not Affected | Not Affected | Not Affected | Not Affected | Not Affected | Not Affected | Not Affected | Not Affected | Not Affected | Not Affected | 0 | 0 | 0 | 0 | 21 | Polygon
Critical Infrastructure | Stormwater Treatment Facilities and Pump Stations | Stormwater Ponds - NHD |  | STFPS_PG_14440 |  | Not Affected | Not Affected | Not Affected | Not Affected | Not Affected | Not Affected | Not Affected | Not Affected | Not Affected | Not Affected | Not Affected | Not Affected | Not Affected | Not Affected | Not Affected | Not Affected | Not Affected | Not Affected | Not Affected | Not Affected | Not Affected | 0 | 0 | 0 | 0 | 21 | Polygon
Critical Infrastructure | Stormwater Treatment Facilities and Pump Stations | Stormwater Ponds - NHD |  | STFPS_PG_14442 |  | Not Affected | Not Affected | Not Affected | Not Affected | Not Affected | Not Affected | Not Affected | Not Affected | Not Affected | Not Affected | Not Affected | Not Affected | Not Affected | Not Affected | Not Affected | Not Affected | Not Affected | Not Affected | Not Affected | Not Affected | Not Affected | 0 | 0 | 0 | 0 | 21 | Polygon
Critical Infrastructure | Stormwater Treatment Facilities and Pump Stations | Stormwater Ponds - NHD |  | STFPS_PG_14443 |  | Not Affected | Not Affected | Not Affected | Not Affected | Not Affected | Not Affected | Not Affected | Not Affected | Not Affected | Not Affected | Not Affected | Not Affected | Not Affected | Not Affected | Not Affected | Not Affected | Not Affected | Not Affected | Not Affected | Not Affected | Not Affected | 0 | 0 | 0 | 0 | 21 | Polygon
Critical Infrastructure | Stormwater Treatment Facilities and Pump Stations | Stormwater Ponds - NHD |  | STFPS_PG_14445 |  | Not Affected | Not Affected | Not Affected | Not Affected | Not Affected | Not Affected | Not Affected | Not Affected | Not Affected | Not Affected | Not Affected | Not Affected | Not Affected | Not Affected | Not Affected | Not Affected | Not Affected | Not Affected | Not Affected | Not Affected | Not Affected | 0 | 0 | 0 | 0 | 21 | Polygon
Critical Infrastructure | Stormwater Treatment Facilities and Pump Stations | Stormwater Ponds - NHD |  | STFPS_PG_14447 |  | Not Affected | Not Affected | Not Affected | Not Affected | Not Affected | Not Affected | Not Affected | Not Affected | Not Affected | Not Affected | Not Affected | Not Affected | Not Affected | Not Affected | Not Affected | Not Affected | Not Affected | Not Affected | Not Affected | Not Affected | Not Affected | 0 | 0 | 0 | 0 | 21 | Polygon
Critical Infrastructure | Stormwater Treatment Facilities and Pump Stations | Stormwater Ponds - NHD |  | STFPS_PG_14449 |  | Not Affected | Not Affected | Not Affected | Not Affected | Not Affected | Not Affected | Not Affected | Not Affected | Not Affected | Not Affected | Not Affected | Not Affected | Not Affected | Not Affected | Not Affected | Not Affected | Not Affected | Not Affected | Not Affected | Not Affected | Not Affected | 0 | 0 | 0 | 0 | 21 | Polygon
Critical Infrastructure | Stormwater Treatment Facilities and Pump Stations | Stormwater Ponds - NHD |  | STFPS_PG_14450 |  | Not Affected | Not Affected | Not Affected | Not Affected | Not Affected | Not Affected | Not Affected | Not Affected | Not Affected | Not Affected | Not Affected | Not Affected | Not Affected | Not Affected | Not Affected | Not Affected | Not Affected | Not Affected | Not Affected | Not Affected | Not Affected | 0 | 0 | 0 | 0 | 21 | Polygon
Critical Infrastructure | Stormwater Treatment Facilities and Pump Stations | Stormwater Ponds - NHD |  | STFPS_PG_14453 |  | Not Affected | Not Affected | Not Affected | Not Affected | Not Affected | Not Affected | Not Affected | Not Affected | Not Affected | Not Affected | Not Affected | Not Affected | Not Affected | Not Affected | Not Affected | Not Affected | Not Affected | Not Affected | Not Affected | Not Affected | Not Affected | 0 | 0 | 0 | 0 | 21 | Polygon
Critical Infrastructure | Stormwater Treatment Facilities and Pump Stations | Stormwater Ponds - NHD |  | STFPS_PG_14457 |  | Not Affected | Not Affected | Not Affected | Not Affected | Not Affected | Not Affected | Not Affected | Not Affected | Not Affected | Not Affected | Not Affected | Not Affected | Not Affected | Not Affected | Not Affected | Not Affected | Not Affected | Not Affected | Not Affected | Not Affected | Not Affected | 0 | 0 | 0 | 0 | 21 | Polygon
Critical Infrastructure | Stormwater Treatment Facilities and Pump Stations | Stormwater Ponds - NHD |  | STFPS_PG_14459 |  | Not Affected | Not Affected | Not Affected | Not Affected | Not Affected | Not Affected | Not Affected | Not Affected | Not Affected | Not Affected | Not Affected | Not Affected | Not Affected | Not Affected | Not Affected | Not Affected | Not Affected | Not Affected | Not Affected | Not Affected | Not Affected | 0 | 0 | 0 | 0 | 21 | Polygon
Critical Infrastructure | Stormwater Treatment Facilities and Pump Stations | Stormwater Ponds - NHD |  | STFPS_PG_14461 |  | Not Affected | Not Affected | Not Affected | Not Affected | Not Affected | Not Affected | Not Affected | Not Affected | Not Affected | Not Affected | Not Affected | Not Affected | Not Affected | Not Affected | Not Affected | Not Affected | Not Affected | Not Affected | Not Affected | Not Affected | Not Affected | 0 | 0 | 0 | 0 | 21 | Polygon
Critical Infrastructure | Stormwater Treatment Facilities and Pump Stations | Stormwater Ponds - NHD |  | STFPS_PG_14464 |  | Not Affected | Not Affected | Not Affected | Not Affected | Not Affected | Not Affected | Not Affected | Not Affected | Not Affected | Not Affected | Not Affected | Not Affected | Not Affected | Not Affected | Not Affected | Not Affected | Not Affected | Not Affected | Not Affected | Not Affected | Not Affected | 0 | 0 | 0 | 0 | 21 | Polygon
Critical Infrastructure | Stormwater Treatment Facilities and Pump Stations | Stormwater Ponds - NHD |  | STFPS_PG_14466 |  | Not Affected | Not Affected | Not Affected | Not Affected | Not Affected | Not Affected | Not Affected | Not Affected | Not Affected | Not Affected | Not Affected | Not Affected | Not Affected | Not Affected | Not Affected | Not Affected | Not Affected | Not Affected | Not Affected | Not Affected | Not Affected | 0 | 0 | 0 | 0 | 21 | Polygon
Critical Infrastructure | Stormwater Treatment Facilities and Pump Stations | Stormwater Ponds - NHD |  | STFPS_PG_14474 |  | Not Affected | Not Affected | Not Affected | Not Affected | Not Affected | Not Affected | Not Affected | Not Affected | Not Affected | Not Affected | Not Affected | Not Affected | Not Affected | Not Affected | Not Affected | Not Affected | Not Affected | Not Affected | Not Affected | Not Affected | Not Affected | 0 | 0 | 0 | 0 | 21 | Polygon
Critical Infrastructure | Stormwater Treatment Facilities and Pump Stations | Stormwater Ponds - NHD |  | STFPS_PG_14480 |  | Not Affected | Not Affected | Not Affected | Not Affected | Not Affected | Not Affected | Not Affected | Not Affected | Not Affected | Not Affected | Not Affected | Not Affected | Not Affected | Not Affected | Not Affected | Not Affected | Not Affected | Not Affected | Not Affected | Not Affected | Not Affected | 0 | 0 | 0 | 0 | 21 | Polygon
Critical Infrastructure | Stormwater Treatment Facilities and Pump Stations | Stormwater Ponds - NHD |  | STFPS_PG_14493 |  | Not Affected | Not Affected | Not Affected | Not Affected | Not Affected | Not Affected | Not Affected | Not Affected | Not Affected | Not Affected | Not Affected | Not Affected | Not Affected | Not Affected | Not Affected | Not Affected | Not Affected | Not Affected | Not Affected | Not Affected | Not Affected | 0 | 0 | 0 | 0 | 21 | Polygon
Critical Infrastructure | Stormwater Treatment Facilities and Pump Stations | Stormwater Ponds - NHD |  | STFPS_PG_14494 |  | Not Affected | Not Affected | Not Affected | Not Affected | Not Affected | Not Affected | Not Affected | Not Affected | Not Affected | Not Affected | Not Affected | Not Affected | Not Affected | Not Affected | Not Affected | Not Affected | Not Affected | Not Affected | Not Affected | Not Affected | Not Affected | 0 | 0 | 0 | 0 | 21 | Polygon
Critical Infrastructure | Stormwater Treatment Facilities and Pump Stations | Stormwater Ponds - NHD |  | STFPS_PG_14496 |  | Not Affected | Not Affected | Not Affected | Not Affected | Not Affected | Not Affected | Not Affected | Not Affected | Not Affected | Not Affected | Not Affected | Not Affected | Not Affected | Not Affected | Not Affected | Not Affected | Not Affected | Not Affected | Not Affected | Not Affected | Not Affected | 0 | 0 | 0 | 0 | 21 | Polygon
Critical Infrastructure | Stormwater Treatment Facilities and Pump Stations | Stormwater Ponds - NHD |  | STFPS_PG_14498 |  | Not Affected | Not Affected | Not Affected | Not Affected | Not Affected | Not Affected | Not Affected | Not Affected | Not Affected | Not Affected | Not Affected | Not Affected | Not Affected | Not Affected | Not Affected | Not Affected | Not Affected | Not Affected | Not Affected | Not Affected | Not Affected | 0 | 0 | 0 | 0 | 21 | Polygon
Critical Infrastructure | Stormwater Treatment Facilities and Pump Stations | Stormwater Ponds - NHD |  | STFPS_PG_14499 |  | Not Affected | Not Affected | Not Affected | Not Affected | Not Affected | Not Affected | Not Affected | Not Affected | Not Affected | Not Affected | Not Affected | Not Affected | Not Affected | Not Affected | Not Affected | Not Affected | Not Affected | Not Affected | Not Affected | Not Affected | Not Affected | 0 | 0 | 0 | 0 | 21 | Polygon
Critical Infrastructure | Stormwater Treatment Facilities and Pump Stations | Stormwater Ponds - NHD |  | STFPS_PG_14502 |  | Not Affected | Not Affected | Not Affected | Not Affected | Not Affected | Not Affected | Not Affected | Not Affected | Not Affected | Not Affected | Not Affected | Not Affected | Not Affected | Not Affected | Not Affected | Not Affected | Not Affected | Not Affected | Not Affected | Not Affected | Not Affected | 0 | 0 | 0 | 0 | 21 | Polygon
Critical Infrastructure | Stormwater Treatment Facilities and Pump Stations | Stormwater Ponds - NHD |  | STFPS_PG_14504 |  | Not Affected | Not Affected | Not Affected | Not Affected | Not Affected | Not Affected | Not Affected | Not Affected | Not Affected | Not Affected | Not Affected | Not Affected | Not Affected | Not Affected | Not Affected | Not Affected | Not Affected | Not Affected | Not Affected | Not Affected | Not Affected | 0 | 0 | 0 | 0 | 21 | Polygon
Critical Infrastructure | Stormwater Treatment Facilities and Pump Stations | Stormwater Ponds - NHD |  | STFPS_PG_14506 |  | Not Affected | Not Affected | Not Affected | Not Affected | Not Affected | Not Affected | Not Affected | Not Affected | Not Affected | Not Affected | Not Affected | Not Affected | Not Affected | Not Affected | Not Affected | Not Affected | Not Affected | Not Affected | Not Affected | Not Affected | Not Affected | 0 | 0 | 0 | 0 | 21 | Polygon
Critical Infrastructure | Stormwater Treatment Facilities and Pump Stations | Stormwater Ponds - NHD |  | STFPS_PG_14507 |  | Not Affected | Not Affected | Not Affected | Not Affected | Not Affected | Not Affected | Not Affected | Not Affected | Not Affected | Not Affected | Not Affected | Not Affected | Not Affected | Not Affected | Not Affected | Not Affected | Not Affected | Not Affected | Not Affected | Not Affected | Not Affected | 0 | 0 | 0 | 0 | 21 | Polygon
Critical Infrastructure | Stormwater Treatment Facilities and Pump Stations | Stormwater Ponds - NHD |  | STFPS_PG_14508 |  | Not Affected | Not Affected | Not Affected | Not Affected | Not Affected | Not Affected | Not Affected | Not Affected | Not Affected | Not Affected | Not Affected | Not Affected | Not Affected | Not Affected | Not Affected | Not Affected | Not Affected | Not Affected | Not Affected | Not Affected | Not Affected | 0 | 0 | 0 | 0 | 21 | Polygon
Critical Infrastructure | Stormwater Treatment Facilities and Pump Stations | Stormwater Ponds - NHD |  | STFPS_PG_14509 |  | Not Affected | Not Affected | Not Affected | Not Affected | Not Affected | Not Affected | Not Affected | Not Affected | Not Affected | Not Affected | Not Affected | Not Affected | Not Affected | Not Affected | Not Affected | Not Affected | Not Affected | Not Affected | Not Affected | Not Affected | Not Affected | 0 | 0 | 0 | 0 | 21 | Polygon
Critical Infrastructure | Stormwater Treatment Facilities and Pump Stations | Stormwater Ponds - NHD |  | STFPS_PG_14510 |  | Not Affected | Not Affected | Not Affected | Not Affected | Not Affected | Not Affected | Not Affected | Not Affected | Not Affected | Not Affected | Not Affected | Not Affected | Not Affected | Not Affected | Not Affected | Not Affected | Not Affected | Not Affected | Not Affected | Not Affected | Not Affected | 0 | 0 | 0 | 0 | 21 | Polygon
Critical Infrastructure | Stormwater Treatment Facilities and Pump Stations | Stormwater Ponds - NHD |  | STFPS_PG_14511 |  | Not Affected | Not Affected | Not Affected | Not Affected | Not Affected | Not Affected | Not Affected | Not Affected | Not Affected | Not Affected | Not Affected | Not Affected | Not Affected | Not Affected | Not Affected | Not Affected | Not Affected | Not Affected | Not Affected | Not Affected | Not Affected | 0 | 0 | 0 | 0 | 21 | Polygon
Critical Infrastructure | Stormwater Treatment Facilities and Pump Stations | Stormwater Ponds - NHD |  | STFPS_PG_14512 |  | Not Affected | Not Affected | Not Affected | Not Affected | Not Affected | Not Affected | Not Affected | Not Affected | Not Affected | Not Affected | Not Affected | Not Affected | Not Affected | Not Affected | Not Affected | Not Affected | Not Affected | Not Affected | Not Affected | Not Affected | Not Affected | 0 | 0 | 0 | 0 | 21 | Polygon
Critical Infrastructure | Stormwater Treatment Facilities and Pump Stations | Stormwater Ponds - NHD |  | STFPS_PG_14514 |  | Not Affected | Not Affected | Not Affected | Not Affected | Not Affected | Not Affected | Not Affected | Not Affected | Not Affected | Not Affected | Not Affected | Not Affected | Not Affected | Not Affected | Not Affected | Not Affected | Not Affected | Not Affected | Not Affected | Not Affected | Not Affected | 0 | 0 | 0 | 0 | 21 | Polygon
Critical Infrastructure | Stormwater Treatment Facilities and Pump Stations | Stormwater Ponds - NHD |  | STFPS_PG_14515 |  | Not Affected | Not Affected | Not Affected | Not Affected | Not Affected | Not Affected | Not Affected | Not Affected | Not Affected | Not Affected | Not Affected | Not Affected | Not Affected | Not Affected | Not Affected | Not Affected | Not Affected | Not Affected | Not Affected | Not Affected | Not Affected | 0 | 0 | 0 | 0 | 21 | Polygon
Critical Infrastructure | Stormwater Treatment Facilities and Pump Stations | Stormwater Ponds - NHD |  | STFPS_PG_14516 |  | Not Affected | Not Affected | Not Affected | Not Affected | Not Affected | Not Affected | Not Affected | Not Affected | Not Affected | Not Affected | Not Affected | Not Affected | Not Affected | Not Affected | Not Affected | Not Affected | Not Affected | Not Affected | Not Affected | Not Affected | Not Affected | 0 | 0 | 0 | 0 | 21 | Polygon
Critical Infrastructure | Stormwater Treatment Facilities and Pump Stations | Stormwater Ponds - NHD |  | STFPS_PG_14518 |  | Not Affected | Not Affected | Not Affected | Not Affected | Not Affected | Not Affected | Not Affected | Not Affected | Not Affected | Not Affected | Not Affected | Not Affected | Not Affected | Not Affected | Not Affected | Not Affected | Not Affected | Not Affected | Not Affected | Not Affected | Not Affected | 0 | 0 | 0 | 0 | 21 | Polygon
Critical Infrastructure | Stormwater Treatment Facilities and Pump Stations | Stormwater Ponds - NHD |  | STFPS_PG_14519 |  | Not Affected | Not Affected | Not Affected | Not Affected | Not Affected | Not Affected | Not Affected | Not Affected | Not Affected | Not Affected | Not Affected | Not Affected | Not Affected | Not Affected | Not Affected | Not Affected | Not Affected | Not Affected | Not Affected | Not Affected | Not Affected | 0 | 0 | 0 | 0 | 21 | Polygon
Critical Infrastructure | Stormwater Treatment Facilities and Pump Stations | Stormwater Ponds - NHD |  | STFPS_PG_14521 |  | Not Affected | Not Affected | Not Affected | Not Affected | Not Affected | Not Affected | Not Affected | Not Affected | Not Affected | Not Affected | Not Affected | Not Affected | Not Affected | Not Affected | Not Affected | Not Affected | Not Affected | Not Affected | Not Affected | Not Affected | Not Affected | 0 | 0 | 0 | 0 | 21 | Polygon
Critical Infrastructure | Stormwater Treatment Facilities and Pump Stations | Stormwater Ponds - NHD |  | STFPS_PG_14524 |  | Not Affected | Not Affected | Not Affected | Not Affected | Not Affected | Not Affected | Not Affected | Not Affected | Not Affected | Not Affected | Not Affected | Not Affected | Not Affected | Not Affected | Not Affected | Not Affected | Not Affected | Not Affected | Not Affected | Not Affected | Not Affected | 0 | 0 | 0 | 0 | 21 | Polygon
Critical Infrastructure | Stormwater Treatment Facilities and Pump Stations | Stormwater Ponds - NHD |  | STFPS_PG_14526 |  | Not Affected | Not Affected | Not Affected | Not Affected | Not Affected | Not Affected | Not Affected | Not Affected | Not Affected | Not Affected | Not Affected | Not Affected | Not Affected | Not Affected | Not Affected | Not Affected | Not Affected | Not Affected | Not Affected | Not Affected | Not Affected | 0 | 0 | 0 | 0 | 21 | Polygon
Critical Infrastructure | Stormwater Treatment Facilities and Pump Stations | Stormwater Ponds - NHD |  | STFPS_PG_14530 |  | Not Affected | Not Affected | Not Affected | Not Affected | Not Affected | Not Affected | Not Affected | Not Affected | Not Affected | Not Affected | Not Affected | Not Affected | Not Affected | Not Affected | Not Affected | Not Affected | Not Affected | Not Affected | Not Affected | Not Affected | Not Affected | 0 | 0 | 0 | 0 | 21 | Polygon
Critical Infrastructure | Stormwater Treatment Facilities and Pump Stations | Stormwater Ponds - NHD |  | STFPS_PG_14531 |  | Not Affected | Not Affected | Not Affected | Not Affected | Not Affected | Not Affected | Not Affected | Not Affected | Not Affected | Not Affected | Not Affected | Not Affected | Not Affected | Not Affected | Not Affected | Not Affected | Not Affected | Not Affected | Not Affected | Not Affected | Not Affected | 0 | 0 | 0 | 0 | 21 | Polygon
Critical Infrastructure | Stormwater Treatment Facilities and Pump Stations | Stormwater Ponds - NHD |  | STFPS_PG_14533 |  | Not Affected | Not Affected | Not Affected | Not Affected | Not Affected | Not Affected | Not Affected | Not Affected | Not Affected | Not Affected | Not Affected | Not Affected | Not Affected | Not Affected | Not Affected | Not Affected | Not Affected | Not Affected | Not Affected | Not Affected | Not Affected | 0 | 0 | 0 | 0 | 21 | Polygon
Critical Infrastructure | Stormwater Treatment Facilities and Pump Stations | Stormwater Ponds - NHD |  | STFPS_PG_14534 |  | Not Affected | Not Affected | Not Affected | Not Affected | Not Affected | Not Affected | Not Affected | Not Affected | Not Affected | Not Affected | Not Affected | Not Affected | Not Affected | Not Affected | Not Affected | Not Affected | Not Affected | Not Affected | Not Affected | Not Affected | Not Affected | 0 | 0 | 0 | 0 | 21 | Polygon
Critical Infrastructure | Stormwater Treatment Facilities and Pump Stations | Stormwater Ponds - NHD |  | STFPS_PG_14536 |  | Not Affected | Not Affected | Not Affected | Not Affected | Not Affected | Not Affected | Not Affected | Not Affected | Not Affected | Not Affected | Not Affected | Not Affected | Not Affected | Not Affected | Not Affected | Not Affected | Not Affected | Not Affected | Not Affected | Not Affected | Not Affected | 0 | 0 | 0 | 0 | 21 | Polygon
Critical Infrastructure | Stormwater Treatment Facilities and Pump Stations | Stormwater Ponds - NHD |  | STFPS_PG_14537 |  | Not Affected | Not Affected | Not Affected | Not Affected | Not Affected | Not Affected | Not Affected | Not Affected | Not Affected | Not Affected | Not Affected | Not Affected | Not Affected | Not Affected | Not Affected | Not Affected | Not Affected | Not Affected | Not Affected | Not Affected | Not Affected | 0 | 0 | 0 | 0 | 21 | Polygon
Critical Infrastructure | Stormwater Treatment Facilities and Pump Stations | Stormwater Ponds - NHD |  | STFPS_PG_14538 |  | Not Affected | Not Affected | Not Affected | Not Affected | Not Affected | Not Affected | Not Affected | Not Affected | Not Affected | Not Affected | Not Affected | Not Affected | Not Affected | Not Affected | Not Affected | Not Affected | Not Affected | Not Affected | Not Affected | Not Affected | Not Affected | 0 | 0 | 0 | 0 | 21 | Polygon
Critical Infrastructure | Stormwater Treatment Facilities and Pump Stations | Stormwater Ponds - NHD |  | STFPS_PG_14539 |  | Not Affected | Not Affected | Not Affected | Not Affected | Not Affected | Not Affected | Not Affected | Not Affected | Not Affected | Not Affected | Not Affected | Not Affected | Not Affected | Not Affected | Not Affected | Not Affected | Not Affected | Not Affected | Not Affected | Not Affected | Not Affected | 0 | 0 | 0 | 0 | 21 | Polygon
Critical Infrastructure | Stormwater Treatment Facilities and Pump Stations | Stormwater Ponds - NHD |  | STFPS_PG_14542 |  | Not Affected | Not Affected | Not Affected | Not Affected | Not Affected | Not Affected | Not Affected | Not Affected | Not Affected | Not Affected | Not Affected | Not Affected | Not Affected | Not Affected | Not Affected | Not Affected | Not Affected | Not Affected | Not Affected | Not Affected | Not Affected | 0 | 0 | 0 | 0 | 21 | Polygon
Critical Infrastructure | Stormwater Treatment Facilities and Pump Stations | Stormwater Ponds - NHD |  | STFPS_PG_14543 |  | Not Affected | Not Affected | Not Affected | Not Affected | Not Affected | Not Affected | Not Affected | Not Affected | Not Affected | Not Affected | Not Affected | Not Affected | Not Affected | Not Affected | Not Affected | Not Affected | Not Affected | Not Affected | Not Affected | Not Affected | Not Affected | 0 | 0 | 0 | 0 | 21 | Polygon
Critical Infrastructure | Stormwater Treatment Facilities and Pump Stations | Stormwater Ponds - NHD |  | STFPS_PG_14544 |  | Not Affected | Not Affected | Not Affected | Not Affected | Not Affected | Not Affected | Not Affected | Not Affected | Not Affected | Not Affected | Not Affected | Not Affected | Not Affected | Not Affected | Not Affected | Not Affected | Not Affected | Not Affected | Not Affected | Not Affected | Not Affected | 0 | 0 | 0 | 0 | 21 | Polygon
Critical Infrastructure | Stormwater Treatment Facilities and Pump Stations | Stormwater Ponds - NHD |  | STFPS_PG_14545 |  | Not Affected | Not Affected | Not Affected | Not Affected | Not Affected | Not Affected | Not Affected | Not Affected | Not Affected | Not Affected | Not Affected | Not Affected | Not Affected | Not Affected | Not Affected | Not Affected | Not Affected | Not Affected | Not Affected | Not Affected | Not Affected | 0 | 0 | 0 | 0 | 21 | Polygon
Critical Infrastructure | Stormwater Treatment Facilities and Pump Stations | Stormwater Ponds - NHD |  | STFPS_PG_14548 |  | Not Affected | Not Affected | Not Affected | Not Affected | Not Affected | Not Affected | Not Affected | Not Affected | Not Affected | Not Affected | Not Affected | Not Affected | Not Affected | Not Affected | Not Affected | Not Affected | Not Affected | Not Affected | Not Affected | Not Affected | Not Affected | 0 | 0 | 0 | 0 | 21 | Polygon
Critical Infrastructure | Stormwater Treatment Facilities and Pump Stations | Stormwater Ponds - NHD |  | STFPS_PG_14550 |  | Not Affected | Not Affected | Not Affected | Not Affected | Not Affected | Not Affected | Not Affected | Not Affected | Not Affected | Not Affected | Not Affected | Not Affected | Not Affected | Not Affected | Not Affected | Not Affected | Not Affected | Not Affected | Not Affected | Not Affected | Not Affected | 0 | 0 | 0 | 0 | 21 | Polygon
Critical Infrastructure | Stormwater Treatment Facilities and Pump Stations | Stormwater Ponds - NHD |  | STFPS_PG_14551 |  | Not Affected | Not Affected | Not Affected | Not Affected | Not Affected | Not Affected | Not Affected | Not Affected | Not Affected | Not Affected | Not Affected | Not Affected | Not Affected | Not Affected | Not Affected | Not Affected | Not Affected | Not Affected | Not Affected | Not Affected | Not Affected | 0 | 0 | 0 | 0 | 21 | Polygon
Critical Infrastructure | Stormwater Treatment Facilities and Pump Stations | Stormwater Ponds - NHD |  | STFPS_PG_14552 |  | Not Affected | Not Affected | Not Affected | Not Affected | Not Affected | Not Affected | Not Affected | Not Affected | Not Affected | Not Affected | Not Affected | Not Affected | Not Affected | Not Affected | Not Affected | Not Affected | Not Affected | Not Affected | Not Affected | Not Affected | Not Affected | 0 | 0 | 0 | 0 | 21 | Polygon
Critical Infrastructure | Stormwater Treatment Facilities and Pump Stations | Stormwater Ponds - NHD |  | STFPS_PG_14553 |  | Not Affected | Not Affected | Not Affected | Not Affected | Not Affected | Not Affected | Not Affected | Not Affected | Not Affected | Not Affected | Not Affected | Not Affected | Not Affected | Not Affected | Not Affected | Not Affected | Not Affected | Not Affected | Not Affected | Not Affected | Not Affected | 0 | 0 | 0 | 0 | 21 | Polygon
Critical Infrastructure | Stormwater Treatment Facilities and Pump Stations | Stormwater Ponds - NHD |  | STFPS_PG_14554 |  | Not Affected | Not Affected | Not Affected | Not Affected | Not Affected | Not Affected | Not Affected | Not Affected | Not Affected | Not Affected | Not Affected | Not Affected | Not Affected | Not Affected | Not Affected | Not Affected | Not Affected | Not Affected | Not Affected | Not Affected | Not Affected | 0 | 0 | 0 | 0 | 21 | Polygon
Critical Infrastructure | Stormwater Treatment Facilities and Pump Stations | Stormwater Ponds - NHD |  | STFPS_PG_14555 |  | Not Affected | Not Affected | Not Affected | Not Affected | Not Affected | Not Affected | Not Affected | Not Affected | Not Affected | Not Affected | Not Affected | Not Affected | Not Affected | Not Affected | Not Affected | Not Affected | Not Affected | Not Affected | Not Affected | Not Affected | Not Affected | 0 | 0 | 0 | 0 | 21 | Polygon
Critical Infrastructure | Stormwater Treatment Facilities and Pump Stations | Stormwater Ponds - NHD |  | STFPS_PG_14556 |  | Not Affected | Not Affected | Not Affected | Not Affected | Not Affected | Not Affected | Not Affected | Not Affected | Not Affected | Not Affected | Not Affected | Not Affected | Not Affected | Not Affected | Not Affected | Not Affected | Not Affected | Not Affected | Not Affected | Not Affected | Not Affected | 0 | 0 | 0 | 0 | 21 | Polygon
Critical Infrastructure | Stormwater Treatment Facilities and Pump Stations | Stormwater Ponds - NHD |  | STFPS_PG_14557 |  | Not Affected | Not Affected | Not Affected | Not Affected | Not Affected | Not Affected | Not Affected | Not Affected | Not Affected | Not Affected | Not Affected | Not Affected | Not Affected | Not Affected | Not Affected | Not Affected | Not Affected | Not Affected | Not Affected | Not Affected | Not Affected | 0 | 0 | 0 | 0 | 21 | Polygon
Critical Infrastructure | Stormwater Treatment Facilities and Pump Stations | Stormwater Ponds - NHD |  | STFPS_PG_14558 |  | Not Affected | Not Affected | Not Affected | Not Affected | Not Affected | Not Affected | Not Affected | Not Affected | Not Affected | Not Affected | Not Affected | Not Affected | Not Affected | Not Affected | Not Affected | Not Affected | Not Affected | Not Affected | Not Affected | Not Affected | Not Affected | 0 | 0 | 0 | 0 | 21 | Polygon
Critical Infrastructure | Stormwater Treatment Facilities and Pump Stations | Stormwater Ponds - NHD |  | STFPS_PG_14559 |  | Not Affected | Not Affected | Not Affected | Not Affected | Not Affected | Not Affected | Not Affected | Not Affected | Not Affected | Not Affected | Not Affected | Not Affected | Not Affected | Not Affected | Not Affected | Not Affected | Not Affected | Not Affected | Not Affected | Not Affected | Not Affected | 0 | 0 | 0 | 0 | 21 | Polygon
Critical Infrastructure | Stormwater Treatment Facilities and Pump Stations | Stormwater Ponds - NHD |  | STFPS_PG_14560 |  | Not Affected | Not Affected | Not Affected | Not Affected | Not Affected | Not Affected | Not Affected | Not Affected | Not Affected | Not Affected | Not Affected | Not Affected | Not Affected | Not Affected | Not Affected | Not Affected | Not Affected | Not Affected | Not Affected | Not Affected | Not Affected | 0 | 0 | 0 | 0 | 21 | Polygon
Critical Infrastructure | Stormwater Treatment Facilities and Pump Stations | Stormwater Ponds - NHD |  | STFPS_PG_14561 |  | Not Affected | Not Affected | Not Affected | Not Affected | Not Affected | Not Affected | Not Affected | Not Affected | Not Affected | Not Affected | Not Affected | Not Affected | Not Affected | Not Affected | Not Affected | Not Affected | Not Affected | Not Affected | Not Affected | Not Affected | Not Affected | 0 | 0 | 0 | 0 | 21 | Polygon
Critical Infrastructure | Stormwater Treatment Facilities and Pump Stations | Stormwater Ponds - NHD |  | STFPS_PG_14562 |  | Not Affected | Not Affected | Not Affected | Not Affected | Not Affected | Not Affected | Not Affected | Not Affected | Not Affected | Not Affected | Not Affected | Not Affected | Not Affected | Not Affected | Not Affected | Not Affected | Not Affected | Not Affected | Not Affected | Not Affected | Not Affected | 0 | 0 | 0 | 0 | 21 | Polygon
Critical Infrastructure | Stormwater Treatment Facilities and Pump Stations | Stormwater Ponds - NHD |  | STFPS_PG_14564 |  | Not Affected | Not Affected | Not Affected | Not Affected | Not Affected | Not Affected | Not Affected | Not Affected | Not Affected | Not Affected | Not Affected | Not Affected | Not Affected | Not Affected | Not Affected | Not Affected | Not Affected | Not Affected | Not Affected | Not Affected | Not Affected | 0 | 0 | 0 | 0 | 21 | Polygon
Critical Infrastructure | Stormwater Treatment Facilities and Pump Stations | Stormwater Ponds - NHD |  | STFPS_PG_14565 |  | Not Affected | Not Affected | Not Affected | Not Affected | Not Affected | Not Affected | Not Affected | Not Affected | Not Affected | Not Affected | Not Affected | Not Affected | Not Affected | Not Affected | Not Affected | Not Affected | Not Affected | Not Affected | Not Affected | Not Affected | Not Affected | 0 | 0 | 0 | 0 | 21 | Polygon
Critical Infrastructure | Stormwater Treatment Facilities and Pump Stations | Stormwater Ponds - NHD |  | STFPS_PG_14569 |  | Not Affected | Not Affected | Not Affected | Not Affected | Not Affected | Not Affected | Not Affected | Not Affected | Not Affected | Not Affected | Not Affected | Not Affected | Not Affected | Not Affected | Not Affected | Not Affected | Not Affected | Not Affected | Not Affected | Not Affected | Not Affected | 0 | 0 | 0 | 0 | 21 | Polygon
Critical Infrastructure | Stormwater Treatment Facilities and Pump Stations | Stormwater Ponds - NHD |  | STFPS_PG_14570 |  | Not Affected | Not Affected | Not Affected | Not Affected | Not Affected | Not Affected | Not Affected | Not Affected | Not Affected | Not Affected | Not Affected | Not Affected | Not Affected | Not Affected | Not Affected | Not Affected | Not Affected | Not Affected | Not Affected | Not Affected | Not Affected | 0 | 0 | 0 | 0 | 21 | Polygon
Critical Infrastructure | Stormwater Treatment Facilities and Pump Stations | Stormwater Ponds - NHD |  | STFPS_PG_14572 |  | Not Affected | Not Affected | Not Affected | Not Affected | Not Affected | Not Affected | Not Affected | Not Affected | Not Affected | Not Affected | Not Affected | Not Affected | Not Affected | Not Affected | Not Affected | Not Affected | Not Affected | Not Affected | Not Affected | Not Affected | Not Affected | 0 | 0 | 0 | 0 | 21 | Polygon
Critical Infrastructure | Stormwater Treatment Facilities and Pump Stations | Stormwater Ponds - NHD |  | STFPS_PG_14573 |  | Not Affected | Not Affected | Not Affected | Not Affected | Not Affected | Not Affected | Not Affected | Not Affected | Not Affected | Not Affected | Not Affected | Not Affected | Not Affected | Not Affected | Not Affected | Not Affected | Not Affected | Not Affected | Not Affected | Not Affected | Not Affected | 0 | 0 | 0 | 0 | 21 | Polygon
Critical Infrastructure | Stormwater Treatment Facilities and Pump Stations | Stormwater Ponds - NHD |  | STFPS_PG_14574 |  | Not Affected | Not Affected | Not Affected | Not Affected | Not Affected | Not Affected | Not Affected | Not Affected | Not Affected | Not Affected | Not Affected | Not Affected | Not Affected | Not Affected | Not Affected | Not Affected | Not Affected | Not Affected | Not Affected | Not Affected | Not Affected | 0 | 0 | 0 | 0 | 21 | Polygon
Critical Infrastructure | Stormwater Treatment Facilities and Pump Stations | Stormwater Ponds - NHD |  | STFPS_PG_14575 |  | Not Affected | Not Affected | Not Affected | Not Affected | Not Affected | Not Affected | Not Affected | Not Affected | Not Affected | Not Affected | Not Affected | Not Affected | Not Affected | Not Affected | Not Affected | Not Affected | Not Affected | Not Affected | Not Affected | Not Affected | Not Affected | 0 | 0 | 0 | 0 | 21 | Polygon
Critical Infrastructure | Stormwater Treatment Facilities and Pump Stations | Stormwater Ponds - NHD |  | STFPS_PG_14577 |  | Not Affected | Not Affected | Not Affected | Not Affected | Not Affected | Not Affected | Not Affected | Not Affected | Not Affected | Not Affected | Not Affected | Not Affected | Not Affected | Not Affected | Not Affected | Not Affected | Not Affected | Not Affected | Not Affected | Not Affected | Not Affected | 0 | 0 | 0 | 0 | 21 | Polygon
Critical Infrastructure | Stormwater Treatment Facilities and Pump Stations | Stormwater Ponds - NHD |  | STFPS_PG_14578 |  | Not Affected | Not Affected | Not Affected | Not Affected | Not Affected | Not Affected | Not Affected | Not Affected | Not Affected | Not Affected | Not Affected | Not Affected | Not Affected | Not Affected | Not Affected | Not Affected | Not Affected | Not Affected | Not Affected | Not Affected | Not Affected | 0 | 0 | 0 | 0 | 21 | Polygon
Critical Infrastructure | Stormwater Treatment Facilities and Pump Stations | Stormwater Ponds - NHD |  | STFPS_PG_14579 |  | Not Affected | Not Affected | Not Affected | Not Affected | Not Affected | Not Affected | Not Affected | Not Affected | Not Affected | Not Affected | Not Affected | Not Affected | Not Affected | Not Affected | Not Affected | Not Affected | Not Affected | Not Affected | Not Affected | Not Affected | Not Affected | 0 | 0 | 0 | 0 | 21 | Polygon
Critical Infrastructure | Stormwater Treatment Facilities and Pump Stations | Stormwater Ponds - NHD |  | STFPS_PG_14580 |  | Not Affected | Not Affected | Not Affected | Not Affected | Not Affected | Not Affected | Not Affected | Not Affected | Not Affected | Not Affected | Not Affected | Not Affected | Not Affected | Not Affected | Not Affected | Not Affected | Not Affected | Not Affected | Not Affected | Not Affected | Not Affected | 0 | 0 | 0 | 0 | 21 | Polygon
Critical Infrastructure | Stormwater Treatment Facilities and Pump Stations | Stormwater Ponds - NHD |  | STFPS_PG_14581 |  | Not Affected | Not Affected | Not Affected | Not Affected | Not Affected | Not Affected | Not Affected | Not Affected | Not Affected | Not Affected | Not Affected | Not Affected | Not Affected | Not Affected | Not Affected | Not Affected | Not Affected | Not Affected | Not Affected | Not Affected | Not Affected | 0 | 0 | 0 | 0 | 21 | Polygon
Critical Infrastructure | Stormwater Treatment Facilities and Pump Stations | Stormwater Ponds - NHD |  | STFPS_PG_14582 |  | Not Affected | Not Affected | Not Affected | Not Affected | Not Affected | Not Affected | Not Affected | Not Affected | Not Affected | Not Affected | Not Affected | Not Affected | Not Affected | Not Affected | Not Affected | Not Affected | Not Affected | Not Affected | Not Affected | Not Affected | Not Affected | 0 | 0 | 0 | 0 | 21 | Polygon
Critical Infrastructure | Stormwater Treatment Facilities and Pump Stations | Stormwater Ponds - NHD |  | STFPS_PG_14583 |  | Not Affected | Not Affected | Not Affected | Not Affected | Not Affected | Not Affected | Not Affected | Not Affected | Not Affected | Not Affected | Not Affected | Not Affected | Not Affected | Not Affected | Not Affected | Not Affected | Not Affected | Not Affected | Not Affected | Not Affected | Not Affected | 0 | 0 | 0 | 0 | 21 | Polygon
Critical Infrastructure | Stormwater Treatment Facilities and Pump Stations | Stormwater Ponds - NHD |  | STFPS_PG_14584 |  | Not Affected | Not Affected | Not Affected | Not Affected | Not Affected | Not Affected | Not Affected | Not Affected | Not Affected | Not Affected | Not Affected | Not Affected | Not Affected | Not Affected | Not Affected | Not Affected | Not Affected | Not Affected | Not Affected | Not Affected | Not Affected | 0 | 0 | 0 | 0 | 21 | Polygon
Critical Infrastructure | Stormwater Treatment Facilities and Pump Stations | Stormwater Ponds - NHD |  | STFPS_PG_14585 |  | Not Affected | Not Affected | Not Affected | Not Affected | Not Affected | Not Affected | Not Affected | Not Affected | Not Affected | Not Affected | Not Affected | Not Affected | Not Affected | Not Affected | Not Affected | Not Affected | Not Affected | Not Affected | Not Affected | Not Affected | Not Affected | 0 | 0 | 0 | 0 | 21 | Polygon
Critical Infrastructure | Stormwater Treatment Facilities and Pump Stations | Stormwater Ponds - NHD |  | STFPS_PG_14586 |  | Not Affected | Not Affected | Not Affected | Not Affected | Not Affected | Not Affected | Not Affected | Not Affected | Not Affected | Not Affected | Not Affected | Not Affected | Not Affected | Not Affected | Not Affected | Not Affected | Not Affected | Not Affected | Not Affected | Not Affected | Not Affected | 0 | 0 | 0 | 0 | 21 | Polygon
Critical Infrastructure | Stormwater Treatment Facilities and Pump Stations | Stormwater Ponds - NHD |  | STFPS_PG_14588 |  | Not Affected | Not Affected | Not Affected | Not Affected | Not Affected | Not Affected | Not Affected | Not Affected | Not Affected | Not Affected | Not Affected | Not Affected | Not Affected | Not Affected | Not Affected | Not Affected | Not Affected | Not Affected | Not Affected | Not Affected | Not Affected | 0 | 0 | 0 | 0 | 21 | Polygon
Critical Infrastructure | Stormwater Treatment Facilities and Pump Stations | Stormwater Ponds - NHD |  | STFPS_PG_14590 |  | Not Affected | Not Affected | Not Affected | Not Affected | Not Affected | Not Affected | Not Affected | Not Affected | Not Affected | Not Affected | Not Affected | Not Affected | Not Affected | Not Affected | Not Affected | Not Affected | Not Affected | Not Affected | Not Affected | Not Affected | Not Affected | 0 | 0 | 0 | 0 | 21 | Polygon
Critical Infrastructure | Stormwater Treatment Facilities and Pump Stations | Stormwater Ponds - NHD |  | STFPS_PG_14594 |  | Not Affected | Not Affected | Not Affected | Not Affected | Not Affected | Not Affected | Not Affected | Not Affected | Not Affected | Not Affected | Not Affected | Not Affected | Not Affected | Not Affected | Not Affected | Not Affected | Not Affected | Not Affected | Not Affected | Not Affected | Not Affected | 0 | 0 | 0 | 0 | 21 | Polygon
Critical Infrastructure | Stormwater Treatment Facilities and Pump Stations | Stormwater Ponds - NHD |  | STFPS_PG_14595 |  | Not Affected | Not Affected | Not Affected | Not Affected | Not Affected | Not Affected | Not Affected | Not Affected | Not Affected | Not Affected | Not Affected | Not Affected | Not Affected | Not Affected | Not Affected | Not Affected | Not Affected | Not Affected | Not Affected | Not Affected | Not Affected | 0 | 0 | 0 | 0 | 21 | Polygon
Critical Infrastructure | Stormwater Treatment Facilities and Pump Stations | Stormwater Ponds - NHD |  | STFPS_PG_14597 |  | Not Affected | Not Affected | Not Affected | Not Affected | Not Affected | Not Affected | Not Affected | Not Affected | Not Affected | Not Affected | Not Affected | Not Affected | Not Affected | Not Affected | Not Affected | Not Affected | Not Affected | Not Affected | Not Affected | Not Affected | Not Affected | 0 | 0 | 0 | 0 | 21 | Polygon
Critical Infrastructure | Stormwater Treatment Facilities and Pump Stations | Stormwater Ponds - NHD |  | STFPS_PG_14599 |  | Not Affected | Not Affected | Not Affected | Not Affected | Not Affected | Not Affected | Not Affected | Not Affected | Not Affected | Not Affected | Not Affected | Not Affected | Not Affected | Not Affected | Not Affected | Not Affected | Not Affected | Not Affected | Not Affected | Not Affected | Not Affected | 0 | 0 | 0 | 0 | 21 | Polygon
Critical Infrastructure | Stormwater Treatment Facilities and Pump Stations | Stormwater Ponds - NHD |  | STFPS_PG_14602 |  | Not Affected | Not Affected | Not Affected | Not Affected | Not Affected | Not Affected | Not Affected | Not Affected | Not Affected | Not Affected | Not Affected | Not Affected | Not Affected | Not Affected | Not Affected | Not Affected | Not Affected | Not Affected | Not Affected | Not Affected | Not Affected | 0 | 0 | 0 | 0 | 21 | Polygon
Critical Infrastructure | Stormwater Treatment Facilities and Pump Stations | Stormwater Ponds - NHD |  | STFPS_PG_14603 |  | Not Affected | Not Affected | Not Affected | Not Affected | Not Affected | Not Affected | Not Affected | Not Affected | Not Affected | Not Affected | Not Affected | Not Affected | Not Affected | Not Affected | Not Affected | Not Affected | Not Affected | Not Affected | Not Affected | Not Affected | Not Affected | 0 | 0 | 0 | 0 | 21 | Polygon
Critical Infrastructure | Stormwater Treatment Facilities and Pump Stations | Stormwater Ponds - NHD |  | STFPS_PG_14604 |  | Not Affected | Not Affected | Not Affected | Not Affected | Not Affected | Not Affected | Not Affected | Not Affected | Not Affected | Not Affected | Not Affected | Not Affected | Not Affected | Not Affected | Not Affected | Not Affected | Not Affected | Not Affected | Not Affected | Not Affected | Not Affected | 0 | 0 | 0 | 0 | 21 | Polygon
Critical Infrastructure | Stormwater Treatment Facilities and Pump Stations | Stormwater Ponds - NHD |  | STFPS_PG_14605 |  | Not Affected | Not Affected | Not Affected | Not Affected | Not Affected | Not Affected | Not Affected | Not Affected | Not Affected | Not Affected | Not Affected | Not Affected | Not Affected | Not Affected | Not Affected | Not Affected | Not Affected | Not Affected | Not Affected | Not Affected | Not Affected | 0 | 0 | 0 | 0 | 21 | Polygon
Critical Infrastructure | Stormwater Treatment Facilities and Pump Stations | Stormwater Ponds - NHD |  | STFPS_PG_14609 |  | Not Affected | Not Affected | Not Affected | Not Affected | Not Affected | Not Affected | Not Affected | Not Affected | Not Affected | Not Affected | Not Affected | Not Affected | Not Affected | Not Affected | Not Affected | Not Affected | Not Affected | Not Affected | Not Affected | Not Affected | Not Affected | 0 | 0 | 0 | 0 | 21 | Polygon
Critical Infrastructure | Stormwater Treatment Facilities and Pump Stations | Stormwater Ponds - NHD |  | STFPS_PG_14610 |  | Not Affected | Not Affected | Not Affected | Not Affected | Not Affected | Not Affected | Not Affected | Not Affected | Not Affected | Not Affected | Not Affected | Not Affected | Not Affected | Not Affected | Not Affected | Not Affected | Not Affected | Not Affected | Not Affected | Not Affected | Not Affected | 0 | 0 | 0 | 0 | 21 | Polygon
Critical Infrastructure | Stormwater Treatment Facilities and Pump Stations | Stormwater Ponds - NHD |  | STFPS_PG_14615 |  | Not Affected | Not Affected | Not Affected | Not Affected | Not Affected | Not Affected | Not Affected | Not Affected | Not Affected | Not Affected | Not Affected | Not Affected | Not Affected | Not Affected | Not Affected | Not Affected | Not Affected | Not Affected | Not Affected | Not Affected | Not Affected | 0 | 0 | 0 | 0 | 21 | Polygon
Critical Infrastructure | Stormwater Treatment Facilities and Pump Stations | Stormwater Ponds - NHD |  | STFPS_PG_14616 |  | Not Affected | Not Affected | Not Affected | Not Affected | Not Affected | Not Affected | Not Affected | Not Affected | Not Affected | Not Affected | Not Affected | Not Affected | Not Affected | Not Affected | Not Affected | Not Affected | Not Affected | Not Affected | Not Affected | Not Affected | Not Affected | 0 | 0 | 0 | 0 | 21 | Polygon
Critical Infrastructure | Stormwater Treatment Facilities and Pump Stations | Stormwater Ponds - NHD |  | STFPS_PG_14617 |  | Not Affected | Not Affected | Not Affected | Not Affected | Not Affected | Not Affected | Not Affected | Not Affected | Not Affected | Not Affected | Not Affected | Not Affected | Not Affected | Not Affected | Not Affected | Not Affected | Not Affected | Not Affected | Not Affected | Not Affected | Not Affected | 0 | 0 | 0 | 0 | 21 | Polygon
Critical Infrastructure | Stormwater Treatment Facilities and Pump Stations | Stormwater Ponds - NHD |  | STFPS_PG_14618 |  | Not Affected | Not Affected | Not Affected | Not Affected | Not Affected | Not Affected | Not Affected | Not Affected | Not Affected | Not Affected | Not Affected | Not Affected | Not Affected | Not Affected | Not Affected | Not Affected | Not Affected | Not Affected | Not Affected | Not Affected | Not Affected | 0 | 0 | 0 | 0 | 21 | Polygon
Critical Infrastructure | Stormwater Treatment Facilities and Pump Stations | Stormwater Ponds - NHD |  | STFPS_PG_14619 |  | Not Affected | Not Affected | Not Affected | Not Affected | Not Affected | Not Affected | Not Affected | Not Affected | Not Affected | Not Affected | Not Affected | Not Affected | Not Affected | Not Affected | Not Affected | Not Affected | Not Affected | Not Affected | Not Affected | Not Affected | Not Affected | 0 | 0 | 0 | 0 | 21 | Polygon
Critical Infrastructure | Stormwater Treatment Facilities and Pump Stations | Stormwater Ponds - NHD |  | STFPS_PG_14621 |  | Not Affected | Not Affected | Not Affected | Not Affected | Not Affected | Not Affected | Not Affected | Not Affected | Not Affected | Not Affected | Not Affected | Not Affected | Not Affected | Not Affected | Not Affected | Not Affected | Not Affected | Not Affected | Not Affected | Not Affected | Not Affected | 0 | 0 | 0 | 0 | 21 | Polygon
Critical Infrastructure | Stormwater Treatment Facilities and Pump Stations | Stormwater Ponds - NHD |  | STFPS_PG_14626 |  | Not Affected | Not Affected | Not Affected | Not Affected | Not Affected | Not Affected | Not Affected | Not Affected | Not Affected | Not Affected | Not Affected | Not Affected | Not Affected | Not Affected | Not Affected | Not Affected | Not Affected | Not Affected | Not Affected | Not Affected | Not Affected | 0 | 0 | 0 | 0 | 21 | Polygon
Critical Infrastructure | Stormwater Treatment Facilities and Pump Stations | Stormwater Ponds - NHD |  | STFPS_PG_14628 |  | Not Affected | Not Affected | Not Affected | Not Affected | Not Affected | Not Affected | Not Affected | Not Affected | Not Affected | Not Affected | Not Affected | Not Affected | Not Affected | Not Affected | Not Affected | Not Affected | Not Affected | Not Affected | Not Affected | Not Affected | Not Affected | 0 | 0 | 0 | 0 | 21 | Polygon
Critical Infrastructure | Stormwater Treatment Facilities and Pump Stations | Stormwater Ponds - NHD |  | STFPS_PG_14629 |  | Not Affected | Not Affected | Not Affected | Not Affected | Not Affected | Not Affected | Not Affected | Not Affected | Not Affected | Not Affected | Not Affected | Not Affected | Not Affected | Not Affected | Not Affected | Not Affected | Not Affected | Not Affected | Not Affected | Not Affected | Not Affected | 0 | 0 | 0 | 0 | 21 | Polygon
Critical Infrastructure | Stormwater Treatment Facilities and Pump Stations | Stormwater Ponds - NHD |  | STFPS_PG_14630 |  | Not Affected | Not Affected | Not Affected | Not Affected | Not Affected | Not Affected | Not Affected | Not Affected | Not Affected | Not Affected | Not Affected | Not Affected | Not Affected | Not Affected | Not Affected | Not Affected | Not Affected | Not Affected | Not Affected | Not Affected | Not Affected | 0 | 0 | 0 | 0 | 21 | Polygon
Critical Infrastructure | Stormwater Treatment Facilities and Pump Stations | Stormwater Ponds - NHD |  | STFPS_PG_14631 |  | Not Affected | Not Affected | Not Affected | Not Affected | Not Affected | Not Affected | Not Affected | Not Affected | Not Affected | Not Affected | Not Affected | Not Affected | Not Affected | Not Affected | Not Affected | Not Affected | Not Affected | Not Affected | Not Affected | Not Affected | Not Affected | 0 | 0 | 0 | 0 | 21 | Polygon
Critical Infrastructure | Stormwater Treatment Facilities and Pump Stations | Stormwater Ponds - NHD |  | STFPS_PG_14632 |  | Not Affected | Not Affected | Not Affected | Not Affected | Not Affected | Not Affected | Not Affected | Not Affected | Not Affected | Not Affected | Not Affected | Not Affected | Not Affected | Not Affected | Not Affected | Not Affected | Not Affected | Not Affected | Not Affected | Not Affected | Not Affected | 0 | 0 | 0 | 0 | 21 | Polygon
Critical Infrastructure | Stormwater Treatment Facilities and Pump Stations | Stormwater Ponds - NHD |  | STFPS_PG_14635 |  | Not Affected | Not Affected | Not Affected | Not Affected | Not Affected | Not Affected | Not Affected | Not Affected | Not Affected | Not Affected | Not Affected | Not Affected | Not Affected | Not Affected | Not Affected | Not Affected | Not Affected | Not Affected | Not Affected | Not Affected | Not Affected | 0 | 0 | 0 | 0 | 21 | Polygon
Critical Infrastructure | Stormwater Treatment Facilities and Pump Stations | Stormwater Ponds - NHD |  | STFPS_PG_14637 |  | Not Affected | Not Affected | Not Affected | Not Affected | Not Affected | Not Affected | Not Affected | Not Affected | Not Affected | Not Affected | Not Affected | Not Affected | Not Affected | Not Affected | Not Affected | Not Affected | Not Affected | Not Affected | Not Affected | Not Affected | Not Affected | 0 | 0 | 0 | 0 | 21 | Polygon
Critical Infrastructure | Stormwater Treatment Facilities and Pump Stations | Stormwater Ponds - NHD |  | STFPS_PG_14639 |  | Not Affected | Not Affected | Not Affected | Not Affected | Not Affected | Not Affected | Not Affected | Not Affected | Not Affected | Not Affected | Not Affected | Not Affected | Not Affected | Not Affected | Not Affected | Not Affected | Not Affected | Not Affected | Not Affected | Not Affected | Not Affected | 0 | 0 | 0 | 0 | 21 | Polygon
Critical Infrastructure | Stormwater Treatment Facilities and Pump Stations | Stormwater Ponds - NHD |  | STFPS_PG_14642 |  | Not Affected | Not Affected | Not Affected | Not Affected | Not Affected | Not Affected | Not Affected | Not Affected | Not Affected | Not Affected | Not Affected | Not Affected | Not Affected | Not Affected | Not Affected | Not Affected | Not Affected | Not Affected | Not Affected | Not Affected | Not Affected | 0 | 0 | 0 | 0 | 21 | Polygon
Critical Infrastructure | Stormwater Treatment Facilities and Pump Stations | Stormwater Ponds - NHD |  | STFPS_PG_14644 |  | Not Affected | Not Affected | Not Affected | Not Affected | Not Affected | Not Affected | Not Affected | Not Affected | Not Affected | Not Affected | Not Affected | Not Affected | Not Affected | Not Affected | Not Affected | Not Affected | Not Affected | Not Affected | Not Affected | Not Affected | Not Affected | 0 | 0 | 0 | 0 | 21 | Polygon
Critical Infrastructure | Stormwater Treatment Facilities and Pump Stations | Stormwater Ponds - NHD |  | STFPS_PG_14647 |  | Not Affected | Not Affected | Not Affected | Not Affected | Not Affected | Not Affected | Not Affected | Not Affected | Not Affected | Not Affected | Not Affected | Not Affected | Not Affected | Not Affected | Not Affected | Not Affected | Not Affected | Not Affected | Not Affected | Not Affected | Not Affected | 0 | 0 | 0 | 0 | 21 | Polygon
Critical Infrastructure | Stormwater Treatment Facilities and Pump Stations | Stormwater Ponds - NHD |  | STFPS_PG_14650 |  | Not Affected | Not Affected | Not Affected | Not Affected | Not Affected | Not Affected | Not Affected | Not Affected | Not Affected | Not Affected | Not Affected | Not Affected | Not Affected | Not Affected | Not Affected | Not Affected | Not Affected | Not Affected | Not Affected | Not Affected | Not Affected | 0 | 0 | 0 | 0 | 21 | Polygon
Critical Infrastructure | Stormwater Treatment Facilities and Pump Stations | Stormwater Ponds - NHD |  | STFPS_PG_14651 |  | Not Affected | Not Affected | Not Affected | Not Affected | Not Affected | Not Affected | Not Affected | Not Affected | Not Affected | Not Affected | Not Affected | Not Affected | Not Affected | Not Affected | Not Affected | Not Affected | Not Affected | Not Affected | Not Affected | Not Affected | Not Affected | 0 | 0 | 0 | 0 | 21 | Polygon
Critical Infrastructure | Stormwater Treatment Facilities and Pump Stations | Stormwater Ponds - NHD |  | STFPS_PG_14652 |  | Not Affected | Not Affected | Not Affected | Not Affected | Not Affected | Not Affected | Not Affected | Not Affected | Not Affected | Not Affected | Not Affected | Not Affected | Not Affected | Not Affected | Not Affected | Not Affected | Not Affected | Not Affected | Not Affected | Not Affected | Not Affected | 0 | 0 | 0 | 0 | 21 | Polygon
Critical Infrastructure | Stormwater Treatment Facilities and Pump Stations | Stormwater Ponds - NHD |  | STFPS_PG_14653 |  | Not Affected | Not Affected | Not Affected | Not Affected | Not Affected | Not Affected | Not Affected | Not Affected | Not Affected | Not Affected | Not Affected | Not Affected | Not Affected | Not Affected | Not Affected | Not Affected | Not Affected | Not Affected | Not Affected | Not Affected | Not Affected | 0 | 0 | 0 | 0 | 21 | Polygon
Critical Infrastructure | Stormwater Treatment Facilities and Pump Stations | Stormwater Ponds - NHD |  | STFPS_PG_14655 |  | Not Affected | Not Affected | Not Affected | Not Affected | Not Affected | Not Affected | Not Affected | Not Affected | Not Affected | Not Affected | Not Affected | Not Affected | Not Affected | Not Affected | Not Affected | Not Affected | Not Affected | Not Affected | Not Affected | Not Affected | Not Affected | 0 | 0 | 0 | 0 | 21 | Polygon
Critical Infrastructure | Stormwater Treatment Facilities and Pump Stations | Stormwater Ponds - NHD |  | STFPS_PG_14657 |  | Not Affected | Not Affected | Not Affected | Not Affected | Not Affected | Not Affected | Not Affected | Not Affected | Not Affected | Not Affected | Not Affected | Not Affected | Not Affected | Not Affected | Not Affected | Not Affected | Not Affected | Not Affected | Not Affected | Not Affected | Not Affected | 0 | 0 | 0 | 0 | 21 | Polygon
Critical Infrastructure | Stormwater Treatment Facilities and Pump Stations | Stormwater Ponds - NHD |  | STFPS_PG_14661 |  | Not Affected | Not Affected | Not Affected | Not Affected | Not Affected | Not Affected | Not Affected | Not Affected | Not Affected | Not Affected | Not Affected | Not Affected | Not Affected | Not Affected | Not Affected | Not Affected | Not Affected | Not Affected | Not Affected | Not Affected | Not Affected | 0 | 0 | 0 | 0 | 21 | Polygon
Critical Infrastructure | Stormwater Treatment Facilities and Pump Stations | Stormwater Ponds - NHD |  | STFPS_PG_14663 |  | Not Affected | Not Affected | Not Affected | Not Affected | Not Affected | Not Affected | Not Affected | Not Affected | Not Affected | Not Affected | Not Affected | Not Affected | Not Affected | Not Affected | Not Affected | Not Affected | Not Affected | Not Affected | Not Affected | Not Affected | Not Affected | 0 | 0 | 0 | 0 | 21 | Polygon
Critical Infrastructure | Stormwater Treatment Facilities and Pump Stations | Stormwater Ponds - NHD |  | STFPS_PG_14664 |  | Not Affected | Not Affected | Not Affected | Not Affected | Not Affected | Not Affected | Not Affected | Not Affected | Not Affected | Not Affected | Not Affected | Not Affected | Not Affected | Not Affected | Not Affected | Not Affected | Not Affected | Not Affected | Not Affected | Not Affected | Not Affected | 0 | 0 | 0 | 0 | 21 | Polygon
Critical Infrastructure | Stormwater Treatment Facilities and Pump Stations | Stormwater Ponds - NHD |  | STFPS_PG_14665 |  | Not Affected | Not Affected | Not Affected | Not Affected | Not Affected | Not Affected | Not Affected | Not Affected | Not Affected | Not Affected | Not Affected | Not Affected | Not Affected | Not Affected | Not Affected | Not Affected | Not Affected | Not Affected | Not Affected | Not Affected | Not Affected | 0 | 0 | 0 | 0 | 21 | Polygon
Critical Infrastructure | Stormwater Treatment Facilities and Pump Stations | Stormwater Ponds - NHD |  | STFPS_PG_14666 |  | Not Affected | Not Affected | Not Affected | Not Affected | Not Affected | Not Affected | Not Affected | Not Affected | Not Affected | Not Affected | Not Affected | Not Affected | Not Affected | Not Affected | Not Affected | Not Affected | Not Affected | Not Affected | Not Affected | Not Affected | Not Affected | 0 | 0 | 0 | 0 | 21 | Polygon
Critical Infrastructure | Stormwater Treatment Facilities and Pump Stations | Stormwater Ponds - NHD |  | STFPS_PG_14667 |  | Not Affected | Not Affected | Not Affected | Not Affected | Not Affected | Not Affected | Not Affected | Not Affected | Not Affected | Not Affected | Not Affected | Not Affected | Not Affected | Not Affected | Not Affected | Not Affected | Not Affected | Not Affected | Not Affected | Not Affected | Not Affected | 0 | 0 | 0 | 0 | 21 | Polygon
Critical Infrastructure | Stormwater Treatment Facilities and Pump Stations | Stormwater Ponds - NHD |  | STFPS_PG_14669 |  | Not Affected | Not Affected | Not Affected | Not Affected | Not Affected | Not Affected | Not Affected | Not Affected | Not Affected | Not Affected | Not Affected | Not Affected | Not Affected | Not Affected | Not Affected | Not Affected | Not Affected | Not Affected | Not Affected | Not Affected | Not Affected | 0 | 0 | 0 | 0 | 21 | Polygon
Critical Infrastructure | Stormwater Treatment Facilities and Pump Stations | Stormwater Ponds - NHD |  | STFPS_PG_14670 |  | Not Affected | Not Affected | Not Affected | Not Affected | Not Affected | Not Affected | Not Affected | Not Affected | Not Affected | Not Affected | Not Affected | Not Affected | Not Affected | Not Affected | Not Affected | Not Affected | Not Affected | Not Affected | Not Affected | Not Affected | Not Affected | 0 | 0 | 0 | 0 | 21 | Polygon
Critical Infrastructure | Stormwater Treatment Facilities and Pump Stations | Stormwater Ponds - NHD |  | STFPS_PG_14671 |  | Not Affected | Not Affected | Not Affected | Not Affected | Not Affected | Not Affected | Not Affected | Not Affected | Not Affected | Not Affected | Not Affected | Not Affected | Not Affected | Not Affected | Not Affected | Not Affected | Not Affected | Not Affected | Not Affected | Not Affected | Not Affected | 0 | 0 | 0 | 0 | 21 | Polygon
Critical Infrastructure | Stormwater Treatment Facilities and Pump Stations | Stormwater Ponds - NHD |  | STFPS_PG_14672 |  | Not Affected | Not Affected | Not Affected | Not Affected | Not Affected | Not Affected | Not Affected | Not Affected | Not Affected | Not Affected | Not Affected | Not Affected | Not Affected | Not Affected | Not Affected | Not Affected | Not Affected | Not Affected | Not Affected | Not Affected | Not Affected | 0 | 0 | 0 | 0 | 21 | Polygon
Critical Infrastructure | Stormwater Treatment Facilities and Pump Stations | Stormwater Ponds - NHD |  | STFPS_PG_14674 |  | Not Affected | Not Affected | Not Affected | Not Affected | Not Affected | Not Affected | Not Affected | Not Affected | Not Affected | Not Affected | Not Affected | Not Affected | Not Affected | Not Affected | Not Affected | Not Affected | Not Affected | Not Affected | Not Affected | Not Affected | Not Affected | 0 | 0 | 0 | 0 | 21 | Polygon
Critical Infrastructure | Stormwater Treatment Facilities and Pump Stations | Stormwater Ponds - NHD |  | STFPS_PG_14677 |  | Not Affected | Not Affected | Not Affected | Not Affected | Not Affected | Not Affected | Not Affected | Not Affected | Not Affected | Not Affected | Not Affected | Not Affected | Not Affected | Not Affected | Not Affected | Not Affected | Not Affected | Not Affected | Not Affected | Not Affected | Not Affected | 0 | 0 | 0 | 0 | 21 | Polygon
Critical Infrastructure | Stormwater Treatment Facilities and Pump Stations | Stormwater Ponds - NHD |  | STFPS_PG_14678 |  | Not Affected | Not Affected | Not Affected | Not Affected | Not Affected | Not Affected | Not Affected | Not Affected | Not Affected | Not Affected | Not Affected | Not Affected | Not Affected | Not Affected | Not Affected | Not Affected | Not Affected | Not Affected | Not Affected | Not Affected | Not Affected | 0 | 0 | 0 | 0 | 21 | Polygon
Critical Infrastructure | Stormwater Treatment Facilities and Pump Stations | Stormwater Ponds - NHD |  | STFPS_PG_14679 |  | Not Affected | Not Affected | Not Affected | Not Affected | Not Affected | Not Affected | Not Affected | Not Affected | Not Affected | Not Affected | Not Affected | Not Affected | Not Affected | Not Affected | Not Affected | Not Affected | Not Affected | Not Affected | Not Affected | Not Affected | Not Affected | 0 | 0 | 0 | 0 | 21 | Polygon
Critical Infrastructure | Stormwater Treatment Facilities and Pump Stations | Stormwater Ponds - NHD |  | STFPS_PG_14680 |  | Not Affected | Not Affected | Not Affected | Not Affected | Not Affected | Not Affected | Not Affected | Not Affected | Not Affected | Not Affected | Not Affected | Not Affected | Not Affected | Not Affected | Not Affected | Not Affected | Not Affected | Not Affected | Not Affected | Not Affected | Not Affected | 0 | 0 | 0 | 0 | 21 | Polygon
Critical Infrastructure | Stormwater Treatment Facilities and Pump Stations | Stormwater Ponds - NHD |  | STFPS_PG_14681 |  | Not Affected | Not Affected | Not Affected | Not Affected | Not Affected | Not Affected | Not Affected | Not Affected | Not Affected | Not Affected | Not Affected | Not Affected | Not Affected | Not Affected | Not Affected | Not Affected | Not Affected | Not Affected | Not Affected | Not Affected | Not Affected | 0 | 0 | 0 | 0 | 21 | Polygon
Critical Infrastructure | Stormwater Treatment Facilities and Pump Stations | Stormwater Ponds - NHD |  | STFPS_PG_14683 |  | Not Affected | Not Affected | Not Affected | Not Affected | Not Affected | Not Affected | Not Affected | Not Affected | Not Affected | Not Affected | Not Affected | Not Affected | Not Affected | Not Affected | Not Affected | Not Affected | Not Affected | Not Affected | Not Affected | Not Affected | Not Affected | 0 | 0 | 0 | 0 | 21 | Polygon
Critical Infrastructure | Stormwater Treatment Facilities and Pump Stations | Stormwater Ponds - NHD |  | STFPS_PG_14684 |  | Not Affected | Not Affected | Not Affected | Not Affected | Not Affected | Not Affected | Not Affected | Not Affected | Not Affected | Not Affected | Not Affected | Not Affected | Not Affected | Not Affected | Not Affected | Not Affected | Not Affected | Not Affected | Not Affected | Not Affected | Not Affected | 0 | 0 | 0 | 0 | 21 | Polygon
Critical Infrastructure | Stormwater Treatment Facilities and Pump Stations | Stormwater Ponds - NHD |  | STFPS_PG_14685 |  | Not Affected | Not Affected | Not Affected | Not Affected | Not Affected | Not Affected | Not Affected | Not Affected | Not Affected | Not Affected | Not Affected | Not Affected | Not Affected | Not Affected | Not Affected | Not Affected | Not Affected | Not Affected | Not Affected | Not Affected | Not Affected | 0 | 0 | 0 | 0 | 21 | Polygon
Critical Infrastructure | Stormwater Treatment Facilities and Pump Stations | Stormwater Ponds - NHD |  | STFPS_PG_14686 |  | Not Affected | Not Affected | Not Affected | Not Affected | Not Affected | Not Affected | Not Affected | Not Affected | Not Affected | Not Affected | Not Affected | Not Affected | Not Affected | Not Affected | Not Affected | Not Affected | Not Affected | Not Affected | Not Affected | Not Affected | Not Affected | 0 | 0 | 0 | 0 | 21 | Polygon
Critical Infrastructure | Stormwater Treatment Facilities and Pump Stations | Stormwater Ponds - NHD |  | STFPS_PG_14687 |  | Not Affected | Not Affected | Not Affected | Not Affected | Not Affected | Not Affected | Not Affected | Not Affected | Not Affected | Not Affected | Not Affected | Not Affected | Not Affected | Not Affected | Not Affected | Not Affected | Not Affected | Not Affected | Not Affected | Not Affected | Not Affected | 0 | 0 | 0 | 0 | 21 | Polygon
Critical Infrastructure | Stormwater Treatment Facilities and Pump Stations | Stormwater Ponds - NHD |  | STFPS_PG_14688 |  | Not Affected | Not Affected | Not Affected | Not Affected | Not Affected | Not Affected | Not Affected | Not Affected | Not Affected | Not Affected | Not Affected | Not Affected | Not Affected | Not Affected | Not Affected | Not Affected | Not Affected | Not Affected | Not Affected | Not Affected | Not Affected | 0 | 0 | 0 | 0 | 21 | Polygon
Critical Infrastructure | Stormwater Treatment Facilities and Pump Stations | Stormwater Ponds - NHD |  | STFPS_PG_14689 |  | Not Affected | Not Affected | Not Affected | Not Affected | Not Affected | Not Affected | Not Affected | Not Affected | Not Affected | Not Affected | Not Affected | Not Affected | Not Affected | Not Affected | Not Affected | Not Affected | Not Affected | Not Affected | Not Affected | Not Affected | Not Affected | 0 | 0 | 0 | 0 | 21 | Polygon
Critical Infrastructure | Stormwater Treatment Facilities and Pump Stations | Stormwater Ponds - NHD |  | STFPS_PG_14690 |  | Not Affected | Not Affected | Not Affected | Not Affected | Not Affected | Not Affected | Not Affected | Not Affected | Not Affected | Not Affected | Not Affected | Not Affected | Not Affected | Not Affected | Not Affected | Not Affected | Not Affected | Not Affected | Not Affected | Not Affected | Not Affected | 0 | 0 | 0 | 0 | 21 | Polygon
Critical Infrastructure | Stormwater Treatment Facilities and Pump Stations | Stormwater Ponds - NHD |  | STFPS_PG_14691 |  | Not Affected | Not Affected | Not Affected | Not Affected | Not Affected | Not Affected | Not Affected | Not Affected | Not Affected | Not Affected | Not Affected | Not Affected | Not Affected | Not Affected | Not Affected | Not Affected | Not Affected | Not Affected | Not Affected | Not Affected | Not Affected | 0 | 0 | 0 | 0 | 21 | Polygon
Critical Infrastructure | Stormwater Treatment Facilities and Pump Stations | Stormwater Ponds - NHD |  | STFPS_PG_14692 |  | Not Affected | Not Affected | Not Affected | Not Affected | Not Affected | Not Affected | Not Affected | Not Affected | Not Affected | Not Affected | Not Affected | Not Affected | Not Affected | Not Affected | Not Affected | Not Affected | Not Affected | Not Affected | Not Affected | Not Affected | Not Affected | 0 | 0 | 0 | 0 | 21 | Polygon
Critical Infrastructure | Stormwater Treatment Facilities and Pump Stations | Stormwater Ponds - NHD |  | STFPS_PG_14693 |  | Not Affected | Not Affected | Not Affected | Not Affected | Not Affected | Not Affected | Not Affected | Not Affected | Not Affected | Not Affected | Not Affected | Not Affected | Not Affected | Not Affected | Not Affected | Not Affected | Not Affected | Not Affected | Not Affected | Not Affected | Not Affected | 0 | 0 | 0 | 0 | 21 | Polygon
Critical Infrastructure | Stormwater Treatment Facilities and Pump Stations | Stormwater Ponds - NHD |  | STFPS_PG_14694 |  | Not Affected | Not Affected | Not Affected | Not Affected | Not Affected | Not Affected | Not Affected | Not Affected | Not Affected | Not Affected | Not Affected | Not Affected | Not Affected | Not Affected | Not Affected | Not Affected | Not Affected | Not Affected | Not Affected | Not Affected | Not Affected | 0 | 0 | 0 | 0 | 21 | Polygon
Critical Infrastructure | Stormwater Treatment Facilities and Pump Stations | Stormwater Ponds - NHD |  | STFPS_PG_14695 |  | Not Affected | Not Affected | Not Affected | Not Affected | Not Affected | Not Affected | Not Affected | Not Affected | Not Affected | Not Affected | Not Affected | Not Affected | Not Affected | Not Affected | Not Affected | Not Affected | Not Affected | Not Affected | Not Affected | Not Affected | Not Affected | 0 | 0 | 0 | 0 | 21 | Polygon
Critical Infrastructure | Stormwater Treatment Facilities and Pump Stations | Stormwater Ponds - NHD |  | STFPS_PG_14696 |  | Not Affected | Not Affected | Not Affected | Not Affected | Not Affected | Not Affected | Not Affected | Not Affected | Not Affected | Not Affected | Not Affected | Not Affected | Not Affected | Not Affected | Not Affected | Not Affected | Not Affected | Not Affected | Not Affected | Not Affected | Not Affected | 0 | 0 | 0 | 0 | 21 | Polygon
Critical Infrastructure | Stormwater Treatment Facilities and Pump Stations | Stormwater Ponds - NHD |  | STFPS_PG_14697 |  | Not Affected | Not Affected | Not Affected | Not Affected | Not Affected | Not Affected | Not Affected | Not Affected | Not Affected | Not Affected | Not Affected | Not Affected | Not Affected | Not Affected | Not Affected | Not Affected | Not Affected | Not Affected | Not Affected | Not Affected | Not Affected | 0 | 0 | 0 | 0 | 21 | Polygon
Critical Infrastructure | Stormwater Treatment Facilities and Pump Stations | Stormwater Ponds - NHD |  | STFPS_PG_14698 |  | Not Affected | Not Affected | Not Affected | Not Affected | Not Affected | Not Affected | Not Affected | Not Affected | Not Affected | Not Affected | Not Affected | Not Affected | Not Affected | Not Affected | Not Affected | Not Affected | Not Affected | Not Affected | Not Affected | Not Affected | Not Affected | 0 | 0 | 0 | 0 | 21 | Polygon
Critical Infrastructure | Stormwater Treatment Facilities and Pump Stations | Stormwater Ponds - NHD |  | STFPS_PG_14700 |  | Not Affected | Not Affected | Not Affected | Not Affected | Not Affected | Not Affected | Not Affected | Not Affected | Not Affected | Not Affected | Not Affected | Not Affected | Not Affected | Not Affected | Not Affected | Not Affected | Not Affected | Not Affected | Not Affected | Not Affected | Not Affected | 0 | 0 | 0 | 0 | 21 | Polygon
Critical Infrastructure | Stormwater Treatment Facilities and Pump Stations | Stormwater Ponds - NHD |  | STFPS_PG_14702 |  | Not Affected | Not Affected | Not Affected | Not Affected | Not Affected | Not Affected | Not Affected | Not Affected | Not Affected | Not Affected | Not Affected | Not Affected | Not Affected | Not Affected | Not Affected | Not Affected | Not Affected | Not Affected | Not Affected | Not Affected | Not Affected | 0 | 0 | 0 | 0 | 21 | Polygon
Critical Infrastructure | Stormwater Treatment Facilities and Pump Stations | Stormwater Ponds - NHD |  | STFPS_PG_14705 |  | Not Affected | Not Affected | Not Affected | Not Affected | Not Affected | Not Affected | Not Affected | Not Affected | Not Affected | Not Affected | Not Affected | Not Affected | Not Affected | Not Affected | Not Affected | Not Affected | Not Affected | Not Affected | Not Affected | Not Affected | Not Affected | 0 | 0 | 0 | 0 | 21 | Polygon
Critical Infrastructure | Stormwater Treatment Facilities and Pump Stations | Stormwater Ponds - NHD |  | STFPS_PG_14709 |  | Not Affected | Not Affected | Not Affected | Not Affected | Not Affected | Not Affected | Not Affected | Not Affected | Not Affected | Not Affected | Not Affected | Not Affected | Not Affected | Not Affected | Not Affected | Not Affected | Not Affected | Not Affected | Not Affected | Not Affected | Not Affected | 0 | 0 | 0 | 0 | 21 | Polygon
Critical Infrastructure | Stormwater Treatment Facilities and Pump Stations | Stormwater Ponds - NHD |  | STFPS_PG_14710 |  | Not Affected | Not Affected | Not Affected | Not Affected | Not Affected | Not Affected | Not Affected | Not Affected | Not Affected | Not Affected | Not Affected | Not Affected | Not Affected | Not Affected | Not Affected | Not Affected | Not Affected | Not Affected | Not Affected | Not Affected | Not Affected | 0 | 0 | 0 | 0 | 21 | Polygon
Critical Infrastructure | Stormwater Treatment Facilities and Pump Stations | Stormwater Ponds - NHD |  | STFPS_PG_14713 |  | Not Affected | Not Affected | Not Affected | Not Affected | Not Affected | Not Affected | Not Affected | Not Affected | Not Affected | Not Affected | Not Affected | Not Affected | Not Affected | Not Affected | Not Affected | Not Affected | Not Affected | Not Affected | Not Affected | Not Affected | Not Affected | 0 | 0 | 0 | 0 | 21 | Polygon
Critical Infrastructure | Stormwater Treatment Facilities and Pump Stations | Stormwater Ponds - NHD |  | STFPS_PG_14720 |  | Not Affected | Not Affected | Not Affected | Not Affected | Not Affected | Not Affected | Not Affected | Not Affected | Not Affected | Not Affected | Not Affected | Not Affected | Not Affected | Not Affected | Not Affected | Not Affected | Not Affected | Not Affected | Not Affected | Not Affected | Not Affected | 0 | 0 | 0 | 0 | 21 | Polygon
Critical Infrastructure | Stormwater Treatment Facilities and Pump Stations | Stormwater Ponds - NHD |  | STFPS_PG_14721 |  | Not Affected | Not Affected | Not Affected | Not Affected | Not Affected | Not Affected | Not Affected | Not Affected | Not Affected | Not Affected | Not Affected | Not Affected | Not Affected | Not Affected | Not Affected | Not Affected | Not Affected | Not Affected | Not Affected | Not Affected | Not Affected | 0 | 0 | 0 | 0 | 21 | Polygon
Critical Infrastructure | Stormwater Treatment Facilities and Pump Stations | Stormwater Ponds - NHD |  | STFPS_PG_14722 |  | Not Affected | Not Affected | Not Affected | Not Affected | Not Affected | Not Affected | Not Affected | Not Affected | Not Affected | Not Affected | Not Affected | Not Affected | Not Affected | Not Affected | Not Affected | Not Affected | Not Affected | Not Affected | Not Affected | Not Affected | Not Affected | 0 | 0 | 0 | 0 | 21 | Polygon
Critical Infrastructure | Stormwater Treatment Facilities and Pump Stations | Stormwater Ponds - NHD |  | STFPS_PG_14723 |  | Not Affected | Not Affected | Not Affected | Not Affected | Not Affected | Not Affected | Not Affected | Not Affected | Not Affected | Not Affected | Not Affected | Not Affected | Not Affected | Not Affected | Not Affected | Not Affected | Not Affected | Not Affected | Not Affected | Not Affected | Not Affected | 0 | 0 | 0 | 0 | 21 | Polygon
Critical Infrastructure | Stormwater Treatment Facilities and Pump Stations | Stormwater Ponds - NHD |  | STFPS_PG_14726 |  | Not Affected | Not Affected | Not Affected | Not Affected | Not Affected | Not Affected | Not Affected | Not Affected | Not Affected | Not Affected | Not Affected | Not Affected | Not Affected | Not Affected | Not Affected | Not Affected | Not Affected | Not Affected | Not Affected | Not Affected | Not Affected | 0 | 0 | 0 | 0 | 21 | Polygon
Critical Infrastructure | Stormwater Treatment Facilities and Pump Stations | Stormwater Ponds - NHD |  | STFPS_PG_14732 |  | Not Affected | Not Affected | Not Affected | Not Affected | Not Affected | Not Affected | Not Affected | Not Affected | Not Affected | Not Affected | Not Affected | Not Affected | Not Affected | Not Affected | Not Affected | Not Affected | Not Affected | Not Affected | Not Affected | Not Affected | Not Affected | 0 | 0 | 0 | 0 | 21 | Polygon
Critical Infrastructure | Stormwater Treatment Facilities and Pump Stations | Stormwater Ponds - NHD |  | STFPS_PG_14743 |  | Not Affected | Not Affected | Not Affected | Not Affected | Not Affected | Not Affected | Not Affected | Not Affected | Not Affected | Not Affected | Not Affected | Not Affected | Not Affected | Not Affected | Not Affected | Not Affected | Not Affected | Not Affected | Not Affected | Not Affected | Not Affected | 0 | 0 | 0 | 0 | 21 | Polygon
Critical Infrastructure | Stormwater Treatment Facilities and Pump Stations | Stormwater Ponds - NHD |  | STFPS_PG_14745 |  | Not Affected | Not Affected | Not Affected | Not Affected | Not Affected | Not Affected | Not Affected | Not Affected | Not Affected | Not Affected | Not Affected | Not Affected | Not Affected | Not Affected | Not Affected | Not Affected | Not Affected | Not Affected | Not Affected | Not Affected | Not Affected | 0 | 0 | 0 | 0 | 21 | Polygon
Critical Infrastructure | Stormwater Treatment Facilities and Pump Stations | Stormwater Ponds - NHD |  | STFPS_PG_14747 |  | Not Affected | Not Affected | Not Affected | Not Affected | Not Affected | Not Affected | Not Affected | Not Affected | Not Affected | Not Affected | Not Affected | Not Affected | Not Affected | Not Affected | Not Affected | Not Affected | Not Affected | Not Affected | Not Affected | Not Affected | Not Affected | 0 | 0 | 0 | 0 | 21 | Polygon
Critical Infrastructure | Stormwater Treatment Facilities and Pump Stations | Stormwater Ponds - NHD |  | STFPS_PG_14749 |  | Not Affected | Not Affected | Not Affected | Not Affected | Not Affected | Not Affected | Not Affected | Not Affected | Not Affected | Not Affected | Not Affected | Not Affected | Not Affected | Not Affected | Not Affected | Not Affected | Not Affected | Not Affected | Not Affected | Not Affected | Not Affected | 0 | 0 | 0 | 0 | 21 | Polygon
Critical Infrastructure | Stormwater Treatment Facilities and Pump Stations | Stormwater Ponds - NHD |  | STFPS_PG_14752 |  | Not Affected | Not Affected | Not Affected | Not Affected | Not Affected | Not Affected | Not Affected | Not Affected | Not Affected | Not Affected | Not Affected | Not Affected | Not Affected | Not Affected | Not Affected | Not Affected | Not Affected | Not Affected | Not Affected | Not Affected | Not Affected | 0 | 0 | 0 | 0 | 21 | Polygon
Critical Infrastructure | Stormwater Treatment Facilities and Pump Stations | Stormwater Ponds - NHD |  | STFPS_PG_14753 |  | Not Affected | Not Affected | Not Affected | Not Affected | Not Affected | Not Affected | Not Affected | Not Affected | Not Affected | Not Affected | Not Affected | Not Affected | Not Affected | Not Affected | Not Affected | Not Affected | Not Affected | Not Affected | Not Affected | Not Affected | Not Affected | 0 | 0 | 0 | 0 | 21 | Polygon
Critical Infrastructure | Stormwater Treatment Facilities and Pump Stations | Stormwater Ponds - NHD |  | STFPS_PG_14754 |  | Not Affected | Not Affected | Not Affected | Not Affected | Not Affected | Not Affected | Not Affected | Not Affected | Not Affected | Not Affected | Not Affected | Not Affected | Not Affected | Not Affected | Not Affected | Not Affected | Not Affected | Not Affected | Not Affected | Not Affected | Not Affected | 0 | 0 | 0 | 0 | 21 | Polygon
Critical Infrastructure | Stormwater Treatment Facilities and Pump Stations | Stormwater Ponds - NHD |  | STFPS_PG_14757 |  | Not Affected | Not Affected | Not Affected | Not Affected | Not Affected | Not Affected | Not Affected | Not Affected | Not Affected | Not Affected | Not Affected | Not Affected | Not Affected | Not Affected | Not Affected | Not Affected | Not Affected | Not Affected | Not Affected | Not Affected | Not Affected | 0 | 0 | 0 | 0 | 21 | Polygon
Critical Infrastructure | Stormwater Treatment Facilities and Pump Stations | Stormwater Ponds - NHD |  | STFPS_PG_14759 |  | Not Affected | Not Affected | Not Affected | Not Affected | Not Affected | Not Affected | Not Affected | Not Affected | Not Affected | Not Affected | Not Affected | Not Affected | Not Affected | Not Affected | Not Affected | Not Affected | Not Affected | Not Affected | Not Affected | Not Affected | Not Affected | 0 | 0 | 0 | 0 | 21 | Polygon
Critical Infrastructure | Stormwater Treatment Facilities and Pump Stations | Stormwater Ponds - NHD |  | STFPS_PG_14760 |  | Not Affected | Not Affected | Not Affected | Not Affected | Not Affected | Not Affected | Not Affected | Not Affected | Not Affected | Not Affected | Not Affected | Not Affected | Not Affected | Not Affected | Not Affected | Not Affected | Not Affected | Not Affected | Not Affected | Not Affected | Not Affected | 0 | 0 | 0 | 0 | 21 | Polygon
Critical Infrastructure | Stormwater Treatment Facilities and Pump Stations | Stormwater Ponds - NHD |  | STFPS_PG_14762 |  | Not Affected | Not Affected | Not Affected | Not Affected | Not Affected | Not Affected | Not Affected | Not Affected | Not Affected | Not Affected | Not Affected | Not Affected | Not Affected | Not Affected | Not Affected | Not Affected | Not Affected | Not Affected | Not Affected | Not Affected | Not Affected | 0 | 0 | 0 | 0 | 21 | Polygon
Critical Infrastructure | Stormwater Treatment Facilities and Pump Stations | Stormwater Ponds - NHD |  | STFPS_PG_14764 |  | Not Affected | Not Affected | Not Affected | Not Affected | Not Affected | Not Affected | Not Affected | Not Affected | Not Affected | Not Affected | Not Affected | Not Affected | Not Affected | Not Affected | Not Affected | Not Affected | Not Affected | Not Affected | Not Affected | Not Affected | Not Affected | 0 | 0 | 0 | 0 | 21 | Polygon
Critical Infrastructure | Stormwater Treatment Facilities and Pump Stations | Stormwater Ponds - NHD |  | STFPS_PG_14766 |  | Not Affected | Not Affected | Not Affected | Not Affected | Not Affected | Not Affected | Not Affected | Not Affected | Not Affected | Not Affected | Not Affected | Not Affected | Not Affected | Not Affected | Not Affected | Not Affected | Not Affected | Not Affected | Not Affected | Not Affected | Not Affected | 0 | 0 | 0 | 0 | 21 | Polygon
Critical Infrastructure | Stormwater Treatment Facilities and Pump Stations | Stormwater Ponds - NHD |  | STFPS_PG_14767 |  | Not Affected | Not Affected | Not Affected | Not Affected | Not Affected | Not Affected | Not Affected | Not Affected | Not Affected | Not Affected | Not Affected | Not Affected | Not Affected | Not Affected | Not Affected | Not Affected | Not Affected | Not Affected | Not Affected | Not Affected | Not Affected | 0 | 0 | 0 | 0 | 21 | Polygon
Critical Infrastructure | Stormwater Treatment Facilities and Pump Stations | Stormwater Ponds - NHD |  | STFPS_PG_14772 |  | Not Affected | Not Affected | Not Affected | Not Affected | Not Affected | Not Affected | Not Affected | Not Affected | Not Affected | Not Affected | Not Affected | Not Affected | Not Affected | Not Affected | Not Affected | Not Affected | Not Affected | Not Affected | Not Affected | Not Affected | Not Affected | 0 | 0 | 0 | 0 | 21 | Polygon
Critical Infrastructure | Stormwater Treatment Facilities and Pump Stations | Stormwater Ponds - NHD |  | STFPS_PG_14775 |  | Not Affected | Not Affected | Not Affected | Not Affected | Not Affected | Not Affected | Not Affected | Not Affected | Not Affected | Not Affected | Not Affected | Not Affected | Not Affected | Not Affected | Not Affected | Not Affected | Not Affected | Not Affected | Not Affected | Not Affected | Not Affected | 0 | 0 | 0 | 0 | 21 | Polygon
Critical Infrastructure | Stormwater Treatment Facilities and Pump Stations | Stormwater Ponds - NHD |  | STFPS_PG_14776 |  | Not Affected | Not Affected | Not Affected | Not Affected | Not Affected | Not Affected | Not Affected | Not Affected | Not Affected | Not Affected | Not Affected | Not Affected | Not Affected | Not Affected | Not Affected | Not Affected | Not Affected | Not Affected | Not Affected | Not Affected | Not Affected | 0 | 0 | 0 | 0 | 21 | Polygon
Critical Infrastructure | Stormwater Treatment Facilities and Pump Stations | Stormwater Ponds - NHD |  | STFPS_PG_14777 |  | Not Affected | Not Affected | Not Affected | Not Affected | Not Affected | Not Affected | Not Affected | Not Affected | Not Affected | Not Affected | Not Affected | Not Affected | Not Affected | Not Affected | Not Affected | Not Affected | Not Affected | Not Affected | Not Affected | Not Affected | Not Affected | 0 | 0 | 0 | 0 | 21 | Polygon
Critical Infrastructure | Stormwater Treatment Facilities and Pump Stations | Stormwater Ponds - NHD |  | STFPS_PG_14778 |  | Not Affected | Not Affected | Not Affected | Not Affected | Not Affected | Not Affected | Not Affected | Not Affected | Not Affected | Not Affected | Not Affected | Not Affected | Not Affected | Not Affected | Not Affected | Not Affected | Not Affected | Not Affected | Not Affected | Not Affected | Not Affected | 0 | 0 | 0 | 0 | 21 | Polygon
Critical Infrastructure | Stormwater Treatment Facilities and Pump Stations | Stormwater Ponds - NHD |  | STFPS_PG_14780 |  | Not Affected | Not Affected | Not Affected | Not Affected | Not Affected | Not Affected | Not Affected | Not Affected | Not Affected | Not Affected | Not Affected | Not Affected | Not Affected | Not Affected | Not Affected | Not Affected | Not Affected | Not Affected | Not Affected | Not Affected | Not Affected | 0 | 0 | 0 | 0 | 21 | Polygon
Critical Infrastructure | Stormwater Treatment Facilities and Pump Stations | Stormwater Ponds - NHD |  | STFPS_PG_14781 |  | Not Affected | Not Affected | Not Affected | Not Affected | Not Affected | Not Affected | Not Affected | Not Affected | Not Affected | Not Affected | Not Affected | Not Affected | Not Affected | Not Affected | Not Affected | Not Affected | Not Affected | Not Affected | Not Affected | Not Affected | Not Affected | 0 | 0 | 0 | 0 | 21 | Polygon
Critical Infrastructure | Stormwater Treatment Facilities and Pump Stations | Stormwater Ponds - NHD |  | STFPS_PG_14782 |  | Not Affected | Not Affected | Not Affected | Not Affected | Not Affected | Not Affected | Not Affected | Not Affected | Not Affected | Not Affected | Not Affected | Not Affected | Not Affected | Not Affected | Not Affected | Not Affected | Not Affected | Not Affected | Not Affected | Not Affected | Not Affected | 0 | 0 | 0 | 0 | 21 | Polygon
Critical Infrastructure | Stormwater Treatment Facilities and Pump Stations | Stormwater Ponds - NHD |  | STFPS_PG_14783 |  | Not Affected | Not Affected | Not Affected | Not Affected | Not Affected | Not Affected | Not Affected | Not Affected | Not Affected | Not Affected | Not Affected | Not Affected | Not Affected | Not Affected | Not Affected | Not Affected | Not Affected | Not Affected | Not Affected | Not Affected | Not Affected | 0 | 0 | 0 | 0 | 21 | Polygon
Critical Infrastructure | Stormwater Treatment Facilities and Pump Stations | Stormwater Ponds - NHD |  | STFPS_PG_14785 |  | Not Affected | Not Affected | Not Affected | Not Affected | Not Affected | Not Affected | Not Affected | Not Affected | Not Affected | Not Affected | Not Affected | Not Affected | Not Affected | Not Affected | Not Affected | Not Affected | Not Affected | Not Affected | Not Affected | Not Affected | Not Affected | 0 | 0 | 0 | 0 | 21 | Polygon
Critical Infrastructure | Stormwater Treatment Facilities and Pump Stations | Stormwater Ponds - NHD |  | STFPS_PG_14787 |  | Not Affected | Not Affected | Not Affected | Not Affected | Not Affected | Not Affected | Not Affected | Not Affected | Not Affected | Not Affected | Not Affected | Not Affected | Not Affected | Not Affected | Not Affected | Not Affected | Not Affected | Not Affected | Not Affected | Not Affected | Not Affected | 0 | 0 | 0 | 0 | 21 | Polygon
Critical Infrastructure | Stormwater Treatment Facilities and Pump Stations | Stormwater Ponds - NHD |  | STFPS_PG_14789 |  | Not Affected | Not Affected | Not Affected | Not Affected | Not Affected | Not Affected | Not Affected | Not Affected | Not Affected | Not Affected | Not Affected | Not Affected | Not Affected | Not Affected | Not Affected | Not Affected | Not Affected | Not Affected | Not Affected | Not Affected | Not Affected | 0 | 0 | 0 | 0 | 21 | Polygon
Critical Infrastructure | Stormwater Treatment Facilities and Pump Stations | Stormwater Ponds - NHD |  | STFPS_PG_14790 |  | Not Affected | Not Affected | Not Affected | Not Affected | Not Affected | Not Affected | Not Affected | Not Affected | Not Affected | Not Affected | Not Affected | Not Affected | Not Affected | Not Affected | Not Affected | Not Affected | Not Affected | Not Affected | Not Affected | Not Affected | Not Affected | 0 | 0 | 0 | 0 | 21 | Polygon
Critical Infrastructure | Stormwater Treatment Facilities and Pump Stations | Stormwater Ponds - NHD |  | STFPS_PG_14793 |  | Not Affected | Not Affected | Not Affected | Not Affected | Not Affected | Not Affected | Not Affected | Not Affected | Not Affected | Not Affected | Not Affected | Not Affected | Not Affected | Not Affected | Not Affected | Not Affected | Not Affected | Not Affected | Not Affected | Not Affected | Not Affected | 0 | 0 | 0 | 0 | 21 | Polygon
Critical Infrastructure | Stormwater Treatment Facilities and Pump Stations | Stormwater Ponds - NHD |  | STFPS_PG_14794 |  | Not Affected | Not Affected | Not Affected | Not Affected | Not Affected | Not Affected | Not Affected | Not Affected | Not Affected | Not Affected | Not Affected | Not Affected | Not Affected | Not Affected | Not Affected | Not Affected | Not Affected | Not Affected | Not Affected | Not Affected | Not Affected | 0 | 0 | 0 | 0 | 21 | Polygon
Critical Infrastructure | Stormwater Treatment Facilities and Pump Stations | Stormwater Ponds - NHD |  | STFPS_PG_14798 |  | Not Affected | Not Affected | Not Affected | Not Affected | Not Affected | Not Affected | Not Affected | Not Affected | Not Affected | Not Affected | Not Affected | Not Affected | Not Affected | Not Affected | Not Affected | Not Affected | Not Affected | Not Affected | Not Affected | Not Affected | Not Affected | 0 | 0 | 0 | 0 | 21 | Polygon
Critical Infrastructure | Stormwater Treatment Facilities and Pump Stations | Stormwater Ponds - NHD |  | STFPS_PG_14799 |  | Not Affected | Not Affected | Not Affected | Not Affected | Not Affected | Not Affected | Not Affected | Not Affected | Not Affected | Not Affected | Not Affected | Not Affected | Not Affected | Not Affected | Not Affected | Not Affected | Not Affected | Not Affected | Not Affected | Not Affected | Not Affected | 0 | 0 | 0 | 0 | 21 | Polygon
Critical Infrastructure | Stormwater Treatment Facilities and Pump Stations | Stormwater Ponds - NHD |  | STFPS_PG_14800 |  | Not Affected | Not Affected | Not Affected | Not Affected | Not Affected | Not Affected | Not Affected | Not Affected | Not Affected | Not Affected | Not Affected | Not Affected | Not Affected | Not Affected | Not Affected | Not Affected | Not Affected | Not Affected | Not Affected | Not Affected | Not Affected | 0 | 0 | 0 | 0 | 21 | Polygon
Critical Infrastructure | Stormwater Treatment Facilities and Pump Stations | Stormwater Ponds - NHD |  | STFPS_PG_14801 |  | Not Affected | Not Affected | Not Affected | Not Affected | Not Affected | Not Affected | Not Affected | Not Affected | Not Affected | Not Affected | Not Affected | Not Affected | Not Affected | Not Affected | Not Affected | Not Affected | Not Affected | Not Affected | Not Affected | Not Affected | Not Affected | 0 | 0 | 0 | 0 | 21 | Polygon
Critical Infrastructure | Stormwater Treatment Facilities and Pump Stations | Stormwater Ponds - NHD |  | STFPS_PG_14802 |  | Not Affected | Not Affected | Not Affected | Not Affected | Not Affected | Not Affected | Not Affected | Not Affected | Not Affected | Not Affected | Not Affected | Not Affected | Not Affected | Not Affected | Not Affected | Not Affected | Not Affected | Not Affected | Not Affected | Not Affected | Not Affected | 0 | 0 | 0 | 0 | 21 | Polygon
Critical Infrastructure | Stormwater Treatment Facilities and Pump Stations | Stormwater Ponds - NHD |  | STFPS_PG_14804 |  | Not Affected | Not Affected | Not Affected | Not Affected | Not Affected | Not Affected | Not Affected | Not Affected | Not Affected | Not Affected | Not Affected | Not Affected | Not Affected | Not Affected | Not Affected | Not Affected | Not Affected | Not Affected | Not Affected | Not Affected | Not Affected | 0 | 0 | 0 | 0 | 21 | Polygon
Critical Infrastructure | Stormwater Treatment Facilities and Pump Stations | Stormwater Ponds - NHD |  | STFPS_PG_14806 |  | Not Affected | Not Affected | Not Affected | Not Affected | Not Affected | Not Affected | Not Affected | Not Affected | Not Affected | Not Affected | Not Affected | Not Affected | Not Affected | Not Affected | Not Affected | Not Affected | Not Affected | Not Affected | Not Affected | Not Affected | Not Affected | 0 | 0 | 0 | 0 | 21 | Polygon
Critical Infrastructure | Stormwater Treatment Facilities and Pump Stations | Stormwater Ponds - NHD |  | STFPS_PG_14807 |  | Not Affected | Not Affected | Not Affected | Not Affected | Not Affected | Not Affected | Not Affected | Not Affected | Not Affected | Not Affected | Not Affected | Not Affected | Not Affected | Not Affected | Not Affected | Not Affected | Not Affected | Not Affected | Not Affected | Not Affected | Not Affected | 0 | 0 | 0 | 0 | 21 | Polygon
Critical Infrastructure | Stormwater Treatment Facilities and Pump Stations | Stormwater Ponds - NHD |  | STFPS_PG_14808 |  | Not Affected | Not Affected | Not Affected | Not Affected | Not Affected | Not Affected | Not Affected | Not Affected | Not Affected | Not Affected | Not Affected | Not Affected | Not Affected | Not Affected | Not Affected | Not Affected | Not Affected | Not Affected | Not Affected | Not Affected | Not Affected | 0 | 0 | 0 | 0 | 21 | Polygon
Critical Infrastructure | Stormwater Treatment Facilities and Pump Stations | Stormwater Ponds - NHD |  | STFPS_PG_14809 |  | Not Affected | Not Affected | Not Affected | Not Affected | Not Affected | Not Affected | Not Affected | Not Affected | Not Affected | Not Affected | Not Affected | Not Affected | Not Affected | Not Affected | Not Affected | Not Affected | Not Affected | Not Affected | Not Affected | Not Affected | Not Affected | 0 | 0 | 0 | 0 | 21 | Polygon
Critical Infrastructure | Stormwater Treatment Facilities and Pump Stations | Stormwater Ponds - NHD |  | STFPS_PG_14810 |  | Not Affected | Not Affected | Not Affected | Not Affected | Not Affected | Not Affected | Not Affected | Not Affected | Not Affected | Not Affected | Not Affected | Not Affected | Not Affected | Not Affected | Not Affected | Not Affected | Not Affected | Not Affected | Not Affected | Not Affected | Not Affected | 0 | 0 | 0 | 0 | 21 | Polygon
Critical Infrastructure | Stormwater Treatment Facilities and Pump Stations | Stormwater Ponds - NHD |  | STFPS_PG_14811 |  | Not Affected | Not Affected | Not Affected | Not Affected | Not Affected | Not Affected | Not Affected | Not Affected | Not Affected | Not Affected | Not Affected | Not Affected | Not Affected | Not Affected | Not Affected | Not Affected | Not Affected | Not Affected | Not Affected | Not Affected | Not Affected | 0 | 0 | 0 | 0 | 21 | Polygon
Critical Infrastructure | Stormwater Treatment Facilities and Pump Stations | Stormwater Ponds - NHD |  | STFPS_PG_14812 |  | Not Affected | Not Affected | Not Affected | Not Affected | Not Affected | Not Affected | Not Affected | Not Affected | Not Affected | Not Affected | Not Affected | Not Affected | Not Affected | Not Affected | Not Affected | Not Affected | Not Affected | Not Affected | Not Affected | Not Affected | Not Affected | 0 | 0 | 0 | 0 | 21 | Polygon
Critical Infrastructure | Stormwater Treatment Facilities and Pump Stations | Stormwater Ponds - NHD |  | STFPS_PG_14813 |  | Not Affected | Not Affected | Not Affected | Not Affected | Not Affected | Not Affected | Not Affected | Not Affected | Not Affected | Not Affected | Not Affected | Not Affected | Not Affected | Not Affected | Not Affected | Not Affected | Not Affected | Not Affected | Not Affected | Not Affected | Not Affected | 0 | 0 | 0 | 0 | 21 | Polygon
Critical Infrastructure | Stormwater Treatment Facilities and Pump Stations | Stormwater Ponds - NHD |  | STFPS_PG_14814 |  | Not Affected | Not Affected | Not Affected | Not Affected | Not Affected | Not Affected | Not Affected | Not Affected | Not Affected | Not Affected | Not Affected | Not Affected | Not Affected | Not Affected | Not Affected | Not Affected | Not Affected | Not Affected | Not Affected | Not Affected | Not Affected | 0 | 0 | 0 | 0 | 21 | Polygon
Critical Infrastructure | Stormwater Treatment Facilities and Pump Stations | Stormwater Ponds - NHD |  | STFPS_PG_14815 |  | Not Affected | Not Affected | Not Affected | Not Affected | Not Affected | Not Affected | Not Affected | Not Affected | Not Affected | Not Affected | Not Affected | Not Affected | Not Affected | Not Affected | Not Affected | Not Affected | Not Affected | Not Affected | Not Affected | Not Affected | Not Affected | 0 | 0 | 0 | 0 | 21 | Polygon
Critical Infrastructure | Stormwater Treatment Facilities and Pump Stations | Stormwater Ponds - NHD |  | STFPS_PG_14817 |  | Not Affected | Not Affected | Not Affected | Not Affected | Not Affected | Not Affected | Not Affected | Not Affected | Not Affected | Not Affected | Not Affected | Not Affected | Not Affected | Not Affected | Not Affected | Not Affected | Not Affected | Not Affected | Not Affected | Not Affected | Not Affected | 0 | 0 | 0 | 0 | 21 | Polygon
Critical Infrastructure | Stormwater Treatment Facilities and Pump Stations | Stormwater Ponds - NHD |  | STFPS_PG_14818 |  | Not Affected | Not Affected | Not Affected | Not Affected | Not Affected | Not Affected | Not Affected | Not Affected | Not Affected | Not Affected | Not Affected | Not Affected | Not Affected | Not Affected | Not Affected | Not Affected | Not Affected | Not Affected | Not Affected | Not Affected | Not Affected | 0 | 0 | 0 | 0 | 21 | Polygon
Critical Infrastructure | Stormwater Treatment Facilities and Pump Stations | Stormwater Ponds - NHD |  | STFPS_PG_14819 |  | Not Affected | Not Affected | Not Affected | Not Affected | Not Affected | Not Affected | Not Affected | Not Affected | Not Affected | Not Affected | Not Affected | Not Affected | Not Affected | Not Affected | Not Affected | Not Affected | Not Affected | Not Affected | Not Affected | Not Affected | Not Affected | 0 | 0 | 0 | 0 | 21 | Polygon
Critical Infrastructure | Stormwater Treatment Facilities and Pump Stations | Stormwater Ponds - NHD |  | STFPS_PG_14820 |  | Not Affected | Not Affected | Not Affected | Not Affected | Not Affected | Not Affected | Not Affected | Not Affected | Not Affected | Not Affected | Not Affected | Not Affected | Not Affected | Not Affected | Not Affected | Not Affected | Not Affected | Not Affected | Not Affected | Not Affected | Not Affected | 0 | 0 | 0 | 0 | 21 | Polygon
Critical Infrastructure | Stormwater Treatment Facilities and Pump Stations | Stormwater Ponds - NHD |  | STFPS_PG_14821 |  | Not Affected | Not Affected | Not Affected | Not Affected | Not Affected | Not Affected | Not Affected | Not Affected | Not Affected | Not Affected | Not Affected | Not Affected | Not Affected | Not Affected | Not Affected | Not Affected | Not Affected | Not Affected | Not Affected | Not Affected | Not Affected | 0 | 0 | 0 | 0 | 21 | Polygon
Critical Infrastructure | Stormwater Treatment Facilities and Pump Stations | Stormwater Ponds - NHD |  | STFPS_PG_14822 |  | Not Affected | Not Affected | Not Affected | Not Affected | Not Affected | Not Affected | Not Affected | Not Affected | Not Affected | Not Affected | Not Affected | Not Affected | Not Affected | Not Affected | Not Affected | Not Affected | Not Affected | Not Affected | Not Affected | Not Affected | Not Affected | 0 | 0 | 0 | 0 | 21 | Polygon
Critical Infrastructure | Stormwater Treatment Facilities and Pump Stations | Stormwater Ponds - NHD |  | STFPS_PG_14823 |  | Not Affected | Not Affected | Not Affected | Not Affected | Not Affected | Not Affected | Not Affected | Not Affected | Not Affected | Not Affected | Not Affected | Not Affected | Not Affected | Not Affected | Not Affected | Not Affected | Not Affected | Not Affected | Not Affected | Not Affected | Not Affected | 0 | 0 | 0 | 0 | 21 | Polygon
Critical Infrastructure | Stormwater Treatment Facilities and Pump Stations | Stormwater Ponds - NHD |  | STFPS_PG_14824 |  | Not Affected | Not Affected | Not Affected | Not Affected | Not Affected | Not Affected | Not Affected | Not Affected | Not Affected | Not Affected | Not Affected | Not Affected | Not Affected | Not Affected | Not Affected | Not Affected | Not Affected | Not Affected | Not Affected | Not Affected | Not Affected | 0 | 0 | 0 | 0 | 21 | Polygon
Critical Infrastructure | Stormwater Treatment Facilities and Pump Stations | Stormwater Ponds - NHD |  | STFPS_PG_14825 |  | Not Affected | Not Affected | Not Affected | Not Affected | Not Affected | Not Affected | Not Affected | Not Affected | Not Affected | Not Affected | Not Affected | Not Affected | Not Affected | Not Affected | Not Affected | Not Affected | Not Affected | Not Affected | Not Affected | Not Affected | Not Affected | 0 | 0 | 0 | 0 | 21 | Polygon
Critical Infrastructure | Stormwater Treatment Facilities and Pump Stations | Stormwater Ponds - NHD |  | STFPS_PG_14826 |  | Not Affected | Not Affected | Not Affected | Not Affected | Not Affected | Not Affected | Not Affected | Not Affected | Not Affected | Not Affected | Not Affected | Not Affected | Not Affected | Not Affected | Not Affected | Not Affected | Not Affected | Not Affected | Not Affected | Not Affected | Not Affected | 0 | 0 | 0 | 0 | 21 | Polygon
Critical Infrastructure | Stormwater Treatment Facilities and Pump Stations | Stormwater Ponds - NHD |  | STFPS_PG_14827 |  | Not Affected | Not Affected | Not Affected | Not Affected | Not Affected | Not Affected | Not Affected | Not Affected | Not Affected | Not Affected | Not Affected | Not Affected | Not Affected | Not Affected | Not Affected | Not Affected | Not Affected | Not Affected | Not Affected | Not Affected | Not Affected | 0 | 0 | 0 | 0 | 21 | Polygon
Critical Infrastructure | Stormwater Treatment Facilities and Pump Stations | Stormwater Ponds - NHD |  | STFPS_PG_14829 |  | Not Affected | Not Affected | Not Affected | Not Affected | Not Affected | Not Affected | Not Affected | Not Affected | Not Affected | Not Affected | Not Affected | Not Affected | Not Affected | Not Affected | Not Affected | Not Affected | Not Affected | Not Affected | Not Affected | Not Affected | Not Affected | 0 | 0 | 0 | 0 | 21 | Polygon
Critical Infrastructure | Stormwater Treatment Facilities and Pump Stations | Stormwater Ponds - NHD |  | STFPS_PG_14830 |  | Not Affected | Not Affected | Not Affected | Not Affected | Not Affected | Not Affected | Not Affected | Not Affected | Not Affected | Not Affected | Not Affected | Not Affected | Not Affected | Not Affected | Not Affected | Not Affected | Not Affected | Not Affected | Not Affected | Not Affected | Not Affected | 0 | 0 | 0 | 0 | 21 | Polygon
Critical Infrastructure | Stormwater Treatment Facilities and Pump Stations | Stormwater Ponds - NHD |  | STFPS_PG_14831 |  | Not Affected | Not Affected | Not Affected | Not Affected | Not Affected | Not Affected | Not Affected | Not Affected | Not Affected | Not Affected | Not Affected | Not Affected | Not Affected | Not Affected | Not Affected | Not Affected | Not Affected | Not Affected | Not Affected | Not Affected | Not Affected | 0 | 0 | 0 | 0 | 21 | Polygon
Critical Infrastructure | Stormwater Treatment Facilities and Pump Stations | Stormwater Ponds - NHD |  | STFPS_PG_14833 |  | Not Affected | Not Affected | Not Affected | Not Affected | Not Affected | Not Affected | Not Affected | Not Affected | Not Affected | Not Affected | Not Affected | Not Affected | Not Affected | Not Affected | Not Affected | Not Affected | Not Affected | Not Affected | Not Affected | Not Affected | Not Affected | 0 | 0 | 0 | 0 | 21 | Polygon
Critical Infrastructure | Stormwater Treatment Facilities and Pump Stations | Stormwater Ponds - NHD |  | STFPS_PG_14834 |  | Not Affected | Not Affected | Not Affected | Not Affected | Not Affected | Not Affected | Not Affected | Not Affected | Not Affected | Not Affected | Not Affected | Not Affected | Not Affected | Not Affected | Not Affected | Not Affected | Not Affected | Not Affected | Not Affected | Not Affected | Not Affected | 0 | 0 | 0 | 0 | 21 | Polygon
Critical Infrastructure | Stormwater Treatment Facilities and Pump Stations | Stormwater Ponds - NHD |  | STFPS_PG_14835 |  | Not Affected | Not Affected | Not Affected | Not Affected | Not Affected | Not Affected | Not Affected | Not Affected | Not Affected | Not Affected | Not Affected | Not Affected | Not Affected | Not Affected | Not Affected | Not Affected | Not Affected | Not Affected | Not Affected | Not Affected | Not Affected | 0 | 0 | 0 | 0 | 21 | Polygon
Critical Infrastructure | Stormwater Treatment Facilities and Pump Stations | Stormwater Ponds - NHD |  | STFPS_PG_14838 |  | Not Affected | Not Affected | Not Affected | Not Affected | Not Affected | Not Affected | Not Affected | Not Affected | Not Affected | Not Affected | Not Affected | Not Affected | Not Affected | Not Affected | Not Affected | Not Affected | Not Affected | Not Affected | Not Affected | Not Affected | Not Affected | 0 | 0 | 0 | 0 | 21 | Polygon
Critical Infrastructure | Stormwater Treatment Facilities and Pump Stations | Stormwater Ponds - NHD |  | STFPS_PG_14839 |  | Not Affected | Not Affected | Not Affected | Not Affected | Not Affected | Not Affected | Not Affected | Not Affected | Not Affected | Not Affected | Not Affected | Not Affected | Not Affected | Not Affected | Not Affected | Not Affected | Not Affected | Not Affected | Not Affected | Not Affected | Not Affected | 0 | 0 | 0 | 0 | 21 | Polygon
Critical Infrastructure | Stormwater Treatment Facilities and Pump Stations | Stormwater Ponds - NHD |  | STFPS_PG_14841 |  | Not Affected | Not Affected | Not Affected | Not Affected | Not Affected | Not Affected | Not Affected | Not Affected | Not Affected | Not Affected | Not Affected | Not Affected | Not Affected | Not Affected | Not Affected | Not Affected | Not Affected | Not Affected | Not Affected | Not Affected | Not Affected | 0 | 0 | 0 | 0 | 21 | Polygon
Critical Infrastructure | Stormwater Treatment Facilities and Pump Stations | Stormwater Ponds - NHD |  | STFPS_PG_14842 |  | Not Affected | Not Affected | Not Affected | Not Affected | Not Affected | Not Affected | Not Affected | Not Affected | Not Affected | Not Affected | Not Affected | Not Affected | Not Affected | Not Affected | Not Affected | Not Affected | Not Affected | Not Affected | Not Affected | Not Affected | Not Affected | 0 | 0 | 0 | 0 | 21 | Polygon
Critical Infrastructure | Stormwater Treatment Facilities and Pump Stations | Stormwater Ponds - NHD |  | STFPS_PG_14843 |  | Not Affected | Not Affected | Not Affected | Not Affected | Not Affected | Not Affected | Not Affected | Not Affected | Not Affected | Not Affected | Not Affected | Not Affected | Not Affected | Not Affected | Not Affected | Not Affected | Not Affected | Not Affected | Not Affected | Not Affected | Not Affected | 0 | 0 | 0 | 0 | 21 | Polygon
Critical Infrastructure | Stormwater Treatment Facilities and Pump Stations | Stormwater Ponds - NHD |  | STFPS_PG_14844 |  | Not Affected | Not Affected | Not Affected | Not Affected | Not Affected | Not Affected | Not Affected | Not Affected | Not Affected | Not Affected | Not Affected | Not Affected | Not Affected | Not Affected | Not Affected | Not Affected | Not Affected | Not Affected | Not Affected | Not Affected | Not Affected | 0 | 0 | 0 | 0 | 21 | Polygon
Critical Infrastructure | Stormwater Treatment Facilities and Pump Stations | Stormwater Ponds - NHD |  | STFPS_PG_14845 |  | Not Affected | Not Affected | Not Affected | Not Affected | Not Affected | Not Affected | Not Affected | Not Affected | Not Affected | Not Affected | Not Affected | Not Affected | Not Affected | Not Affected | Not Affected | Not Affected | Not Affected | Not Affected | Not Affected | Not Affected | Not Affected | 0 | 0 | 0 | 0 | 21 | Polygon
Critical Infrastructure | Stormwater Treatment Facilities and Pump Stations | Stormwater Ponds - NHD |  | STFPS_PG_14847 |  | Not Affected | Not Affected | Not Affected | Not Affected | Not Affected | Not Affected | Not Affected | Not Affected | Not Affected | Not Affected | Not Affected | Not Affected | Not Affected | Not Affected | Not Affected | Not Affected | Not Affected | Not Affected | Not Affected | Not Affected | Not Affected | 0 | 0 | 0 | 0 | 21 | Polygon
Critical Infrastructure | Stormwater Treatment Facilities and Pump Stations | Stormwater Ponds - NHD |  | STFPS_PG_14848 |  | Not Affected | Not Affected | Not Affected | Not Affected | Not Affected | Not Affected | Not Affected | Not Affected | Not Affected | Not Affected | Not Affected | Not Affected | Not Affected | Not Affected | Not Affected | Not Affected | Not Affected | Not Affected | Not Affected | Not Affected | Not Affected | 0 | 0 | 0 | 0 | 21 | Polygon
Critical Infrastructure | Stormwater Treatment Facilities and Pump Stations | Stormwater Ponds - NHD |  | STFPS_PG_14849 |  | Not Affected | Not Affected | Not Affected | Not Affected | Not Affected | Not Affected | Not Affected | Not Affected | Not Affected | Not Affected | Not Affected | Not Affected | Not Affected | Not Affected | Not Affected | Not Affected | Not Affected | Not Affected | Not Affected | Not Affected | Not Affected | 0 | 0 | 0 | 0 | 21 | Polygon
Critical Infrastructure | Stormwater Treatment Facilities and Pump Stations | Stormwater Ponds - NHD |  | STFPS_PG_14850 |  | Not Affected | Not Affected | Not Affected | Not Affected | Not Affected | Not Affected | Not Affected | Not Affected | Not Affected | Not Affected | Not Affected | Not Affected | Not Affected | Not Affected | Not Affected | Not Affected | Not Affected | Not Affected | Not Affected | Not Affected | Not Affected | 0 | 0 | 0 | 0 | 21 | Polygon
Critical Infrastructure | Stormwater Treatment Facilities and Pump Stations | Stormwater Ponds - NHD |  | STFPS_PG_14851 |  | Not Affected | Not Affected | Not Affected | Not Affected | Not Affected | Not Affected | Not Affected | Not Affected | Not Affected | Not Affected | Not Affected | Not Affected | Not Affected | Not Affected | Not Affected | Not Affected | Not Affected | Not Affected | Not Affected | Not Affected | Not Affected | 0 | 0 | 0 | 0 | 21 | Polygon
Critical Infrastructure | Stormwater Treatment Facilities and Pump Stations | Stormwater Ponds - NHD |  | STFPS_PG_14852 |  | Not Affected | Not Affected | Not Affected | Not Affected | Not Affected | Not Affected | Not Affected | Not Affected | Not Affected | Not Affected | Not Affected | Not Affected | Not Affected | Not Affected | Not Affected | Not Affected | Not Affected | Not Affected | Not Affected | Not Affected | Not Affected | 0 | 0 | 0 | 0 | 21 | Polygon
Critical Infrastructure | Stormwater Treatment Facilities and Pump Stations | Stormwater Ponds - NHD |  | STFPS_PG_14853 |  | Not Affected | Not Affected | Not Affected | Not Affected | Not Affected | Not Affected | Not Affected | Not Affected | Not Affected | Not Affected | Not Affected | Not Affected | Not Affected | Not Affected | Not Affected | Not Affected | Not Affected | Not Affected | Not Affected | Not Affected | Not Affected | 0 | 0 | 0 | 0 | 21 | Polygon
Critical Infrastructure | Stormwater Treatment Facilities and Pump Stations | Stormwater Ponds - NHD |  | STFPS_PG_14854 |  | Not Affected | Not Affected | Not Affected | Not Affected | Not Affected | Not Affected | Not Affected | Not Affected | Not Affected | Not Affected | Not Affected | Not Affected | Not Affected | Not Affected | Not Affected | Not Affected | Not Affected | Not Affected | Not Affected | Not Affected | Not Affected | 0 | 0 | 0 | 0 | 21 | Polygon
Critical Infrastructure | Stormwater Treatment Facilities and Pump Stations | Stormwater Ponds - NHD |  | STFPS_PG_14856 |  | Not Affected | Not Affected | Not Affected | Not Affected | Not Affected | Not Affected | Not Affected | Not Affected | Not Affected | Not Affected | Not Affected | Not Affected | Not Affected | Not Affected | Not Affected | Not Affected | Not Affected | Not Affected | Not Affected | Not Affected | Not Affected | 0 | 0 | 0 | 0 | 21 | Polygon
Critical Infrastructure | Stormwater Treatment Facilities and Pump Stations | Stormwater Ponds - NHD |  | STFPS_PG_14858 |  | Not Affected | Not Affected | Not Affected | Not Affected | Not Affected | Not Affected | Not Affected | Not Affected | Not Affected | Not Affected | Not Affected | Not Affected | Not Affected | Not Affected | Not Affected | Not Affected | Not Affected | Not Affected | Not Affected | Not Affected | Not Affected | 0 | 0 | 0 | 0 | 21 | Polygon
Critical Infrastructure | Stormwater Treatment Facilities and Pump Stations | Stormwater Ponds - NHD |  | STFPS_PG_14862 |  | Not Affected | Not Affected | Not Affected | Not Affected | Not Affected | Not Affected | Not Affected | Not Affected | Not Affected | Not Affected | Not Affected | Not Affected | Not Affected | Not Affected | Not Affected | Not Affected | Not Affected | Not Affected | Not Affected | Not Affected | Not Affected | 0 | 0 | 0 | 0 | 21 | Polygon
Critical Infrastructure | Stormwater Treatment Facilities and Pump Stations | Stormwater Ponds - NHD |  | STFPS_PG_14865 |  | Not Affected | Not Affected | Not Affected | Not Affected | Not Affected | Not Affected | Not Affected | Not Affected | Not Affected | Not Affected | Not Affected | Not Affected | Not Affected | Not Affected | Not Affected | Not Affected | Not Affected | Not Affected | Not Affected | Not Affected | Not Affected | 0 | 0 | 0 | 0 | 21 | Polygon
Critical Infrastructure | Stormwater Treatment Facilities and Pump Stations | Stormwater Ponds - NHD |  | STFPS_PG_14866 |  | Not Affected | Not Affected | Not Affected | Not Affected | Not Affected | Not Affected | Not Affected | Not Affected | Not Affected | Not Affected | Not Affected | Not Affected | Not Affected | Not Affected | Not Affected | Not Affected | Not Affected | Not Affected | Not Affected | Not Affected | Not Affected | 0 | 0 | 0 | 0 | 21 | Polygon
Critical Infrastructure | Stormwater Treatment Facilities and Pump Stations | Stormwater Ponds - NHD |  | STFPS_PG_14867 |  | Not Affected | Not Affected | Not Affected | Not Affected | Not Affected | Not Affected | Not Affected | Not Affected | Not Affected | Not Affected | Not Affected | Not Affected | Not Affected | Not Affected | Not Affected | Not Affected | Not Affected | Not Affected | Not Affected | Not Affected | Not Affected | 0 | 0 | 0 | 0 | 21 | Polygon
Critical Infrastructure | Stormwater Treatment Facilities and Pump Stations | Stormwater Ponds - NHD |  | STFPS_PG_14868 |  | Not Affected | Not Affected | Not Affected | Not Affected | Not Affected | Not Affected | Not Affected | Not Affected | Not Affected | Not Affected | Not Affected | Not Affected | Not Affected | Not Affected | Not Affected | Not Affected | Not Affected | Not Affected | Not Affected | Not Affected | Not Affected | 0 | 0 | 0 | 0 | 21 | Polygon
Critical Infrastructure | Stormwater Treatment Facilities and Pump Stations | Stormwater Ponds - NHD |  | STFPS_PG_14870 |  | Not Affected | Not Affected | Not Affected | Not Affected | Not Affected | Not Affected | Not Affected | Not Affected | Not Affected | Not Affected | Not Affected | Not Affected | Not Affected | Not Affected | Not Affected | Not Affected | Not Affected | Not Affected | Not Affected | Not Affected | Not Affected | 0 | 0 | 0 | 0 | 21 | Polygon
Critical Infrastructure | Stormwater Treatment Facilities and Pump Stations | Stormwater Ponds - NHD |  | STFPS_PG_14871 |  | Not Affected | Not Affected | Not Affected | Not Affected | Not Affected | Not Affected | Not Affected | Not Affected | Not Affected | Not Affected | Not Affected | Not Affected | Not Affected | Not Affected | Not Affected | Not Affected | Not Affected | Not Affected | Not Affected | Not Affected | Not Affected | 0 | 0 | 0 | 0 | 21 | Polygon
Critical Infrastructure | Stormwater Treatment Facilities and Pump Stations | Stormwater Ponds - NHD |  | STFPS_PG_14872 |  | Not Affected | Not Affected | Not Affected | Not Affected | Not Affected | Not Affected | Not Affected | Not Affected | Not Affected | Not Affected | Not Affected | Not Affected | Not Affected | Not Affected | Not Affected | Not Affected | Not Affected | Not Affected | Not Affected | Not Affected | Not Affected | 0 | 0 | 0 | 0 | 21 | Polygon
Critical Infrastructure | Stormwater Treatment Facilities and Pump Stations | Stormwater Ponds - NHD |  | STFPS_PG_14875 |  | Not Affected | Not Affected | Not Affected | Not Affected | Not Affected | Not Affected | Not Affected | Not Affected | Not Affected | Not Affected | Not Affected | Not Affected | Not Affected | Not Affected | Not Affected | Not Affected | Not Affected | Not Affected | Not Affected | Not Affected | Not Affected | 0 | 0 | 0 | 0 | 21 | Polygon
Critical Infrastructure | Stormwater Treatment Facilities and Pump Stations | Stormwater Ponds - NHD |  | STFPS_PG_14879 |  | Not Affected | Not Affected | Not Affected | Not Affected | Not Affected | Not Affected | Not Affected | Not Affected | Not Affected | Not Affected | Not Affected | Not Affected | Not Affected | Not Affected | Not Affected | Not Affected | Not Affected | Not Affected | Not Affected | Not Affected | Not Affected | 0 | 0 | 0 | 0 | 21 | Polygon
Critical Infrastructure | Stormwater Treatment Facilities and Pump Stations | Stormwater Ponds - NHD |  | STFPS_PG_14883 |  | Not Affected | Not Affected | Not Affected | Not Affected | Not Affected | Not Affected | Not Affected | Not Affected | Not Affected | Not Affected | Not Affected | Not Affected | Not Affected | Not Affected | Not Affected | Not Affected | Not Affected | Not Affected | Not Affected | Not Affected | Not Affected | 0 | 0 | 0 | 0 | 21 | Polygon
Critical Infrastructure | Stormwater Treatment Facilities and Pump Stations | Stormwater Ponds - NHD |  | STFPS_PG_14885 |  | Not Affected | Not Affected | Not Affected | Not Affected | Not Affected | Not Affected | Not Affected | Not Affected | Not Affected | Not Affected | Not Affected | Not Affected | Not Affected | Not Affected | Not Affected | Not Affected | Not Affected | Not Affected | Not Affected | Not Affected | Not Affected | 0 | 0 | 0 | 0 | 21 | Polygon
Critical Infrastructure | Stormwater Treatment Facilities and Pump Stations | Stormwater Ponds - NHD |  | STFPS_PG_14886 |  | Not Affected | Not Affected | Not Affected | Not Affected | Not Affected | Not Affected | Not Affected | Not Affected | Not Affected | Not Affected | Not Affected | Not Affected | Not Affected | Not Affected | Not Affected | Not Affected | Not Affected | Not Affected | Not Affected | Not Affected | Not Affected | 0 | 0 | 0 | 0 | 21 | Polygon
Critical Infrastructure | Stormwater Treatment Facilities and Pump Stations | Stormwater Ponds - NHD |  | STFPS_PG_14889 |  | Not Affected | Not Affected | Not Affected | Not Affected | Not Affected | Not Affected | Not Affected | Not Affected | Not Affected | Not Affected | Not Affected | Not Affected | Not Affected | Not Affected | Not Affected | Not Affected | Not Affected | Not Affected | Not Affected | Not Affected | Not Affected | 0 | 0 | 0 | 0 | 21 | Polygon
Critical Infrastructure | Stormwater Treatment Facilities and Pump Stations | Stormwater Ponds - NHD |  | STFPS_PG_14890 |  | Not Affected | Not Affected | Not Affected | Not Affected | Not Affected | Not Affected | Not Affected | Not Affected | Not Affected | Not Affected | Not Affected | Not Affected | Not Affected | Not Affected | Not Affected | Not Affected | Not Affected | Not Affected | Not Affected | Not Affected | Not Affected | 0 | 0 | 0 | 0 | 21 | Polygon
Critical Infrastructure | Stormwater Treatment Facilities and Pump Stations | Stormwater Ponds - NHD |  | STFPS_PG_14894 |  | Not Affected | Not Affected | Not Affected | Not Affected | Not Affected | Not Affected | Not Affected | Not Affected | Not Affected | Not Affected | Not Affected | Not Affected | Not Affected | Not Affected | Not Affected | Not Affected | Not Affected | Not Affected | Not Affected | Not Affected | Not Affected | 0 | 0 | 0 | 0 | 21 | Polygon
Critical Infrastructure | Stormwater Treatment Facilities and Pump Stations | Stormwater Ponds - NHD |  | STFPS_PG_14895 |  | Not Affected | Not Affected | Not Affected | Not Affected | Not Affected | Not Affected | Not Affected | Not Affected | Not Affected | Not Affected | Not Affected | Not Affected | Not Affected | Not Affected | Not Affected | Not Affected | Not Affected | Not Affected | Not Affected | Not Affected | Not Affected | 0 | 0 | 0 | 0 | 21 | Polygon
Critical Infrastructure | Stormwater Treatment Facilities and Pump Stations | Stormwater Ponds - NHD |  | STFPS_PG_14896 |  | Not Affected | Not Affected | Not Affected | Not Affected | Not Affected | Not Affected | Not Affected | Not Affected | Not Affected | Not Affected | Not Affected | Not Affected | Not Affected | Not Affected | Not Affected | Not Affected | Not Affected | Not Affected | Not Affected | Not Affected | Not Affected | 0 | 0 | 0 | 0 | 21 | Polygon
Critical Infrastructure | Stormwater Treatment Facilities and Pump Stations | Stormwater Ponds - NHD |  | STFPS_PG_14897 |  | Not Affected | Not Affected | Not Affected | Not Affected | Not Affected | Not Affected | Not Affected | Not Affected | Not Affected | Not Affected | Not Affected | Not Affected | Not Affected | Not Affected | Not Affected | Not Affected | Not Affected | Not Affected | Not Affected | Not Affected | Not Affected | 0 | 0 | 0 | 0 | 21 | Polygon
Critical Infrastructure | Stormwater Treatment Facilities and Pump Stations | Stormwater Ponds - NHD |  | STFPS_PG_14898 |  | Not Affected | Not Affected | Not Affected | Not Affected | Not Affected | Not Affected | Not Affected | Not Affected | Not Affected | Not Affected | Not Affected | Not Affected | Not Affected | Not Affected | Not Affected | Not Affected | Not Affected | Not Affected | Not Affected | Not Affected | Not Affected | 0 | 0 | 0 | 0 | 21 | Polygon
Critical Infrastructure | Stormwater Treatment Facilities and Pump Stations | Stormwater Ponds - NHD |  | STFPS_PG_14899 |  | Not Affected | Not Affected | Not Affected | Not Affected | Not Affected | Not Affected | Not Affected | Not Affected | Not Affected | Not Affected | Not Affected | Not Affected | Not Affected | Not Affected | Not Affected | Not Affected | Not Affected | Not Affected | Not Affected | Not Affected | Not Affected | 0 | 0 | 0 | 0 | 21 | Polygon
Critical Infrastructure | Stormwater Treatment Facilities and Pump Stations | Stormwater Ponds - NHD |  | STFPS_PG_14900 |  | Not Affected | Not Affected | Not Affected | Not Affected | Not Affected | Not Affected | Not Affected | Not Affected | Not Affected | Not Affected | Not Affected | Not Affected | Not Affected | Not Affected | Not Affected | Not Affected | Not Affected | Not Affected | Not Affected | Not Affected | Not Affected | 0 | 0 | 0 | 0 | 21 | Polygon
Critical Infrastructure | Stormwater Treatment Facilities and Pump Stations | Stormwater Ponds - NHD |  | STFPS_PG_14902 |  | Not Affected | Not Affected | Not Affected | Not Affected | Not Affected | Not Affected | Not Affected | Not Affected | Not Affected | Not Affected | Not Affected | Not Affected | Not Affected | Not Affected | Not Affected | Not Affected | Not Affected | Not Affected | Not Affected | Not Affected | Not Affected | 0 | 0 | 0 | 0 | 21 | Polygon
Critical Infrastructure | Stormwater Treatment Facilities and Pump Stations | Stormwater Ponds - NHD |  | STFPS_PG_14904 |  | Not Affected | Not Affected | Not Affected | Not Affected | Not Affected | Not Affected | Not Affected | Not Affected | Not Affected | Not Affected | Not Affected | Not Affected | Not Affected | Not Affected | Not Affected | Not Affected | Not Affected | Not Affected | Not Affected | Not Affected | Not Affected | 0 | 0 | 0 | 0 | 21 | Polygon
Critical Infrastructure | Stormwater Treatment Facilities and Pump Stations | Stormwater Ponds - NHD |  | STFPS_PG_14905 |  | Not Affected | Not Affected | Not Affected | Not Affected | Not Affected | Not Affected | Not Affected | Not Affected | Not Affected | Not Affected | Not Affected | Not Affected | Not Affected | Not Affected | Not Affected | Not Affected | Not Affected | Not Affected | Not Affected | Not Affected | Not Affected | 0 | 0 | 0 | 0 | 21 | Polygon
Critical Infrastructure | Stormwater Treatment Facilities and Pump Stations | Stormwater Ponds - NHD |  | STFPS_PG_14906 |  | Not Affected | Not Affected | Not Affected | Not Affected | Not Affected | Not Affected | Not Affected | Not Affected | Not Affected | Not Affected | Not Affected | Not Affected | Not Affected | Not Affected | Not Affected | Not Affected | Not Affected | Not Affected | Not Affected | Not Affected | Not Affected | 0 | 0 | 0 | 0 | 21 | Polygon
Critical Infrastructure | Stormwater Treatment Facilities and Pump Stations | Stormwater Ponds - NHD |  | STFPS_PG_14907 |  | Not Affected | Not Affected | Not Affected | Not Affected | Not Affected | Not Affected | Not Affected | Not Affected | Not Affected | Not Affected | Not Affected | Not Affected | Not Affected | Not Affected | Not Affected | Not Affected | Not Affected | Not Affected | Not Affected | Not Affected | Not Affected | 0 | 0 | 0 | 0 | 21 | Polygon
Critical Infrastructure | Stormwater Treatment Facilities and Pump Stations | Stormwater Ponds - NHD |  | STFPS_PG_14911 |  | Not Affected | Not Affected | Not Affected | Not Affected | Not Affected | Not Affected | Not Affected | Not Affected | Not Affected | Not Affected | Not Affected | Not Affected | Not Affected | Not Affected | Not Affected | Not Affected | Not Affected | Not Affected | Not Affected | Not Affected | Not Affected | 0 | 0 | 0 | 0 | 21 | Polygon
Critical Infrastructure | Stormwater Treatment Facilities and Pump Stations | Stormwater Ponds - NHD |  | STFPS_PG_14912 |  | Not Affected | Not Affected | Not Affected | Not Affected | Not Affected | Not Affected | Not Affected | Not Affected | Not Affected | Not Affected | Not Affected | Not Affected | Not Affected | Not Affected | Not Affected | Not Affected | Not Affected | Not Affected | Not Affected | Not Affected | Not Affected | 0 | 0 | 0 | 0 | 21 | Polygon
Critical Infrastructure | Stormwater Treatment Facilities and Pump Stations | Stormwater Ponds - NHD |  | STFPS_PG_14920 |  | Not Affected | Not Affected | Not Affected | Not Affected | Not Affected | Not Affected | Not Affected | Not Affected | Not Affected | Not Affected | Not Affected | Not Affected | Not Affected | Not Affected | Not Affected | Not Affected | Not Affected | Not Affected | Not Affected | Not Affected | Not Affected | 0 | 0 | 0 | 0 | 21 | Polygon
Critical Infrastructure | Stormwater Treatment Facilities and Pump Stations | Stormwater Ponds - NHD |  | STFPS_PG_14923 |  | Not Affected | Not Affected | Not Affected | Not Affected | Not Affected | Not Affected | Not Affected | Not Affected | Not Affected | Not Affected | Not Affected | Not Affected | Not Affected | Not Affected | Not Affected | Not Affected | Not Affected | Not Affected | Not Affected | Not Affected | Not Affected | 0 | 0 | 0 | 0 | 21 | Polygon
Critical Infrastructure | Stormwater Treatment Facilities and Pump Stations | Stormwater Ponds - NHD |  | STFPS_PG_14924 |  | Not Affected | Not Affected | Not Affected | Not Affected | Not Affected | Not Affected | Not Affected | Not Affected | Not Affected | Not Affected | Not Affected | Not Affected | Not Affected | Not Affected | Not Affected | Not Affected | Not Affected | Not Affected | Not Affected | Not Affected | Not Affected | 0 | 0 | 0 | 0 | 21 | Polygon
Critical Infrastructure | Stormwater Treatment Facilities and Pump Stations | Stormwater Ponds - NHD |  | STFPS_PG_14925 |  | Not Affected | Not Affected | Not Affected | Not Affected | Not Affected | Not Affected | Not Affected | Not Affected | Not Affected | Not Affected | Not Affected | Not Affected | Not Affected | Not Affected | Not Affected | Not Affected | Not Affected | Not Affected | Not Affected | Not Affected | Not Affected | 0 | 0 | 0 | 0 | 21 | Polygon
Critical Infrastructure | Stormwater Treatment Facilities and Pump Stations | Stormwater Ponds - NHD |  | STFPS_PG_14928 |  | Not Affected | Not Affected | Not Affected | Not Affected | Not Affected | Not Affected | Not Affected | Not Affected | Not Affected | Not Affected | Not Affected | Not Affected | Not Affected | Not Affected | Not Affected | Not Affected | Not Affected | Not Affected | Not Affected | Not Affected | Not Affected | 0 | 0 | 0 | 0 | 21 | Polygon
Critical Infrastructure | Stormwater Treatment Facilities and Pump Stations | Stormwater Ponds - NHD |  | STFPS_PG_14930 |  | Not Affected | Not Affected | Not Affected | Not Affected | Not Affected | Not Affected | Not Affected | Not Affected | Not Affected | Not Affected | Not Affected | Not Affected | Not Affected | Not Affected | Not Affected | Not Affected | Not Affected | Not Affected | Not Affected | Not Affected | Not Affected | 0 | 0 | 0 | 0 | 21 | Polygon
Critical Infrastructure | Stormwater Treatment Facilities and Pump Stations | Stormwater Ponds - NHD |  | STFPS_PG_14932 |  | Not Affected | Not Affected | Not Affected | Not Affected | Not Affected | Not Affected | Not Affected | Not Affected | Not Affected | Not Affected | Not Affected | Not Affected | Not Affected | Not Affected | Not Affected | Not Affected | Not Affected | Not Affected | Not Affected | Not Affected | Not Affected | 0 | 0 | 0 | 0 | 21 | Polygon
Critical Infrastructure | Stormwater Treatment Facilities and Pump Stations | Stormwater Ponds - NHD |  | STFPS_PG_14945 |  | Not Affected | Not Affected | Not Affected | Not Affected | Not Affected | Not Affected | Not Affected | Not Affected | Not Affected | Not Affected | Not Affected | Not Affected | Not Affected | Not Affected | Not Affected | Not Affected | Not Affected | Not Affected | Not Affected | Not Affected | Not Affected | 0 | 0 | 0 | 0 | 21 | Polygon
Critical Infrastructure | Stormwater Treatment Facilities and Pump Stations | Stormwater Ponds - NHD |  | STFPS_PG_14948 |  | Not Affected | Not Affected | Not Affected | Not Affected | Not Affected | Not Affected | Not Affected | Not Affected | Not Affected | Not Affected | Not Affected | Not Affected | Not Affected | Not Affected | Not Affected | Not Affected | Not Affected | Not Affected | Not Affected | Not Affected | Not Affected | 0 | 0 | 0 | 0 | 21 | Polygon
Critical Infrastructure | Stormwater Treatment Facilities and Pump Stations | Stormwater Ponds - NHD |  | STFPS_PG_14955 |  | Not Affected | Not Affected | Not Affected | Not Affected | Not Affected | Not Affected | Not Affected | Not Affected | Not Affected | Not Affected | Not Affected | Not Affected | Not Affected | Not Affected | Not Affected | Not Affected | Not Affected | Not Affected | Not Affected | Not Affected | Not Affected | 0 | 0 | 0 | 0 | 21 | Polygon
Critical Infrastructure | Stormwater Treatment Facilities and Pump Stations | Stormwater Ponds - NHD |  | STFPS_PG_14956 |  | Not Affected | Not Affected | Not Affected | Not Affected | Not Affected | Not Affected | Not Affected | Not Affected | Not Affected | Not Affected | Not Affected | Not Affected | Not Affected | Not Affected | Not Affected | Not Affected | Not Affected | Not Affected | Not Affected | Not Affected | Not Affected | 0 | 0 | 0 | 0 | 21 | Polygon
Critical Infrastructure | Stormwater Treatment Facilities and Pump Stations | Stormwater Ponds - NHD |  | STFPS_PG_14962 |  | Not Affected | Not Affected | Not Affected | Not Affected | Not Affected | Not Affected | Not Affected | Not Affected | Not Affected | Not Affected | Not Affected | Not Affected | Not Affected | Not Affected | Not Affected | Not Affected | Not Affected | Not Affected | Not Affected | Not Affected | Not Affected | 0 | 0 | 0 | 0 | 21 | Polygon
Critical Infrastructure | Stormwater Treatment Facilities and Pump Stations | Stormwater Ponds - NHD |  | STFPS_PG_14967 |  | Not Affected | Not Affected | Not Affected | Not Affected | Not Affected | Not Affected | Not Affected | Not Affected | Not Affected | Not Affected | Not Affected | Not Affected | Not Affected | Not Affected | Not Affected | Not Affected | Not Affected | Not Affected | Not Affected | Not Affected | Not Affected | 0 | 0 | 0 | 0 | 21 | Polygon
Critical Infrastructure | Stormwater Treatment Facilities and Pump Stations | Stormwater Ponds - NHD |  | STFPS_PG_14969 |  | Not Affected | Not Affected | Not Affected | Not Affected | Not Affected | Not Affected | Not Affected | Not Affected | Not Affected | Not Affected | Not Affected | Not Affected | Not Affected | Not Affected | Not Affected | Not Affected | Not Affected | Not Affected | Not Affected | Not Affected | Not Affected | 0 | 0 | 0 | 0 | 21 | Polygon
Critical Infrastructure | Stormwater Treatment Facilities and Pump Stations | Stormwater Ponds - NHD |  | STFPS_PG_14970 |  | Not Affected | Not Affected | Not Affected | Not Affected | Not Affected | Not Affected | Not Affected | Not Affected | Not Affected | Not Affected | Not Affected | Not Affected | Not Affected | Not Affected | Not Affected | Not Affected | Not Affected | Not Affected | Not Affected | Not Affected | Not Affected | 0 | 0 | 0 | 0 | 21 | Polygon
Critical Infrastructure | Stormwater Treatment Facilities and Pump Stations | Stormwater Ponds - NHD |  | STFPS_PG_14972 |  | Not Affected | Not Affected | Not Affected | Not Affected | Not Affected | Not Affected | Not Affected | Not Affected | Not Affected | Not Affected | Not Affected | Not Affected | Not Affected | Not Affected | Not Affected | Not Affected | Not Affected | Not Affected | Not Affected | Not Affected | Not Affected | 0 | 0 | 0 | 0 | 21 | Polygon
Critical Infrastructure | Stormwater Treatment Facilities and Pump Stations | Stormwater Ponds - NHD |  | STFPS_PG_14973 |  | Not Affected | Not Affected | Not Affected | Not Affected | Not Affected | Not Affected | Not Affected | Not Affected | Not Affected | Not Affected | Not Affected | Not Affected | Not Affected | Not Affected | Not Affected | Not Affected | Not Affected | Not Affected | Not Affected | Not Affected | Not Affected | 0 | 0 | 0 | 0 | 21 | Polygon
Critical Infrastructure | Stormwater Treatment Facilities and Pump Stations | Stormwater Ponds - NHD |  | STFPS_PG_14975 |  | Not Affected | Not Affected | Not Affected | Not Affected | Not Affected | Not Affected | Not Affected | Not Affected | Not Affected | Not Affected | Not Affected | Not Affected | Not Affected | Not Affected | Not Affected | Not Affected | Not Affected | Not Affected | Not Affected | Not Affected | Not Affected | 0 | 0 | 0 | 0 | 21 | Polygon
Critical Infrastructure | Stormwater Treatment Facilities and Pump Stations | Stormwater Ponds - NHD |  | STFPS_PG_14976 |  | Not Affected | Not Affected | Not Affected | Not Affected | Not Affected | Not Affected | Not Affected | Not Affected | Not Affected | Not Affected | Not Affected | Not Affected | Not Affected | Not Affected | Not Affected | Not Affected | Not Affected | Not Affected | Not Affected | Not Affected | Not Affected | 0 | 0 | 0 | 0 | 21 | Polygon
Critical Infrastructure | Stormwater Treatment Facilities and Pump Stations | Stormwater Ponds - NHD |  | STFPS_PG_14977 |  | Not Affected | Not Affected | Not Affected | Not Affected | Not Affected | Not Affected | Not Affected | Not Affected | Not Affected | Not Affected | Not Affected | Not Affected | Not Affected | Not Affected | Not Affected | Not Affected | Not Affected | Not Affected | Not Affected | Not Affected | Not Affected | 0 | 0 | 0 | 0 | 21 | Polygon
Critical Infrastructure | Stormwater Treatment Facilities and Pump Stations | Stormwater Ponds - NHD |  | STFPS_PG_14978 |  | Not Affected | Not Affected | Not Affected | Not Affected | Not Affected | Not Affected | Not Affected | Not Affected | Not Affected | Not Affected | Not Affected | Not Affected | Not Affected | Not Affected | Not Affected | Not Affected | Not Affected | Not Affected | Not Affected | Not Affected | Not Affected | 0 | 0 | 0 | 0 | 21 | Polygon
Critical Infrastructure | Stormwater Treatment Facilities and Pump Stations | Stormwater Ponds - NHD |  | STFPS_PG_14981 |  | Not Affected | Not Affected | Not Affected | Not Affected | Not Affected | Not Affected | Not Affected | Not Affected | Not Affected | Not Affected | Not Affected | Not Affected | Not Affected | Not Affected | Not Affected | Not Affected | Not Affected | Not Affected | Not Affected | Not Affected | Not Affected | 0 | 0 | 0 | 0 | 21 | Polygon
Critical Infrastructure | Stormwater Treatment Facilities and Pump Stations | Stormwater Ponds - NHD |  | STFPS_PG_14984 |  | Not Affected | Not Affected | Not Affected | Not Affected | Not Affected | Not Affected | Not Affected | Not Affected | Not Affected | Not Affected | Not Affected | Not Affected | Not Affected | Not Affected | Not Affected | Not Affected | Not Affected | Not Affected | Not Affected | Not Affected | Not Affected | 0 | 0 | 0 | 0 | 21 | Polygon
Critical Infrastructure | Stormwater Treatment Facilities and Pump Stations | Stormwater Ponds - NHD |  | STFPS_PG_14985 |  | Not Affected | Not Affected | Not Affected | Not Affected | Not Affected | Not Affected | Not Affected | Not Affected | Not Affected | Not Affected | Not Affected | Not Affected | Not Affected | Not Affected | Not Affected | Not Affected | Not Affected | Not Affected | Not Affected | Not Affected | Not Affected | 0 | 0 | 0 | 0 | 21 | Polygon
Critical Infrastructure | Stormwater Treatment Facilities and Pump Stations | Stormwater Ponds - NHD |  | STFPS_PG_14986 |  | Not Affected | Not Affected | Not Affected | Not Affected | Not Affected | Not Affected | Not Affected | Not Affected | Not Affected | Not Affected | Not Affected | Not Affected | Not Affected | Not Affected | Not Affected | Not Affected | Not Affected | Not Affected | Not Affected | Not Affected | Not Affected | 0 | 0 | 0 | 0 | 21 | Polygon
Critical Infrastructure | Stormwater Treatment Facilities and Pump Stations | Stormwater Ponds - NHD |  | STFPS_PG_14987 |  | Not Affected | Not Affected | Not Affected | Not Affected | Not Affected | Not Affected | Not Affected | Not Affected | Not Affected | Not Affected | Not Affected | Not Affected | Not Affected | Not Affected | Not Affected | Not Affected | Not Affected | Not Affected | Not Affected | Not Affected | Not Affected | 0 | 0 | 0 | 0 | 21 | Polygon
Critical Infrastructure | Stormwater Treatment Facilities and Pump Stations | Stormwater Ponds - NHD |  | STFPS_PG_14988 |  | Not Affected | Not Affected | Not Affected | Not Affected | Not Affected | Not Affected | Not Affected | Not Affected | Not Affected | Not Affected | Not Affected | Not Affected | Not Affected | Not Affected | Not Affected | Not Affected | Not Affected | Not Affected | Not Affected | Not Affected | Not Affected | 0 | 0 | 0 | 0 | 21 | Polygon
Critical Infrastructure | Stormwater Treatment Facilities and Pump Stations | Stormwater Ponds - NHD |  | STFPS_PG_14989 |  | Not Affected | Not Affected | Not Affected | Not Affected | Not Affected | Not Affected | Not Affected | Not Affected | Not Affected | Not Affected | Not Affected | Not Affected | Not Affected | Not Affected | Not Affected | Not Affected | Not Affected | Not Affected | Not Affected | Not Affected | Not Affected | 0 | 0 | 0 | 0 | 21 | Polygon
Critical Infrastructure | Stormwater Treatment Facilities and Pump Stations | Stormwater Ponds - NHD |  | STFPS_PG_14990 |  | Not Affected | Not Affected | Not Affected | Not Affected | Not Affected | Not Affected | Not Affected | Not Affected | Not Affected | Not Affected | Not Affected | Not Affected | Not Affected | Not Affected | Not Affected | Not Affected | Not Affected | Not Affected | Not Affected | Not Affected | Not Affected | 0 | 0 | 0 | 0 | 21 | Polygon
Critical Infrastructure | Stormwater Treatment Facilities and Pump Stations | Stormwater Ponds - NHD |  | STFPS_PG_14993 |  | Not Affected | Not Affected | Not Affected | Not Affected | Not Affected | Not Affected | Not Affected | Not Affected | Not Affected | Not Affected | Not Affected | Not Affected | Not Affected | Not Affected | Not Affected | Not Affected | Not Affected | Not Affected | Not Affected | Not Affected | Not Affected | 0 | 0 | 0 | 0 | 21 | Polygon
Critical Infrastructure | Stormwater Treatment Facilities and Pump Stations | Stormwater Ponds - NHD |  | STFPS_PG_14997 |  | Not Affected | Not Affected | Not Affected | Not Affected | Not Affected | Not Affected | Not Affected | Not Affected | Not Affected | Not Affected | Not Affected | Not Affected | Not Affected | Not Affected | Not Affected | Not Affected | Not Affected | Not Affected | Not Affected | Not Affected | Not Affected | 0 | 0 | 0 | 0 | 21 | Polygon
Critical Infrastructure | Stormwater Treatment Facilities and Pump Stations | Stormwater Ponds - NHD |  | STFPS_PG_14998 |  | Not Affected | Not Affected | Not Affected | Not Affected | Not Affected | Not Affected | Not Affected | Not Affected | Not Affected | Not Affected | Not Affected | Not Affected | Not Affected | Not Affected | Not Affected | Not Affected | Not Affected | Not Affected | Not Affected | Not Affected | Not Affected | 0 | 0 | 0 | 0 | 21 | Polygon
Critical Infrastructure | Stormwater Treatment Facilities and Pump Stations | Stormwater Ponds - NHD |  | STFPS_PG_15000 |  | Not Affected | Not Affected | Not Affected | Not Affected | Not Affected | Not Affected | Not Affected | Not Affected | Not Affected | Not Affected | Not Affected | Not Affected | Not Affected | Not Affected | Not Affected | Not Affected | Not Affected | Not Affected | Not Affected | Not Affected | Not Affected | 0 | 0 | 0 | 0 | 21 | Polygon
Critical Infrastructure | Stormwater Treatment Facilities and Pump Stations | Stormwater Ponds - NHD |  | STFPS_PG_15002 |  | Not Affected | Not Affected | Not Affected | Not Affected | Not Affected | Not Affected | Not Affected | Not Affected | Not Affected | Not Affected | Not Affected | Not Affected | Not Affected | Not Affected | Not Affected | Not Affected | Not Affected | Not Affected | Not Affected | Not Affected | Not Affected | 0 | 0 | 0 | 0 | 21 | Polygon
Critical Infrastructure | Stormwater Treatment Facilities and Pump Stations | Stormwater Ponds - NHD |  | STFPS_PG_15004 |  | Not Affected | Not Affected | Not Affected | Not Affected | Not Affected | Not Affected | Not Affected | Not Affected | Not Affected | Not Affected | Not Affected | Not Affected | Not Affected | Not Affected | Not Affected | Not Affected | Not Affected | Not Affected | Not Affected | Not Affected | Not Affected | 0 | 0 | 0 | 0 | 21 | Polygon
Critical Infrastructure | Stormwater Treatment Facilities and Pump Stations | Stormwater Ponds - NHD |  | STFPS_PG_15005 |  | Not Affected | Not Affected | Not Affected | Not Affected | Not Affected | Not Affected | Not Affected | Not Affected | Not Affected | Not Affected | Not Affected | Not Affected | Not Affected | Not Affected | Not Affected | Not Affected | Not Affected | Not Affected | Not Affected | Not Affected | Not Affected | 0 | 0 | 0 | 0 | 21 | Polygon
Critical Infrastructure | Stormwater Treatment Facilities and Pump Stations | Stormwater Ponds - NHD |  | STFPS_PG_15007 |  | Not Affected | Not Affected | Not Affected | Not Affected | Not Affected | Not Affected | Not Affected | Not Affected | Not Affected | Not Affected | Not Affected | Not Affected | Not Affected | Not Affected | Not Affected | Not Affected | Not Affected | Not Affected | Not Affected | Not Affected | Not Affected | 0 | 0 | 0 | 0 | 21 | Polygon
Critical Infrastructure | Stormwater Treatment Facilities and Pump Stations | Stormwater Ponds - NHD |  | STFPS_PG_15010 |  | Not Affected | Not Affected | Not Affected | Not Affected | Not Affected | Not Affected | Not Affected | Not Affected | Not Affected | Not Affected | Not Affected | Not Affected | Not Affected | Not Affected | Not Affected | Not Affected | Not Affected | Not Affected | Not Affected | Not Affected | Not Affected | 0 | 0 | 0 | 0 | 21 | Polygon
Critical Infrastructure | Stormwater Treatment Facilities and Pump Stations | Stormwater Ponds - NHD |  | STFPS_PG_15015 |  | Not Affected | Not Affected | Not Affected | Not Affected | Not Affected | Not Affected | Not Affected | Not Affected | Not Affected | Not Affected | Not Affected | Not Affected | Not Affected | Not Affected | Not Affected | Not Affected | Not Affected | Not Affected | Not Affected | Not Affected | Not Affected | 0 | 0 | 0 | 0 | 21 | Polygon
Critical Infrastructure | Stormwater Treatment Facilities and Pump Stations | Stormwater Ponds - NHD |  | STFPS_PG_15018 |  | Not Affected | Not Affected | Not Affected | Not Affected | Not Affected | Not Affected | Not Affected | Not Affected | Not Affected | Not Affected | Not Affected | Not Affected | Not Affected | Not Affected | Not Affected | Not Affected | Not Affected | Not Affected | Not Affected | Not Affected | Not Affected | 0 | 0 | 0 | 0 | 21 | Polygon
Critical Infrastructure | Stormwater Treatment Facilities and Pump Stations | Stormwater Ponds - NHD |  | STFPS_PG_15019 |  | Not Affected | Not Affected | Not Affected | Not Affected | Not Affected | Not Affected | Not Affected | Not Affected | Not Affected | Not Affected | Not Affected | Not Affected | Not Affected | Not Affected | Not Affected | Not Affected | Not Affected | Not Affected | Not Affected | Not Affected | Not Affected | 0 | 0 | 0 | 0 | 21 | Polygon
Critical Infrastructure | Stormwater Treatment Facilities and Pump Stations | Stormwater Ponds - NHD |  | STFPS_PG_15020 |  | Not Affected | Not Affected | Not Affected | Not Affected | Not Affected | Not Affected | Not Affected | Not Affected | Not Affected | Not Affected | Not Affected | Not Affected | Not Affected | Not Affected | Not Affected | Not Affected | Not Affected | Not Affected | Not Affected | Not Affected | Not Affected | 0 | 0 | 0 | 0 | 21 | Polygon
Critical Infrastructure | Stormwater Treatment Facilities and Pump Stations | Stormwater Ponds - NHD |  | STFPS_PG_15021 |  | Not Affected | Not Affected | Not Affected | Not Affected | Not Affected | Not Affected | Not Affected | Not Affected | Not Affected | Not Affected | Not Affected | Not Affected | Not Affected | Not Affected | Not Affected | Not Affected | Not Affected | Not Affected | Not Affected | Not Affected | Not Affected | 0 | 0 | 0 | 0 | 21 | Polygon
Critical Infrastructure | Stormwater Treatment Facilities and Pump Stations | Stormwater Ponds - NHD |  | STFPS_PG_15023 |  | Not Affected | Not Affected | Not Affected | Not Affected | Not Affected | Not Affected | Not Affected | Not Affected | Not Affected | Not Affected | Not Affected | Not Affected | Not Affected | Not Affected | Not Affected | Not Affected | Not Affected | Not Affected | Not Affected | Not Affected | Not Affected | 0 | 0 | 0 | 0 | 21 | Polygon
Critical Infrastructure | Stormwater Treatment Facilities and Pump Stations | Stormwater Ponds - NHD |  | STFPS_PG_15024 |  | Not Affected | Not Affected | Not Affected | Not Affected | Not Affected | Not Affected | Not Affected | Not Affected | Not Affected | Not Affected | Not Affected | Not Affected | Not Affected | Not Affected | Not Affected | Not Affected | Not Affected | Not Affected | Not Affected | Not Affected | Not Affected | 0 | 0 | 0 | 0 | 21 | Polygon
Critical Infrastructure | Stormwater Treatment Facilities and Pump Stations | Stormwater Ponds - NHD |  | STFPS_PG_15026 |  | Not Affected | Not Affected | Not Affected | Not Affected | Not Affected | Not Affected | Not Affected | Not Affected | Not Affected | Not Affected | Not Affected | Not Affected | Not Affected | Not Affected | Not Affected | Not Affected | Not Affected | Not Affected | Not Affected | Not Affected | Not Affected | 0 | 0 | 0 | 0 | 21 | Polygon
Critical Infrastructure | Stormwater Treatment Facilities and Pump Stations | Stormwater Ponds - NHD |  | STFPS_PG_15029 |  | Not Affected | Not Affected | Not Affected | Not Affected | Not Affected | Not Affected | Not Affected | Not Affected | Not Affected | Not Affected | Not Affected | Not Affected | Not Affected | Not Affected | Not Affected | Not Affected | Not Affected | Not Affected | Not Affected | Not Affected | Not Affected | 0 | 0 | 0 | 0 | 21 | Polygon
Critical Infrastructure | Stormwater Treatment Facilities and Pump Stations | Stormwater Ponds - NHD |  | STFPS_PG_15031 |  | Not Affected | Not Affected | Not Affected | Not Affected | Not Affected | Not Affected | Not Affected | Not Affected | Not Affected | Not Affected | Not Affected | Not Affected | Not Affected | Not Affected | Not Affected | Not Affected | Not Affected | Not Affected | Not Affected | Not Affected | Not Affected | 0 | 0 | 0 | 0 | 21 | Polygon
Critical Infrastructure | Stormwater Treatment Facilities and Pump Stations | Stormwater Ponds - NHD |  | STFPS_PG_15035 |  | Not Affected | Not Affected | Not Affected | Not Affected | Not Affected | Not Affected | Not Affected | Not Affected | Not Affected | Not Affected | Not Affected | Not Affected | Not Affected | Not Affected | Not Affected | Not Affected | Not Affected | Not Affected | Not Affected | Not Affected | Not Affected | 0 | 0 | 0 | 0 | 21 | Polygon
Critical Infrastructure | Stormwater Treatment Facilities and Pump Stations | Stormwater Ponds - NHD |  | STFPS_PG_15124 |  | Not Affected | Not Affected | Not Affected | Not Affected | Not Affected | Not Affected | Not Affected | Not Affected | Not Affected | Not Affected | Not Affected | Not Affected | Not Affected | Not Affected | Not Affected | Not Affected | Not Affected | Not Affected | Not Affected | Not Affected | Not Affected | 0 | 0 | 0 | 0 | 21 | Polygon
Critical Infrastructure | Stormwater Treatment Facilities and Pump Stations | Stormwater Ponds - NHD |  | STFPS_PG_15213 |  | Not Affected | Not Affected | Not Affected | Not Affected | Not Affected | Not Affected | Not Affected | Not Affected | Not Affected | Not Affected | Not Affected | Not Affected | Not Affected | Not Affected | Not Affected | Not Affected | Not Affected | Not Affected | Not Affected | Not Affected | Not Affected | 0 | 0 | 0 | 0 | 21 | Polygon
Critical Infrastructure | Stormwater Treatment Facilities and Pump Stations | Stormwater Ponds - NHD |  | STFPS_PG_15252 |  | Not Affected | Not Affected | Not Affected | Not Affected | Not Affected | Not Affected | Not Affected | Not Affected | Not Affected | Not Affected | Not Affected | Not Affected | Not Affected | Not Affected | Not Affected | Not Affected | Not Affected | Not Affected | Not Affected | Not Affected | Not Affected | 0 | 0 | 0 | 0 | 21 | Polygon
Critical Infrastructure | Stormwater Treatment Facilities and Pump Stations | Stormwater Ponds - NHD |  | STFPS_PG_15570 |  | Not Affected | Not Affected | Not Affected | Not Affected | Not Affected | Not Affected | Not Affected | Not Affected | Not Affected | Not Affected | Not Affected | Not Affected | Not Affected | Not Affected | Not Affected | Not Affected | Not Affected | Not Affected | Not Affected | Not Affected | Not Affected | 0 | 0 | 0 | 0 | 21 | Polygon
Critical Infrastructure | Stormwater Treatment Facilities and Pump Stations | Stormwater Ponds - NHD |  | STFPS_PG_15577 |  | Not Affected | Not Affected | Not Affected | Not Affected | Not Affected | Not Affected | Not Affected | Not Affected | Not Affected | Not Affected | Not Affected | Not Affected | Not Affected | Not Affected | Not Affected | Not Affected | Not Affected | Not Affected | Not Affected | Not Affected | Not Affected | 0 | 0 | 0 | 0 | 21 | Polygon
Critical Infrastructure | Stormwater Treatment Facilities and Pump Stations | Stormwater Ponds - NHD |  | STFPS_PG_15628 |  | Not Affected | Not Affected | Not Affected | Not Affected | Not Affected | Not Affected | Not Affected | Not Affected | Not Affected | Not Affected | Not Affected | Not Affected | Not Affected | Not Affected | Not Affected | Not Affected | Not Affected | Not Affected | Not Affected | Not Affected | Not Affected | 0 | 0 | 0 | 0 | 21 | Polygon
Critical Infrastructure | Stormwater Treatment Facilities and Pump Stations | Stormwater Ponds - NHD |  | STFPS_PG_15629 |  | Not Affected | Not Affected | Not Affected | Not Affected | Not Affected | Not Affected | Not Affected | Not Affected | Not Affected | Not Affected | Not Affected | Not Affected | Not Affected | Not Affected | Not Affected | Not Affected | Not Affected | Not Affected | Not Affected | Not Affected | Not Affected | 0 | 0 | 0 | 0 | 21 | Polygon
Critical Infrastructure | Stormwater Treatment Facilities and Pump Stations | Stormwater Ponds - NHD |  | STFPS_PG_15631 |  | Not Affected | Not Affected | Not Affected | Not Affected | Not Affected | Not Affected | Not Affected | Not Affected | Not Affected | Not Affected | Not Affected | Not Affected | Not Affected | Not Affected | Not Affected | Not Affected | Not Affected | Not Affected | Not Affected | Not Affected | Not Affected | 0 | 0 | 0 | 0 | 21 | Polygon
Critical Infrastructure | Stormwater Treatment Facilities and Pump Stations | Stormwater Ponds - NHD |  | STFPS_PG_15633 |  | Not Affected | Not Affected | Not Affected | Not Affected | Not Affected | Not Affected | Not Affected | Not Affected | Not Affected | Not Affected | Not Affected | Not Affected | Not Affected | Not Affected | Not Affected | Not Affected | Not Affected | Not Affected | Not Affected | Not Affected | Not Affected | 0 | 0 | 0 | 0 | 21 | Polygon
Critical Infrastructure | Stormwater Treatment Facilities and Pump Stations | Stormwater Ponds - NHD |  | STFPS_PG_15635 |  | Not Affected | Not Affected | Not Affected | Not Affected | Not Affected | Not Affected | Not Affected | Not Affected | Not Affected | Not Affected | Not Affected | Not Affected | Not Affected | Not Affected | Not Affected | Not Affected | Not Affected | Not Affected | Not Affected | Not Affected | Not Affected | 0 | 0 | 0 | 0 | 21 | Polygon
Critical Infrastructure | Stormwater Treatment Facilities and Pump Stations | Stormwater Ponds - NHD |  | STFPS_PG_15636 |  | Not Affected | Not Affected | Not Affected | Not Affected | Not Affected | Not Affected | Not Affected | Not Affected | Not Affected | Not Affected | Not Affected | Not Affected | Not Affected | Not Affected | Not Affected | Not Affected | Not Affected | Not Affected | Not Affected | Not Affected | Not Affected | 0 | 0 | 0 | 0 | 21 | Polygon
Critical Infrastructure | Stormwater Treatment Facilities and Pump Stations | Stormwater Ponds - NHD |  | STFPS_PG_15639 |  | Not Affected | Not Affected | Not Affected | Not Affected | Not Affected | Not Affected | Not Affected | Not Affected | Not Affected | Not Affected | Not Affected | Not Affected | Not Affected | Not Affected | Not Affected | Not Affected | Not Affected | Not Affected | Not Affected | Not Affected | Not Affected | 0 | 0 | 0 | 0 | 21 | Polygon
Critical Infrastructure | Stormwater Treatment Facilities and Pump Stations | Stormwater Ponds - NHD |  | STFPS_PG_15643 |  | Not Affected | Not Affected | Not Affected | Not Affected | Not Affected | Not Affected | Not Affected | Not Affected | Not Affected | Not Affected | Not Affected | Not Affected | Not Affected | Not Affected | Not Affected | Not Affected | Not Affected | Not Affected | Not Affected | Not Affected | Not Affected | 0 | 0 | 0 | 0 | 21 | Polygon
Critical Infrastructure | Stormwater Treatment Facilities and Pump Stations | Stormwater Ponds - NHD |  | STFPS_PG_15645 |  | Not Affected | Not Affected | Not Affected | Not Affected | Not Affected | Not Affected | Not Affected | Not Affected | Not Affected | Not Affected | Not Affected | Not Affected | Not Affected | Not Affected | Not Affected | Not Affected | Not Affected | Not Affected | Not Affected | Not Affected | Not Affected | 0 | 0 | 0 | 0 | 21 | Polygon
Critical Infrastructure | Stormwater Treatment Facilities and Pump Stations | Stormwater Ponds - NHD |  | STFPS_PG_15662 |  | Not Affected | Not Affected | Not Affected | Not Affected | Not Affected | Not Affected | Not Affected | Not Affected | Not Affected | Not Affected | Not Affected | Not Affected | Not Affected | Not Affected | Not Affected | Not Affected | Not Affected | Not Affected | Not Affected | Not Affected | Not Affected | 0 | 0 | 0 | 0 | 21 | Polygon
Critical Infrastructure | Stormwater Treatment Facilities and Pump Stations | Stormwater Ponds - NHD |  | STFPS_PG_15667 |  | Not Affected | Not Affected | Not Affected | Not Affected | Not Affected | Not Affected | Not Affected | Not Affected | Not Affected | Not Affected | Not Affected | Not Affected | Not Affected | Not Affected | Not Affected | Not Affected | Not Affected | Not Affected | Not Affected | Not Affected | Not Affected | 0 | 0 | 0 | 0 | 21 | Polygon
Critical Infrastructure | Stormwater Treatment Facilities and Pump Stations | Stormwater Ponds - NHD |  | STFPS_PG_15675 |  | Not Affected | Not Affected | Not Affected | Not Affected | Not Affected | Not Affected | Not Affected | Not Affected | Not Affected | Not Affected | Not Affected | Not Affected | Not Affected | Not Affected | Not Affected | Not Affected | Not Affected | Not Affected | Not Affected | Not Affected | Not Affected | 0 | 0 | 0 | 0 | 21 | Polygon
Critical Infrastructure | Stormwater Treatment Facilities and Pump Stations | Stormwater Ponds - NHD |  | STFPS_PG_15681 |  | Not Affected | Not Affected | Not Affected | Not Affected | Not Affected | Not Affected | Not Affected | Not Affected | Not Affected | Not Affected | Not Affected | Not Affected | Not Affected | Not Affected | Not Affected | Not Affected | Not Affected | Not Affected | Not Affected | Not Affected | Not Affected | 0 | 0 | 0 | 0 | 21 | Polygon
Critical Infrastructure | Stormwater Treatment Facilities and Pump Stations | Stormwater Ponds - NHD |  | STFPS_PG_15684 |  | Not Affected | Not Affected | Not Affected | Not Affected | Not Affected | Not Affected | Not Affected | Not Affected | Not Affected | Not Affected | Not Affected | Not Affected | Not Affected | Not Affected | Not Affected | Not Affected | Not Affected | Not Affected | Not Affected | Not Affected | Not Affected | 0 | 0 | 0 | 0 | 21 | Polygon
Critical Infrastructure | Stormwater Treatment Facilities and Pump Stations | Stormwater Ponds - NHD |  | STFPS_PG_15685 |  | Not Affected | Not Affected | Not Affected | Not Affected | Not Affected | Not Affected | Not Affected | Not Affected | Not Affected | Not Affected | Not Affected | Not Affected | Not Affected | Not Affected | Not Affected | Not Affected | Not Affected | Not Affected | Not Affected | Not Affected | Not Affected | 0 | 0 | 0 | 0 | 21 | Polygon
Critical Infrastructure | Stormwater Treatment Facilities and Pump Stations | Stormwater Ponds - NHD |  | STFPS_PG_15686 |  | Not Affected | Not Affected | Not Affected | Not Affected | Not Affected | Not Affected | Not Affected | Not Affected | Not Affected | Not Affected | Not Affected | Not Affected | Not Affected | Not Affected | Not Affected | Not Affected | Not Affected | Not Affected | Not Affected | Not Affected | Not Affected | 0 | 0 | 0 | 0 | 21 | Polygon
Critical Infrastructure | Stormwater Treatment Facilities and Pump Stations | Stormwater Ponds - NHD |  | STFPS_PG_15687 |  | Not Affected | Not Affected | Not Affected | Not Affected | Not Affected | Not Affected | Not Affected | Not Affected | Not Affected | Not Affected | Not Affected | Not Affected | Not Affected | Not Affected | Not Affected | Not Affected | Not Affected | Not Affected | Not Affected | Not Affected | Not Affected | 0 | 0 | 0 | 0 | 21 | Polygon
Critical Infrastructure | Stormwater Treatment Facilities and Pump Stations | Stormwater Ponds - NHD |  | STFPS_PG_15691 |  | Not Affected | Not Affected | Not Affected | Not Affected | Not Affected | Not Affected | Not Affected | Not Affected | Not Affected | Not Affected | Not Affected | Not Affected | Not Affected | Not Affected | Not Affected | Not Affected | Not Affected | Not Affected | Not Affected | Not Affected | Not Affected | 0 | 0 | 0 | 0 | 21 | Polygon
Critical Infrastructure | Stormwater Treatment Facilities and Pump Stations | Stormwater Ponds - NHD |  | STFPS_PG_15693 |  | Not Affected | Not Affected | Not Affected | Not Affected | Not Affected | Not Affected | Not Affected | Not Affected | Not Affected | Not Affected | Not Affected | Not Affected | Not Affected | Not Affected | Not Affected | Not Affected | Not Affected | Not Affected | Not Affected | Not Affected | Not Affected | 0 | 0 | 0 | 0 | 21 | Polygon
Critical Infrastructure | Stormwater Treatment Facilities and Pump Stations | Stormwater Ponds - NHD |  | STFPS_PG_15696 |  | Not Affected | Not Affected | Not Affected | Not Affected | Not Affected | Not Affected | Not Affected | Not Affected | Not Affected | Not Affected | Not Affected | Not Affected | Not Affected | Not Affected | Not Affected | Not Affected | Not Affected | Not Affected | Not Affected | Not Affected | Not Affected | 0 | 0 | 0 | 0 | 21 | Polygon
Critical Infrastructure | Stormwater Treatment Facilities and Pump Stations | Stormwater Ponds - NHD |  | STFPS_PG_15700 |  | Not Affected | Not Affected | Not Affected | Not Affected | Not Affected | Not Affected | Not Affected | Not Affected | Not Affected | Not Affected | Not Affected | Not Affected | Not Affected | Not Affected | Not Affected | Not Affected | Not Affected | Not Affected | Not Affected | Not Affected | Not Affected | 0 | 0 | 0 | 0 | 21 | Polygon
Critical Infrastructure | Stormwater Treatment Facilities and Pump Stations | Stormwater Ponds - NHD |  | STFPS_PG_15701 |  | Not Affected | Not Affected | Not Affected | Not Affected | Not Affected | Not Affected | Not Affected | Not Affected | Not Affected | Not Affected | Not Affected | Not Affected | Not Affected | Not Affected | Not Affected | Not Affected | Not Affected | Not Affected | Not Affected | Not Affected | Not Affected | 0 | 0 | 0 | 0 | 21 | Polygon
Critical Infrastructure | Stormwater Treatment Facilities and Pump Stations | Stormwater Ponds - NHD |  | STFPS_PG_15703 |  | Not Affected | Not Affected | Not Affected | Not Affected | Not Affected | Not Affected | Not Affected | Not Affected | Not Affected | Not Affected | Not Affected | Not Affected | Not Affected | Not Affected | Not Affected | Not Affected | Not Affected | Not Affected | Not Affected | Not Affected | Not Affected | 0 | 0 | 0 | 0 | 21 | Polygon
Critical Infrastructure | Stormwater Treatment Facilities and Pump Stations | Stormwater Ponds - NHD |  | STFPS_PG_15705 |  | Not Affected | Not Affected | Not Affected | Not Affected | Not Affected | Not Affected | Not Affected | Not Affected | Not Affected | Not Affected | Not Affected | Not Affected | Not Affected | Not Affected | Not Affected | Not Affected | Not Affected | Not Affected | Not Affected | Not Affected | Not Affected | 0 | 0 | 0 | 0 | 21 | Polygon
Critical Infrastructure | Stormwater Treatment Facilities and Pump Stations | Stormwater Ponds - NHD |  | STFPS_PG_15709 |  | Not Affected | Not Affected | Not Affected | Not Affected | Not Affected | Not Affected | Not Affected | Not Affected | Not Affected | Not Affected | Not Affected | Not Affected | Not Affected | Not Affected | Not Affected | Not Affected | Not Affected | Not Affected | Not Affected | Not Affected | Not Affected | 0 | 0 | 0 | 0 | 21 | Polygon
Critical Infrastructure | Stormwater Treatment Facilities and Pump Stations | Stormwater Ponds - NHD |  | STFPS_PG_15710 |  | Not Affected | Not Affected | Not Affected | Not Affected | Not Affected | Not Affected | Not Affected | Not Affected | Not Affected | Not Affected | Not Affected | Not Affected | Not Affected | Not Affected | Not Affected | Not Affected | Not Affected | Not Affected | Not Affected | Not Affected | Not Affected | 0 | 0 | 0 | 0 | 21 | Polygon
Critical Infrastructure | Stormwater Treatment Facilities and Pump Stations | Stormwater Ponds - NHD |  | STFPS_PG_15724 |  | Not Affected | Not Affected | Not Affected | Not Affected | Not Affected | Not Affected | Not Affected | Not Affected | Not Affected | Not Affected | Not Affected | Not Affected | Not Affected | Not Affected | Not Affected | Not Affected | Not Affected | Not Affected | Not Affected | Not Affected | Not Affected | 0 | 0 | 0 | 0 | 21 | Polygon
Critical Infrastructure | Stormwater Treatment Facilities and Pump Stations | Stormwater Ponds - NHD |  | STFPS_PG_15732 |  | Not Affected | Not Affected | Not Affected | Not Affected | Not Affected | Not Affected | Not Affected | Not Affected | Not Affected | Not Affected | Not Affected | Not Affected | Not Affected | Not Affected | Not Affected | Not Affected | Not Affected | Not Affected | Not Affected | Not Affected | Not Affected | 0 | 0 | 0 | 0 | 21 | Polygon
Critical Infrastructure | Stormwater Treatment Facilities and Pump Stations | Stormwater Ponds - NHD |  | STFPS_PG_15733 |  | Not Affected | Not Affected | Not Affected | Not Affected | Not Affected | Not Affected | Not Affected | Not Affected | Not Affected | Not Affected | Not Affected | Not Affected | Not Affected | Not Affected | Not Affected | Not Affected | Not Affected | Not Affected | Not Affected | Not Affected | Not Affected | 0 | 0 | 0 | 0 | 21 | Polygon
Critical Infrastructure | Stormwater Treatment Facilities and Pump Stations | Stormwater Ponds - NHD |  | STFPS_PG_15747 |  | Not Affected | Not Affected | Not Affected | Not Affected | Not Affected | Not Affected | Not Affected | Not Affected | Not Affected | Not Affected | Not Affected | Not Affected | Not Affected | Not Affected | Not Affected | Not Affected | Not Affected | Not Affected | Not Affected | Not Affected | Not Affected | 0 | 0 | 0 | 0 | 21 | Polygon
Critical Infrastructure | Stormwater Treatment Facilities and Pump Stations | Stormwater Ponds - NHD |  | STFPS_PG_15751 |  | Not Affected | Not Affected | Not Affected | Not Affected | Not Affected | Not Affected | Not Affected | Not Affected | Not Affected | Not Affected | Not Affected | Not Affected | Not Affected | Not Affected | Not Affected | Not Affected | Not Affected | Not Affected | Not Affected | Not Affected | Not Affected | 0 | 0 | 0 | 0 | 21 | Polygon
Critical Infrastructure | Stormwater Treatment Facilities and Pump Stations | Stormwater Ponds - NHD |  | STFPS_PG_15752 |  | Not Affected | Not Affected | Not Affected | Not Affected | Not Affected | Not Affected | Not Affected | Not Affected | Not Affected | Not Affected | Not Affected | Not Affected | Not Affected | Not Affected | Not Affected | Not Affected | Not Affected | Not Affected | Not Affected | Not Affected | Not Affected | 0 | 0 | 0 | 0 | 21 | Polygon
Critical Infrastructure | Stormwater Treatment Facilities and Pump Stations | Stormwater Ponds - NHD |  | STFPS_PG_15754 |  | Not Affected | Not Affected | Not Affected | Not Affected | Not Affected | Not Affected | Not Affected | Not Affected | Not Affected | Not Affected | Not Affected | Not Affected | Not Affected | Not Affected | Not Affected | Not Affected | Not Affected | Not Affected | Not Affected | Not Affected | Not Affected | 0 | 0 | 0 | 0 | 21 | Polygon
Critical Infrastructure | Stormwater Treatment Facilities and Pump Stations | Stormwater Ponds - NHD |  | STFPS_PG_15764 |  | Not Affected | Not Affected | Not Affected | Not Affected | Not Affected | Not Affected | Not Affected | Not Affected | Not Affected | Not Affected | Not Affected | Not Affected | Not Affected | Not Affected | Not Affected | Not Affected | Not Affected | Not Affected | Not Affected | Not Affected | Not Affected | 0 | 0 | 0 | 0 | 21 | Polygon
Critical Infrastructure | Stormwater Treatment Facilities and Pump Stations | Stormwater Ponds - NHD |  | STFPS_PG_15766 |  | Not Affected | Not Affected | Not Affected | Not Affected | Not Affected | Not Affected | Not Affected | Not Affected | Not Affected | Not Affected | Not Affected | Not Affected | Not Affected | Not Affected | Not Affected | Not Affected | Not Affected | Not Affected | Not Affected | Not Affected | Not Affected | 0 | 0 | 0 | 0 | 21 | Polygon
Critical Infrastructure | Stormwater Treatment Facilities and Pump Stations | Stormwater Ponds - NHD |  | STFPS_PG_15767 |  | Not Affected | Not Affected | Not Affected | Not Affected | Not Affected | Not Affected | Not Affected | Not Affected | Not Affected | Not Affected | Not Affected | Not Affected | Not Affected | Not Affected | Not Affected | Not Affected | Not Affected | Not Affected | Not Affected | Not Affected | Not Affected | 0 | 0 | 0 | 0 | 21 | Polygon
Critical Infrastructure | Stormwater Treatment Facilities and Pump Stations | Stormwater Ponds - NHD |  | STFPS_PG_15771 |  | Not Affected | Not Affected | Not Affected | Not Affected | Not Affected | Not Affected | Not Affected | Not Affected | Not Affected | Not Affected | Not Affected | Not Affected | Not Affected | Not Affected | Not Affected | Not Affected | Not Affected | Not Affected | Not Affected | Not Affected | Not Affected | 0 | 0 | 0 | 0 | 21 | Polygon
Critical Infrastructure | Stormwater Treatment Facilities and Pump Stations | Stormwater Ponds - NHD |  | STFPS_PG_15772 |  | Not Affected | Not Affected | Not Affected | Not Affected | Not Affected | Not Affected | Not Affected | Not Affected | Not Affected | Not Affected | Not Affected | Not Affected | Not Affected | Not Affected | Not Affected | Not Affected | Not Affected | Not Affected | Not Affected | Not Affected | Not Affected | 0 | 0 | 0 | 0 | 21 | Polygon
Critical Infrastructure | Stormwater Treatment Facilities and Pump Stations | Stormwater Ponds - NHD |  | STFPS_PG_15775 |  | Not Affected | Not Affected | Not Affected | Not Affected | Not Affected | Not Affected | Not Affected | Not Affected | Not Affected | Not Affected | Not Affected | Not Affected | Not Affected | Not Affected | Not Affected | Not Affected | Not Affected | Not Affected | Not Affected | Not Affected | Not Affected | 0 | 0 | 0 | 0 | 21 | Polygon
Critical Infrastructure | Stormwater Treatment Facilities and Pump Stations | Stormwater Ponds - NHD |  | STFPS_PG_15778 |  | Not Affected | Not Affected | Not Affected | Not Affected | Not Affected | Not Affected | Not Affected | Not Affected | Not Affected | Not Affected | Not Affected | Not Affected | Not Affected | Not Affected | Not Affected | Not Affected | Not Affected | Not Affected | Not Affected | Not Affected | Not Affected | 0 | 0 | 0 | 0 | 21 | Polygon
Critical Infrastructure | Stormwater Treatment Facilities and Pump Stations | Stormwater Ponds - NHD |  | STFPS_PG_15781 |  | Not Affected | Not Affected | Not Affected | Not Affected | Not Affected | Not Affected | Not Affected | Not Affected | Not Affected | Not Affected | Not Affected | Not Affected | Not Affected | Not Affected | Not Affected | Not Affected | Not Affected | Not Affected | Not Affected | Not Affected | Not Affected | 0 | 0 | 0 | 0 | 21 | Polygon
Critical Infrastructure | Stormwater Treatment Facilities and Pump Stations | Stormwater Ponds - NHD |  | STFPS_PG_15784 |  | Not Affected | Not Affected | Not Affected | Not Affected | Not Affected | Not Affected | Not Affected | Not Affected | Not Affected | Not Affected | Not Affected | Not Affected | Not Affected | Not Affected | Not Affected | Not Affected | Not Affected | Not Affected | Not Affected | Not Affected | Not Affected | 0 | 0 | 0 | 0 | 21 | Polygon
Critical Infrastructure | Stormwater Treatment Facilities and Pump Stations | Stormwater Ponds - NHD |  | STFPS_PG_15786 |  | Not Affected | Not Affected | Not Affected | Not Affected | Not Affected | Not Affected | Not Affected | Not Affected | Not Affected | Not Affected | Not Affected | Not Affected | Not Affected | Not Affected | Not Affected | Not Affected | Not Affected | Not Affected | Not Affected | Not Affected | Not Affected | 0 | 0 | 0 | 0 | 21 | Polygon
Critical Infrastructure | Stormwater Treatment Facilities and Pump Stations | Stormwater Ponds - NHD |  | STFPS_PG_15787 |  | Not Affected | Not Affected | Not Affected | Not Affected | Not Affected | Not Affected | Not Affected | Not Affected | Not Affected | Not Affected | Not Affected | Not Affected | Not Affected | Not Affected | Not Affected | Not Affected | Not Affected | Not Affected | Not Affected | Not Affected | Not Affected | 0 | 0 | 0 | 0 | 21 | Polygon
Critical Infrastructure | Stormwater Treatment Facilities and Pump Stations | Stormwater Ponds - NHD |  | STFPS_PG_15789 |  | Not Affected | Not Affected | Not Affected | Not Affected | Not Affected | Not Affected | Not Affected | Not Affected | Not Affected | Not Affected | Not Affected | Not Affected | Not Affected | Not Affected | Not Affected | Not Affected | Not Affected | Not Affected | Not Affected | Not Affected | Not Affected | 0 | 0 | 0 | 0 | 21 | Polygon
Critical Infrastructure | Stormwater Treatment Facilities and Pump Stations | Stormwater Ponds - NHD |  | STFPS_PG_15792 |  | Not Affected | Not Affected | Not Affected | Not Affected | Not Affected | Not Affected | Not Affected | Not Affected | Not Affected | Not Affected | Not Affected | Not Affected | Not Affected | Not Affected | Not Affected | Not Affected | Not Affected | Not Affected | Not Affected | Not Affected | Not Affected | 0 | 0 | 0 | 0 | 21 | Polygon
Critical Infrastructure | Stormwater Treatment Facilities and Pump Stations | Stormwater Ponds - NHD |  | STFPS_PG_15793 |  | Not Affected | Not Affected | Not Affected | Not Affected | Not Affected | Not Affected | Not Affected | Not Affected | Not Affected | Not Affected | Not Affected | Not Affected | Not Affected | Not Affected | Not Affected | Not Affected | Not Affected | Not Affected | Not Affected | Not Affected | Not Affected | 0 | 0 | 0 | 0 | 21 | Polygon
Critical Infrastructure | Stormwater Treatment Facilities and Pump Stations | Stormwater Ponds - NHD |  | STFPS_PG_15794 |  | Not Affected | Not Affected | Not Affected | Not Affected | Not Affected | Not Affected | Not Affected | Not Affected | Not Affected | Not Affected | Not Affected | Not Affected | Not Affected | Not Affected | Not Affected | Not Affected | Not Affected | Not Affected | Not Affected | Not Affected | Not Affected | 0 | 0 | 0 | 0 | 21 | Polygon
Critical Infrastructure | Stormwater Treatment Facilities and Pump Stations | Stormwater Ponds - NHD |  | STFPS_PG_15795 |  | Not Affected | Not Affected | Not Affected | Not Affected | Not Affected | Not Affected | Not Affected | Not Affected | Not Affected | Not Affected | Not Affected | Not Affected | Not Affected | Not Affected | Not Affected | Not Affected | Not Affected | Not Affected | Not Affected | Not Affected | Not Affected | 0 | 0 | 0 | 0 | 21 | Polygon
Critical Infrastructure | Stormwater Treatment Facilities and Pump Stations | Stormwater Ponds - NHD |  | STFPS_PG_15797 |  | Not Affected | Not Affected | Not Affected | Not Affected | Not Affected | Not Affected | Not Affected | Not Affected | Not Affected | Not Affected | Not Affected | Not Affected | Not Affected | Not Affected | Not Affected | Not Affected | Not Affected | Not Affected | Not Affected | Not Affected | Not Affected | 0 | 0 | 0 | 0 | 21 | Polygon
Critical Infrastructure | Stormwater Treatment Facilities and Pump Stations | Stormwater Ponds - NHD |  | STFPS_PG_15798 |  | Not Affected | Not Affected | Not Affected | Not Affected | Not Affected | Not Affected | Not Affected | Not Affected | Not Affected | Not Affected | Not Affected | Not Affected | Not Affected | Not Affected | Not Affected | Not Affected | Not Affected | Not Affected | Not Affected | Not Affected | Not Affected | 0 | 0 | 0 | 0 | 21 | Polygon
Critical Infrastructure | Stormwater Treatment Facilities and Pump Stations | Stormwater Ponds - NHD |  | STFPS_PG_15799 |  | Not Affected | Not Affected | Not Affected | Not Affected | Not Affected | Not Affected | Not Affected | Not Affected | Not Affected | Not Affected | Not Affected | Not Affected | Not Affected | Not Affected | Not Affected | Not Affected | Not Affected | Not Affected | Not Affected | Not Affected | Not Affected | 0 | 0 | 0 | 0 | 21 | Polygon
Critical Infrastructure | Stormwater Treatment Facilities and Pump Stations | Stormwater Ponds - NHD |  | STFPS_PG_15800 |  | Not Affected | Not Affected | Not Affected | Not Affected | Not Affected | Not Affected | Not Affected | Not Affected | Not Affected | Not Affected | Not Affected | Not Affected | Not Affected | Not Affected | Not Affected | Not Affected | Not Affected | Not Affected | Not Affected | Not Affected | Not Affected | 0 | 0 | 0 | 0 | 21 | Polygon
Critical Infrastructure | Stormwater Treatment Facilities and Pump Stations | Stormwater Ponds - NHD |  | STFPS_PG_15805 |  | Not Affected | Not Affected | Not Affected | Not Affected | Not Affected | Not Affected | Not Affected | Not Affected | Not Affected | Not Affected | Not Affected | Not Affected | Not Affected | Not Affected | Not Affected | Not Affected | Not Affected | Not Affected | Not Affected | Not Affected | Not Affected | 0 | 0 | 0 | 0 | 21 | Polygon
Critical Infrastructure | Stormwater Treatment Facilities and Pump Stations | Stormwater Ponds - NHD |  | STFPS_PG_15806 |  | Not Affected | Not Affected | Not Affected | Not Affected | Not Affected | Not Affected | Not Affected | Not Affected | Not Affected | Not Affected | Not Affected | Not Affected | Not Affected | Not Affected | Not Affected | Not Affected | Not Affected | Not Affected | Not Affected | Not Affected | Not Affected | 0 | 0 | 0 | 0 | 21 | Polygon
Critical Infrastructure | Stormwater Treatment Facilities and Pump Stations | Stormwater Ponds - NHD |  | STFPS_PG_15807 |  | Not Affected | Not Affected | Not Affected | Not Affected | Not Affected | Not Affected | Not Affected | Not Affected | Not Affected | Not Affected | Not Affected | Not Affected | Not Affected | Not Affected | Not Affected | Not Affected | Not Affected | Not Affected | Not Affected | Not Affected | Not Affected | 0 | 0 | 0 | 0 | 21 | Polygon
Critical Infrastructure | Stormwater Treatment Facilities and Pump Stations | Stormwater Ponds - NHD |  | STFPS_PG_15808 |  | Not Affected | Not Affected | Not Affected | Not Affected | Not Affected | Not Affected | Not Affected | Not Affected | Not Affected | Not Affected | Not Affected | Not Affected | Not Affected | Not Affected | Not Affected | Not Affected | Not Affected | Not Affected | Not Affected | Not Affected | Not Affected | 0 | 0 | 0 | 0 | 21 | Polygon
Critical Infrastructure | Stormwater Treatment Facilities and Pump Stations | Stormwater Ponds - NHD |  | STFPS_PG_15809 |  | Not Affected | Not Affected | Not Affected | Not Affected | Not Affected | Not Affected | Not Affected | Not Affected | Not Affected | Not Affected | Not Affected | Not Affected | Not Affected | Not Affected | Not Affected | Not Affected | Not Affected | Not Affected | Not Affected | Not Affected | Not Affected | 0 | 0 | 0 | 0 | 21 | Polygon
Critical Infrastructure | Stormwater Treatment Facilities and Pump Stations | Stormwater Ponds - NHD |  | STFPS_PG_15810 |  | Not Affected | Not Affected | Not Affected | Not Affected | Not Affected | Not Affected | Not Affected | Not Affected | Not Affected | Not Affected | Not Affected | Not Affected | Not Affected | Not Affected | Not Affected | Not Affected | Not Affected | Not Affected | Not Affected | Not Affected | Not Affected | 0 | 0 | 0 | 0 | 21 | Polygon
Critical Infrastructure | Stormwater Treatment Facilities and Pump Stations | Stormwater Ponds - NHD |  | STFPS_PG_15812 |  | Not Affected | Not Affected | Not Affected | Not Affected | Not Affected | Not Affected | Not Affected | Not Affected | Not Affected | Not Affected | Not Affected | Not Affected | Not Affected | Not Affected | Not Affected | Not Affected | Not Affected | Not Affected | Not Affected | Not Affected | Not Affected | 0 | 0 | 0 | 0 | 21 | Polygon
Critical Infrastructure | Stormwater Treatment Facilities and Pump Stations | Stormwater Ponds - NHD |  | STFPS_PG_15813 |  | Not Affected | Not Affected | Not Affected | Not Affected | Not Affected | Not Affected | Not Affected | Not Affected | Not Affected | Not Affected | Not Affected | Not Affected | Not Affected | Not Affected | Not Affected | Not Affected | Not Affected | Not Affected | Not Affected | Not Affected | Not Affected | 0 | 0 | 0 | 0 | 21 | Polygon
Critical Infrastructure | Stormwater Treatment Facilities and Pump Stations | Stormwater Ponds - NHD |  | STFPS_PG_15814 |  | Not Affected | Not Affected | Not Affected | Not Affected | Not Affected | Not Affected | Not Affected | Not Affected | Not Affected | Not Affected | Not Affected | Not Affected | Not Affected | Not Affected | Not Affected | Not Affected | Not Affected | Not Affected | Not Affected | Not Affected | Not Affected | 0 | 0 | 0 | 0 | 21 | Polygon
Critical Infrastructure | Stormwater Treatment Facilities and Pump Stations | Stormwater Ponds - NHD |  | STFPS_PG_15815 |  | Not Affected | Not Affected | Not Affected | Not Affected | Not Affected | Not Affected | Not Affected | Not Affected | Not Affected | Not Affected | Not Affected | Not Affected | Not Affected | Not Affected | Not Affected | Not Affected | Not Affected | Not Affected | Not Affected | Not Affected | Not Affected | 0 | 0 | 0 | 0 | 21 | Polygon
Critical Infrastructure | Stormwater Treatment Facilities and Pump Stations | Stormwater Ponds - NHD |  | STFPS_PG_15822 |  | Not Affected | Not Affected | Not Affected | Not Affected | Not Affected | Not Affected | Not Affected | Not Affected | Not Affected | Not Affected | Not Affected | Not Affected | Not Affected | Not Affected | Not Affected | Not Affected | Not Affected | Not Affected | Not Affected | Not Affected | Not Affected | 0 | 0 | 0 | 0 | 21 | Polygon
Critical Infrastructure | Stormwater Treatment Facilities and Pump Stations | Stormwater Ponds - NHD |  | STFPS_PG_15823 |  | Not Affected | Not Affected | Not Affected | Not Affected | Not Affected | Not Affected | Not Affected | Not Affected | Not Affected | Not Affected | Not Affected | Not Affected | Not Affected | Not Affected | Not Affected | Not Affected | Not Affected | Not Affected | Not Affected | Not Affected | Not Affected | 0 | 0 | 0 | 0 | 21 | Polygon
Critical Infrastructure | Stormwater Treatment Facilities and Pump Stations | Stormwater Ponds - NHD |  | STFPS_PG_15824 |  | Not Affected | Not Affected | Not Affected | Not Affected | Not Affected | Not Affected | Not Affected | Not Affected | Not Affected | Not Affected | Not Affected | Not Affected | Not Affected | Not Affected | Not Affected | Not Affected | Not Affected | Not Affected | Not Affected | Not Affected | Not Affected | 0 | 0 | 0 | 0 | 21 | Polygon
Critical Infrastructure | Stormwater Treatment Facilities and Pump Stations | Stormwater Ponds - NHD |  | STFPS_PG_15825 |  | Not Affected | Not Affected | Not Affected | Not Affected | Not Affected | Not Affected | Not Affected | Not Affected | Not Affected | Not Affected | Not Affected | Not Affected | Not Affected | Not Affected | Not Affected | Not Affected | Not Affected | Not Affected | Not Affected | Not Affected | Not Affected | 0 | 0 | 0 | 0 | 21 | Polygon
Critical Infrastructure | Stormwater Treatment Facilities and Pump Stations | Stormwater Ponds - NHD |  | STFPS_PG_15833 |  | Not Affected | Not Affected | Not Affected | Not Affected | Not Affected | Not Affected | Not Affected | Not Affected | Not Affected | Not Affected | Not Affected | Not Affected | Not Affected | Not Affected | Not Affected | Not Affected | Not Affected | Not Affected | Not Affected | Not Affected | Not Affected | 0 | 0 | 0 | 0 | 21 | Polygon
Critical Infrastructure | Stormwater Treatment Facilities and Pump Stations | Stormwater Ponds - NHD |  | STFPS_PG_15840 |  | Not Affected | Not Affected | Not Affected | Not Affected | Not Affected | Not Affected | Not Affected | Not Affected | Not Affected | Not Affected | Not Affected | Not Affected | Not Affected | Not Affected | Not Affected | Not Affected | Not Affected | Not Affected | Not Affected | Not Affected | Not Affected | 0 | 0 | 0 | 0 | 21 | Polygon
Critical Infrastructure | Stormwater Treatment Facilities and Pump Stations | Stormwater Ponds - NHD |  | STFPS_PG_15841 |  | Not Affected | Not Affected | Not Affected | Not Affected | Not Affected | Not Affected | Not Affected | Not Affected | Not Affected | Not Affected | Not Affected | Not Affected | Not Affected | Not Affected | Not Affected | Not Affected | Not Affected | Not Affected | Not Affected | Not Affected | Not Affected | 0 | 0 | 0 | 0 | 21 | Polygon
Critical Infrastructure | Stormwater Treatment Facilities and Pump Stations | Stormwater Ponds - NHD |  | STFPS_PG_15842 |  | Not Affected | Not Affected | Not Affected | Not Affected | Not Affected | Not Affected | Not Affected | Not Affected | Not Affected | Not Affected | Not Affected | Not Affected | Not Affected | Not Affected | Not Affected | Not Affected | Not Affected | Not Affected | Not Affected | Not Affected | Not Affected | 0 | 0 | 0 | 0 | 21 | Polygon
Critical Infrastructure | Stormwater Treatment Facilities and Pump Stations | Stormwater Ponds - NHD |  | STFPS_PG_15843 |  | Not Affected | Not Affected | Not Affected | Not Affected | Not Affected | Not Affected | Not Affected | Not Affected | Not Affected | Not Affected | Not Affected | Not Affected | Not Affected | Not Affected | Not Affected | Not Affected | Not Affected | Not Affected | Not Affected | Not Affected | Not Affected | 0 | 0 | 0 | 0 | 21 | Polygon
Critical Infrastructure | Stormwater Treatment Facilities and Pump Stations | Stormwater Ponds - NHD |  | STFPS_PG_15848 |  | Not Affected | Not Affected | Not Affected | Not Affected | Not Affected | Not Affected | Not Affected | Not Affected | Not Affected | Not Affected | Not Affected | Not Affected | Not Affected | Not Affected | Not Affected | Not Affected | Not Affected | Not Affected | Not Affected | Not Affected | Not Affected | 0 | 0 | 0 | 0 | 21 | Polygon
Critical Infrastructure | Stormwater Treatment Facilities and Pump Stations | Stormwater Ponds - NHD |  | STFPS_PG_15849 |  | Not Affected | Not Affected | Not Affected | Not Affected | Not Affected | Not Affected | Not Affected | Not Affected | Not Affected | Not Affected | Not Affected | Not Affected | Not Affected | Not Affected | Not Affected | Not Affected | Not Affected | Not Affected | Not Affected | Not Affected | Not Affected | 0 | 0 | 0 | 0 | 21 | Polygon
Critical Infrastructure | Stormwater Treatment Facilities and Pump Stations | Stormwater Ponds - NHD |  | STFPS_PG_15850 |  | Not Affected | Not Affected | Not Affected | Not Affected | Not Affected | Not Affected | Not Affected | Not Affected | Not Affected | Not Affected | Not Affected | Not Affected | Not Affected | Not Affected | Not Affected | Not Affected | Not Affected | Not Affected | Not Affected | Not Affected | Not Affected | 0 | 0 | 0 | 0 | 21 | Polygon
Critical Infrastructure | Stormwater Treatment Facilities and Pump Stations | Stormwater Ponds - NHD |  | STFPS_PG_15852 |  | Not Affected | Not Affected | Not Affected | Not Affected | Not Affected | Not Affected | Not Affected | Not Affected | Not Affected | Not Affected | Not Affected | Not Affected | Not Affected | Not Affected | Not Affected | Not Affected | Not Affected | Not Affected | Not Affected | Not Affected | Not Affected | 0 | 0 | 0 | 0 | 21 | Polygon
Critical Infrastructure | Stormwater Treatment Facilities and Pump Stations | Stormwater Ponds - NHD |  | STFPS_PG_15853 |  | Not Affected | Not Affected | Not Affected | Not Affected | Not Affected | Not Affected | Not Affected | Not Affected | Not Affected | Not Affected | Not Affected | Not Affected | Not Affected | Not Affected | Not Affected | Not Affected | Not Affected | Not Affected | Not Affected | Not Affected | Not Affected | 0 | 0 | 0 | 0 | 21 | Polygon
Critical Infrastructure | Stormwater Treatment Facilities and Pump Stations | Stormwater Ponds - NHD |  | STFPS_PG_15854 |  | Not Affected | Not Affected | Not Affected | Not Affected | Not Affected | Not Affected | Not Affected | Not Affected | Not Affected | Not Affected | Not Affected | Not Affected | Not Affected | Not Affected | Not Affected | Not Affected | Not Affected | Not Affected | Not Affected | Not Affected | Not Affected | 0 | 0 | 0 | 0 | 21 | Polygon
Critical Infrastructure | Stormwater Treatment Facilities and Pump Stations | Stormwater Ponds - NHD |  | STFPS_PG_15857 |  | Not Affected | Not Affected | Not Affected | Not Affected | Not Affected | Not Affected | Not Affected | Not Affected | Not Affected | Not Affected | Not Affected | Not Affected | Not Affected | Not Affected | Not Affected | Not Affected | Not Affected | Not Affected | Not Affected | Not Affected | Not Affected | 0 | 0 | 0 | 0 | 21 | Polygon
Critical Infrastructure | Stormwater Treatment Facilities and Pump Stations | Stormwater Ponds - NHD |  | STFPS_PG_15858 |  | Not Affected | Not Affected | Not Affected | Not Affected | Not Affected | Not Affected | Not Affected | Not Affected | Not Affected | Not Affected | Not Affected | Not Affected | Not Affected | Not Affected | Not Affected | Not Affected | Not Affected | Not Affected | Not Affected | Not Affected | Not Affected | 0 | 0 | 0 | 0 | 21 | Polygon
Critical Infrastructure | Stormwater Treatment Facilities and Pump Stations | Stormwater Ponds - NHD |  | STFPS_PG_15859 |  | Not Affected | Not Affected | Not Affected | Not Affected | Not Affected | Not Affected | Not Affected | Not Affected | Not Affected | Not Affected | Not Affected | Not Affected | Not Affected | Not Affected | Not Affected | Not Affected | Not Affected | Not Affected | Not Affected | Not Affected | Not Affected | 0 | 0 | 0 | 0 | 21 | Polygon
Critical Infrastructure | Stormwater Treatment Facilities and Pump Stations | Stormwater Ponds - NHD |  | STFPS_PG_15860 |  | Not Affected | Not Affected | Not Affected | Not Affected | Not Affected | Not Affected | Not Affected | Not Affected | Not Affected | Not Affected | Not Affected | Not Affected | Not Affected | Not Affected | Not Affected | Not Affected | Not Affected | Not Affected | Not Affected | Not Affected | Not Affected | 0 | 0 | 0 | 0 | 21 | Polygon
Critical Infrastructure | Stormwater Treatment Facilities and Pump Stations | Stormwater Ponds - NHD |  | STFPS_PG_15864 |  | Not Affected | Not Affected | Not Affected | Not Affected | Not Affected | Not Affected | Not Affected | Not Affected | Not Affected | Not Affected | Not Affected | Not Affected | Not Affected | Not Affected | Not Affected | Not Affected | Not Affected | Not Affected | Not Affected | Not Affected | Not Affected | 0 | 0 | 0 | 0 | 21 | Polygon
Critical Infrastructure | Stormwater Treatment Facilities and Pump Stations | Stormwater Ponds - NHD |  | STFPS_PG_15868 |  | Not Affected | Not Affected | Not Affected | Not Affected | Not Affected | Not Affected | Not Affected | Not Affected | Not Affected | Not Affected | Not Affected | Not Affected | Not Affected | Not Affected | Not Affected | Not Affected | Not Affected | Not Affected | Not Affected | Not Affected | Not Affected | 0 | 0 | 0 | 0 | 21 | Polygon
Critical Infrastructure | Stormwater Treatment Facilities and Pump Stations | Stormwater Ponds - NHD |  | STFPS_PG_15871 |  | Not Affected | Not Affected | Not Affected | Not Affected | Not Affected | Not Affected | Not Affected | Not Affected | Not Affected | Not Affected | Not Affected | Not Affected | Not Affected | Not Affected | Not Affected | Not Affected | Not Affected | Not Affected | Not Affected | Not Affected | Not Affected | 0 | 0 | 0 | 0 | 21 | Polygon
Critical Infrastructure | Stormwater Treatment Facilities and Pump Stations | Stormwater Ponds - NHD |  | STFPS_PG_15872 |  | Not Affected | Not Affected | Not Affected | Not Affected | Not Affected | Not Affected | Not Affected | Not Affected | Not Affected | Not Affected | Not Affected | Not Affected | Not Affected | Not Affected | Not Affected | Not Affected | Not Affected | Not Affected | Not Affected | Not Affected | Not Affected | 0 | 0 | 0 | 0 | 21 | Polygon
Critical Infrastructure | Stormwater Treatment Facilities and Pump Stations | Stormwater Ponds - NHD |  | STFPS_PG_15875 |  | Not Affected | Not Affected | Not Affected | Not Affected | Not Affected | Not Affected | Not Affected | Not Affected | Not Affected | Not Affected | Not Affected | Not Affected | Not Affected | Not Affected | Not Affected | Not Affected | Not Affected | Not Affected | Not Affected | Not Affected | Not Affected | 0 | 0 | 0 | 0 | 21 | Polygon
Critical Infrastructure | Stormwater Treatment Facilities and Pump Stations | Stormwater Ponds - NHD |  | STFPS_PG_15884 |  | Not Affected | Not Affected | Not Affected | Not Affected | Not Affected | Not Affected | Not Affected | Not Affected | Not Affected | Not Affected | Not Affected | Not Affected | Not Affected | Not Affected | Not Affected | Not Affected | Not Affected | Not Affected | Not Affected | Not Affected | Not Affected | 0 | 0 | 0 | 0 | 21 | Polygon
Critical Infrastructure | Stormwater Treatment Facilities and Pump Stations | Stormwater Ponds - NHD |  | STFPS_PG_15887 |  | Not Affected | Not Affected | Not Affected | Not Affected | Not Affected | Not Affected | Not Affected | Not Affected | Not Affected | Not Affected | Not Affected | Not Affected | Not Affected | Not Affected | Not Affected | Not Affected | Not Affected | Not Affected | Not Affected | Not Affected | Not Affected | 0 | 0 | 0 | 0 | 21 | Polygon
Critical Infrastructure | Stormwater Treatment Facilities and Pump Stations | Stormwater Ponds - NHD |  | STFPS_PG_15899 |  | Not Affected | Not Affected | Not Affected | Not Affected | Not Affected | Not Affected | Not Affected | Not Affected | Not Affected | Not Affected | Not Affected | Not Affected | Not Affected | Not Affected | Not Affected | Not Affected | Not Affected | Not Affected | Not Affected | Not Affected | Not Affected | 0 | 0 | 0 | 0 | 21 | Polygon
Critical Infrastructure | Stormwater Treatment Facilities and Pump Stations | Stormwater Ponds - NHD |  | STFPS_PG_15900 |  | Not Affected | Not Affected | Not Affected | Not Affected | Not Affected | Not Affected | Not Affected | Not Affected | Not Affected | Not Affected | Not Affected | Not Affected | Not Affected | Not Affected | Not Affected | Not Affected | Not Affected | Not Affected | Not Affected | Not Affected | Not Affected | 0 | 0 | 0 | 0 | 21 | Polygon
Critical Infrastructure | Stormwater Treatment Facilities and Pump Stations | Stormwater Ponds - NHD |  | STFPS_PG_15904 |  | Not Affected | Not Affected | Not Affected | Not Affected | Not Affected | Not Affected | Not Affected | Not Affected | Not Affected | Not Affected | Not Affected | Not Affected | Not Affected | Not Affected | Not Affected | Not Affected | Not Affected | Not Affected | Not Affected | Not Affected | Not Affected | 0 | 0 | 0 | 0 | 21 | Polygon
Critical Infrastructure | Stormwater Treatment Facilities and Pump Stations | Stormwater Ponds - NHD |  | STFPS_PG_15905 |  | Not Affected | Not Affected | Not Affected | Not Affected | Not Affected | Not Affected | Not Affected | Not Affected | Not Affected | Not Affected | Not Affected | Not Affected | Not Affected | Not Affected | Not Affected | Not Affected | Not Affected | Not Affected | Not Affected | Not Affected | Not Affected | 0 | 0 | 0 | 0 | 21 | Polygon
Critical Infrastructure | Stormwater Treatment Facilities and Pump Stations | Stormwater Ponds - NHD |  | STFPS_PG_15908 |  | Not Affected | Not Affected | Not Affected | Not Affected | Not Affected | Not Affected | Not Affected | Not Affected | Not Affected | Not Affected | Not Affected | Not Affected | Not Affected | Not Affected | Not Affected | Not Affected | Not Affected | Not Affected | Not Affected | Not Affected | Not Affected | 0 | 0 | 0 | 0 | 21 | Polygon
Critical Infrastructure | Stormwater Treatment Facilities and Pump Stations | Stormwater Ponds - NHD |  | STFPS_PG_15912 |  | Not Affected | Not Affected | Not Affected | Not Affected | Not Affected | Not Affected | Not Affected | Not Affected | Not Affected | Not Affected | Not Affected | Not Affected | Not Affected | Not Affected | Not Affected | Not Affected | Not Affected | Not Affected | Not Affected | Not Affected | Not Affected | 0 | 0 | 0 | 0 | 21 | Polygon
Critical Infrastructure | Stormwater Treatment Facilities and Pump Stations | Stormwater Ponds - NHD |  | STFPS_PG_15934 |  | Not Affected | Not Affected | Not Affected | Not Affected | Not Affected | Not Affected | Not Affected | Not Affected | Not Affected | Not Affected | Not Affected | Not Affected | Not Affected | Not Affected | Not Affected | Not Affected | Not Affected | Not Affected | Not Affected | Not Affected | Not Affected | 0 | 0 | 0 | 0 | 21 | Polygon
Critical Infrastructure | Stormwater Treatment Facilities and Pump Stations | Stormwater Ponds - NHD |  | STFPS_PG_15944 |  | Not Affected | Not Affected | Not Affected | Not Affected | Not Affected | Not Affected | Not Affected | Not Affected | Not Affected | Not Affected | Not Affected | Not Affected | Not Affected | Not Affected | Not Affected | Not Affected | Not Affected | Not Affected | Not Affected | Not Affected | Not Affected | 0 | 0 | 0 | 0 | 21 | Polygon
Critical Infrastructure | Stormwater Treatment Facilities and Pump Stations | Stormwater Ponds - NHD |  | STFPS_PG_15946 |  | Not Affected | Not Affected | Not Affected | Not Affected | Not Affected | Not Affected | Not Affected | Not Affected | Not Affected | Not Affected | Not Affected | Not Affected | Not Affected | Not Affected | Not Affected | Not Affected | Not Affected | Not Affected | Not Affected | Not Affected | Not Affected | 0 | 0 | 0 | 0 | 21 | Polygon
Critical Infrastructure | Stormwater Treatment Facilities and Pump Stations | Stormwater Ponds - NHD |  | STFPS_PG_15947 |  | Not Affected | Not Affected | Not Affected | Not Affected | Not Affected | Not Affected | Not Affected | Not Affected | Not Affected | Not Affected | Not Affected | Not Affected | Not Affected | Not Affected | Not Affected | Not Affected | Not Affected | Not Affected | Not Affected | Not Affected | Not Affected | 0 | 0 | 0 | 0 | 21 | Polygon
Critical Infrastructure | Stormwater Treatment Facilities and Pump Stations | Stormwater Ponds - NHD |  | STFPS_PG_15950 |  | Not Affected | Not Affected | Not Affected | Not Affected | Not Affected | Not Affected | Not Affected | Not Affected | Not Affected | Not Affected | Not Affected | Not Affected | Not Affected | Not Affected | Not Affected | Not Affected | Not Affected | Not Affected | Not Affected | Not Affected | Not Affected | 0 | 0 | 0 | 0 | 21 | Polygon
Critical Infrastructure | Stormwater Treatment Facilities and Pump Stations | Stormwater Ponds - NHD |  | STFPS_PG_15967 |  | Not Affected | Not Affected | Not Affected | Not Affected | Not Affected | Not Affected | Not Affected | Not Affected | Not Affected | Not Affected | Not Affected | Not Affected | Not Affected | Not Affected | Not Affected | Not Affected | Not Affected | Not Affected | Not Affected | Not Affected | Not Affected | 0 | 0 | 0 | 0 | 21 | Polygon
Critical Infrastructure | Stormwater Treatment Facilities and Pump Stations | Stormwater Ponds - NHD |  | STFPS_PG_16017 |  | Not Affected | Not Affected | Not Affected | Not Affected | Not Affected | Not Affected | Not Affected | Not Affected | Not Affected | Not Affected | Not Affected | Not Affected | Not Affected | Not Affected | Not Affected | Not Affected | Not Affected | Not Affected | Not Affected | Not Affected | Not Affected | 0 | 0 | 0 | 0 | 21 | Polygon
Critical Infrastructure | Stormwater Treatment Facilities and Pump Stations | Stormwater Ponds - NHD |  | STFPS_PG_16084 |  | Not Affected | Not Affected | Not Affected | Not Affected | Not Affected | Not Affected | Not Affected | Not Affected | Not Affected | Not Affected | Not Affected | Not Affected | Not Affected | Not Affected | Not Affected | Not Affected | Not Affected | Not Affected | Not Affected | Not Affected | Not Affected | 0 | 0 | 0 | 0 | 21 | Polygon
Critical Infrastructure | Stormwater Treatment Facilities and Pump Stations | Stormwater Ponds - NHD |  | STFPS_PG_16088 |  | Not Affected | Not Affected | Not Affected | Not Affected | Not Affected | Not Affected | Not Affected | Not Affected | Not Affected | Not Affected | Not Affected | Not Affected | Not Affected | Not Affected | Not Affected | Not Affected | Not Affected | Not Affected | Not Affected | Not Affected | Not Affected | 0 | 0 | 0 | 0 | 21 | Polygon
Critical Infrastructure | Stormwater Treatment Facilities and Pump Stations | Stormwater Ponds - NHD |  | STFPS_PG_16122 |  | Not Affected | Not Affected | Not Affected | Not Affected | Not Affected | Not Affected | Not Affected | Not Affected | Not Affected | Not Affected | Not Affected | Not Affected | Not Affected | Not Affected | Not Affected | Not Affected | Not Affected | Not Affected | Not Affected | Not Affected | Not Affected | 0 | 0 | 0 | 0 | 21 | Polygon
Critical Infrastructure | Stormwater Treatment Facilities and Pump Stations | Stormwater Ponds - NHD |  | STFPS_PG_16153 |  | Not Affected | Not Affected | Not Affected | Not Affected | Not Affected | Not Affected | Not Affected | Not Affected | Not Affected | Not Affected | Not Affected | Not Affected | Not Affected | Not Affected | Not Affected | Not Affected | Not Affected | Not Affected | Not Affected | Not Affected | Not Affected | 0 | 0 | 0 | 0 | 21 | Polygon
Critical Infrastructure | Stormwater Treatment Facilities and Pump Stations | Stormwater Ponds - NHD |  | STFPS_PG_16157 |  | Not Affected | Not Affected | Not Affected | Not Affected | Not Affected | Not Affected | Not Affected | Not Affected | Not Affected | Not Affected | Not Affected | Not Affected | Not Affected | Not Affected | Not Affected | Not Affected | Not Affected | Not Affected | Not Affected | Not Affected | Not Affected | 0 | 0 | 0 | 0 | 21 | Polygon
Critical Infrastructure | Stormwater Treatment Facilities and Pump Stations | Stormwater Ponds - NHD |  | STFPS_PG_16161 |  | Not Affected | Not Affected | Not Affected | Not Affected | Not Affected | Not Affected | Not Affected | Not Affected | Not Affected | Not Affected | Not Affected | Not Affected | Not Affected | Not Affected | Not Affected | Not Affected | Not Affected | Not Affected | Not Affected | Not Affected | Not Affected | 0 | 0 | 0 | 0 | 21 | Polygon
Critical Infrastructure | Stormwater Treatment Facilities and Pump Stations | Stormwater Ponds - NHD |  | STFPS_PG_16166 |  | Not Affected | Not Affected | Not Affected | Not Affected | Not Affected | Not Affected | Not Affected | Not Affected | Not Affected | Not Affected | Not Affected | Not Affected | Not Affected | Not Affected | Not Affected | Not Affected | Not Affected | Not Affected | Not Affected | Not Affected | Not Affected | 0 | 0 | 0 | 0 | 21 | Polygon
Critical Infrastructure | Stormwater Treatment Facilities and Pump Stations | Stormwater Ponds - NHD |  | STFPS_PG_16177 |  | Not Affected | Not Affected | Not Affected | Not Affected | Not Affected | Not Affected | Not Affected | Not Affected | Not Affected | Not Affected | Not Affected | Not Affected | Not Affected | Not Affected | Not Affected | Not Affected | Not Affected | Not Affected | Not Affected | Not Affected | Not Affected | 0 | 0 | 0 | 0 | 21 | Polygon
Critical Infrastructure | Stormwater Treatment Facilities and Pump Stations | Stormwater Ponds - NHD |  | STFPS_PG_16179 |  | Not Affected | Not Affected | Not Affected | Not Affected | Not Affected | Not Affected | Not Affected | Not Affected | Not Affected | Not Affected | Not Affected | Not Affected | Not Affected | Not Affected | Not Affected | Not Affected | Not Affected | Not Affected | Not Affected | Not Affected | Not Affected | 0 | 0 | 0 | 0 | 21 | Polygon
Critical Infrastructure | Stormwater Treatment Facilities and Pump Stations | Stormwater Ponds - NHD |  | STFPS_PG_16180 |  | Not Affected | Not Affected | Not Affected | Not Affected | Not Affected | Not Affected | Not Affected | Not Affected | Not Affected | Not Affected | Not Affected | Not Affected | Not Affected | Not Affected | Not Affected | Not Affected | Not Affected | Not Affected | Not Affected | Not Affected | Not Affected | 0 | 0 | 0 | 0 | 21 | Polygon
Critical Infrastructure | Stormwater Treatment Facilities and Pump Stations | Stormwater Ponds - NHD |  | STFPS_PG_16181 |  | Not Affected | Not Affected | Not Affected | Not Affected | Not Affected | Not Affected | Not Affected | Not Affected | Not Affected | Not Affected | Not Affected | Not Affected | Not Affected | Not Affected | Not Affected | Not Affected | Not Affected | Not Affected | Not Affected | Not Affected | Not Affected | 0 | 0 | 0 | 0 | 21 | Polygon
Critical Infrastructure | Stormwater Treatment Facilities and Pump Stations | Stormwater Ponds - NHD |  | STFPS_PG_16183 |  | Not Affected | Not Affected | Not Affected | Not Affected | Not Affected | Not Affected | Not Affected | Not Affected | Not Affected | Not Affected | Not Affected | Not Affected | Not Affected | Not Affected | Not Affected | Not Affected | Not Affected | Not Affected | Not Affected | Not Affected | Not Affected | 0 | 0 | 0 | 0 | 21 | Polygon
Critical Infrastructure | Stormwater Treatment Facilities and Pump Stations | Stormwater Ponds - NHD |  | STFPS_PG_16184 |  | Not Affected | Not Affected | Not Affected | Not Affected | Not Affected | Not Affected | Not Affected | Not Affected | Not Affected | Not Affected | Not Affected | Not Affected | Not Affected | Not Affected | Not Affected | Not Affected | Not Affected | Not Affected | Not Affected | Not Affected | Not Affected | 0 | 0 | 0 | 0 | 21 | Polygon
Critical Infrastructure | Stormwater Treatment Facilities and Pump Stations | Stormwater Ponds - NHD |  | STFPS_PG_16186 |  | Not Affected | Not Affected | Not Affected | Not Affected | Not Affected | Not Affected | Not Affected | Not Affected | Not Affected | Not Affected | Not Affected | Not Affected | Not Affected | Not Affected | Not Affected | Not Affected | Not Affected | Not Affected | Not Affected | Not Affected | Not Affected | 0 | 0 | 0 | 0 | 21 | Polygon
Critical Infrastructure | Stormwater Treatment Facilities and Pump Stations | Stormwater Ponds - NHD |  | STFPS_PG_16190 |  | Not Affected | Not Affected | Not Affected | Not Affected | Not Affected | Not Affected | Not Affected | Not Affected | Not Affected | Not Affected | Not Affected | Not Affected | Not Affected | Not Affected | Not Affected | Not Affected | Not Affected | Not Affected | Not Affected | Not Affected | Not Affected | 0 | 0 | 0 | 0 | 21 | Polygon
Critical Infrastructure | Stormwater Treatment Facilities and Pump Stations | Stormwater Ponds - NHD |  | STFPS_PG_16197 |  | Not Affected | Not Affected | Not Affected | Not Affected | Not Affected | Not Affected | Not Affected | Not Affected | Not Affected | Not Affected | Not Affected | Not Affected | Not Affected | Not Affected | Not Affected | Not Affected | Not Affected | Not Affected | Not Affected | Not Affected | Not Affected | 0 | 0 | 0 | 0 | 21 | Polygon
Critical Infrastructure | Stormwater Treatment Facilities and Pump Stations | Stormwater Ponds - NHD |  | STFPS_PG_16208 |  | Not Affected | Not Affected | Not Affected | Not Affected | Not Affected | Not Affected | Not Affected | Not Affected | Not Affected | Not Affected | Not Affected | Not Affected | Not Affected | Not Affected | Not Affected | Not Affected | Not Affected | Not Affected | Not Affected | Not Affected | Not Affected | 0 | 0 | 0 | 0 | 21 | Polygon
Critical Infrastructure | Stormwater Treatment Facilities and Pump Stations | Stormwater Ponds - NHD |  | STFPS_PG_16209 |  | Not Affected | Not Affected | Not Affected | Not Affected | Not Affected | Not Affected | Not Affected | Not Affected | Not Affected | Not Affected | Not Affected | Not Affected | Not Affected | Not Affected | Not Affected | Not Affected | Not Affected | Not Affected | Not Affected | Not Affected | Not Affected | 0 | 0 | 0 | 0 | 21 | Polygon
Critical Infrastructure | Stormwater Treatment Facilities and Pump Stations | Stormwater Ponds - NHD |  | STFPS_PG_16210 |  | Not Affected | Not Affected | Not Affected | Not Affected | Not Affected | Not Affected | Not Affected | Not Affected | Not Affected | Not Affected | Not Affected | Not Affected | Not Affected | Not Affected | Not Affected | Not Affected | Not Affected | Not Affected | Not Affected | Not Affected | Not Affected | 0 | 0 | 0 | 0 | 21 | Polygon
Critical Infrastructure | Stormwater Treatment Facilities and Pump Stations | Stormwater Ponds - NHD |  | STFPS_PG_16211 |  | Not Affected | Not Affected | Not Affected | Not Affected | Not Affected | Not Affected | Not Affected | Not Affected | Not Affected | Not Affected | Not Affected | Not Affected | Not Affected | Not Affected | Not Affected | Not Affected | Not Affected | Not Affected | Not Affected | Not Affected | Not Affected | 0 | 0 | 0 | 0 | 21 | Polygon
Critical Infrastructure | Stormwater Treatment Facilities and Pump Stations | Stormwater Ponds - NHD |  | STFPS_PG_16214 |  | Not Affected | Not Affected | Not Affected | Not Affected | Not Affected | Not Affected | Not Affected | Not Affected | Not Affected | Not Affected | Not Affected | Not Affected | Not Affected | Not Affected | Not Affected | Not Affected | Not Affected | Not Affected | Not Affected | Not Affected | Not Affected | 0 | 0 | 0 | 0 | 21 | Polygon
Critical Infrastructure | Stormwater Treatment Facilities and Pump Stations | Stormwater Ponds - NHD |  | STFPS_PG_16219 |  | Not Affected | Not Affected | Not Affected | Not Affected | Not Affected | Not Affected | Not Affected | Not Affected | Not Affected | Not Affected | Not Affected | Not Affected | Not Affected | Not Affected | Not Affected | Not Affected | Not Affected | Not Affected | Not Affected | Not Affected | Not Affected | 0 | 0 | 0 | 0 | 21 | Polygon
Critical Infrastructure | Stormwater Treatment Facilities and Pump Stations | Stormwater Ponds - NHD |  | STFPS_PG_16227 |  | Not Affected | Not Affected | Not Affected | Not Affected | Not Affected | Not Affected | Not Affected | Not Affected | Not Affected | Not Affected | Not Affected | Not Affected | Not Affected | Not Affected | Not Affected | Not Affected | Not Affected | Not Affected | Not Affected | Not Affected | Not Affected | 0 | 0 | 0 | 0 | 21 | Polygon
Critical Infrastructure | Stormwater Treatment Facilities and Pump Stations | Stormwater Ponds - NHD |  | STFPS_PG_16283 |  | Not Affected | Not Affected | Not Affected | Not Affected | Not Affected | Not Affected | Not Affected | Not Affected | Not Affected | Not Affected | Not Affected | Not Affected | Not Affected | Not Affected | Not Affected | Not Affected | Not Affected | Not Affected | Not Affected | Not Affected | Not Affected | 0 | 0 | 0 | 0 | 21 | Polygon
Critical Infrastructure | Stormwater Treatment Facilities and Pump Stations | Stormwater Ponds - NHD |  | STFPS_PG_16286 |  | Not Affected | Not Affected | Not Affected | Not Affected | Not Affected | Not Affected | Not Affected | Not Affected | Not Affected | Not Affected | Not Affected | Not Affected | Not Affected | Not Affected | Not Affected | Not Affected | Not Affected | Not Affected | Not Affected | Not Affected | Not Affected | 0 | 0 | 0 | 0 | 21 | Polygon
Critical Infrastructure | Stormwater Treatment Facilities and Pump Stations | Stormwater Ponds - NHD |  | STFPS_PG_16309 |  | Not Affected | Not Affected | Not Affected | Not Affected | Not Affected | Not Affected | Not Affected | Not Affected | Not Affected | Not Affected | Not Affected | Not Affected | Not Affected | Not Affected | Not Affected | Not Affected | Not Affected | Not Affected | Not Affected | Not Affected | Not Affected | 0 | 0 | 0 | 0 | 21 | Polygon
Critical Infrastructure | Stormwater Treatment Facilities and Pump Stations | Stormwater Ponds - NHD |  | STFPS_PG_16316 |  | Not Affected | Not Affected | Not Affected | Not Affected | Not Affected | Not Affected | Not Affected | Not Affected | Not Affected | Not Affected | Not Affected | Not Affected | Not Affected | Not Affected | Not Affected | Not Affected | Not Affected | Not Affected | Not Affected | Not Affected | Not Affected | 0 | 0 | 0 | 0 | 21 | Polygon
Critical Infrastructure | Stormwater Treatment Facilities and Pump Stations | Stormwater Ponds - NHD |  | STFPS_PG_16319 |  | Not Affected | Not Affected | Not Affected | Not Affected | Not Affected | Not Affected | Not Affected | Not Affected | Not Affected | Not Affected | Not Affected | Not Affected | Not Affected | Not Affected | Not Affected | Not Affected | Not Affected | Not Affected | Not Affected | Not Affected | Not Affected | 0 | 0 | 0 | 0 | 21 | Polygon
Critical Infrastructure | Stormwater Treatment Facilities and Pump Stations | Stormwater Ponds - NHD |  | STFPS_PG_16328 |  | Not Affected | Not Affected | Not Affected | Not Affected | Not Affected | Not Affected | Not Affected | Not Affected | Not Affected | Not Affected | Not Affected | Not Affected | Not Affected | Not Affected | Not Affected | Not Affected | Not Affected | Not Affected | Not Affected | Not Affected | Not Affected | 0 | 0 | 0 | 0 | 21 | Polygon
Critical Infrastructure | Stormwater Treatment Facilities and Pump Stations | Stormwater Ponds - NHD |  | STFPS_PG_16399 |  | Not Affected | Not Affected | Not Affected | Not Affected | Not Affected | Not Affected | Not Affected | Not Affected | Not Affected | Not Affected | Not Affected | Not Affected | Not Affected | Not Affected | Not Affected | Not Affected | Not Affected | Not Affected | Not Affected | Not Affected | Not Affected | 0 | 0 | 0 | 0 | 21 | Polygon
Critical Infrastructure | Stormwater Treatment Facilities and Pump Stations | Stormwater Ponds - NHD |  | STFPS_PG_16400 |  | Not Affected | Not Affected | Not Affected | Not Affected | Not Affected | Not Affected | Not Affected | Not Affected | Not Affected | Not Affected | Not Affected | Not Affected | Not Affected | Not Affected | Not Affected | Not Affected | Not Affected | Not Affected | Not Affected | Not Affected | Not Affected | 0 | 0 | 0 | 0 | 21 | Polygon
Critical Infrastructure | Stormwater Treatment Facilities and Pump Stations | Stormwater Ponds - NHD |  | STFPS_PG_16437 |  | Not Affected | Not Affected | Not Affected | Not Affected | Not Affected | Not Affected | Not Affected | Not Affected | Not Affected | Not Affected | Not Affected | Not Affected | Not Affected | Not Affected | Not Affected | Not Affected | Not Affected | Not Affected | Not Affected | Not Affected | Not Affected | 0 | 0 | 0 | 0 | 21 | Polygon
Critical Infrastructure | Stormwater Treatment Facilities and Pump Stations | Stormwater Ponds - NHD |  | STFPS_PG_16439 |  | Not Affected | Not Affected | Not Affected | Not Affected | Not Affected | Not Affected | Not Affected | Not Affected | Not Affected | Not Affected | Not Affected | Not Affected | Not Affected | Not Affected | Not Affected | Not Affected | Not Affected | Not Affected | Not Affected | Not Affected | Not Affected | 0 | 0 | 0 | 0 | 21 | Polygon
Critical Infrastructure | Stormwater Treatment Facilities and Pump Stations | Stormwater Ponds - NHD |  | STFPS_PG_16441 |  | Not Affected | Not Affected | Not Affected | Not Affected | Not Affected | Not Affected | Not Affected | Not Affected | Not Affected | Not Affected | Not Affected | Not Affected | Not Affected | Not Affected | Not Affected | Not Affected | Not Affected | Not Affected | Not Affected | Not Affected | Not Affected | 0 | 0 | 0 | 0 | 21 | Polygon
Critical Infrastructure | Stormwater Treatment Facilities and Pump Stations | Stormwater Ponds - NHD |  | STFPS_PG_16450 |  | Not Affected | Not Affected | Not Affected | Not Affected | Not Affected | Not Affected | Not Affected | Not Affected | Not Affected | Not Affected | Not Affected | Not Affected | Not Affected | Not Affected | Not Affected | Not Affected | Not Affected | Not Affected | Not Affected | Not Affected | Not Affected | 0 | 0 | 0 | 0 | 21 | Polygon
Critical Infrastructure | Stormwater Treatment Facilities and Pump Stations | Stormwater Ponds - NHD |  | STFPS_PG_16452 |  | Not Affected | Not Affected | Not Affected | Not Affected | Not Affected | Not Affected | Not Affected | Not Affected | Not Affected | Not Affected | Not Affected | Not Affected | Not Affected | Not Affected | Not Affected | Not Affected | Not Affected | Not Affected | Not Affected | Not Affected | Not Affected | 0 | 0 | 0 | 0 | 21 | Polygon
Critical Infrastructure | Stormwater Treatment Facilities and Pump Stations | Stormwater Ponds - NHD |  | STFPS_PG_16456 |  | Not Affected | Not Affected | Not Affected | Not Affected | Not Affected | Not Affected | Not Affected | Not Affected | Not Affected | Not Affected | Not Affected | Not Affected | Not Affected | Not Affected | Not Affected | Not Affected | Not Affected | Not Affected | Not Affected | Not Affected | Not Affected | 0 | 0 | 0 | 0 | 21 | Polygon
Critical Infrastructure | Stormwater Treatment Facilities and Pump Stations | Stormwater Ponds - NHD |  | STFPS_PG_16457 |  | Not Affected | Not Affected | Not Affected | Not Affected | Not Affected | Not Affected | Not Affected | Not Affected | Not Affected | Not Affected | Not Affected | Not Affected | Not Affected | Not Affected | Not Affected | Not Affected | Not Affected | Not Affected | Not Affected | Not Affected | Not Affected | 0 | 0 | 0 | 0 | 21 | Polygon
Critical Infrastructure | Stormwater Treatment Facilities and Pump Stations | Stormwater Ponds - NHD |  | STFPS_PG_16458 |  | Not Affected | Not Affected | Not Affected | Not Affected | Not Affected | Not Affected | Not Affected | Not Affected | Not Affected | Not Affected | Not Affected | Not Affected | Not Affected | Not Affected | Not Affected | Not Affected | Not Affected | Not Affected | Not Affected | Not Affected | Not Affected | 0 | 0 | 0 | 0 | 21 | Polygon
Critical Infrastructure | Stormwater Treatment Facilities and Pump Stations | Stormwater Ponds - NHD |  | STFPS_PG_16463 |  | Not Affected | Not Affected | Not Affected | Not Affected | Not Affected | Not Affected | Not Affected | Not Affected | Not Affected | Not Affected | Not Affected | Not Affected | Not Affected | Not Affected | Not Affected | Not Affected | Not Affected | Not Affected | Not Affected | Not Affected | Not Affected | 0 | 0 | 0 | 0 | 21 | Polygon
Critical Infrastructure | Stormwater Treatment Facilities and Pump Stations | Stormwater Ponds - NHD |  | STFPS_PG_16477 |  | Not Affected | Not Affected | Not Affected | Not Affected | Not Affected | Not Affected | Not Affected | Not Affected | Not Affected | Not Affected | Not Affected | Not Affected | Not Affected | Not Affected | Not Affected | Not Affected | Not Affected | Not Affected | Not Affected | Not Affected | Not Affected | 0 | 0 | 0 | 0 | 21 | Polygon
Critical Infrastructure | Stormwater Treatment Facilities and Pump Stations | Stormwater Ponds - NHD |  | STFPS_PG_16483 |  | Not Affected | Not Affected | Not Affected | Not Affected | Not Affected | Not Affected | Not Affected | Not Affected | Not Affected | Not Affected | Not Affected | Not Affected | Not Affected | Not Affected | Not Affected | Not Affected | Not Affected | Not Affected | Not Affected | Not Affected | Not Affected | 0 | 0 | 0 | 0 | 21 | Polygon
Critical Infrastructure | Stormwater Treatment Facilities and Pump Stations | Stormwater Ponds - NHD |  | STFPS_PG_16497 |  | Not Affected | Not Affected | Not Affected | Not Affected | Not Affected | Not Affected | Not Affected | Not Affected | Not Affected | Not Affected | Not Affected | Not Affected | Not Affected | Not Affected | Not Affected | Not Affected | Not Affected | Not Affected | Not Affected | Not Affected | Not Affected | 0 | 0 | 0 | 0 | 21 | Polygon
Critical Infrastructure | Stormwater Treatment Facilities and Pump Stations | Stormwater Ponds - NHD |  | STFPS_PG_16540 |  | Not Affected | Not Affected | Not Affected | Not Affected | Not Affected | Not Affected | Not Affected | Not Affected | Not Affected | Not Affected | Not Affected | Not Affected | Not Affected | Not Affected | Not Affected | Not Affected | Not Affected | Not Affected | Not Affected | Not Affected | Not Affected | 0 | 0 | 0 | 0 | 21 | Polygon
Critical Infrastructure | Stormwater Treatment Facilities and Pump Stations | Stormwater Ponds - NHD |  | STFPS_PG_16552 |  | Not Affected | Not Affected | Not Affected | Not Affected | Not Affected | Not Affected | Not Affected | Not Affected | Not Affected | Not Affected | Not Affected | Not Affected | Not Affected | Not Affected | Not Affected | Not Affected | Not Affected | Not Affected | Not Affected | Not Affected | Not Affected | 0 | 0 | 0 | 0 | 21 | Polygon
Critical Infrastructure | Stormwater Treatment Facilities and Pump Stations | Stormwater Ponds - NHD |  | STFPS_PG_16568 |  | Not Affected | Not Affected | Not Affected | Not Affected | Not Affected | Not Affected | Not Affected | Not Affected | Not Affected | Not Affected | Not Affected | Not Affected | Not Affected | Not Affected | Not Affected | Not Affected | Not Affected | Not Affected | Not Affected | Not Affected | Not Affected | 0 | 0 | 0 | 0 | 21 | Polygon
Critical Infrastructure | Stormwater Treatment Facilities and Pump Stations | Stormwater Ponds - NHD |  | STFPS_PG_16569 |  | Not Affected | Not Affected | Not Affected | Not Affected | Not Affected | Not Affected | Not Affected | Not Affected | Not Affected | Not Affected | Not Affected | Not Affected | Not Affected | Not Affected | Not Affected | Not Affected | Not Affected | Not Affected | Not Affected | Not Affected | Not Affected | 0 | 0 | 0 | 0 | 21 | Polygon
Critical Infrastructure | Stormwater Treatment Facilities and Pump Stations | Stormwater Ponds - NHD |  | STFPS_PG_16718 |  | Not Affected | Not Affected | Not Affected | Not Affected | Not Affected | Not Affected | Not Affected | Not Affected | Not Affected | Not Affected | Not Affected | Not Affected | Not Affected | Not Affected | Not Affected | Not Affected | Not Affected | Not Affected | Not Affected | Not Affected | Not Affected | 0 | 0 | 0 | 0 | 21 | Polygon
Critical Infrastructure | Stormwater Treatment Facilities and Pump Stations | Stormwater Ponds - NHD |  | STFPS_PG_16724 |  | Not Affected | Not Affected | Not Affected | Not Affected | Not Affected | Not Affected | Not Affected | Not Affected | Not Affected | Not Affected | Not Affected | Not Affected | Not Affected | Not Affected | Not Affected | Not Affected | Not Affected | Not Affected | Not Affected | Not Affected | Not Affected | 0 | 0 | 0 | 0 | 21 | Polygon
Critical Infrastructure | Stormwater Treatment Facilities and Pump Stations | Stormwater Ponds - NHD |  | STFPS_PG_16730 |  | Not Affected | Not Affected | Not Affected | Not Affected | Not Affected | Not Affected | Not Affected | Not Affected | Not Affected | Not Affected | Not Affected | Not Affected | Not Affected | Not Affected | Not Affected | Not Affected | Not Affected | Not Affected | Not Affected | Not Affected | Not Affected | 0 | 0 | 0 | 0 | 21 | Polygon
Critical Infrastructure | Stormwater Treatment Facilities and Pump Stations | Stormwater Ponds - NHD |  | STFPS_PG_16739 |  | Not Affected | Not Affected | Not Affected | Not Affected | Not Affected | Not Affected | Not Affected | Not Affected | Not Affected | Not Affected | Not Affected | Not Affected | Not Affected | Not Affected | Not Affected | Not Affected | Not Affected | Not Affected | Not Affected | Not Affected | Not Affected | 0 | 0 | 0 | 0 | 21 | Polygon
Critical Infrastructure | Stormwater Treatment Facilities and Pump Stations | Stormwater Ponds - NHD |  | STFPS_PG_16747 |  | Not Affected | Not Affected | Not Affected | Not Affected | Not Affected | Not Affected | Not Affected | Not Affected | Not Affected | Not Affected | Not Affected | Not Affected | Not Affected | Not Affected | Not Affected | Not Affected | Not Affected | Not Affected | Not Affected | Not Affected | Not Affected | 0 | 0 | 0 | 0 | 21 | Polygon
Critical Infrastructure | Stormwater Treatment Facilities and Pump Stations | Stormwater Ponds - NHD |  | STFPS_PG_16758 |  | Not Affected | Not Affected | Not Affected | Not Affected | Not Affected | Not Affected | Not Affected | Not Affected | Not Affected | Not Affected | Not Affected | Not Affected | Not Affected | Not Affected | Not Affected | Not Affected | Not Affected | Not Affected | Not Affected | Not Affected | Not Affected | 0 | 0 | 0 | 0 | 21 | Polygon
Critical Infrastructure | Stormwater Treatment Facilities and Pump Stations | Stormwater Ponds - NHD |  | STFPS_PG_16763 |  | Not Affected | Not Affected | Not Affected | Not Affected | Not Affected | Not Affected | Not Affected | Not Affected | Not Affected | Not Affected | Not Affected | Not Affected | Not Affected | Not Affected | Not Affected | Not Affected | Not Affected | Not Affected | Not Affected | Not Affected | Not Affected | 0 | 0 | 0 | 0 | 21 | Polygon
Critical Infrastructure | Stormwater Treatment Facilities and Pump Stations | Stormwater Ponds - NHD |  | STFPS_PG_16766 |  | Not Affected | Not Affected | Not Affected | Not Affected | Not Affected | Not Affected | Not Affected | Not Affected | Not Affected | Not Affected | Not Affected | Not Affected | Not Affected | Not Affected | Not Affected | Not Affected | Not Affected | Not Affected | Not Affected | Not Affected | Not Affected | 0 | 0 | 0 | 0 | 21 | Polygon
Critical Infrastructure | Stormwater Treatment Facilities and Pump Stations | Stormwater Ponds - NHD |  | STFPS_PG_16767 |  | Not Affected | Not Affected | Not Affected | Not Affected | Not Affected | Not Affected | Not Affected | Not Affected | Not Affected | Not Affected | Not Affected | Not Affected | Not Affected | Not Affected | Not Affected | Not Affected | Not Affected | Not Affected | Not Affected | Not Affected | Not Affected | 0 | 0 | 0 | 0 | 21 | Polygon
Critical Infrastructure | Stormwater Treatment Facilities and Pump Stations | Stormwater Ponds - NHD |  | STFPS_PG_16785 |  | Not Affected | Not Affected | Not Affected | Not Affected | Not Affected | Not Affected | Not Affected | Not Affected | Not Affected | Not Affected | Not Affected | Not Affected | Not Affected | Not Affected | Not Affected | Not Affected | Not Affected | Not Affected | Not Affected | Not Affected | Not Affected | 0 | 0 | 0 | 0 | 21 | Polygon
Critical Infrastructure | Stormwater Treatment Facilities and Pump Stations | Stormwater Ponds - NHD |  | STFPS_PG_16794 |  | Not Affected | Not Affected | Not Affected | Not Affected | Not Affected | Not Affected | Not Affected | Not Affected | Not Affected | Not Affected | Not Affected | Not Affected | Not Affected | Not Affected | Not Affected | Not Affected | Not Affected | Not Affected | Not Affected | Not Affected | Not Affected | 0 | 0 | 0 | 0 | 21 | Polygon
Critical Infrastructure | Stormwater Treatment Facilities and Pump Stations | Stormwater Ponds - NHD |  | STFPS_PG_16807 |  | Not Affected | Not Affected | Not Affected | Not Affected | Not Affected | Not Affected | Not Affected | Not Affected | Not Affected | Not Affected | Not Affected | Not Affected | Not Affected | Not Affected | Not Affected | Not Affected | Not Affected | Not Affected | Not Affected | Not Affected | Not Affected | 0 | 0 | 0 | 0 | 21 | Polygon
Critical Infrastructure | Stormwater Treatment Facilities and Pump Stations | Stormwater Ponds - NHD |  | STFPS_PG_16819 |  | Not Affected | Not Affected | Not Affected | Not Affected | Not Affected | Not Affected | Not Affected | Not Affected | Not Affected | Not Affected | Not Affected | Not Affected | Not Affected | Not Affected | Not Affected | Not Affected | Not Affected | Not Affected | Not Affected | Not Affected | Not Affected | 0 | 0 | 0 | 0 | 21 | Polygon
Critical Infrastructure | Stormwater Treatment Facilities and Pump Stations | Stormwater Ponds - NHD |  | STFPS_PG_16839 |  | Not Affected | Not Affected | Not Affected | Not Affected | Not Affected | Not Affected | Not Affected | Not Affected | Not Affected | Not Affected | Not Affected | Not Affected | Not Affected | Not Affected | Not Affected | Not Affected | Not Affected | Not Affected | Not Affected | Not Affected | Not Affected | 0 | 0 | 0 | 0 | 21 | Polygon
Critical Infrastructure | Stormwater Treatment Facilities and Pump Stations | Stormwater Ponds - NHD |  | STFPS_PG_16853 |  | Not Affected | Not Affected | Not Affected | Not Affected | Not Affected | Not Affected | Not Affected | Not Affected | Not Affected | Not Affected | Not Affected | Not Affected | Not Affected | Not Affected | Not Affected | Not Affected | Not Affected | Not Affected | Not Affected | Not Affected | Not Affected | 0 | 0 | 0 | 0 | 21 | Polygon
Critical Infrastructure | Stormwater Treatment Facilities and Pump Stations | Stormwater Ponds - NHD |  | STFPS_PG_16855 |  | Not Affected | Not Affected | Not Affected | Not Affected | Not Affected | Not Affected | Not Affected | Not Affected | Not Affected | Not Affected | Not Affected | Not Affected | Not Affected | Not Affected | Not Affected | Not Affected | Not Affected | Not Affected | Not Affected | Not Affected | Not Affected | 0 | 0 | 0 | 0 | 21 | Polygon
Critical Infrastructure | Stormwater Treatment Facilities and Pump Stations | Stormwater Ponds - NHD |  | STFPS_PG_16861 |  | Not Affected | Not Affected | Not Affected | Not Affected | Not Affected | Not Affected | Not Affected | Not Affected | Not Affected | Not Affected | Not Affected | Not Affected | Not Affected | Not Affected | Not Affected | Not Affected | Not Affected | Not Affected | Not Affected | Not Affected | Not Affected | 0 | 0 | 0 | 0 | 21 | Polygon
Critical Infrastructure | Stormwater Treatment Facilities and Pump Stations | Stormwater Ponds - NHD |  | STFPS_PG_16876 |  | Not Affected | Not Affected | Not Affected | Not Affected | Not Affected | Not Affected | Not Affected | Not Affected | Not Affected | Not Affected | Not Affected | Not Affected | Not Affected | Not Affected | Not Affected | Not Affected | Not Affected | Not Affected | Not Affected | Not Affected | Not Affected | 0 | 0 | 0 | 0 | 21 | Polygon
Critical Infrastructure | Stormwater Treatment Facilities and Pump Stations | Stormwater Ponds - NHD |  | STFPS_PG_16881 |  | Not Affected | Not Affected | Not Affected | Not Affected | Not Affected | Not Affected | Not Affected | Not Affected | Not Affected | Not Affected | Not Affected | Not Affected | Not Affected | Not Affected | Not Affected | Not Affected | Not Affected | Not Affected | Not Affected | Not Affected | Not Affected | 0 | 0 | 0 | 0 | 21 | Polygon
Critical Infrastructure | Stormwater Treatment Facilities and Pump Stations | Stormwater Ponds - NHD |  | STFPS_PG_16884 |  | Not Affected | Not Affected | Not Affected | Not Affected | Not Affected | Not Affected | Not Affected | Not Affected | Not Affected | Not Affected | Not Affected | Not Affected | Not Affected | Not Affected | Not Affected | Not Affected | Not Affected | Not Affected | Not Affected | Not Affected | Not Affected | 0 | 0 | 0 | 0 | 21 | Polygon
Critical Infrastructure | Stormwater Treatment Facilities and Pump Stations | Stormwater Ponds - NHD |  | STFPS_PG_16900 |  | Not Affected | Not Affected | Not Affected | Not Affected | Not Affected | Not Affected | Not Affected | Not Affected | Not Affected | Not Affected | Not Affected | Not Affected | Not Affected | Not Affected | Not Affected | Not Affected | Not Affected | Not Affected | Not Affected | Not Affected | Not Affected | 0 | 0 | 0 | 0 | 21 | Polygon
Critical Infrastructure | Stormwater Treatment Facilities and Pump Stations | Stormwater Ponds - NHD |  | STFPS_PG_16902 |  | Not Affected | Not Affected | Not Affected | Not Affected | Not Affected | Not Affected | Not Affected | Not Affected | Not Affected | Not Affected | Not Affected | Not Affected | Not Affected | Not Affected | Not Affected | Not Affected | Not Affected | Not Affected | Not Affected | Not Affected | Not Affected | 0 | 0 | 0 | 0 | 21 | Polygon
Critical Infrastructure | Stormwater Treatment Facilities and Pump Stations | Stormwater Ponds - NHD |  | STFPS_PG_16905 |  | Not Affected | Not Affected | Not Affected | Not Affected | Not Affected | Not Affected | Not Affected | Not Affected | Not Affected | Not Affected | Not Affected | Not Affected | Not Affected | Not Affected | Not Affected | Not Affected | Not Affected | Not Affected | Not Affected | Not Affected | Not Affected | 0 | 0 | 0 | 0 | 21 | Polygon
Critical Infrastructure | Stormwater Treatment Facilities and Pump Stations | Stormwater Ponds - NHD |  | STFPS_PG_16927 |  | Not Affected | Not Affected | Not Affected | Not Affected | Not Affected | Not Affected | Not Affected | Not Affected | Not Affected | Not Affected | Not Affected | Not Affected | Not Affected | Not Affected | Not Affected | Not Affected | Not Affected | Not Affected | Not Affected | Not Affected | Not Affected | 0 | 0 | 0 | 0 | 21 | Polygon
Critical Infrastructure | Stormwater Treatment Facilities and Pump Stations | Stormwater Ponds - NHD |  | STFPS_PG_16928 |  | Not Affected | Not Affected | Not Affected | Not Affected | Not Affected | Not Affected | Not Affected | Not Affected | Not Affected | Not Affected | Not Affected | Not Affected | Not Affected | Not Affected | Not Affected | Not Affected | Not Affected | Not Affected | Not Affected | Not Affected | Not Affected | 0 | 0 | 0 | 0 | 21 | Polygon
Critical Infrastructure | Stormwater Treatment Facilities and Pump Stations | Stormwater Ponds - NHD |  | STFPS_PG_16929 |  | Not Affected | Not Affected | Not Affected | Not Affected | Not Affected | Not Affected | Not Affected | Not Affected | Not Affected | Not Affected | Not Affected | Not Affected | Not Affected | Not Affected | Not Affected | Not Affected | Not Affected | Not Affected | Not Affected | Not Affected | Not Affected | 0 | 0 | 0 | 0 | 21 | Polygon
Critical Infrastructure | Stormwater Treatment Facilities and Pump Stations | Stormwater Ponds - NHD |  | STFPS_PG_16930 |  | Not Affected | Not Affected | Not Affected | Not Affected | Not Affected | Not Affected | Not Affected | Not Affected | Not Affected | Not Affected | Not Affected | Not Affected | Not Affected | Not Affected | Not Affected | Not Affected | Not Affected | Not Affected | Not Affected | Not Affected | Not Affected | 0 | 0 | 0 | 0 | 21 | Polygon
Critical Infrastructure | Stormwater Treatment Facilities and Pump Stations | Stormwater Ponds - NHD |  | STFPS_PG_16932 |  | Not Affected | Not Affected | Not Affected | Not Affected | Not Affected | Not Affected | Not Affected | Not Affected | Not Affected | Not Affected | Not Affected | Not Affected | Not Affected | Not Affected | Not Affected | Not Affected | Not Affected | Not Affected | Not Affected | Not Affected | Not Affected | 0 | 0 | 0 | 0 | 21 | Polygon
Critical Infrastructure | Stormwater Treatment Facilities and Pump Stations | Stormwater Ponds - NHD |  | STFPS_PG_16993 |  | Not Affected | Not Affected | Not Affected | Not Affected | Not Affected | Not Affected | Not Affected | Not Affected | Not Affected | Not Affected | Not Affected | Not Affected | Not Affected | Not Affected | Not Affected | Not Affected | Not Affected | Not Affected | Not Affected | Not Affected | Not Affected | 0 | 0 | 0 | 0 | 21 | Polygon
Critical Infrastructure | Stormwater Treatment Facilities and Pump Stations | Stormwater Ponds - NHD |  | STFPS_PG_17053 |  | Not Affected | Not Affected | Not Affected | Not Affected | Not Affected | Not Affected | Not Affected | Not Affected | Not Affected | Not Affected | Not Affected | Not Affected | Not Affected | Not Affected | Not Affected | Not Affected | Not Affected | Not Affected | Not Affected | Not Affected | Not Affected | 0 | 0 | 0 | 0 | 21 | Polygon
Critical Infrastructure | Stormwater Treatment Facilities and Pump Stations | Stormwater Ponds - NHD |  | STFPS_PG_17123 |  | Not Affected | Not Affected | Not Affected | Not Affected | Not Affected | Not Affected | Not Affected | Not Affected | Not Affected | Not Affected | Not Affected | Not Affected | Not Affected | Not Affected | Not Affected | Not Affected | Not Affected | Not Affected | Not Affected | Not Affected | Not Affected | 0 | 0 | 0 | 0 | 21 | Polygon
Critical Infrastructure | Stormwater Treatment Facilities and Pump Stations | Stormwater Ponds - NHD |  | STFPS_PG_17141 |  | Not Affected | Not Affected | Not Affected | Not Affected | Not Affected | Not Affected | Not Affected | Not Affected | Not Affected | Not Affected | Not Affected | Not Affected | Not Affected | Not Affected | Not Affected | Not Affected | Not Affected | Not Affected | Not Affected | Not Affected | Not Affected | 0 | 0 | 0 | 0 | 21 | Polygon
Critical Infrastructure | Stormwater Treatment Facilities and Pump Stations | Stormwater Ponds - NHD |  | STFPS_PG_17147 |  | Not Affected | Not Affected | Not Affected | Not Affected | Not Affected | Not Affected | Not Affected | Not Affected | Not Affected | Not Affected | Not Affected | Not Affected | Not Affected | Not Affected | Not Affected | Not Affected | Not Affected | Not Affected | Not Affected | Not Affected | Not Affected | 0 | 0 | 0 | 0 | 21 | Polygon
Critical Infrastructure | Stormwater Treatment Facilities and Pump Stations | Stormwater Ponds - NHD |  | STFPS_PG_17153 |  | Not Affected | Not Affected | Not Affected | Not Affected | Not Affected | Not Affected | Not Affected | Not Affected | Not Affected | Not Affected | Not Affected | Not Affected | Not Affected | Not Affected | Not Affected | Not Affected | Not Affected | Not Affected | Not Affected | Not Affected | Not Affected | 0 | 0 | 0 | 0 | 21 | Polygon
Critical Infrastructure | Stormwater Treatment Facilities and Pump Stations | Stormwater Ponds - NHD |  | STFPS_PG_17170 |  | Not Affected | Not Affected | Not Affected | Not Affected | Not Affected | Not Affected | Not Affected | Not Affected | Not Affected | Not Affected | Not Affected | Not Affected | Not Affected | Not Affected | Not Affected | Not Affected | Not Affected | Not Affected | Not Affected | Not Affected | Not Affected | 0 | 0 | 0 | 0 | 21 | Polygon
Critical Infrastructure | Stormwater Treatment Facilities and Pump Stations | Stormwater Ponds - NHD |  | STFPS_PG_17176 |  | Not Affected | Not Affected | Not Affected | Not Affected | Not Affected | Not Affected | Not Affected | Not Affected | Not Affected | Not Affected | Not Affected | Not Affected | Not Affected | Not Affected | Not Affected | Not Affected | Not Affected | Not Affected | Not Affected | Not Affected | Not Affected | 0 | 0 | 0 | 0 | 21 | Polygon
Critical Infrastructure | Stormwater Treatment Facilities and Pump Stations | Stormwater Ponds - NHD |  | STFPS_PG_17356 |  | Not Affected | Not Affected | Not Affected | Not Affected | Not Affected | Not Affected | Not Affected | Not Affected | Not Affected | Not Affected | Not Affected | Not Affected | Not Affected | Not Affected | Not Affected | Not Affected | Not Affected | Not Affected | Not Affected | Not Affected | Not Affected | 0 | 0 | 0 | 0 | 21 | Polygon
Critical Infrastructure | Stormwater Treatment Facilities and Pump Stations | Stormwater Ponds - NHD |  | STFPS_PG_17367 |  | Not Affected | Not Affected | Not Affected | Not Affected | Not Affected | Not Affected | Not Affected | Not Affected | Not Affected | Not Affected | Not Affected | Not Affected | Not Affected | Not Affected | Not Affected | Not Affected | Not Affected | Not Affected | Not Affected | Not Affected | Not Affected | 0 | 0 | 0 | 0 | 21 | Polygon
Critical Infrastructure | Stormwater Treatment Facilities and Pump Stations | Stormwater Ponds - NHD |  | STFPS_PG_17369 |  | Not Affected | Not Affected | Not Affected | Not Affected | Not Affected | Not Affected | Not Affected | Not Affected | Not Affected | Not Affected | Not Affected | Not Affected | Not Affected | Not Affected | Not Affected | Not Affected | Not Affected | Not Affected | Not Affected | Not Affected | Not Affected | 0 | 0 | 0 | 0 | 21 | Polygon
Critical Infrastructure | Stormwater Treatment Facilities and Pump Stations | Stormwater Ponds - NHD |  | STFPS_PG_17370 |  | Not Affected | Not Affected | Not Affected | Not Affected | Not Affected | Not Affected | Not Affected | Not Affected | Not Affected | Not Affected | Not Affected | Not Affected | Not Affected | Not Affected | Not Affected | Not Affected | Not Affected | Not Affected | Not Affected | Not Affected | Not Affected | 0 | 0 | 0 | 0 | 21 | Polygon
Critical Infrastructure | Stormwater Treatment Facilities and Pump Stations | Stormwater Ponds - NHD |  | STFPS_PG_17374 |  | Not Affected | Not Affected | Not Affected | Not Affected | Not Affected | Not Affected | Not Affected | Not Affected | Not Affected | Not Affected | Not Affected | Not Affected | Not Affected | Not Affected | Not Affected | Not Affected | Not Affected | Not Affected | Not Affected | Not Affected | Not Affected | 0 | 0 | 0 | 0 | 21 | Polygon
Critical Infrastructure | Stormwater Treatment Facilities and Pump Stations | Stormwater Ponds - NHD |  | STFPS_PG_17376 |  | Not Affected | Not Affected | Not Affected | Not Affected | Not Affected | Not Affected | Not Affected | Not Affected | Not Affected | Not Affected | Not Affected | Not Affected | Not Affected | Not Affected | Not Affected | Not Affected | Not Affected | Not Affected | Not Affected | Not Affected | Not Affected | 0 | 0 | 0 | 0 | 21 | Polygon
Critical Infrastructure | Stormwater Treatment Facilities and Pump Stations | Stormwater Ponds - NHD |  | STFPS_PG_17381 |  | Not Affected | Not Affected | Not Affected | Not Affected | Not Affected | Not Affected | Not Affected | Not Affected | Not Affected | Not Affected | Not Affected | Not Affected | Not Affected | Not Affected | Not Affected | Not Affected | Not Affected | Not Affected | Not Affected | Not Affected | Not Affected | 0 | 0 | 0 | 0 | 21 | Polygon
Critical Infrastructure | Stormwater Treatment Facilities and Pump Stations | Stormwater Ponds - NHD |  | STFPS_PG_17382 |  | Not Affected | Not Affected | Not Affected | Not Affected | Not Affected | Not Affected | Not Affected | Not Affected | Not Affected | Not Affected | Not Affected | Not Affected | Not Affected | Not Affected | Not Affected | Not Affected | Not Affected | Not Affected | Not Affected | Not Affected | Not Affected | 0 | 0 | 0 | 0 | 21 | Polygon
Critical Infrastructure | Stormwater Treatment Facilities and Pump Stations | Stormwater Ponds - NHD |  | STFPS_PG_17385 |  | Not Affected | Not Affected | Not Affected | Not Affected | Not Affected | Not Affected | Not Affected | Not Affected | Not Affected | Not Affected | Not Affected | Not Affected | Not Affected | Not Affected | Not Affected | Not Affected | Not Affected | Not Affected | Not Affected | Not Affected | Not Affected | 0 | 0 | 0 | 0 | 21 | Polygon
Critical Infrastructure | Stormwater Treatment Facilities and Pump Stations | Stormwater Ponds - NHD |  | STFPS_PG_17386 |  | Not Affected | Not Affected | Not Affected | Not Affected | Not Affected | Not Affected | Not Affected | Not Affected | Not Affected | Not Affected | Not Affected | Not Affected | Not Affected | Not Affected | Not Affected | Not Affected | Not Affected | Not Affected | Not Affected | Not Affected | Not Affected | 0 | 0 | 0 | 0 | 21 | Polygon
Critical Infrastructure | Stormwater Treatment Facilities and Pump Stations | Stormwater Ponds - NHD |  | STFPS_PG_17394 |  | Not Affected | Not Affected | Not Affected | Not Affected | Not Affected | Not Affected | Not Affected | Not Affected | Not Affected | Not Affected | Not Affected | Not Affected | Not Affected | Not Affected | Not Affected | Not Affected | Not Affected | Not Affected | Not Affected | Not Affected | Not Affected | 0 | 0 | 0 | 0 | 21 | Polygon
Critical Infrastructure | Stormwater Treatment Facilities and Pump Stations | Stormwater Ponds - NHD |  | STFPS_PG_17395 |  | Not Affected | Not Affected | Not Affected | Not Affected | Not Affected | Not Affected | Not Affected | Not Affected | Not Affected | Not Affected | Not Affected | Not Affected | Not Affected | Not Affected | Not Affected | Not Affected | Not Affected | Not Affected | Not Affected | Not Affected | Not Affected | 0 | 0 | 0 | 0 | 21 | Polygon
Critical Infrastructure | Stormwater Treatment Facilities and Pump Stations | Stormwater Ponds - NHD |  | STFPS_PG_17399 |  | Not Affected | Not Affected | Not Affected | Not Affected | Not Affected | Not Affected | Not Affected | Not Affected | Not Affected | Not Affected | Not Affected | Not Affected | Not Affected | Not Affected | Not Affected | Not Affected | Not Affected | Not Affected | Not Affected | Not Affected | Not Affected | 0 | 0 | 0 | 0 | 21 | Polygon
Critical Infrastructure | Stormwater Treatment Facilities and Pump Stations | Stormwater Ponds - NHD |  | STFPS_PG_17400 |  | Not Affected | Not Affected | Not Affected | Not Affected | Not Affected | Not Affected | Not Affected | Not Affected | Not Affected | Not Affected | Not Affected | Not Affected | Not Affected | Not Affected | Not Affected | Not Affected | Not Affected | Not Affected | Not Affected | Not Affected | Not Affected | 0 | 0 | 0 | 0 | 21 | Polygon
Critical Infrastructure | Stormwater Treatment Facilities and Pump Stations | Stormwater Ponds - NHD |  | STFPS_PG_17402 |  | Not Affected | Not Affected | Not Affected | Not Affected | Not Affected | Not Affected | Not Affected | Not Affected | Not Affected | Not Affected | Not Affected | Not Affected | Not Affected | Not Affected | Not Affected | Not Affected | Not Affected | Not Affected | Not Affected | Not Affected | Not Affected | 0 | 0 | 0 | 0 | 21 | Polygon
Critical Infrastructure | Stormwater Treatment Facilities and Pump Stations | Stormwater Ponds - NHD |  | STFPS_PG_17405 |  | Not Affected | Not Affected | Not Affected | Not Affected | Not Affected | Not Affected | Not Affected | Not Affected | Not Affected | Not Affected | Not Affected | Not Affected | Not Affected | Not Affected | Not Affected | Not Affected | Not Affected | Not Affected | Not Affected | Not Affected | Not Affected | 0 | 0 | 0 | 0 | 21 | Polygon
Critical Infrastructure | Stormwater Treatment Facilities and Pump Stations | Stormwater Ponds - NHD |  | STFPS_PG_17406 |  | Not Affected | Not Affected | Not Affected | Not Affected | Not Affected | Not Affected | Not Affected | Not Affected | Not Affected | Not Affected | Not Affected | Not Affected | Not Affected | Not Affected | Not Affected | Not Affected | Not Affected | Not Affected | Not Affected | Not Affected | Not Affected | 0 | 0 | 0 | 0 | 21 | Polygon
Critical Infrastructure | Stormwater Treatment Facilities and Pump Stations | Stormwater Ponds - NHD |  | STFPS_PG_17407 |  | Not Affected | Not Affected | Not Affected | Not Affected | Not Affected | Not Affected | Not Affected | Not Affected | Not Affected | Not Affected | Not Affected | Not Affected | Not Affected | Not Affected | Not Affected | Not Affected | Not Affected | Not Affected | Not Affected | Not Affected | Not Affected | 0 | 0 | 0 | 0 | 21 | Polygon
Critical Infrastructure | Stormwater Treatment Facilities and Pump Stations | Stormwater Ponds - NHD |  | STFPS_PG_17408 |  | Not Affected | Not Affected | Not Affected | Not Affected | Not Affected | Not Affected | Not Affected | Not Affected | Not Affected | Not Affected | Not Affected | Not Affected | Not Affected | Not Affected | Not Affected | Not Affected | Not Affected | Not Affected | Not Affected | Not Affected | Not Affected | 0 | 0 | 0 | 0 | 21 | Polygon
Critical Infrastructure | Stormwater Treatment Facilities and Pump Stations | Stormwater Ponds - NHD |  | STFPS_PG_17409 |  | Not Affected | Not Affected | Not Affected | Not Affected | Not Affected | Not Affected | Not Affected | Not Affected | Not Affected | Not Affected | Not Affected | Not Affected | Not Affected | Not Affected | Not Affected | Not Affected | Not Affected | Not Affected | Not Affected | Not Affected | Not Affected | 0 | 0 | 0 | 0 | 21 | Polygon
Critical Infrastructure | Stormwater Treatment Facilities and Pump Stations | Stormwater Ponds - NHD |  | STFPS_PG_17411 |  | Not Affected | Not Affected | Not Affected | Not Affected | Not Affected | Not Affected | Not Affected | Not Affected | Not Affected | Not Affected | Not Affected | Not Affected | Not Affected | Not Affected | Not Affected | Not Affected | Not Affected | Not Affected | Not Affected | Not Affected | Not Affected | 0 | 0 | 0 | 0 | 21 | Polygon
Critical Infrastructure | Stormwater Treatment Facilities and Pump Stations | Stormwater Ponds - NHD |  | STFPS_PG_17412 |  | Not Affected | Not Affected | Not Affected | Not Affected | Not Affected | Not Affected | Not Affected | Not Affected | Not Affected | Not Affected | Not Affected | Not Affected | Not Affected | Not Affected | Not Affected | Not Affected | Not Affected | Not Affected | Not Affected | Not Affected | Not Affected | 0 | 0 | 0 | 0 | 21 | Polygon
Critical Infrastructure | Stormwater Treatment Facilities and Pump Stations | Stormwater Ponds - NHD |  | STFPS_PG_17415 |  | Not Affected | Not Affected | Not Affected | Not Affected | Not Affected | Not Affected | Not Affected | Not Affected | Not Affected | Not Affected | Not Affected | Not Affected | Not Affected | Not Affected | Not Affected | Not Affected | Not Affected | Not Affected | Not Affected | Not Affected | Not Affected | 0 | 0 | 0 | 0 | 21 | Polygon
Critical Infrastructure | Stormwater Treatment Facilities and Pump Stations | Stormwater Ponds - NHD |  | STFPS_PG_17419 |  | Not Affected | Not Affected | Not Affected | Not Affected | Not Affected | Not Affected | Not Affected | Not Affected | Not Affected | Not Affected | Not Affected | Not Affected | Not Affected | Not Affected | Not Affected | Not Affected | Not Affected | Not Affected | Not Affected | Not Affected | Not Affected | 0 | 0 | 0 | 0 | 21 | Polygon
Critical Infrastructure | Stormwater Treatment Facilities and Pump Stations | Stormwater Ponds - NHD |  | STFPS_PG_17429 |  | Not Affected | Not Affected | Not Affected | Not Affected | Not Affected | Not Affected | Not Affected | Not Affected | Not Affected | Not Affected | Not Affected | Not Affected | Not Affected | Not Affected | Not Affected | Not Affected | Not Affected | Not Affected | Not Affected | Not Affected | Not Affected | 0 | 0 | 0 | 0 | 21 | Polygon
Critical Infrastructure | Stormwater Treatment Facilities and Pump Stations | Stormwater Ponds - NHD |  | STFPS_PG_17430 |  | Not Affected | Not Affected | Not Affected | Not Affected | Not Affected | Not Affected | Not Affected | Not Affected | Not Affected | Not Affected | Not Affected | Not Affected | Not Affected | Not Affected | Not Affected | Not Affected | Not Affected | Not Affected | Not Affected | Not Affected | Not Affected | 0 | 0 | 0 | 0 | 21 | Polygon
Critical Infrastructure | Stormwater Treatment Facilities and Pump Stations | Stormwater Ponds - NHD |  | STFPS_PG_17438 |  | Not Affected | Not Affected | Not Affected | Not Affected | Not Affected | Not Affected | Not Affected | Not Affected | Not Affected | Not Affected | Not Affected | Not Affected | Not Affected | Not Affected | Not Affected | Not Affected | Not Affected | Not Affected | Not Affected | Not Affected | Not Affected | 0 | 0 | 0 | 0 | 21 | Polygon
Critical Infrastructure | Stormwater Treatment Facilities and Pump Stations | Stormwater Ponds - NHD |  | STFPS_PG_17439 |  | Not Affected | Not Affected | Not Affected | Not Affected | Not Affected | Not Affected | Not Affected | Not Affected | Not Affected | Not Affected | Not Affected | Not Affected | Not Affected | Not Affected | Not Affected | Not Affected | Not Affected | Not Affected | Not Affected | Not Affected | Not Affected | 0 | 0 | 0 | 0 | 21 | Polygon
Critical Infrastructure | Stormwater Treatment Facilities and Pump Stations | Stormwater Ponds - NHD |  | STFPS_PG_17440 |  | Not Affected | Not Affected | Not Affected | Not Affected | Not Affected | Not Affected | Not Affected | Not Affected | Not Affected | Not Affected | Not Affected | Not Affected | Not Affected | Not Affected | Not Affected | Not Affected | Not Affected | Not Affected | Not Affected | Not Affected | Not Affected | 0 | 0 | 0 | 0 | 21 | Polygon
Critical Infrastructure | Stormwater Treatment Facilities and Pump Stations | Stormwater Ponds - NHD |  | STFPS_PG_17456 |  | Not Affected | Not Affected | Not Affected | Not Affected | Not Affected | Not Affected | Not Affected | Not Affected | Not Affected | Not Affected | Not Affected | Not Affected | Not Affected | Not Affected | Not Affected | Not Affected | Not Affected | Not Affected | Not Affected | Not Affected | Not Affected | 0 | 0 | 0 | 0 | 21 | Polygon
Critical Infrastructure | Stormwater Treatment Facilities and Pump Stations | Stormwater Ponds - NHD |  | STFPS_PG_17457 |  | Not Affected | Not Affected | Not Affected | Not Affected | Not Affected | Not Affected | Not Affected | Not Affected | Not Affected | Not Affected | Not Affected | Not Affected | Not Affected | Not Affected | Not Affected | Not Affected | Not Affected | Not Affected | Not Affected | Not Affected | Not Affected | 0 | 0 | 0 | 0 | 21 | Polygon
Critical Infrastructure | Stormwater Treatment Facilities and Pump Stations | Stormwater Ponds - NHD |  | STFPS_PG_17459 |  | Not Affected | Not Affected | Not Affected | Not Affected | Not Affected | Not Affected | Not Affected | Not Affected | Not Affected | Not Affected | Not Affected | Not Affected | Not Affected | Not Affected | Not Affected | Not Affected | Not Affected | Not Affected | Not Affected | Not Affected | Not Affected | 0 | 0 | 0 | 0 | 21 | Polygon
Critical Infrastructure | Stormwater Treatment Facilities and Pump Stations | Stormwater Ponds - NHD |  | STFPS_PG_17461 |  | Not Affected | Not Affected | Not Affected | Not Affected | Not Affected | Not Affected | Not Affected | Not Affected | Not Affected | Not Affected | Not Affected | Not Affected | Not Affected | Not Affected | Not Affected | Not Affected | Not Affected | Not Affected | Not Affected | Not Affected | Not Affected | 0 | 0 | 0 | 0 | 21 | Polygon
Critical Infrastructure | Stormwater Treatment Facilities and Pump Stations | Stormwater Ponds - NHD |  | STFPS_PG_17462 |  | Not Affected | Not Affected | Not Affected | Not Affected | Not Affected | Not Affected | Not Affected | Not Affected | Not Affected | Not Affected | Not Affected | Not Affected | Not Affected | Not Affected | Not Affected | Not Affected | Not Affected | Not Affected | Not Affected | Not Affected | Not Affected | 0 | 0 | 0 | 0 | 21 | Polygon
Critical Infrastructure | Stormwater Treatment Facilities and Pump Stations | Stormwater Ponds - NHD |  | STFPS_PG_17469 |  | Not Affected | Not Affected | Not Affected | Not Affected | Not Affected | Not Affected | Not Affected | Not Affected | Not Affected | Not Affected | Not Affected | Not Affected | Not Affected | Not Affected | Not Affected | Not Affected | Not Affected | Not Affected | Not Affected | Not Affected | Not Affected | 0 | 0 | 0 | 0 | 21 | Polygon
Critical Infrastructure | Stormwater Treatment Facilities and Pump Stations | Stormwater Ponds - NHD |  | STFPS_PG_17480 |  | Not Affected | Not Affected | Not Affected | Not Affected | Not Affected | Not Affected | Not Affected | Not Affected | Not Affected | Not Affected | Not Affected | Not Affected | Not Affected | Not Affected | Not Affected | Not Affected | Not Affected | Not Affected | Not Affected | Not Affected | Not Affected | 0 | 0 | 0 | 0 | 21 | Polygon
Critical Infrastructure | Stormwater Treatment Facilities and Pump Stations | Stormwater Ponds - NHD |  | STFPS_PG_17486 |  | Not Affected | Not Affected | Not Affected | Not Affected | Not Affected | Not Affected | Not Affected | Not Affected | Not Affected | Not Affected | Not Affected | Not Affected | Not Affected | Not Affected | Not Affected | Not Affected | Not Affected | Not Affected | Not Affected | Not Affected | Not Affected | 0 | 0 | 0 | 0 | 21 | Polygon
Critical Infrastructure | Stormwater Treatment Facilities and Pump Stations | Stormwater Ponds - NHD |  | STFPS_PG_17487 |  | Not Affected | Not Affected | Not Affected | Not Affected | Not Affected | Not Affected | Not Affected | Not Affected | Not Affected | Not Affected | Not Affected | Not Affected | Not Affected | Not Affected | Not Affected | Not Affected | Not Affected | Not Affected | Not Affected | Not Affected | Not Affected | 0 | 0 | 0 | 0 | 21 | Polygon
Critical Infrastructure | Stormwater Treatment Facilities and Pump Stations | Stormwater Ponds - NHD |  | STFPS_PG_17488 |  | Not Affected | Not Affected | Not Affected | Not Affected | Not Affected | Not Affected | Not Affected | Not Affected | Not Affected | Not Affected | Not Affected | Not Affected | Not Affected | Not Affected | Not Affected | Not Affected | Not Affected | Not Affected | Not Affected | Not Affected | Not Affected | 0 | 0 | 0 | 0 | 21 | Polygon
Critical Infrastructure | Stormwater Treatment Facilities and Pump Stations | Stormwater Ponds - NHD |  | STFPS_PG_17489 |  | Not Affected | Not Affected | Not Affected | Not Affected | Not Affected | Not Affected | Not Affected | Not Affected | Not Affected | Not Affected | Not Affected | Not Affected | Not Affected | Not Affected | Not Affected | Not Affected | Not Affected | Not Affected | Not Affected | Not Affected | Not Affected | 0 | 0 | 0 | 0 | 21 | Polygon
Critical Infrastructure | Stormwater Treatment Facilities and Pump Stations | Stormwater Ponds - NHD |  | STFPS_PG_17490 |  | Not Affected | Not Affected | Not Affected | Not Affected | Not Affected | Not Affected | Not Affected | Not Affected | Not Affected | Not Affected | Not Affected | Not Affected | Not Affected | Not Affected | Not Affected | Not Affected | Not Affected | Not Affected | Not Affected | Not Affected | Not Affected | 0 | 0 | 0 | 0 | 21 | Polygon
Critical Infrastructure | Stormwater Treatment Facilities and Pump Stations | Stormwater Ponds - NHD |  | STFPS_PG_17491 |  | Not Affected | Not Affected | Not Affected | Not Affected | Not Affected | Not Affected | Not Affected | Not Affected | Not Affected | Not Affected | Not Affected | Not Affected | Not Affected | Not Affected | Not Affected | Not Affected | Not Affected | Not Affected | Not Affected | Not Affected | Not Affected | 0 | 0 | 0 | 0 | 21 | Polygon
Critical Infrastructure | Stormwater Treatment Facilities and Pump Stations | Stormwater Ponds - NHD |  | STFPS_PG_17492 |  | Not Affected | Not Affected | Not Affected | Not Affected | Not Affected | Not Affected | Not Affected | Not Affected | Not Affected | Not Affected | Not Affected | Not Affected | Not Affected | Not Affected | Not Affected | Not Affected | Not Affected | Not Affected | Not Affected | Not Affected | Not Affected | 0 | 0 | 0 | 0 | 21 | Polygon
Critical Infrastructure | Stormwater Treatment Facilities and Pump Stations | Stormwater Ponds - NHD |  | STFPS_PG_17493 |  | Not Affected | Not Affected | Not Affected | Not Affected | Not Affected | Not Affected | Not Affected | Not Affected | Not Affected | Not Affected | Not Affected | Not Affected | Not Affected | Not Affected | Not Affected | Not Affected | Not Affected | Not Affected | Not Affected | Not Affected | Not Affected | 0 | 0 | 0 | 0 | 21 | Polygon
Critical Infrastructure | Stormwater Treatment Facilities and Pump Stations | Stormwater Ponds - NHD |  | STFPS_PG_17494 |  | Not Affected | Not Affected | Not Affected | Not Affected | Not Affected | Not Affected | Not Affected | Not Affected | Not Affected | Not Affected | Not Affected | Not Affected | Not Affected | Not Affected | Not Affected | Not Affected | Not Affected | Not Affected | Not Affected | Not Affected | Not Affected | 0 | 0 | 0 | 0 | 21 | Polygon
Critical Infrastructure | Stormwater Treatment Facilities and Pump Stations | Stormwater Ponds - NHD |  | STFPS_PG_17495 |  | Not Affected | Not Affected | Not Affected | Not Affected | Not Affected | Not Affected | Not Affected | Not Affected | Not Affected | Not Affected | Not Affected | Not Affected | Not Affected | Not Affected | Not Affected | Not Affected | Not Affected | Not Affected | Not Affected | Not Affected | Not Affected | 0 | 0 | 0 | 0 | 21 | Polygon
Critical Infrastructure | Stormwater Treatment Facilities and Pump Stations | Stormwater Ponds - NHD |  | STFPS_PG_17496 |  | Not Affected | Not Affected | Not Affected | Not Affected | Not Affected | Not Affected | Not Affected | Not Affected | Not Affected | Not Affected | Not Affected | Not Affected | Not Affected | Not Affected | Not Affected | Not Affected | Not Affected | Not Affected | Not Affected | Not Affected | Not Affected | 0 | 0 | 0 | 0 | 21 | Polygon
Critical Infrastructure | Stormwater Treatment Facilities and Pump Stations | Stormwater Ponds - NHD |  | STFPS_PG_17497 |  | Not Affected | Not Affected | Not Affected | Not Affected | Not Affected | Not Affected | Not Affected | Not Affected | Not Affected | Not Affected | Not Affected | Not Affected | Not Affected | Not Affected | Not Affected | Not Affected | Not Affected | Not Affected | Not Affected | Not Affected | Not Affected | 0 | 0 | 0 | 0 | 21 | Polygon
Critical Infrastructure | Stormwater Treatment Facilities and Pump Stations | Stormwater Ponds - NHD |  | STFPS_PG_17498 |  | Not Affected | Not Affected | Not Affected | Not Affected | Not Affected | Not Affected | Not Affected | Not Affected | Not Affected | Not Affected | Not Affected | Not Affected | Not Affected | Not Affected | Not Affected | Not Affected | Not Affected | Not Affected | Not Affected | Not Affected | Not Affected | 0 | 0 | 0 | 0 | 21 | Polygon
Critical Infrastructure | Stormwater Treatment Facilities and Pump Stations | Stormwater Ponds - NHD |  | STFPS_PG_17499 |  | Not Affected | Not Affected | Not Affected | Not Affected | Not Affected | Not Affected | Not Affected | Not Affected | Not Affected | Not Affected | Not Affected | Not Affected | Not Affected | Not Affected | Not Affected | Not Affected | Not Affected | Not Affected | Not Affected | Not Affected | Not Affected | 0 | 0 | 0 | 0 | 21 | Polygon
Critical Infrastructure | Stormwater Treatment Facilities and Pump Stations | Stormwater Ponds - NHD |  | STFPS_PG_17500 |  | Not Affected | Not Affected | Not Affected | Not Affected | Not Affected | Not Affected | Not Affected | Not Affected | Not Affected | Not Affected | Not Affected | Not Affected | Not Affected | Not Affected | Not Affected | Not Affected | Not Affected | Not Affected | Not Affected | Not Affected | Not Affected | 0 | 0 | 0 | 0 | 21 | Polygon
Critical Infrastructure | Stormwater Treatment Facilities and Pump Stations | Stormwater Ponds - NHD |  | STFPS_PG_17501 |  | Not Affected | Not Affected | Not Affected | Not Affected | Not Affected | Not Affected | Not Affected | Not Affected | Not Affected | Not Affected | Not Affected | Not Affected | Not Affected | Not Affected | Not Affected | Not Affected | Not Affected | Not Affected | Not Affected | Not Affected | Not Affected | 0 | 0 | 0 | 0 | 21 | Polygon
Critical Infrastructure | Stormwater Treatment Facilities and Pump Stations | Stormwater Ponds - NHD |  | STFPS_PG_17502 |  | Not Affected | Not Affected | Not Affected | Not Affected | Not Affected | Not Affected | Not Affected | Not Affected | Not Affected | Not Affected | Not Affected | Not Affected | Not Affected | Not Affected | Not Affected | Not Affected | Not Affected | Not Affected | Not Affected | Not Affected | Not Affected | 0 | 0 | 0 | 0 | 21 | Polygon
Critical Infrastructure | Stormwater Treatment Facilities and Pump Stations | Stormwater Ponds - NHD |  | STFPS_PG_17503 |  | Not Affected | Not Affected | Not Affected | Not Affected | Not Affected | Not Affected | Not Affected | Not Affected | Not Affected | Not Affected | Not Affected | Not Affected | Not Affected | Not Affected | Not Affected | Not Affected | Not Affected | Not Affected | Not Affected | Not Affected | Not Affected | 0 | 0 | 0 | 0 | 21 | Polygon
Critical Infrastructure | Stormwater Treatment Facilities and Pump Stations | Stormwater Ponds - NHD |  | STFPS_PG_17504 |  | Not Affected | Not Affected | Not Affected | Not Affected | Not Affected | Not Affected | Not Affected | Not Affected | Not Affected | Not Affected | Not Affected | Not Affected | Not Affected | Not Affected | Not Affected | Not Affected | Not Affected | Not Affected | Not Affected | Not Affected | Not Affected | 0 | 0 | 0 | 0 | 21 | Polygon
Critical Infrastructure | Stormwater Treatment Facilities and Pump Stations | Stormwater Ponds - NHD |  | STFPS_PG_17506 |  | Not Affected | Not Affected | Not Affected | Not Affected | Not Affected | Not Affected | Not Affected | Not Affected | Not Affected | Not Affected | Not Affected | Not Affected | Not Affected | Not Affected | Not Affected | Not Affected | Not Affected | Not Affected | Not Affected | Not Affected | Not Affected | 0 | 0 | 0 | 0 | 21 | Polygon
Critical Infrastructure | Stormwater Treatment Facilities and Pump Stations | Stormwater Ponds - NHD |  | STFPS_PG_17507 |  | Not Affected | Not Affected | Not Affected | Not Affected | Not Affected | Not Affected | Not Affected | Not Affected | Not Affected | Not Affected | Not Affected | Not Affected | Not Affected | Not Affected | Not Affected | Not Affected | Not Affected | Not Affected | Not Affected | Not Affected | Not Affected | 0 | 0 | 0 | 0 | 21 | Polygon
Critical Infrastructure | Stormwater Treatment Facilities and Pump Stations | Stormwater Ponds - NHD |  | STFPS_PG_17508 |  | Not Affected | Not Affected | Not Affected | Not Affected | Not Affected | Not Affected | Not Affected | Not Affected | Not Affected | Not Affected | Not Affected | Not Affected | Not Affected | Not Affected | Not Affected | Not Affected | Not Affected | Not Affected | Not Affected | Not Affected | Not Affected | 0 | 0 | 0 | 0 | 21 | Polygon
Critical Infrastructure | Stormwater Treatment Facilities and Pump Stations | Stormwater Ponds - NHD |  | STFPS_PG_17509 |  | Not Affected | Not Affected | Not Affected | Not Affected | Not Affected | Not Affected | Not Affected | Not Affected | Not Affected | Not Affected | Not Affected | Not Affected | Not Affected | Not Affected | Not Affected | Not Affected | Not Affected | Not Affected | Not Affected | Not Affected | Not Affected | 0 | 0 | 0 | 0 | 21 | Polygon
Critical Infrastructure | Stormwater Treatment Facilities and Pump Stations | Stormwater Ponds - NHD |  | STFPS_PG_17510 |  | Not Affected | Not Affected | Not Affected | Not Affected | Not Affected | Not Affected | Not Affected | Not Affected | Not Affected | Not Affected | Not Affected | Not Affected | Not Affected | Not Affected | Not Affected | Not Affected | Not Affected | Not Affected | Not Affected | Not Affected | Not Affected | 0 | 0 | 0 | 0 | 21 | Polygon
Critical Infrastructure | Stormwater Treatment Facilities and Pump Stations | Stormwater Ponds - NHD |  | STFPS_PG_17512 |  | Not Affected | Not Affected | Not Affected | Not Affected | Not Affected | Not Affected | Not Affected | Not Affected | Not Affected | Not Affected | Not Affected | Not Affected | Not Affected | Not Affected | Not Affected | Not Affected | Not Affected | Not Affected | Not Affected | Not Affected | Not Affected | 0 | 0 | 0 | 0 | 21 | Polygon
Critical Infrastructure | Stormwater Treatment Facilities and Pump Stations | Stormwater Ponds - NHD |  | STFPS_PG_17514 |  | Not Affected | Not Affected | Not Affected | Not Affected | Not Affected | Not Affected | Not Affected | Not Affected | Not Affected | Not Affected | Not Affected | Not Affected | Not Affected | Not Affected | Not Affected | Not Affected | Not Affected | Not Affected | Not Affected | Not Affected | Not Affected | 0 | 0 | 0 | 0 | 21 | Polygon
Critical Infrastructure | Stormwater Treatment Facilities and Pump Stations | Stormwater Ponds - NHD |  | STFPS_PG_17515 |  | Not Affected | Not Affected | Not Affected | Not Affected | Not Affected | Not Affected | Not Affected | Not Affected | Not Affected | Not Affected | Not Affected | Not Affected | Not Affected | Not Affected | Not Affected | Not Affected | Not Affected | Not Affected | Not Affected | Not Affected | Not Affected | 0 | 0 | 0 | 0 | 21 | Polygon
Critical Infrastructure | Stormwater Treatment Facilities and Pump Stations | Stormwater Ponds - NHD |  | STFPS_PG_17516 |  | Not Affected | Not Affected | Not Affected | Not Affected | Not Affected | Not Affected | Not Affected | Not Affected | Not Affected | Not Affected | Not Affected | Not Affected | Not Affected | Not Affected | Not Affected | Not Affected | Not Affected | Not Affected | Not Affected | Not Affected | Not Affected | 0 | 0 | 0 | 0 | 21 | Polygon
Critical Infrastructure | Stormwater Treatment Facilities and Pump Stations | Stormwater Ponds - NHD |  | STFPS_PG_17517 |  | Not Affected | Not Affected | Not Affected | Not Affected | Not Affected | Not Affected | Not Affected | Not Affected | Not Affected | Not Affected | Not Affected | Not Affected | Not Affected | Not Affected | Not Affected | Not Affected | Not Affected | Not Affected | Not Affected | Not Affected | Not Affected | 0 | 0 | 0 | 0 | 21 | Polygon
Critical Infrastructure | Stormwater Treatment Facilities and Pump Stations | Stormwater Ponds - NHD |  | STFPS_PG_17518 |  | Not Affected | Not Affected | Not Affected | Not Affected | Not Affected | Not Affected | Not Affected | Not Affected | Not Affected | Not Affected | Not Affected | Not Affected | Not Affected | Not Affected | Not Affected | Not Affected | Not Affected | Not Affected | Not Affected | Not Affected | Not Affected | 0 | 0 | 0 | 0 | 21 | Polygon
Critical Infrastructure | Stormwater Treatment Facilities and Pump Stations | Stormwater Ponds - NHD |  | STFPS_PG_17519 |  | Not Affected | Not Affected | Not Affected | Not Affected | Not Affected | Not Affected | Not Affected | Not Affected | Not Affected | Not Affected | Not Affected | Not Affected | Not Affected | Not Affected | Not Affected | Not Affected | Not Affected | Not Affected | Not Affected | Not Affected | Not Affected | 0 | 0 | 0 | 0 | 21 | Polygon
Critical Infrastructure | Stormwater Treatment Facilities and Pump Stations | Stormwater Ponds - NHD |  | STFPS_PG_17520 |  | Not Affected | Not Affected | Not Affected | Not Affected | Not Affected | Not Affected | Not Affected | Not Affected | Not Affected | Not Affected | Not Affected | Not Affected | Not Affected | Not Affected | Not Affected | Not Affected | Not Affected | Not Affected | Not Affected | Not Affected | Not Affected | 0 | 0 | 0 | 0 | 21 | Polygon
Critical Infrastructure | Stormwater Treatment Facilities and Pump Stations | Stormwater Ponds - NHD |  | STFPS_PG_17521 |  | Not Affected | Not Affected | Not Affected | Not Affected | Not Affected | Not Affected | Not Affected | Not Affected | Not Affected | Not Affected | Not Affected | Not Affected | Not Affected | Not Affected | Not Affected | Not Affected | Not Affected | Not Affected | Not Affected | Not Affected | Not Affected | 0 | 0 | 0 | 0 | 21 | Polygon
Critical Infrastructure | Stormwater Treatment Facilities and Pump Stations | Stormwater Ponds - NHD |  | STFPS_PG_17522 |  | Not Affected | Not Affected | Not Affected | Not Affected | Not Affected | Not Affected | Not Affected | Not Affected | Not Affected | Not Affected | Not Affected | Not Affected | Not Affected | Not Affected | Not Affected | Not Affected | Not Affected | Not Affected | Not Affected | Not Affected | Not Affected | 0 | 0 | 0 | 0 | 21 | Polygon
Critical Infrastructure | Stormwater Treatment Facilities and Pump Stations | Stormwater Ponds - NHD |  | STFPS_PG_17523 |  | Not Affected | Not Affected | Not Affected | Not Affected | Not Affected | Not Affected | Not Affected | Not Affected | Not Affected | Not Affected | Not Affected | Not Affected | Not Affected | Not Affected | Not Affected | Not Affected | Not Affected | Not Affected | Not Affected | Not Affected | Not Affected | 0 | 0 | 0 | 0 | 21 | Polygon
Critical Infrastructure | Stormwater Treatment Facilities and Pump Stations | Stormwater Ponds - NHD |  | STFPS_PG_17525 |  | Not Affected | Not Affected | Not Affected | Not Affected | Not Affected | Not Affected | Not Affected | Not Affected | Not Affected | Not Affected | Not Affected | Not Affected | Not Affected | Not Affected | Not Affected | Not Affected | Not Affected | Not Affected | Not Affected | Not Affected | Not Affected | 0 | 0 | 0 | 0 | 21 | Polygon
Critical Infrastructure | Stormwater Treatment Facilities and Pump Stations | Stormwater Ponds - NHD |  | STFPS_PG_17526 |  | Not Affected | Not Affected | Not Affected | Not Affected | Not Affected | Not Affected | Not Affected | Not Affected | Not Affected | Not Affected | Not Affected | Not Affected | Not Affected | Not Affected | Not Affected | Not Affected | Not Affected | Not Affected | Not Affected | Not Affected | Not Affected | 0 | 0 | 0 | 0 | 21 | Polygon
Critical Infrastructure | Stormwater Treatment Facilities and Pump Stations | Stormwater Ponds - NHD |  | STFPS_PG_17527 |  | Not Affected | Not Affected | Not Affected | Not Affected | Not Affected | Not Affected | Not Affected | Not Affected | Not Affected | Not Affected | Not Affected | Not Affected | Not Affected | Not Affected | Not Affected | Not Affected | Not Affected | Not Affected | Not Affected | Not Affected | Not Affected | 0 | 0 | 0 | 0 | 21 | Polygon
Critical Infrastructure | Stormwater Treatment Facilities and Pump Stations | Stormwater Ponds - NHD |  | STFPS_PG_17528 |  | Not Affected | Not Affected | Not Affected | Not Affected | Not Affected | Not Affected | Not Affected | Not Affected | Not Affected | Not Affected | Not Affected | Not Affected | Not Affected | Not Affected | Not Affected | Not Affected | Not Affected | Not Affected | Not Affected | Not Affected | Not Affected | 0 | 0 | 0 | 0 | 21 | Polygon
Critical Infrastructure | Stormwater Treatment Facilities and Pump Stations | Stormwater Ponds - NHD |  | STFPS_PG_17529 |  | Not Affected | Not Affected | Not Affected | Not Affected | Not Affected | Not Affected | Not Affected | Not Affected | Not Affected | Not Affected | Not Affected | Not Affected | Not Affected | Not Affected | Not Affected | Not Affected | Not Affected | Not Affected | Not Affected | Not Affected | Not Affected | 0 | 0 | 0 | 0 | 21 | Polygon
Critical Infrastructure | Stormwater Treatment Facilities and Pump Stations | Stormwater Ponds - NHD |  | STFPS_PG_17530 |  | Not Affected | Not Affected | Not Affected | Not Affected | Not Affected | Not Affected | Not Affected | Not Affected | Not Affected | Not Affected | Not Affected | Not Affected | Not Affected | Not Affected | Not Affected | Not Affected | Not Affected | Not Affected | Not Affected | Not Affected | Not Affected | 0 | 0 | 0 | 0 | 21 | Polygon
Critical Infrastructure | Stormwater Treatment Facilities and Pump Stations | Stormwater Ponds - NHD |  | STFPS_PG_17531 |  | Not Affected | Not Affected | Not Affected | Not Affected | Not Affected | Not Affected | Not Affected | Not Affected | Not Affected | Not Affected | Not Affected | Not Affected | Not Affected | Not Affected | Not Affected | Not Affected | Not Affected | Not Affected | Not Affected | Not Affected | Not Affected | 0 | 0 | 0 | 0 | 21 | Polygon
Critical Infrastructure | Stormwater Treatment Facilities and Pump Stations | Stormwater Ponds - NHD |  | STFPS_PG_17532 |  | Not Affected | Not Affected | Not Affected | Not Affected | Not Affected | Not Affected | Not Affected | Not Affected | Not Affected | Not Affected | Not Affected | Not Affected | Not Affected | Not Affected | Not Affected | Not Affected | Not Affected | Not Affected | Not Affected | Not Affected | Not Affected | 0 | 0 | 0 | 0 | 21 | Polygon
Critical Infrastructure | Stormwater Treatment Facilities and Pump Stations | Stormwater Ponds - NHD |  | STFPS_PG_17533 |  | Not Affected | Not Affected | Not Affected | Not Affected | Not Affected | Not Affected | Not Affected | Not Affected | Not Affected | Not Affected | Not Affected | Not Affected | Not Affected | Not Affected | Not Affected | Not Affected | Not Affected | Not Affected | Not Affected | Not Affected | Not Affected | 0 | 0 | 0 | 0 | 21 | Polygon
Critical Infrastructure | Stormwater Treatment Facilities and Pump Stations | Stormwater Ponds - NHD |  | STFPS_PG_17534 |  | Not Affected | Not Affected | Not Affected | Not Affected | Not Affected | Not Affected | Not Affected | Not Affected | Not Affected | Not Affected | Not Affected | Not Affected | Not Affected | Not Affected | Not Affected | Not Affected | Not Affected | Not Affected | Not Affected | Not Affected | Not Affected | 0 | 0 | 0 | 0 | 21 | Polygon
Critical Infrastructure | Stormwater Treatment Facilities and Pump Stations | Stormwater Ponds - NHD |  | STFPS_PG_17535 |  | Not Affected | Not Affected | Not Affected | Not Affected | Not Affected | Not Affected | Not Affected | Not Affected | Not Affected | Not Affected | Not Affected | Not Affected | Not Affected | Not Affected | Not Affected | Not Affected | Not Affected | Not Affected | Not Affected | Not Affected | Not Affected | 0 | 0 | 0 | 0 | 21 | Polygon