## Instructions-Tips and Tricks
SPI GUIDANCE DOCUMENT
This document is intended to provide guidance in preparing the SPI for various work scopes. The guidance documents have been set up to reflect the items that may be needed on an SPI for each scope of work, with comments on the cells to explain how to calculate the number of units required. The guidance only includes typical costs for work scopes, more extensive or complex work scopes may require additional pay items.
The Calculations Tab includes formulas to calculate mobilizations, per diem, and other
unit rate items.
Each tab shows the potential pay items that may be associated with the scope of work. Not every pay item will be needed for every scope of work.
Some quantities on the pay items have a general formula to estimate the number of items required. If the contractor comes up with a different number based on their own experience, you should use that number instead.
If contractor hours are required for items that do not have a unit rate cost, you can use Section 20/21 for hourly rates of various personnel, or item 2-4 if only oversight is required.

## Calculations
CALCULATIONS
Enter data in yellow cells only. These are general calculations. Adjustments can be made if site conditions are known to make work more difficult or cause delays.
Mobilizations
Drilling: - 1 light vehicle (SPI 3-1) - 1 drill rig and support vehicles (SPI 3-5) |  | Groundwater Sampling: - 1 light vehicle (SPI 3-1) |  |  | Remediation System Construction: - 1 light vehicle (SPI 3-1) - 1 heavy duty truck (SPI 3-2) - 1 work trailer (optional, SPI 3-3) | Mobes (each Vehicle) | Source Removal: - 1 light vehicle (SPI 3-1) - 1 heavy duty truck (SPI 3-2) - 1 work trailer (optional, SPI 3-3)
Total Drilling/Boring Footage |  | Total Number of Wells |  |  | Small System Trenching | 1 | Excavation (cubic yards)
Number of Days | 0 | Number of Days |  | 0 | Medium System Trenching | 2
Mobilizations (each vehicle) | 0 | Mobilizations |  | 0 | Large System Trenching | 3 |  | Days
[5 empty] | Extra Large System Trenching | 4 | Surface Removal
[5 empty] | System Delivery/Setup | 1 | Sheet Piling Installation
[5 empty] | Remediation System Startup | 1 | Dewatering System Installation
[7 empty] | Excavation | 0
[7 empty] | Backfill/Compaction | 0
[7 empty] | Equipment Breakdown | 0
Per Diem | [6 empty] | Resurfacing
Activity | # of People | # of Days | Totals |  |  |  | Total | 0
Drilling |  | 0 | 0 |  |  |  | Mobilizations (each vehicle) | 0
Groundwater Sampling |  | 0 | 0
Remediation System Trenching |  |  | 0
System Delivery/Setup |  |  | 0
Remediation System Startup |  |  | 0
Source Removal |  | 0 | 0
|  | TOTAL: | 0
NOTES:
The number of days can be determined from the Mobilizations tables above.
Per diem is only allowed if the site is greater than 50 miles from the contractor's office AND if they will be staying overnight. Prorated in 1/4 day increments.
Per diem is paid for contractors (oversight) and subcontractors (drillers, construction subs, etc).
Drilling rate is dependent on the work scoped and lithology (typically 140-190'/day).

## Site Assessment SPI
[8 empty] | 1 | 2 | 3 | 4 | 5 | 6 | 7 | 8 | 9 | 10
| Facility Name: |  | Reimbursable Pay Items require one quote if total costs are $2500 or less. | bar: 1 to 2
| 7-Digit Facility ID #: |  | Reimbursable Pay Items require three quotes if total costs are greater than $2500. | bar: 1 to 2
| County: |  | It the reimbursable pay item is spread over multiple tasks, the total cost of all tasks will | bar: 1 to 2
be used to determine if the cost is above or below $2500. | bar: 1 to 2
[8 empty] | TRUE | TRUE | TRUE | FALSE | FALSE | FALSE | FALSE | FALSE | FALSE | FALSE
spi code | PAY ITEM | DESCRIPTION |  | UNIT OF MEASURE | CONTRACTED ITEM PRICE | NEGOTIATED ITEM PRICE | TOTAL QUANTITIES | TASK 1 QUANT. | TASK 2 QUANT. | TASK 3 QUANT. | TASK 4 QUANT. | TASK 5 QUANT. | TASK 6 QUANT. | TASK 7 QUANT. | TASK 8 QUANT. | TASK 9 QUANT. | TASK 10 QUANT. | TRUE
1 | 1. | OFFICE ACTIVITIES | [15 empty] | FALSE |  | OFFICE ACTIVITIES
2 | 1-1. | File Review |  | Per Review | 0 | 0 | 0 | [10 empty] | FALSE | 1-1. | File Review | bar: 1
3 | 1-2. | Site Health & Safety Plan |  | Per Site | 0 | 0 | 0 | [10 empty] | FALSE | 1-2. | Site Health & Safety Plan | bar: 1
4 | 1-2.a. | Updated Site Health & Safety Plan for Continued Work (no cost to DEP) |  | Per Site | 0 | 0 | 0 | [10 empty] | FALSE | 1-2.a. | Updated Site Health & Safety Plan for Continued Work (no cost to DEP) | bar: 1
5 | 1-3. | Notice of Discovery of Contamination Package (initial or TPOC) |  | Per Package | 0 | 0 | 0 | [10 empty] | FALSE | 1-3. | Notice of Discovery of Contamination Package (initial or TPOC)
6 | 1-4. | Permit Fees (actual fee only, cost to obtain permit is included in applicable pay items) |  | Reimbursable* | 1 | 1 | 300 | 2: 300 | TRUE
7 | 1-5. | Obtaining Off-Site Property Access Agreement, ROW Access Agreement or Permit |  | Per Agreement | 0 | 0 | 0 | [10 empty] | FALSE | 1-5. | Obtaining Off-Site Property Access Agreement, ROW Access Agreement or Permit | bar: 1
8 | 1-6. | Project Specific Financial Guarantee Bond (if required by FDEP) |  | Reimbursable* | 1 | 1 | 0 | [10 empty] | FALSE
9 | 1-7. | 6% Handling Fee for Cost Reimbursable Items |  | % Surcharge | 0 | 0 | 0 | 0 | 0 | 0 | 0 | 0 | 0 | 0 | 0 | 0 | 0 | FALSE
10 | 1-8. | Map and Table Generation |  | Per Site | 0 | 0 | 0 | [10 empty] | FALSE | 1-8. | Map and Table Generation | bar: 1
11 | 2. | FIELD ACTIVITIES - GENERAL | [15 empty] | FALSE |  | FIELD ACTIVITIES - GENERAL
12 | 2-1. | Site Reconnaissance/Field Measurement Visit |  | Per Visit | 0 | 0 | 0 | [10 empty] | FALSE | 2-1. | Site Reconnaissance/Field Measurement Visit | bar: 2
13 | 2-2. | Receptor Survey and Exposure Pathway Identification |  | Per Survey | 0 | 0 | 0 | [10 empty] | FALSE | 2-2. | Receptor Survey and Exposure Pathway Identification | bar: 2
14 | 2-3. | Professional Land Survey subject to FDEP authorization to perform and the SPI displaying the cost not to exceed as supported by quote(s) prior to performance |  | Reimbursable* | 1 | 1 | 100 | 2: 100 | TRUE
15 | 2-4. | Contractor Oversight for Non-Price Schedule Activities |  | Per Day | 0 | 0 | 0 | [10 empty] | FALSE | 2-4. | Contractor Oversight for Non-Price Schedule Activities
16 | 2-5. | Maintenance of Traffic |  | Reimbursable* | 1 | 1 | 0 | [10 empty] | FALSE | bar: 1 to 10
17 | 3. | MOBILIZATION | [15 empty] | FALSE |  | MOBILIZATION
18 | 3-1. | Light Duty Vehicle (car or 1/2 ton truck) Mobilization |  | Per Round Trip | 0 | 0 | 0 | [10 empty] | FALSE | 3-1. | Light Duty Vehicle (car or 1/2 ton truck) Mobilization | bar: 1 to 2
19 | 3-2. | Heavy Duty/Stake Bed Truck (3/4 ton +) Mobilization |  | Per Round Trip | 0 | 0 | 0 | [10 empty] | FALSE | 3-2. | Heavy Duty/Stake Bed Truck (3/4 ton +) Mobilization
20 | 3-3. | Work Trailer Mobilization |  | Per Round Trip | 0 | 0 | 0 | [10 empty] | FALSE | 3-3. | Work Trailer Mobilization
21 | 3-4. | DPT Rig and Support Vehicles Mobilization |  | Per Round Trip | 0 | 0 | 0 | [10 empty] | FALSE | 3-4. | DPT Rig and Support Vehicles Mobilization | bar: 2
22 | 3-5. | Drill Rig and Support Vehicles Mobilization (hollow stem auger, mud rotary or sonic) |  | Per Round Trip | 0 | 0 | 0 | [10 empty] | FALSE | 3-5. | Drill Rig and Support Vehicles Mobilization (hollow stem auger, mud rotary or sonic) | bar: 2
24 | 3-6. | Excavator Mobilization |  | Per Round Trip | 0 | 0 | 0 | [10 empty] | FALSE | 3-6. | Excavator Mobilization
26 | 3-7. | LDA Rig and Support Vehicles Mobilization |  | Per Round Trip | 0 | 0 | 0 | [10 empty] | FALSE | 3-7. | LDA Rig and Support Vehicles Mobilization
28 | 3-8. | Loader/Backhoe Mobilization |  | Per Round Trip | 0 | 0 | 0 | [10 empty] | FALSE | 3-8. | Loader/Backhoe Mobilization
30 | 3-9. | Mini Excavator/Loader Mobilization |  | Per Round Trip | 0 | 0 | 0 | [10 empty] | FALSE | 3-9. | Mini Excavator/Loader Mobilization
31 | 3-10. | Drum Compactor Mobilization |  | Per Round Trip | 0 | 0 | 0 | [10 empty] | FALSE | 3-10. | Drum Compactor Mobilization
32 | 4. | DRILLING AND BORING | [15 empty] | FALSE |  | DRILLING AND BORING
34 | 4-1.a. | Split Spoon Sampling – 2 foot (during boring) < 50 feet |  | Per Spoon | 0 | 0 | 0 | [10 empty] | FALSE | 4-1.a. | Split Spoon Sampling – 2 foot (during boring) < 50 feet | bar: 2
36 | 4-1.b. | Split Spoon Sampling – 2 foot (during boring) 50 to 100 feet |  | Per Spoon | 0 | 0 | 0 | [10 empty] | FALSE | 4-1.b. | Split Spoon Sampling – 2 foot (during boring) 50 to 100 feet | bar: 2
37 | 4-1.c. | Split Spoon Sampling – 2 foot (during boring) > 100 feet |  | Per Spoon | 0 | 0 | 0 | [10 empty] | FALSE | 4-1.c. | Split Spoon Sampling – 2 foot (during boring) > 100 feet | bar: 2
38 | 4-1.d. | Sonic Core Sampling - 5 or 10 foot (during boring) |  | Per Core | 0 | 0 | 0 | [10 empty] | FALSE | 4-1.d. | Sonic Core Sampling - 5 or 10 foot (during boring) | bar: 2
39 | 4-2. | Hand Auger Boring ≤ 10 foot total depth |  | Per Boring | 0 | 0 | 0 | [10 empty] | FALSE | 4-2. | Hand Auger Boring ≤ 10 foot total depth | bar: 2
40 | 4-3. | Direct Push Technology (DPT) Rig and Equipment |  | Full Day | 0 | 0 | 0 | [10 empty] | FALSE | 4-3. | Direct Push Technology (DPT) Rig and Equipment | bar: 2
41 | 4-4. | DPT Membrane Interface Probe (MIP) Equipped with PID and ECD (add-on cost to DPT base rate) |  | Full Day | 0 | 0 | 0 | [10 empty] | FALSE | 4-4. | DPT Membrane Interface Probe (MIP) Equipped with PID and ECD (add-on cost to DPT base rate)
42 | 4-5. | HSA or MR Boring, ≤ 6 inch diameter, < 50 foot total depth |  | Per Foot | 0 | 0 | 0 | [10 empty] | FALSE | 4-5. | HSA or MR Boring, ≤ 6 inch diameter, < 50 foot total depth | bar: 2
43 | 4-6. | HSA or MR Boring, ≤ 6 inch diameter, 50 to 100 foot total depth |  | Per Foot | 0 | 0 | 0 | [10 empty] | FALSE | 4-6. | HSA or MR Boring, ≤ 6 inch diameter, 50 to 100 foot total depth | bar: 2
44 | 4-7. | HSA or MR Boring, ≤ 6 inch diameter, > 100 foot total depth |  | Per Foot | 0 | 0 | 0 | [10 empty] | FALSE | 4-7. | HSA or MR Boring, ≤ 6 inch diameter, > 100 foot total depth | bar: 2
45 | 4-8. | HSA or MR Boring, > 6 to 10 inch diameter, < 50 foot total depth |  | Per Foot | 0 | 0 | 0 | [10 empty] | FALSE | 4-8. | HSA or MR Boring, > 6 to 10 inch diameter, < 50 foot total depth | bar: 2
46 | 4-9. | HSA or MR Boring, > 6 to 10 inch diameter, 50 to 100 foot total depth |  | Per Foot | 0 | 0 | 0 | [10 empty] | FALSE | 4-9. | HSA or MR Boring, > 6 to 10 inch diameter, 50 to 100 foot total depth | bar: 2
48 | 4-10. | HSA or MR Boring, > 6 to 10 inch diameter, > 100 foot total depth |  | Per Foot | 0 | 0 | 0 | [10 empty] | FALSE | 4-10. | HSA or MR Boring, > 6 to 10 inch diameter, > 100 foot total depth | bar: 2
49 | 4-11. | HSA or MR Boring, > 10 to 14 inch diameter, < 50 foot total depth |  | Per Foot | 0 | 0 | 0 | [10 empty] | FALSE | 4-11. | HSA or MR Boring, > 10 to 14 inch diameter, < 50 foot total depth | bar: 2
50 | 4-12. | HSA or MR Boring, > 10 to 14 inch diameter, 50 to 100 foot total depth |  | Per Foot | 0 | 0 | 0 | [10 empty] | FALSE | 4-12. | HSA or MR Boring, > 10 to 14 inch diameter, 50 to 100 foot total depth | bar: 2
51 | 4-13. | HSA or MR Boring, > 10 to 14 inch diameter, > 100 foot total depth |  | Per Foot | 0 | 0 | 0 | [10 empty] | FALSE | 4-13. | HSA or MR Boring, > 10 to 14 inch diameter, > 100 foot total depth | bar: 2
53 | 4-14. | Sonic Boring, ≤ 6 inch diameter, < 50 foot total depth |  | Per Foot | 0 | 0 | 0 | [10 empty] | FALSE | 4-14. | Sonic Boring, ≤ 6 inch diameter, < 50 foot total depth | bar: 2
55 | 4-15. | Sonic Boring, ≤ 6 inch diameter, 50 to 100 foot total depth |  | Per Foot | 0 | 0 | 0 | [10 empty] | FALSE | 4-15. | Sonic Boring, ≤ 6 inch diameter, 50 to 100 foot total depth | bar: 2
58 | 4-16. | Sonic Boring, ≤ 6 inch diameter, > 100 foot total depth |  | Per Foot | 0 | 0 | 0 | [10 empty] | FALSE | 4-16. | Sonic Boring, ≤ 6 inch diameter, > 100 foot total depth | bar: 2
59 | 4-17. | Sonic Boring, > 6 to 10 inch diameter, < 50 foot total depth |  | Per Foot | 0 | 0 | 0 | [10 empty] | FALSE | 4-17. | Sonic Boring, > 6 to 10 inch diameter, < 50 foot total depth | bar: 2
60 | 4-18. | Sonic Boring, > 6 to 10 inch diameter, 50 to 100 foot total depth |  | Per Foot | 0 | 0 | 0 | [10 empty] | FALSE | 4-18. | Sonic Boring, > 6 to 10 inch diameter, 50 to 100 foot total depth | bar: 2
61 | 4-19. | Sonic Boring, > 6 to 10 inch diameter, > 100 foot total depth |  | Per Foot | 0 | 0 | 0 | [10 empty] | FALSE | 4-19. | Sonic Boring, > 6 to 10 inch diameter, > 100 foot total depth | bar: 2
62 | 4-20. | Sonic Boring, > 10 to 14 inch diameter, < 50 foot total depth |  | Per Foot | 0 | 0 | 0 | [10 empty] | FALSE | 4-20. | Sonic Boring, > 10 to 14 inch diameter, < 50 foot total depth | bar: 2
63 | 4-21. | Sonic Boring, > 10 to 14 inch diameter, 50 to 100 foot total depth |  | Per Foot | 0 | 0 | 0 | [10 empty] | FALSE | 4-21. | Sonic Boring, > 10 to 14 inch diameter, 50 to 100 foot total depth | bar: 2
64 | 4-22. | Sonic Boring, > 10 to 14 inch diameter, > 100 foot total depth |  | Per Foot | 0 | 0 | 0 | [10 empty] | FALSE | 4-22. | Sonic Boring, > 10 to 14 inch diameter, > 100 foot total depth | bar: 2
65 | 5. | WELL INSTALLATION | [15 empty] | FALSE |  | WELL INSTALLATION
66 | 5-1. | Well Installation - 1 inch diameter (vertical) |  | Per Foot | 0 | 0 | 0 | [10 empty] | FALSE | 5-1. | Well Installation - 1 inch diameter (vertical) | bar: 2
67 | 5-2.a. | Well Installation - 2 inch diameter (vertical) |  | Per Foot | 0 | 0 | 0 | [10 empty] | FALSE | 5-2.a. | Well Installation - 2 inch diameter (vertical) | bar: 2
68 | 5-2.b. | Horizontal Well Installation - 2 inch diameter (includes trenching) |  | Per Foot | 0 | 0 | 0 | [10 empty] | FALSE | 5-2.b. | Horizontal Well Installation - 2 inch diameter (includes trenching)
69 | 5-3.a. | Well Installation - 4 inch diameter (vertical) |  | Per Foot | 0 | 0 | 0 | [10 empty] | FALSE | 5-3.a. | Well Installation - 4 inch diameter (vertical) | bar: 2
70 | 5-3.b. | Horizontal Well Installation - 4 inch diameter (includes trenching) |  | Per Foot | 0 | 0 | 0 | [10 empty] | FALSE | 5-3.b. | Horizontal Well Installation - 4 inch diameter (includes trenching) | bar: 2
71 | 5-4. | Well Installation - 1.5 inch diameter (vertical) |  | Per Foot | 0 | 0 | 0 | [10 empty] | FALSE | 5-4. | Well Installation - 1.5 inch diameter (vertical) | bar: 2
72 | 5-5. | Well Installation - 6 inch diameter (vertical) |  | Per Foot | 0 | 0 | 0 | [10 empty] | FALSE | 5-5. | Well Installation - 6 inch diameter (vertical) | bar: 2
73 | 5-6. | Surface Casing - 6 inch diameter |  | Per Foot | 0 | 0 | 0 | [10 empty] | FALSE | 5-6. | Surface Casing - 6 inch diameter | bar: 2
74 | 5-7. | Surface Casing - 8 inch diameter |  | Per Foot | 0 | 0 | 0 | [10 empty] | FALSE | 5-7. | Surface Casing - 8 inch diameter | bar: 2
75 | 5-8. | Surface Casing - 10 inch diameter |  | Per Foot | 0 | 0 | 0 | [10 empty] | FALSE | 5-8. | Surface Casing - 10 inch diameter | bar: 2
76 | 5-9. | Surface Casing - 12 inch diameter |  | Per Foot | 0 | 0 | 0 | [10 empty] | FALSE | 5-9. | Surface Casing - 12 inch diameter | bar: 2
77 | 5-10.a. | Additional Well Screen > 20 feet - 1 inch diameter |  | Per Foot | 0 | 0 | 0 | [10 empty] | FALSE | 5-10.a. | Additional Well Screen > 20 feet - 1 inch diameter | bar: 2
78 | 5-10.b. | Additional Well Screen > 20 feet - 2 inch diameter |  | Per Foot | 0 | 0 | 0 | [10 empty] | FALSE | 5-10.b. | Additional Well Screen > 20 feet - 2 inch diameter | bar: 2
80 | 5-10.c. | Additional Well Screen > 20 feet - 4 inch diameter |  | Per Foot | 0 | 0 | 0 | [10 empty] | FALSE | 5-10.c. | Additional Well Screen > 20 feet - 4 inch diameter | bar: 2
81 | 5-10.d. | Additional Well Screen > 20 feet - 6 inch diameter |  | Per Foot | 0 | 0 | 0 | [10 empty] | FALSE | 5-10.d. | Additional Well Screen > 20 feet - 6 inch diameter | bar: 2
83 | 5-11. | Above Grade Well Completion |  | Per Well | 0 | 0 | 0 | [10 empty] | FALSE | 5-11. | Above Grade Well Completion | bar: 2
84 | 5-12. | Installation of Well Vault - 2 x 2 x 2 foot |  | Per Vault | 0 | 0 | 0 | [10 empty] | FALSE | 5-12. | Installation of Well Vault - 2 x 2 x 2 foot
85 | 5-13. | Installation of Well Vault - 4 x 4 x 2 foot |  | Per Vault | 0 | 0 | 0 | [10 empty] | FALSE | 5-13. | Installation of Well Vault - 4 x 4 x 2 foot
86 | 5-14. | Well Redevelopment |  | Per Well | 0 | 0 | 0 | [10 empty] | FALSE | 5-14. | Well Redevelopment | bar: 2
87 | 5-15. | Removal and Reinstallation of 8-inch Manhole and Well Pad |  | Per Well | 0 | 0 | 0 | [10 empty] | FALSE | 5-15. | Removal and Reinstallation of 8-inch Manhole and Well Pad | bar: 2
88 | 5-16. | Removal and Reinstallation of 12-inch Manhole and Well Pad |  | Per Well | 0 | 0 | 0 | [10 empty] | FALSE | 5-16. | Removal and Reinstallation of 12-inch Manhole and Well Pad | bar: 2
89 | 5-17. | Prepacked Screen |  | Per Foot | 0 | 0 | 0 | [10 empty] | FALSE | 5-17. | Prepacked Screen | bar: 2
90 | 6. | WELL ABANDONMENT | [15 empty] | FALSE |  | WELL ABANDONMENT
91 | 6-1. | Grout and Abandon Well, 1 to 2 inch diameter |  | Per Foot | 0 | 0 | 0 | [10 empty] | FALSE | 6-1. | Grout and Abandon Well, 1 to 2 inch diameter | bar: 2
92 | 6-2. | Grout and Abandon Well, > 2 to 4 inch diameter |  | Per Foot | 0 | 0 | 0 | [10 empty] | FALSE | 6-2. | Grout and Abandon Well, > 2 to 4 inch diameter | bar: 2
93 | 6-3. | Grout and Abandon Well, > 4 to 6 inch diameter |  | Per Foot | 0 | 0 | 0 | [10 empty] | FALSE | 6-3. | Grout and Abandon Well, > 4 to 6 inch diameter | bar: 2
94 | 6-4. | Grout and Abandon Well, > 6 inch diameter |  | Per Foot | 0 | 0 | 0 | [10 empty] | FALSE | 6-4. | Grout and Abandon Well, > 6 inch diameter | bar: 2
95 | 6-5. | Removal of Well Vault - 2 x 2 x 2 foot |  | Per Vault | 0 | 0 | 0 | [10 empty] | FALSE | 6-5. | Removal of Well Vault - 2 x 2 x 2 foot | bar: 2
96 | 6-6. | Removal of Well Vault - 4 x 4 x 2 foot |  | Per Vault | 0 | 0 | 0 | [10 empty] | FALSE | 6-6. | Removal of Well Vault - 4 x 4 x 2 foot | bar: 2
97 | 6-7. | Removal of Well Pad and Manhole |  | Per Well | 0 | 0 | 0 | [10 empty] | FALSE | 6-7. | Removal of Well Pad and Manhole | bar: 2
98 | 7. | SAMPLE COLLECTION AND FIELD TESTING | [15 empty] | FALSE |  | SAMPLE COLLECTION AND FIELD TESTING
99 | 7-1. | Monitoring Well Sampling with Water Level, ≤ 100 foot depth |  | Per Well | 0 | 0 | 0 | [10 empty] | FALSE | 7-1. | Monitoring Well Sampling with Water Level, ≤ 100 foot depth | bar: 2
100 | 7-2. | Monitoring Well Sampling with Water Level, > 100 foot depth |  | Per Well | 0 | 0 | 0 | [10 empty] | FALSE | 7-2. | Monitoring Well Sampling with Water Level, > 100 foot depth | bar: 2
101 | 7-3. | Domestic Water Well Sampling |  | Per Well | 0 | 0 | 0 | [10 empty] | FALSE | 7-3. | Domestic Water Well Sampling | bar: 2
102 | 7-4. | Other Water Sampling |  | Per Sample | 0 | 0 | 0 | [10 empty] | FALSE | 7-4. | Other Water Sampling | bar: 2
103 | 7-5. | Free Product Sample Collection |  | Per Sample | 0 | 0 | 0 | [10 empty] | FALSE | 7-5. | Free Product Sample Collection
104 | 7-6. | Soil/Sediment Sample Collection |  | Per Sample | 0 | 0 | 0 | [10 empty] | FALSE | 7-6. | Soil/Sediment Sample Collection | bar: 2
105 | 7-7. | Water Level/Free Product Gauging |  | Per Well | 0 | 0 | 0 | [10 empty] | FALSE | 7-7. | Water Level/Free Product Gauging | bar: 2
106 | 7-8. | Free Product Gauging and Bailing |  | Per Well | 0 | 0 | 0 | [10 empty] | FALSE | 7-8. | Free Product Gauging and Bailing
107 | 7-9. | Vapor/Ambient Air Sample Collection - Passive Dosimeter, Sorbent Tube, TedlarTM Bag (or equivalent) |  | Per Sample | 0 | 0 | 0 | [10 empty] | FALSE | 7-9. | Vapor/Ambient Air Sample Collection - Passive Dosimeter, Sorbent Tube, TedlarTM Bag (or equivalent)
108 | 7-10. | Vapor/Ambient Air Sample Collection - SUMMATM Canister (or equivalent) |  | Per Sample | 0 | 0 | 0 | [10 empty] | FALSE | 7-10. | Vapor/Ambient Air Sample Collection - SUMMATM Canister (or equivalent)
109 | 7-11. | Electronic Data Deliverables (EDD) |  | Per Sampling Event | 0 | 0 | 0 | [10 empty] | FALSE | 7-11. | Electronic Data Deliverables (EDD) | bar: 2
110 | 7-12. | Survey Latitude/Longitude of Existing Monitor Wells |  | Per Well | 0 | 0 | 0 | [10 empty] | FALSE | 7-12. | Survey Latitude/Longitude of Existing Monitor Wells
111 | 7-13. | Survey Latitude/Longitude of New Monitor Wells |  | Per Well | 0 | 0 | 0 | [10 empty] | FALSE | 7-13. | Survey Latitude/Longitude of New Monitor Wells
112 | 7-14. | Encore (25 gram) |  | Per Sample | 0 | 0 | 0 | [10 empty] | FALSE | 7-14. | Encore (25 gram) | bar: 2
113 | 8. | LABORATORY ANALYSIS | [15 empty] | FALSE |  | LABORATORY ANALYSIS
114 | 8-1. | Soil, Used Oil/Unknown Product Group-Table D of Ch. 62-780, F.A.C., except for non-Priority Pollutant Organics (multiple methods) |  | Per Sample | 0 | 0 | 0 | [10 empty] | FALSE | 8-1. | Soil, Used Oil/Unknown Product Group-Table D of Ch. 62-780, F.A.C., except for non-Priority Pollutant Organics (multiple methods) | bar: 2
115 | 8-2. | Soil, BTEX + MTBE (EPA 8021 or EPA 8260) |  | Per Sample | 0 | 0 | 0 | [10 empty] | FALSE | 8-2. | Soil, BTEX + MTBE (EPA 8021 or EPA 8260) | bar: 2
116 | 8-3. | Soil, Volatile Organic Halocarbons (EPA 8021 or EPA 8260) |  | Per Sample | 0 | 0 | 0 | [10 empty] | FALSE | 8-3. | Soil, Volatile Organic Halocarbons (EPA 8021 or EPA 8260) | bar: 2
117 | 8-4. | Soil, BTEX + MTBE + VOHs (EPA 8021 or EPA 8260) |  | Per Sample | 0 | 0 | 0 | [10 empty] | FALSE | 8-4. | Soil, BTEX + MTBE + VOHs (EPA 8021 or EPA 8260) | bar: 2
118 | 8-5. | Soil, Polycyclic Aromatic Hydrocarbons (EPA 8270 or EPA 8310) |  | Per Sample | 0 | 0 | 0 | [10 empty] | FALSE | 8-5. | Soil, Polycyclic Aromatic Hydrocarbons (EPA 8270 or EPA 8310) | bar: 2
119 | 8-6. | Soil, Priority Pollutant Volatile Organics (EPA 8260) |  | Per Sample | 0 | 0 | 0 | [10 empty] | FALSE | 8-6. | Soil, Priority Pollutant Volatile Organics (EPA 8260) | bar: 2
120 | 8-7. | Soil, Priority Pollutant Extractable Organics-Base Neutral and Acid Extractables (EPA 8270 list [e.g., EPA 8081/8082 + EPA 8270]) |  | Per Sample | 0 | 0 | 0 | [10 empty] | FALSE | 8-7. | Soil, Priority Pollutant Extractable Organics-Base Neutral and Acid Extractables (EPA 8270 list [e.g., EPA 8081/8082 + EPA 8270]) | bar: 2
121 | 8-8. | Soil, Total Recoverable Petroleum Hydrocarbons (FL-PRO) |  | Per Sample | 0 | 0 | 0 | [10 empty] | FALSE | 8-8. | Soil, Total Recoverable Petroleum Hydrocarbons (FL-PRO) | bar: 2
122 | 8-8.a. | Soil, TRPH Fractionation (MADEP-EPH/VPH Method or TPHCWG Direct Method) |  | Per Sample | 0 | 0 | 0 | [10 empty] | FALSE | 8-8.a. | Soil, TRPH Fractionation (MADEP-EPH/VPH Method or TPHCWG Direct Method) | bar: 2
123 | 8-9. | Soil, PCBs [or Aroclors] (EPA 8082) |  | Per Sample | 0 | 0 | 0 | [10 empty] | FALSE | 8-9. | Soil, PCBs [or Aroclors] (EPA 8082) | bar: 2
124 | 8-10. | Soil, 8 RCRA Metals (EPA 6010 or EPA 6020 [Arsenic, Barium, Cadmium, Chromium, Lead, Selenium, Silver] and EPA 6020 or EPA 7471 [Mercury]) |  | Per Sample | 0 | 0 | 0 | [10 empty] | FALSE | 8-10. | Soil, 8 RCRA Metals (EPA 6010 or EPA 6020 [Arsenic, Barium, Cadmium, Chromium, Lead, Selenium, Silver] and EPA 6020 or EPA 7471 [Mercury]) | bar: 2
125 | 8-11. | Soil, Arsenic (EPA 6010 or EPA 6020) |  | Per Sample | 0 | 0 | 0 | [10 empty] | FALSE | 8-11. | Soil, Arsenic (EPA 6010 or EPA 6020) | bar: 2
126 | 8-12. | Soil, Cadmium (EPA 6010 or EPA 6020) |  | Per Sample | 0 | 0 | 0 | [10 empty] | FALSE | 8-12. | Soil, Cadmium (EPA 6010 or EPA 6020) | bar: 2
127 | 8-13. | Soil, Chromium (EPA 6010 or EPA 6020) |  | Per Sample | 0 | 0 | 0 | [10 empty] | FALSE | 8-13. | Soil, Chromium (EPA 6010 or EPA 6020) | bar: 2
128 | 8-14. | Soil, Lead (EPA 6010 or EPA 6020) |  | Per Sample | 0 | 0 | 0 | [10 empty] | FALSE | 8-14. | Soil, Lead (EPA 6010 or EPA 6020) | bar: 2
129 | 8-15. | Soil, Toxicity Characteristic Leaching Procedure-Extraction Only (EPA 1311) |  | Per Sample | 0 | 0 | 0 | [10 empty] | FALSE | 8-15. | Soil, Toxicity Characteristic Leaching Procedure-Extraction Only (EPA 1311) | bar: 2
130 | 8-16. | Soil, Synthetic Precipitation Leaching Procedure-Extraction Only (EPA 1312) |  | Per Sample | 0 | 0 | 0 | [10 empty] | FALSE | 8-16. | Soil, Synthetic Precipitation Leaching Procedure-Extraction Only (EPA 1312) | bar: 2
131 | 8-17. | Soil, Organic Carbon, Total (EPA 9060 or Walkey-Black) |  | Per Sample | 0 | 0 | 0 | [10 empty] | FALSE | 8-17. | Soil, Organic Carbon, Total (EPA 9060 or Walkey-Black) | bar: 2
132 | 8-18. | Soil, Dry Bulk Density (ASTM D1556-07, ASTM D2167-08, ASTM D2922-01, -04, -04e, -96e1 or ASTM D2937-10) |  | Per Sample | 0 | 0 | 0 | [10 empty] | FALSE | 8-18. | Soil, Dry Bulk Density (ASTM D1556-07, ASTM D2167-08, ASTM D2922-01, -04, -04e, -96e1 or ASTM D2937-10) | bar: 2
133 | 8-19. | Soil, Moisture Content (ASTM D2216-10) |  | Per Sample | 0 | 0 | 0 | [10 empty] | FALSE | 8-19. | Soil, Moisture Content (ASTM D2216-10) | bar: 2
134 | 8-20. | Soil, Texture, (See Gee 7 Bauder [1966]) |  | Per Sample | 0 | 0 | 0 | [10 empty] | FALSE | 8-20. | Soil, Texture, (See Gee 7 Bauder [1966]) | bar: 2
135 | 8-21. | Soil, Cumene (Isopropyl benzene), 1,2,4-Trimethylbenzene and 1,3,5-Trimethylbenzene (EPA 8260) |  | Per Sample | 0 | 0 | 0 | [10 empty] | FALSE | 8-21. | Soil, Cumene (Isopropyl benzene), 1,2,4-Trimethylbenzene and 1,3,5-Trimethylbenzene (EPA 8260) | bar: 2
136 | 8-22. | Water, Gasoline/Kerosene Analytical Group-Table C of Ch. 62-780, F.A.C. (multiple methods) |  | Per Sample | 0 | 0 | 0 | [10 empty] | FALSE | 8-22. | Water, Gasoline/Kerosene Analytical Group-Table C of Ch. 62-780, F.A.C. (multiple methods) | bar: 2
137 | 8-23. | Water, Used Oil/Unknown Product Group-Table D of Ch. 62-780, F.A.C., except for non-Priority Pollutant Organics (multiple methods) |  | Per Sample | 0 | 0 | 0 | [10 empty] | FALSE | 8-23. | Water, Used Oil/Unknown Product Group-Table D of Ch. 62-780, F.A.C., except for non-Priority Pollutant Organics (multiple methods) | bar: 2
138 | 8-24. | Water, BTEX + MTBE (EPA 602, EPA 624, EPA 8021 or EPA 8260) |  | Per Sample | 0 | 0 | 0 | [10 empty] | FALSE | 8-24. | Water, BTEX + MTBE (EPA 602, EPA 624, EPA 8021 or EPA 8260) | bar: 2
139 | 8-25. | Water, Volatile Organic Halocarbons, except EDB (EPA 8021 or EPA 8260) |  | Per Sample | 0 | 0 | 0 | [10 empty] | FALSE | 8-25. | Water, Volatile Organic Halocarbons, except EDB (EPA 8021 or EPA 8260) | bar: 2
140 | 8-26. | Water, BTEX + MTBE + VOHs (EPA 601/602, EPA 624, EPA 6021 or EPA 8260) |  | Per Sample | 0 | 0 | 0 | [10 empty] | FALSE | 8-26. | Water, BTEX + MTBE + VOHs (EPA 601/602, EPA 624, EPA 6021 or EPA 8260) | bar: 2
141 | 8-27. | Water, Polycyclic Aromatic Hydrocarbons, including 1-methylnaphthalene + 2-methylnaphthalene (EPA 610 [HPLC], EPA 625, EPA 8270 or EPA 8310) |  | Per Sample | 0 | 0 | 0 | [10 empty] | FALSE | 8-27. | Water, Polycyclic Aromatic Hydrocarbons, including 1-methylnaphthalene + 2-methylnaphthalene (EPA 610 [HPLC], EPA 625, EPA 8270 or EPA 8310) | bar: 2
142 | 8-28. | Water, EDB [1,2-dibromoethane or ethylene dibromide] (EPA 504.1 or EPA 8011) |  | Per Sample | 0 | 0 | 0 | [10 empty] | FALSE | 8-28. | Water, EDB [1,2-dibromoethane or ethylene dibromide] (EPA 504.1 or EPA 8011) | bar: 2
143 | 8-29. | Water, EDB [1,2-dibromoethane or ethylene dibromide] (EPA 8260 SIM) |  | Per Sample | 0 | 0 | 0 | [10 empty] | FALSE | 8-29. | Water, EDB [1,2-dibromoethane or ethylene dibromide] (EPA 8260 SIM) | bar: 2
144 | 8-30. | Water, Priority Pollutant Volatile Organics [for NPDES purposes only] (EPA 624) |  | Per Sample | 0 | 0 | 0 | [10 empty] | FALSE | 8-30. | Water, Priority Pollutant Volatile Organics [for NPDES purposes only] (EPA 624) | bar: 2
145 | 8-31. | Water, Priority Pollutant Volatile Organics (EPA 8260) |  | Per Sample | 0 | 0 | 0 | [10 empty] | FALSE | 8-31. | Water, Priority Pollutant Volatile Organics (EPA 8260) | bar: 2
146 | 8-32. | Water, Priority Pollutant Extractable Organics-Base Neutral and Acid Extractables [for NPDES purposes only] (EPA 625 list [e.g., EPA 608 + EPA 625]) |  | Per Sample | 0 | 0 | 0 | [10 empty] | FALSE | 8-32. | Water, Priority Pollutant Extractable Organics-Base Neutral and Acid Extractables [for NPDES purposes only] (EPA 625 list [e.g., EPA 608 + EPA 625]) | bar: 2
147 | 8-33. | Water, Priority Pollutant Extractable Organics-Base Neutral and Acid Extractables (EPA 8270 list [e.g., EPA 8081/8082 + EPA 8270 or EPA 608 + EPA 8270) |  | Per Sample | 0 | 0 | 0 | [10 empty] | FALSE | 8-33. | Water, Priority Pollutant Extractable Organics-Base Neutral and Acid Extractables (EPA 8270 list [e.g., EPA 8081/8082 + EPA 8270 or EPA 608 + EPA 8270) | bar: 2
148 | 8-34. | Water, Total Recoverable Petroleum Hydrocarbons (FL-PRO) |  | Per Sample | 0 | 0 | 0 | [10 empty] | FALSE | 8-34. | Water, Total Recoverable Petroleum Hydrocarbons (FL-PRO) | bar: 2
149 | 8-35. | Water, PCBs [or Aroclors] (EPA 608 or EPA 8082) |  | Per Sample | 0 | 0 | 0 | [10 empty] | FALSE | 8-35. | Water, PCBs [or Aroclors] (EPA 608 or EPA 8082) | bar: 2
150 | 8-36. | Water, Arsenic, Total (EPA 200.7, EPA 200.8, EPA 6010 or EPA 6020) |  | Per Sample | 0 | 0 | 0 | [10 empty] | FALSE | 8-36. | Water, Arsenic, Total (EPA 200.7, EPA 200.8, EPA 6010 or EPA 6020) | bar: 2
151 | 8-37. | Water, Cadmium, Total (EPA 200.7, EPA 200.8, EPA 6010 or EPA 6020) |  | Per Sample | 0 | 0 | 0 | [10 empty] | FALSE | 8-37. | Water, Cadmium, Total (EPA 200.7, EPA 200.8, EPA 6010 or EPA 6020) | bar: 2
152 | 8-38. | Water, Chromium, Total (EPA 200.7, EPA 200.8, EPA 6010 or EPA 6020) |  | Per Sample | 0 | 0 | 0 | [10 empty] | FALSE | 8-38. | Water, Chromium, Total (EPA 200.7, EPA 200.8, EPA 6010 or EPA 6020) | bar: 2
153 | 8-39. | Water, Lead, Total (EPA 200.7, EPA 200.8, EPA 6010 or EPA 6020) |  | Per Sample | 0 | 0 | 0 | [10 empty] | FALSE | 8-39. | Water, Lead, Total (EPA 200.7, EPA 200.8, EPA 6010 or EPA 6020) | bar: 2
154 | 8-40. | Water, Dissolved Lead (includes filter appropriate to sample method - EPA 200.7, 200.9, 6010B, or 7380) |  | Per Sample | 0 | 0 | 0 | [10 empty] | FALSE | 8-40. | Water, Dissolved Lead (includes filter appropriate to sample method - EPA 200.7, 200.9, 6010B, or 7380) | bar: 2
155 | 8-41. | Water, Mercury, Total (EPA 245.1, EPA 6020 or EPA 7470) |  | Per Sample | 0 | 0 | 0 | [10 empty] | FALSE | 8-41. | Water, Mercury, Total (EPA 245.1, EPA 6020 or EPA 7470) | bar: 2
156 | 8-42. | Water, Calcium, Total (EPA 200.7, EPA 6010 or EPA 6020) |  | Per Sample | 0 | 0 | 0 | [10 empty] | FALSE | 8-42. | Water, Calcium, Total (EPA 200.7, EPA 6010 or EPA 6020) | bar: 2
157 | 8-43. | Water, Iron, Total (EPA 200.7, EPA 6010 or EPA 6020) |  | Per Sample | 0 | 0 | 0 | [10 empty] | FALSE | 8-43. | Water, Iron, Total (EPA 200.7, EPA 6010 or EPA 6020) | bar: 2
158 | 8-44. | Water, Dissolved Iron (includes filter appropriate to sample method - EPA 200.7, 200.9, 6010B, or 7380) |  | Per Sample | 0 | 0 | 0 | [10 empty] | FALSE | 8-44. | Water, Dissolved Iron (includes filter appropriate to sample method - EPA 200.7, 200.9, 6010B, or 7380) | bar: 2
159 | 8-45. | Water, Magnesium, Total (EPA 200.7, EPA 6010 or EPA 6020) |  | Per Sample | 0 | 0 | 0 | [10 empty] | FALSE | 8-45. | Water, Magnesium, Total (EPA 200.7, EPA 6010 or EPA 6020) | bar: 2
160 | 8-46. | Water, Manganese, Total (EPA 200.7, EPA 200.8, EPA 6010 or EPA 6020) |  | Per Sample | 0 | 0 | 0 | [10 empty] | FALSE | 8-46. | Water, Manganese, Total (EPA 200.7, EPA 200.8, EPA 6010 or EPA 6020) | bar: 2
161 | 8-47. | Water, Potassium, Total (EPA 200.7, EPA 6010 or EPA 6020) |  | Per Sample | 0 | 0 | 0 | [10 empty] | FALSE | 8-47. | Water, Potassium, Total (EPA 200.7, EPA 6010 or EPA 6020) | bar: 2
162 | 8-48. | Water, Sodium, Total (EPA 200.7, EPA 6010 or EPA 6020) |  | Per Sample | 0 | 0 | 0 | [10 empty] | FALSE | 8-48. | Water, Sodium, Total (EPA 200.7, EPA 6010 or EPA 6020) | bar: 2
163 | 8-49. | Water, Alkalinity [as CaCO3] (EPA 310.2 or SM 2320 B) |  | Per Sample | 0 | 0 | 0 | [10 empty] | FALSE | 8-49. | Water, Alkalinity [as CaCO3] (EPA 310.2 or SM 2320 B) | bar: 2
164 | 8-50. | Water, Ammonia [as N] (EPA 350.1, SM 4500-NH3 C, SM 4500-NH3 D, SM 4500-NH3 G or SM 4500-NH3 H) |  | Per Sample | 0 | 0 | 0 | [10 empty] | FALSE | 8-50. | Water, Ammonia [as N] (EPA 350.1, SM 4500-NH3 C, SM 4500-NH3 D, SM 4500-NH3 G or SM 4500-NH3 H) | bar: 2
165 | 8-51. | Water, Chloride (EPA 300.0, EPA 9056, EPA 9251, EPA 9053, SM 4500CI B, SM 4500CI C or SM 4500CI E) |  | Per Sample | 0 | 0 | 0 | [10 empty] | FALSE | 8-51. | Water, Chloride (EPA 300.0, EPA 9056, EPA 9251, EPA 9053, SM 4500CI B, SM 4500CI C or SM 4500CI E) | bar: 2
166 | 8-52. | Water, Hardness, Total [as CaCO3] (SM 2340 B or SM 2340 C) |  | Per Sample | 0 | 0 | 0 | [10 empty] | FALSE | 8-52. | Water, Hardness, Total [as CaCO3] (SM 2340 B or SM 2340 C) | bar: 2
167 | 8-53. | Water, Nitrate [as N] (EPA 300.0 or EPA 353.2) |  | Per Sample | 0 | 0 | 0 | [10 empty] | FALSE | 8-53. | Water, Nitrate [as N] (EPA 300.0 or EPA 353.2) | bar: 2
168 | 8-54. | Water, Nitrate-Nitrite [as N] (EPA 300.0, EPA 353.2, SM 4500-NO3 E or SM 4500-NO3 F) |  | Per Sample | 0 | 0 | 0 | [10 empty] | FALSE | 8-54. | Water, Nitrate-Nitrite [as N] (EPA 300.0, EPA 353.2, SM 4500-NO3 E or SM 4500-NO3 F) | bar: 2
169 | 8-55. | Water, Nitrite [as N] (EPA 300.0, EPA 300.1, SM 4500-NO2 B or SM 4500-NO3 F) |  | Per Sample | 0 | 0 | 0 | [10 empty] | FALSE | 8-55. | Water, Nitrite [as N] (EPA 300.0, EPA 300.1, SM 4500-NO2 B or SM 4500-NO3 F) | bar: 2
170 | 8-56. | Water, Organic Carbon, Total (SM 5310 B, SM 5310 C or EPA 9060) |  | Per Sample | 0 | 0 | 0 | [10 empty] | FALSE | 8-56. | Water, Organic Carbon, Total (SM 5310 B, SM 5310 C or EPA 9060) | bar: 2
171 | 8-57. | Water, Orthophosphate [as P] (EPA 300.0, EPA 300.1, EPA 365.1, EPA 365.3, EPA 9056, SM 4500-PE or SM 4500-PF) |  | Per Sample | 0 | 0 | 0 | [10 empty] | FALSE | 8-57. | Water, Orthophosphate [as P] (EPA 300.0, EPA 300.1, EPA 365.1, EPA 365.3, EPA 9056, SM 4500-PE or SM 4500-PF) | bar: 2
172 | 8-58. | Water, Residue-filterable [Total Dissolved Solids] (SM 2540 C) |  | Per Sample | 0 | 0 | 0 | [10 empty] | FALSE | 8-58. | Water, Residue-filterable [Total Dissolved Solids] (SM 2540 C) | bar: 2
173 | 8-59. | Water, Residue-nonfilterable [Total Suspended Solids] (SM 2540 D) |  | Per Sample | 0 | 0 | 0 | [10 empty] | FALSE | 8-59. | Water, Residue-nonfilterable [Total Suspended Solids] (SM 2540 D) | bar: 2
174 | 8-60. | Water, Sulfate (ASTM D516-02, ASTM D516-90, EPA 300.0, EPA 300.1, EPA 375.2, EPA 9038, EPA 9056 or SM 4500-SO4 C) |  | Per Sample | 0 | 0 | 0 | [10 empty] | FALSE | 8-60. | Water, Sulfate (ASTM D516-02, ASTM D516-90, EPA 300.0, EPA 300.1, EPA 375.2, EPA 9038, EPA 9056 or SM 4500-SO4 C) | bar: 2
175 | 8-61. | Water, Heterotrophic Plate Count (SM 9215 B or SIMPLATE) |  | Per Sample | 0 | 0 | 0 | [10 empty] | FALSE | 8-61. | Water, Heterotrophic Plate Count (SM 9215 B or SIMPLATE) | bar: 2
176 | 8-62. | Water, Acute Bioassay-96 Hour, Freshwater, Vertebrate/Invertebrate [Vertebrate: Pimephales promelas or Cyprinella leedsi/Invertebrate: Ceriodaphnia dubia] (EPA 2000.0/2002.0) |  | Per Sample | 0 | 0 | 0 | [10 empty] | FALSE | 8-62. | Water, Acute Bioassay-96 Hour, Freshwater, Vertebrate/Invertebrate [Vertebrate: Pimephales promelas or Cyprinella leedsi/Invertebrate: Ceriodaphnia dubia] (EPA 2000.0/2002.0) | bar: 2
177 | 8-63. | Water, Acute Bioassay-96 Hour, Estuarine + Marine, Vertebrate/Invertebrate [Vertebrate: Menidia beryllina, Meridia menidia or Menida peninsulae/Invertebrate: Mysidopsis bahia] (EPA 2006.0/2007.0) |  | Per Sample | 0 | 0 | 0 | [10 empty] | FALSE | 8-63. | Water, Acute Bioassay-96 Hour, Estuarine + Marine, Vertebrate/Invertebrate [Vertebrate: Menidia beryllina, Meridia menidia or Menida peninsulae/Invertebrate: Mysidopsis bahia] (EPA 2006.0/2007.0) | bar: 2
178 | 8-64. | Water, BTEX/MTBE + Naphthalene (EPA 8260) |  | Per Sample | 0 | 0 | 0 | [10 empty] | FALSE | 8-64. | Water, BTEX/MTBE + Naphthalene (EPA 8260) | bar: 2
179 | 8-65. | Water, EDC [1,2-dichloroethane] (EPA Method 8021 or 8260) |  | Per Sample | 0 | 0 | 0 | [10 empty] | FALSE | 8-65. | Water, EDC [1,2-dichloroethane] (EPA Method 8021 or 8260) | bar: 2
180 | 8-66. | Water, Methane (EPA SOP RSK-175) |  | Per Sample | 0 | 0 | 0 | [10 empty] | FALSE | 8-66. | Water, Methane (EPA SOP RSK-175) | bar: 2
181 | 8-67. | Water, Cumene (Isopropyl benzene), 1,2,4-Trimethylbenzene and 1,3,5-Trimethylbenzene (EPA 8260) |  | Per Sample | 0 | 0 | 0 | [10 empty] | FALSE | 8-67. | Water, Cumene (Isopropyl benzene), 1,2,4-Trimethylbenzene and 1,3,5-Trimethylbenzene (EPA 8260) | bar: 2
182 | 8-68. | Air, Total Petroleum Hydrocarbons (EPA Method 18 or TO-3) |  | Per Sample | 0 | 0 | 0 | [10 empty] | FALSE | 8-68. | Air, Total Petroleum Hydrocarbons (EPA Method 18 or TO-3)
183 | 8-69. | Air, Volatile Organic Aromatics (EPA Method TO-15) |  | Per Sample | 0 | 0 | 0 | [10 empty] | FALSE | 8-69. | Air, Volatile Organic Aromatics (EPA Method TO-15)
184 | 8-70. | Air, Polycyclic Aromatic Hydrocarbons (EPA Method TO-13) |  | Per Sample | 0 | 0 | 0 | [10 empty] | FALSE | 8-70. | Air, Polycyclic Aromatic Hydrocarbons (EPA Method TO-13)
185 | 8-71. | Air, Volatile Organic Compounds (EPA Method TO-17) |  | Per Sample | 0 | 0 | 0 | [10 empty] | FALSE | 8-71. | Air, Volatile Organic Compounds (EPA Method TO-17)
186 | 8-72. | Additional Laboratory charge for 7 Day Turnaround. This is an additional charge (percentage) above the normal rate for expedited turnaround by the laboratory for an analysis. For Example: entering 0.05 is a 5% surcharge for 7 Day Turnaround above the rate for normal turnaround. |  | % Surcharge | 0 | 0 | 0 | [10 empty] | FALSE | 8-72. | Additional Laboratory charge for 7 Day Turnaround. This is an additional charge (percentage) above the normal rate for expedited turnaround by the laboratory for an analysis. For Example: entering 0.05 is a 5% surcharge for 7 Day Turnaround above the rate for normal turnaround.
187 | 8-73. | Additional Laboratory charge for 3 Day Turnaround. This is an additional charge (percentage) above the normal rate for expedited turnaround by the laboratory for an analysis. For Example: entering 0.50 is a 50% surcharge for 3 Day Turnaround above the rate for normal turnaround. |  | % Surcharge | 0 | 0 | 0 | [10 empty] | FALSE | 8-73. | Additional Laboratory charge for 3 Day Turnaround. This is an additional charge (percentage) above the normal rate for expedited turnaround by the laboratory for an analysis. For Example: entering 0.50 is a 50% surcharge for 3 Day Turnaround above the rate for normal turnaround.
188 | 8-74. | Additional Laboratory charge for 1 Day Turnaround. This is an additional charge (percentage) above the normal rate for expedited turnaround by the laboratory for an analysis. For Example: entering 1.00 is a 100% surcharge for 1 Day Turnaround above the rate for normal turnaround. |  | % Surcharge | 0 | 0 | 0 | [10 empty] | FALSE | 8-74. | Additional Laboratory charge for 1 Day Turnaround. This is an additional charge (percentage) above the normal rate for expedited turnaround by the laboratory for an analysis. For Example: entering 1.00 is a 100% surcharge for 1 Day Turnaround above the rate for normal turnaround.
189 | 9. | SOIL SOURCE REMOVAL RELATED | [15 empty] | FALSE |  | SOIL SOURCE REMOVAL RELATED
190 | 9-1.a. | Sheet Piling Installation for ≤ 20 feet deep Excavation |  | Per Sq. Foot | 0 | 0 | 0 | [10 empty] | FALSE | 9-1.a. | Sheet Piling Installation for ≤ 20 feet deep Excavation
191 | 9-1.b. | Sheet Piling Rental for ≤ 20 feet deep Excavation |  | Per Sq. Foot/Day | 0 | 0 | 0 | [10 empty] | FALSE | 9-1.b. | Sheet Piling Rental for ≤ 20 feet deep Excavation
192 | 9-1.c. | Sheet Piling Rental for ≤ 20 feet deep Excavation |  | Per Sq. Foot/Week | 0 | 0 | 0 | [10 empty] | FALSE | 9-1.c. | Sheet Piling Rental for ≤ 20 feet deep Excavation
193 | 9-1.d. | Sheet Piling Rental for ≤ 20 feet deep Excavation |  | Per Sq. Foot/Month | 0 | 0 | 0 | [10 empty] | FALSE | 9-1.d. | Sheet Piling Rental for ≤ 20 feet deep Excavation
194 | 9-2.a. | Sheet Piling Installation for > 20 feet deep Excavation |  | Per Sq. Foot | 0 | 0 | 0 | [10 empty] | FALSE | 9-2.a. | Sheet Piling Installation for > 20 feet deep Excavation
195 | 9-2.b. | Sheet Piling Rental for > 20 feet deep Excavation |  | Per Sq. Foot/Day | 0 | 0 | 0 | [10 empty] | FALSE | 9-2.b. | Sheet Piling Rental for > 20 feet deep Excavation
196 | 9-2.c. | Sheet Piling Rental for > 20 feet deep Excavation |  | Per Sq. Foot/Week | 0 | 0 | 0 | [10 empty] | FALSE | 9-2.c. | Sheet Piling Rental for > 20 feet deep Excavation
197 | 9-2.d. | Sheet Piling Rental for > 20 feet deep Excavation |  | Per Sq. Foot/Month | 0 | 0 | 0 | [10 empty] | FALSE | 9-2.d. | Sheet Piling Rental for > 20 feet deep Excavation
198 | 9-3. | Conventional Soil Excavation and Loading ≤ 300 cubic yards |  | Per Cubic Yard | 0 | 0 | 0 | [10 empty] | FALSE | 9-3. | Conventional Soil Excavation and Loading ≤ 300 cubic yards
199 | 9-4. | Conventional Soil Excavation and Loading > 300 cubic yards |  | Per Cubic Yard | 0 | 0 | 0 | [10 empty] | FALSE | 9-4. | Conventional Soil Excavation and Loading > 300 cubic yards
200 | 9-5. | LDA Excavation and Loading Without Casing ≤ 300 cubic yards |  | Per Cubic Yard | 0 | 0 | 0 | [10 empty] | FALSE | 9-5. | LDA Excavation and Loading Without Casing ≤ 300 cubic yards
201 | 9-6. | LDA Excavation and Loading Without Casing > 300 cubic yards |  | Per Cubic Yard | 0 | 0 | 0 | [10 empty] | FALSE | 9-6. | LDA Excavation and Loading Without Casing > 300 cubic yards
202 | 9-7.a | LDA Excavation and Loading With Surface Casing ≤ 300 cubic yards |  | Per Cubic Yard | 0 | 0 | 0 | [10 empty] | FALSE | 9-7.a | LDA Excavation and Loading With Surface Casing ≤ 300 cubic yards
203 | 9-7.b. | LDA Excavation and Loading With Driven Casing ≤ 300 cubic yards |  | Per Cubic Yard | 0 | 0 | 0 | [10 empty] | FALSE | 9-7.b. | LDA Excavation and Loading With Driven Casing ≤ 300 cubic yards
204 | 9-8.a. | LDA Excavation and Loading With Surface Casing > 300 cubic yards |  | Per Cubic Yard | 0 | 0 | 0 | [10 empty] | FALSE | 9-8.a. | LDA Excavation and Loading With Surface Casing > 300 cubic yards
205 | 9-8.b. | LDA Excavation and Loading With Driven Casing > 300 cubic yards |  | Per Cubic Yard | 0 | 0 | 0 | [10 empty] | FALSE | 9-8.b. | LDA Excavation and Loading With Driven Casing > 300 cubic yards
206 | 9-9. | Flowable Fill Concrete and Installation |  | Per Cubic Yard | 0 | 0 | 0 | [10 empty] | FALSE | 9-9. | Flowable Fill Concrete and Installation
207 | 9-10. | Clean Backfill Material, Compaction and Testing (includes transport) ≤ 300 cubic yards |  | Per Cubic Yard | 0 | 0 | 0 | [10 empty] | FALSE | 9-10. | Clean Backfill Material, Compaction and Testing (includes transport) ≤ 300 cubic yards
208 | 9-11. | Clean Backfill Material, Compaction and Testing (includes transport) > 300 cubic yards |  | Per Cubic Yard | 0 | 0 | 0 | [10 empty] | FALSE | 9-11. | Clean Backfill Material, Compaction and Testing (includes transport) > 300 cubic yards
210 | 9-12.a. | Clean Overburden Used As Backfill, Compaction and Testing ≤ 300 cubic yards |  | Per Cubic Yard | 0 | 0 | 0 | [10 empty] | FALSE | 9-12.a. | Clean Overburden Used As Backfill, Compaction and Testing ≤ 300 cubic yards
211 | 9-12.b. | Clean Overburden Used As Backfill, Compaction and Testing > 300 cubic yards |  | Per Cubic Yard | 0 | 0 | 0 | [10 empty] | FALSE | 9-12.b. | Clean Overburden Used As Backfill, Compaction and Testing > 300 cubic yards
212 | 9-13. | Pea Gravel |  | Per Ton | 0 | 0 | 0 | [10 empty] | FALSE | 9-13. | Pea Gravel
213 | 9-14. | #57 Stone |  | Per Ton | 0 | 0 | 0 | [10 empty] | FALSE | 9-14. | #57 Stone
215 | 9-15. | Dewatering System, up to 12 well points (includes installation) |  | Per Day | 0 | 0 | 0 | [10 empty] | FALSE | 9-15. | Dewatering System, up to 12 well points (includes installation)
216 | 9-16. | Additional Dewatering System Well Points (2) (includes installation) |  | Per Day | 0 | 0 | 0 | [10 empty] | FALSE | 9-16. | Additional Dewatering System Well Points (2) (includes installation)
217 | 9-17. | Dewatering System, up to 12 well points (includes installation) |  | Per Week | 0 | 0 | 0 | [10 empty] | FALSE | 9-17. | Dewatering System, up to 12 well points (includes installation)
218 | 9-18. | Additional Dewatering System Well Points (2) (includes installation) |  | Per Week | 0 | 0 | 0 | [10 empty] | FALSE | 9-18. | Additional Dewatering System Well Points (2) (includes installation)
220 | 9-19. | Dewatering System, up to 12 well points (includes installation) |  | Per Month | 0 | 0 | 0 | [10 empty] | FALSE | 9-19. | Dewatering System, up to 12 well points (includes installation)
221 | 9-20. | Additional Dewatering System Well Points (2) (includes installation) |  | Per Month | 0 | 0 | 0 | [10 empty] | FALSE | 9-20. | Additional Dewatering System Well Points (2) (includes installation)
222 | 10. | PETROLEUM STORAGE TANK REMOVAL AND DISPOSAL | [15 empty] | FALSE |  | PETROLEUM STORAGE TANK REMOVAL AND DISPOSAL
223 | 10-1. | Remove and Dispose Petroleum Storage Tank - ≤ 1,000 gal. capacity |  | Per Tank | 0 | 0 | 0 | [10 empty] | FALSE | 10-1. | Remove and Dispose Petroleum Storage Tank - ≤ 1,000 gal. capacity
228 | 10-2. | Remove and Dispose Petroleum Storage Tank - > 1,000 to 5,000 gal. capacity |  | Per Tank | 0 | 0 | 0 | [10 empty] | FALSE | 10-2. | Remove and Dispose Petroleum Storage Tank - > 1,000 to 5,000 gal. capacity
229 | 10-3. | Remove and Dispose Petroleum Storage Tank - > 5,000 to 10,000 gal. capacity |  | Per Tank | 0 | 0 | 0 | [10 empty] | FALSE | 10-3. | Remove and Dispose Petroleum Storage Tank - > 5,000 to 10,000 gal. capacity
230 | 10-4. | Remove and Dispose Petroleum Storage Tank - > 10,000 gal. capacity |  | Per Tank | 0 | 0 | 0 | [10 empty] | FALSE | 10-4. | Remove and Dispose Petroleum Storage Tank - > 10,000 gal. capacity
231 | 11. | DEBRIS, WASTE AND PRODUCT REMOVAL AND DISPOSAL | [15 empty] | FALSE |  | DEBRIS, WASTE AND PRODUCT REMOVAL AND DISPOSAL
232 | 11-1. | Removal and Loading of Asphalt and/or Concrete - up to 4 inch thickness |  | Per Square Foot | 0 | 0 | 0 | [10 empty] | FALSE | 11-1. | Removal and Loading of Asphalt and/or Concrete - up to 4 inch thickness
233 | 11-2. | Additional Removal/Loading Cost for Concrete - > 4 inch thickness |  | Per Square Foot | 0 | 0 | 0 | [10 empty] | FALSE | 11-2. | Additional Removal/Loading Cost for Concrete - > 4 inch thickness
234 | 11-3. | Loading, Transport and Disposal/Recycle Clean Overburden |  | Per Ton | 0 | 0 | 0 | [10 empty] | FALSE | 11-3. | Loading, Transport and Disposal/Recycle Clean Overburden
235 | 11-4. | Transport and Disposal of Clean Concrete |  | Per Ton | 0 | 0 | 0 | [10 empty] | FALSE | 11-4. | Transport and Disposal of Clean Concrete
236 | 11-5. | Transport and Disposal of Mixed Debris |  | Per Ton | 0 | 0 | 0 | [10 empty] | FALSE | 11-5. | Transport and Disposal of Mixed Debris
237 | 11-6. | Transport and Disposal of Petroleum Impacted Soil (includes drum) |  | Per Drum | 0 | 0 | 0 | [10 empty] | FALSE | 11-6. | Transport and Disposal of Petroleum Impacted Soil (includes drum) | bar: 2
238 | 11-7. | Transport Petroleum Impacted Soil (bulk) ≤ 100 miles |  | Per Ton | 0 | 0 | 0 | [10 empty] | FALSE | 11-7. | Transport Petroleum Impacted Soil (bulk) ≤ 100 miles
239 | 11-8. | Transport Petroleum Impacted Soil (bulk) > 100 miles |  | Per Ton | 0 | 0 | 0 | [10 empty] | FALSE | 11-8. | Transport Petroleum Impacted Soil (bulk) > 100 miles
240 | 11-9. | Disposal of Petroleum Impacted Soil at a Landfill (bulk) ≤ 450 tons |  | Per Ton | 0 | 0 | 0 | [10 empty] | FALSE | 11-9. | Disposal of Petroleum Impacted Soil at a Landfill (bulk) ≤ 450 tons
241 | 11-10. | Disposal of Petroleum Impacted Soil at a Landfill (bulk) > 450 tons |  | Per Ton | 0 | 0 | 0 | [10 empty] | FALSE | 11-10. | Disposal of Petroleum Impacted Soil at a Landfill (bulk) > 450 tons
242 | 11-11. | Disposal of Petroleum Impacted Soil at a Thermal Treatment Facility (bulk) ≤ 450 tons |  | Per Ton | 0 | 0 | 0 | [10 empty] | FALSE | 11-11. | Disposal of Petroleum Impacted Soil at a Thermal Treatment Facility (bulk) ≤ 450 tons
243 | 11-12. | Disposal of Petroleum Impacted Soil at a Thermal Treatment Facility (bulk) > 450 tons |  | Per Ton | 0 | 0 | 0 | [10 empty] | FALSE | 11-12. | Disposal of Petroleum Impacted Soil at a Thermal Treatment Facility (bulk) > 450 tons
244 | 11-13. | Transport and Disposal of Petroleum Contact Water (includes drum) |  | Per Drum | 0 | 0 | 0 | [10 empty] | FALSE | 11-13. | Transport and Disposal of Petroleum Contact Water (includes drum) | bar: 2
245 | 11-14. | Transport and Disposal of Petroleum Contact Water (bulk) |  | Per Gallon | 0 | 0 | 0 | [10 empty] | FALSE | 11-14. | Transport and Disposal of Petroleum Contact Water (bulk)
246 | 11-15. | Vacuum Truck Transportation, Disposal and Extraction Operations |  | Reimbursable* | 1 | 1 | 0 | [10 empty] | FALSE | 11-15.
247 | 11-16. | Transport and Disposal of Petroleum Product (includes drum) |  | Per Drum | 0 | 0 | 0 | [10 empty] | FALSE | 11-16. | Transport and Disposal of Petroleum Product (includes drum)
248 | 11-17. | Transport and Disposal of Petroleum Product (bulk) |  | Per Gallon | 0 | 0 | 0 | [10 empty] | FALSE | 11-17. | Transport and Disposal of Petroleum Product (bulk)
249 | 11-18. | Delivery, Pick Up and Rental of 20 Cubic Yard Roll-Off Container |  | Per Week | 0 | 0 | 0 | [10 empty] | FALSE | 11-18. | Delivery, Pick Up and Rental of 20 Cubic Yard Roll-Off Container
250 | 11-19. | Additional Rental of 20 Cubic Yard Roll-Off Container |  | Per Week | 0 | 0 | 0 | [10 empty] | FALSE | 11-19. | Additional Rental of 20 Cubic Yard Roll-Off Container
251 | 12. | RESURFACING | [15 empty] | FALSE |  | RESURFACING
252 | 12-1. | Asphalt Paving - 2 inch thickness (includes sub-base) |  | Per Square Foot | 0 | 0 | 0 | [10 empty] | FALSE | 12-1. | Asphalt Paving - 2 inch thickness (includes sub-base)
253 | 12-2. | Asphalt Paving - additional 1 inch thickness |  | Per Square Foot | 0 | 0 | 0 | [10 empty] | FALSE | 12-2. | Asphalt Paving - additional 1 inch thickness
254 | 12-3. | Concrete Paving - 4 inch thickness (includes sub-base) |  | Per Square Foot | 0 | 0 | 0 | [10 empty] | FALSE | 12-3. | Concrete Paving - 4 inch thickness (includes sub-base)
255 | 12-4. | Concrete Paving - additional 1 inch thickness |  | Per Square Foot | 0 | 0 | 0 | [10 empty] | FALSE | 12-4. | Concrete Paving - additional 1 inch thickness
256 | 12-5. | Crushed Lime Rock Cover - 2 inch thickness |  | Per Square Foot | 0 | 0 | 0 | [10 empty] | FALSE | 12-5. | Crushed Lime Rock Cover - 2 inch thickness
257 | 12-6. | Grass - Sod |  | Per Square Foot | 0 | 0 | 0 | [10 empty] | FALSE | 12-6. | Grass - Sod
258 | 12-7. | Grass - Seed and Mulch |  | Per Square Foot | 0 | 0 | 0 | [10 empty] | FALSE | 12-7. | Grass - Seed and Mulch
259 | 13. | IN-SITU INJECTION | [15 empty] | FALSE |  | IN-SITU INJECTION
260 | 13-1. | Direct Push Boring with In-Situ Injection |  | Per Day | 0 | 0 | 0 | [10 empty] | FALSE | 13-1. | Direct Push Boring with In-Situ Injection
261 | 13-2. | In-Situ Injection Into Existing Well/Treatment Point |  | Per Day | 0 | 0 | 0 | [10 empty] | FALSE | 13-2. | In-Situ Injection Into Existing Well/Treatment Point
262 | 13-3. | Materials to be Injected |  | Reimbursable* | 1 | 1 | 0 | [10 empty] | FALSE
263 | 13-4. | Groundwater Injection System (not by direct push) |  | Per Week | 0 | 0 | 0 | [10 empty] | FALSE | 13-4. | Groundwater Injection System (not by direct push)
264 | 13-5. | Groundwater Injection System (not by direct push) |  | Per Month | 0 | 0 | 0 | [10 empty] | FALSE | 13-5. | Groundwater Injection System (not by direct push)
265 | 14. | TRENCHING, INTEGRATION AND STARTUP | [15 empty] | FALSE |  | TRENCHING, INTEGRATION AND STARTUP
266 | 14.A. | TRENCHING | [15 empty] | FALSE
267 | 14-1.a. | Trenching and Installation of 1-10 Plumbing (and Electrical) Lines in Trench |  | Per Linear Foot of Trench | 0 | 0 | 0 | [10 empty] | FALSE | 14-1.a. | Trenching and Installation of 1-10 Plumbing (and Electrical) Lines in Trench
268 | 14-1.b. | Trenching and Installation of 11 - 20 Lines |  | Per Linear Foot of Trench | 0 | 0 | 0 | [10 empty] | FALSE | 14-1.b. | Trenching and Installation of 11 - 20 Lines
269 | 14-1.c. | Trenching and Installation of 21 - 30 Lines |  | Per Linear Foot of Trench | 0 | 0 | 0 | [10 empty] | FALSE | 14-1.c. | Trenching and Installation of 21 - 30 Lines
270 | 14-1.d. | Trenching and Installation of Additional 1-10 Lines Greater Than 30 Lines |  | Per Linear Foot of Trench | 0 | 0 | 0 | [10 empty] | FALSE | 14-1.d. | Trenching and Installation of Additional 1-10 Lines Greater Than 30 Lines
271 | 14-2. | Installation of Plumbing (and Electrical) Lines Above Ground |  | Per Foot | 0 | 0 | 0 | [10 empty] | FALSE | 14-2. | Installation of Plumbing (and Electrical) Lines Above Ground
272 | 14-3. | Plumbing and Electrical Materials/Equipment Installed in Trench (If FDEP authorizes, submit quote(s) with Change Order) |  | Reimbursable* | 1 | 1 | 0 | [10 empty] | FALSE
273 | 14-3.a. | Traffic Bearing Trench Plates (materials) |  | Reimbursable* | 1 | 1 | 0 | [10 empty] | FALSE
274 | 14-3.b. | Infiltration Gallery Installation |  | Reimbursable* | 1 | 1 | 0 | [10 empty] | FALSE
275 | 14.B. | REMEDIATION SYSTEM INTEGRATION AND STARTUP | [15 empty] | FALSE
276 | 14-4.a. | System Installation/Integration/Startup - 1 Technology Component - 1-10 Recovery/Treatment Points |  | Per Startup | 0 | 0 | 0 | [10 empty] | FALSE | 14-4.a. | System Installation/Integration/Startup - 1 Technology Component - 1-10 Recovery/Treatment Points
277 | 14-4.b. | System Installation/Integration/Startup - 1 Technology Component - 11-20 Recovery/Treatment Points |  | Per Startup | 0 | 0 | 0 | [10 empty] | FALSE | 14-4.b. | System Installation/Integration/Startup - 1 Technology Component - 11-20 Recovery/Treatment Points
278 | 14-4.c. | System Installation/Integration/Startup - 1 Technology Component - 21-30 Recovery/Treatment Points |  | Per Startup | 0 | 0 | 0 | [10 empty] | FALSE | 14-4.c. | System Installation/Integration/Startup - 1 Technology Component - 21-30 Recovery/Treatment Points
279 | 14-4.d. | System Installation/Integration/Startup - 1 Technology Component - 1-10 Additional Recovery/Treatment Points greater Than 30 (This tem is used in conjunction with 14.4.c when needed) |  | Per Startup | 0 | 0 | 0 | [10 empty] | FALSE | 14-4.d. | System Installation/Integration/Startup - 1 Technology Component - 1-10 Additional Recovery/Treatment Points greater Than 30 (This tem is used in conjunction with 14.4.c when needed)
280 | 14-5. | System Installation/Integration/Startup – Addition of 1 Technology Component |  | Per Additional Tech Component | 0 | 0 | 0 | [10 empty] | FALSE | 14-5. | System Installation/Integration/Startup – Addition of 1 Technology Component
281 | 14-6. | Compound Construction/Fencing (materials) |  | Reimbursable* | 1 | 1 | 0 | [10 empty] | FALSE
283 | 14-7. | Utility Drop |  | Reimbursable* | 1 | 1 | 0 | [10 empty] | FALSE
285 | 14-8. | Utility Connection |  | Reimbursable* | 1 | 1 | 0 | [10 empty] | FALSE
286 | 14-9. | Utility Disconnect |  | Reimbursable* | 1 | 1 | 0 | [10 empty] | FALSE
287 | 14-10. | Utility Usage Bills |  | Reimbursable* | 1 | 1 | 0 | [10 empty] | FALSE
288 | 15. | REMEDIAL ACTION - PACKAGED WORK SCOPES (Including Remediation System Equipment) | [15 empty] | FALSE |  | REMEDIAL ACTION - PACKAGED WORK SCOPES (Including Remediation System Equipment)
289 | 15.A. | PILOT TEST PACKAGES (Including Remediation System Equipment) | [15 empty] | FALSE
290 | 15-1. | Groundwater Recovery System Pilot Test - 8 hours |  | Per Test | 0 | 0 | 0 | [10 empty] | FALSE | 15-1. | Groundwater Recovery System Pilot Test - 8 hours
292 | 15-2. | Groundwater Recovery System Pilot Test - Additional Time |  | Per 2 Hrs | 0 | 0 | 0 | [10 empty] | FALSE | 15-2. | Groundwater Recovery System Pilot Test - Additional Time
293 | 15-3. | Air Sparging or Biosparging Pilot Test - 8 hours |  | Per Test | 0 | 0 | 0 | [10 empty] | FALSE | 15-3. | Air Sparging or Biosparging Pilot Test - 8 hours
294 | 15-4. | Air Sparging or Biosparging Pilot Test - Additional Time |  | Per 2 Hrs | 0 | 0 | 0 | [10 empty] | FALSE | 15-4. | Air Sparging or Biosparging Pilot Test - Additional Time
295 | 15-5. | Vapor Extraction Pilot Test - 8 hours |  | Per Test | 0 | 0 | 0 | [10 empty] | FALSE | 15-5. | Vapor Extraction Pilot Test - 8 hours
297 | 15-6. | Vapor Extraction Pilot Test - Additional Time |  | Per 2 Hrs | 0 | 0 | 0 | [10 empty] | FALSE | 15-6. | Vapor Extraction Pilot Test - Additional Time
298 | 15-7. | Vapor Extraction/Aquifer Pumping Test - 8 hours |  | Per Test | 0 | 0 | 0 | [10 empty] | FALSE | 15-7. | Vapor Extraction/Aquifer Pumping Test - 8 hours
299 | 15-8. | Vapor Extraction/Aquifer Pumping Test - Additional Time |  | Per 2 Hrs | 0 | 0 | 0 | [10 empty] | FALSE | 15-8. | Vapor Extraction/Aquifer Pumping Test - Additional Time
300 | 15-9. | Air Sparging/Vapor Extraction Pilot Test - 8 hours |  | Per Test | 0 | 0 | 0 | [10 empty] | FALSE | 15-9. | Air Sparging/Vapor Extraction Pilot Test - 8 hours
301 | 15-10. | Air Sparging/Vapor Extraction Pilot Test - Additional Time |  | Per 2 Hrs | 0 | 0 | 0 | [10 empty] | FALSE | 15-10. | Air Sparging/Vapor Extraction Pilot Test - Additional Time
303 | 15-11. | Multi-Phase Pilot Test - 8 hours |  | Per Test | 0 | 0 | 0 | [10 empty] | FALSE | 15-11. | Multi-Phase Pilot Test - 8 hours
304 | 15-12. | Multi-Phase Pilot Test - Additional Time |  | Per 2 Hrs | 0 | 0 | 0 | [10 empty] | FALSE | 15-12. | Multi-Phase Pilot Test - Additional Time
305 | 15-13. | Air Sparging/Multiphase Extraction Pilot Test - 8 hours |  | Per Test | 0 | 0 | 0 | [10 empty] | FALSE | 15-13. | Air Sparging/Multiphase Extraction Pilot Test - 8 hours
306 | 15-14. | Air Sparging/Multiphase Extraction Pilot Test - Additional Time |  | Per 2 Hours | 0 | 0 | 0 | [10 empty] | FALSE | 15-14. | Air Sparging/Multiphase Extraction Pilot Test - Additional Time
307 | 15-15. | In-Situ Chemical Oxidation (including Ozone) Pilot Test - 8 hours |  | Per Test | 0 | 0 | 0 | [10 empty] | FALSE | 15-15. | In-Situ Chemical Oxidation (including Ozone) Pilot Test - 8 hours
309 | 15-16. | In-Situ Chemical Oxidation (including Ozone) Pilot Test - Additional Time |  | Per 2 Hrs | 0 | 0 | 0 | [10 empty] | FALSE | 15-16. | In-Situ Chemical Oxidation (including Ozone) Pilot Test - Additional Time
310 | 15.B. | SHORT TERM/EPISODIC SYSTEM OPERATION PACKAGES (Including Remediation System Equipment) | [15 empty] | FALSE
311 | 15-17. | Groundwater Treatment System Package - Medium |  | Per Day | 0 | 0 | 0 | [10 empty] | FALSE | 15-17. | Groundwater Treatment System Package - Medium
312 | 15-18. | Groundwater Treatment System Package - Medium |  | Per Week | 0 | 0 | 0 | [10 empty] | FALSE | 15-18. | Groundwater Treatment System Package - Medium
313 | 15-19. | Air Sparge System Package - Medium |  | Per Day | 0 | 0 | 0 | [10 empty] | FALSE | 15-19. | Air Sparge System Package - Medium
314 | 15-20. | Air Sparge System Package - Medium |  | Per Week | 0 | 0 | 0 | [10 empty] | FALSE | 15-20. | Air Sparge System Package - Medium
315 | 15-21. | AS/SVE System Package - Medium |  | Per Day | 0 | 0 | 0 | [10 empty] | FALSE | 15-21. | AS/SVE System Package - Medium
316 | 15-22. | AS/SVE System Package - Medium |  | Per Week | 0 | 0 | 0 | [10 empty] | FALSE | 15-22. | AS/SVE System Package - Medium
317 | 15-23. | MPE System Package - Medium |  | Per Day | 0 | 0 | 0 | [10 empty] | FALSE | 15-23. | MPE System Package - Medium
318 | 15-24. | MPE System Package - Medium |  | Per Week | 0 | 0 | 0 | [10 empty] | FALSE | 15-24. | MPE System Package - Medium
319 | 15-25. | AS/MPE System Package - Medium |  | Per Day | 0 | 0 | 0 | [10 empty] | FALSE | 15-25. | AS/MPE System Package - Medium
320 | 15-26. | AS/MPE System Package - Medium |  | Per Week | 0 | 0 | 0 | [10 empty] | FALSE | 15-26. | AS/MPE System Package - Medium
321 | 15-27. | SVE System Package - Medium |  | Per Day | 0 | 0 | 0 | [10 empty] | FALSE | 15-27. | SVE System Package - Medium
322 | 15-28. | SVE System Package - Medium |  | Per Week | 0 | 0 | 0 | [10 empty] | FALSE | 15-28. | SVE System Package - Medium
323 | 15-29. | In-Situ Chemical Oxidation (including Ozone) Package – Medium |  | Per Day | 0 | 0 | 0 | [10 empty] | FALSE | 15-29. | In-Situ Chemical Oxidation (including Ozone) Package – Medium
324 | 15-30. | In-Situ Chemical Oxidation (including Ozone) Package – Medium |  | Per Week | 0 | 0 | 0 | [10 empty] | FALSE | 15-30. | In-Situ Chemical Oxidation (including Ozone) Package – Medium
325 | 16. | MONTHLY REMEDIATION SYSTEM O&M PACKAGED WORK SCOPES (Excluding Remediation System Equipment) | [15 empty] | FALSE |  | MONTHLY REMEDIATION SYSTEM O&M PACKAGED WORK SCOPES (Excluding Remediation System Equipment)
326 | 16-1. | System O&M Package (excludes system) - Small |  | Per Month | 0 | 0 | 0 | [10 empty] | FALSE | 16-1. | System O&M Package (excludes system) - Small
327 | 16-2. | System O&M Package (excludes system) - Medium |  | Per Month | 0 | 0 | 0 | [10 empty] | FALSE | 16-2. | System O&M Package (excludes system) - Medium
328 | 16-3. | System O&M Package (excludes system) - Large |  | Per Month | 0 | 0 | 0 | [10 empty] | FALSE | 16-3. | System O&M Package (excludes system) - Large
329 | 16-4. | System O&M Package (excludes system) - Extra Large |  | Per Month | 0 | 0 | 0 | [10 empty] | FALSE | 16-4. | System O&M Package (excludes system) - Extra Large
330 | 16-5. | Supplemental System O&M Package - Add Thermox or Catox Treatment |  | Per Month | 0 | 0 | 0 | [10 empty] | FALSE | 16-5. | Supplemental System O&M Package - Add Thermox or Catox Treatment
331 | 17. | REMEDIAL ACTION SYSTEM/EQUIPMENT USE (Equipment Only, Excluding O&M) | [15 empty] | FALSE |  | REMEDIAL ACTION SYSTEM/EQUIPMENT USE (Equipment Only, Excluding O&M)
332 | 17-1. | Medium Holding Tank - 2,000 to 6,000 gal. capacity - Short Term ≤ 6 mos. |  | Per Month | 0 | 0 | 0 | [10 empty] | FALSE | 17-1. | Medium Holding Tank - 2,000 to 6,000 gal. capacity - Short Term ≤ 6 mos.
333 | 17-2. | Medium Holding Tank - 2,000 to 6,000 gal. capacity - Long Term > 6 mos. |  | Per Month | 0 | 0 | 0 | [10 empty] | FALSE | 17-2. | Medium Holding Tank - 2,000 to 6,000 gal. capacity - Long Term > 6 mos.
334 | 17-3. | Large Holding Tank > 6,000 to 10,000 gal. capacity - Short Term ≤ 6 mos. |  | Per Month | 0 | 0 | 0 | [10 empty] | FALSE | 17-3. | Large Holding Tank > 6,000 to 10,000 gal. capacity - Short Term ≤ 6 mos.
335 | 17-4. | Large Holding Tank > 6,000 to 10,000 gal. capacity - Long Term > 6 mos. |  | Per Month | 0 | 0 | 0 | [10 empty] | FALSE | 17-4. | Large Holding Tank > 6,000 to 10,000 gal. capacity - Long Term > 6 mos.
336 | 17-5. | Groundwater Treatment System - Stand Alone Small - Short Term ≤ 6 mos. |  | Per Month | 0 | 0 | 0 | [10 empty] | FALSE | 17-5. | Groundwater Treatment System - Stand Alone Small - Short Term ≤ 6 mos.
337 | 17-6. | Groundwater Treatment System - Stand Alone Small - Long Term > 6 mos. |  | Per Month | 0 | 0 | 0 | [10 empty] | FALSE | 17-6. | Groundwater Treatment System - Stand Alone Small - Long Term > 6 mos.
338 | 17-7. | Groundwater Treatment System - Stand Alone Medium - Short Term ≤ 6 mos. |  | Per Month | 0 | 0 | 0 | [10 empty] | FALSE | 17-7. | Groundwater Treatment System - Stand Alone Medium - Short Term ≤ 6 mos.
339 | 17-8. | Groundwater Treatment System - Stand Alone Medium - Long Term > 6 mos. |  | Per Month | 0 | 0 | 0 | [10 empty] | FALSE | 17-8. | Groundwater Treatment System - Stand Alone Medium - Long Term > 6 mos.
340 | 17-9. | Groundwater Treatment System - Stand Alone Large - Short Term ≤ 6 mos. |  | Per Month | 0 | 0 | 0 | [10 empty] | FALSE | 17-9. | Groundwater Treatment System - Stand Alone Large - Short Term ≤ 6 mos.
341 | 17-10. | Groundwater Treatment System - Stand Alone Large - Long Term > 6 mos. |  | Per Month | 0 | 0 | 0 | [10 empty] | FALSE | 17-10. | Groundwater Treatment System - Stand Alone Large - Long Term > 6 mos.
342 | 17-11. | Air Sparge System - Small - Short Term ≤ 6 mos. |  | Per Month | 0 | 0 | 0 | [10 empty] | FALSE | 17-11. | Air Sparge System - Small - Short Term ≤ 6 mos.
343 | 17-12. | Air Sparge System - Small - Long Term > 6 mos. |  | Per Month | 0 | 0 | 0 | [10 empty] | FALSE | 17-12. | Air Sparge System - Small - Long Term > 6 mos.
344 | 17-13. | Air Sparge System - Medium - Short Term ≤ 6 mos. |  | Per Month | 0 | 0 | 0 | [10 empty] | FALSE | 17-13. | Air Sparge System - Medium - Short Term ≤ 6 mos.
345 | 17-14. | Air Sparge System - Medium - Long Term > 6 mos. |  | Per Month | 0 | 0 | 0 | [10 empty] | FALSE | 17-14. | Air Sparge System - Medium - Long Term > 6 mos.
346 | 17-15. | Air Sparge System - Large - Short Term ≤ 6 mos. |  | Per Month | 0 | 0 | 0 | [10 empty] | FALSE | 17-15. | Air Sparge System - Large - Short Term ≤ 6 mos.
347 | 17-16. | Air Sparge System - Large - Long Term > 6 mos. |  | Per Month | 0 | 0 | 0 | [10 empty] | FALSE | 17-16. | Air Sparge System - Large - Long Term > 6 mos.
348 | 17-17. | AS/SVE System - Small - Short Term ≤ 6 mos. |  | Per Month | 0 | 0 | 0 | [10 empty] | FALSE | 17-17. | AS/SVE System - Small - Short Term ≤ 6 mos.
349 | 17-18. | AS/SVE System - Small - Long Term > 6 mos. |  | Per Month | 0 | 0 | 0 | [10 empty] | FALSE | 17-18. | AS/SVE System - Small - Long Term > 6 mos.
350 | 17-19. | AS/SVE System - Medium - Short Term ≤ 6 mos. |  | Per Month | 0 | 0 | 0 | [10 empty] | FALSE | 17-19. | AS/SVE System - Medium - Short Term ≤ 6 mos.
351 | 17-20. | AS/SVE System - Medium - Long Term > 6 mos. |  | Per Month | 0 | 0 | 0 | [10 empty] | FALSE | 17-20. | AS/SVE System - Medium - Long Term > 6 mos.
352 | 17-21. | AS/SVE System - Large - Short Term ≤ 6 mos. |  | Per Month | 0 | 0 | 0 | [10 empty] | FALSE | 17-21. | AS/SVE System - Large - Short Term ≤ 6 mos.
353 | 17-22. | AS/SVE System - Large - Long Term > 6 mos. |  | Per Month | 0 | 0 | 0 | [10 empty] | FALSE | 17-22. | AS/SVE System - Large - Long Term > 6 mos.
354 | 17-23. | MPE System - Small - Short Term ≤ 6 mos. |  | Per Month | 0 | 0 | 0 | [10 empty] | FALSE | 17-23. | MPE System - Small - Short Term ≤ 6 mos.
355 | 17-24. | MPE System - Small - Long Term > 6 mos. |  | Per Month | 0 | 0 | 0 | [10 empty] | FALSE | 17-24. | MPE System - Small - Long Term > 6 mos.
356 | 17-25. | MPE System - Medium - Short Term ≤ 6 mos. |  | Per Month | 0 | 0 | 0 | [10 empty] | FALSE | 17-25. | MPE System - Medium - Short Term ≤ 6 mos.
357 | 17-26. | MPE System - Medium - Long Term > 6 mos. |  | Per Month | 0 | 0 | 0 | [10 empty] | FALSE | 17-26. | MPE System - Medium - Long Term > 6 mos.
358 | 17-27. | MPE System - Large - Short Term ≤ 6 mos. |  | Per Month | 0 | 0 | 0 | [10 empty] | FALSE | 17-27. | MPE System - Large - Short Term ≤ 6 mos.
359 | 17-28. | MPE System - Large - Long Term > 6 mos. |  | Per Month | 0 | 0 | 0 | [10 empty] | FALSE | 17-28. | MPE System - Large - Long Term > 6 mos.
360 | 17-29. | Groundwater Treatment - Add On - Small - Short Term ≤ 6 mos. |  | Per Month | 0 | 0 | 0 | [10 empty] | FALSE | 17-29. | Groundwater Treatment - Add On - Small - Short Term ≤ 6 mos.
361 | 17-30. | Groundwater Treatment - Add On - Medium - Short Term ≤ 6 mos. |  | Per Month | 0 | 0 | 0 | [10 empty] | FALSE | 17-30. | Groundwater Treatment - Add On - Medium - Short Term ≤ 6 mos.
362 | 17-31. | Groundwater Treatment - Add On - Large - Short Term ≤ 6 mos. |  | Per Month | 0 | 0 | 0 | [10 empty] | FALSE | 17-31. | Groundwater Treatment - Add On - Large - Short Term ≤ 6 mos.
363 | 17-32. | Groundwater Treatment - Add On - Small - Long Term > 6 mos. |  | Per Month | 0 | 0 | 0 | [10 empty] | FALSE | 17-32. | Groundwater Treatment - Add On - Small - Long Term > 6 mos.
364 | 17-33. | Groundwater Treatment - Add On - Medium - Long Term > 6 mos. |  | Per Month | 0 | 0 | 0 | [10 empty] | FALSE | 17-33. | Groundwater Treatment - Add On - Medium - Long Term > 6 mos.
365 | 17-34. | Groundwater Treatment - Add On - Large - Long Term > 6 mos. |  | Per Month | 0 | 0 | 0 | [10 empty] | FALSE | 17-34. | Groundwater Treatment - Add On - Large - Long Term > 6 mos.
366 | 17-35. | Carbon Off Gas Treatment - Add On - Small - Short Term ≤ 6 mos. |  | Per Month | 0 | 0 | 0 | [10 empty] | FALSE | 17-35. | Carbon Off Gas Treatment - Add On - Small - Short Term ≤ 6 mos.
367 | 17-36. | Carbon Off Gas Treatment - Add On - Medium - Short Term ≤ 6 mos. |  | Per Month | 0 | 0 | 0 | [10 empty] | FALSE | 17-36. | Carbon Off Gas Treatment - Add On - Medium - Short Term ≤ 6 mos.
368 | 17-37. | Carbon Off Gas Treatment - Add On - Large - Short Term ≤ 6 mos. |  | Per Month | 0 | 0 | 0 | [10 empty] | FALSE | 17-37. | Carbon Off Gas Treatment - Add On - Large - Short Term ≤ 6 mos.
369 | 17-38. | Carbon Off Gas Treatment - Add On - Small- Long Term > 6 mos. |  | Per Month | 0 | 0 | 0 | [10 empty] | FALSE | 17-38. | Carbon Off Gas Treatment - Add On - Small- Long Term > 6 mos.
370 | 17-39. | Carbon Off Gas Treatment - Add On - Medium - Long Term > 6 mos. |  | Per Month | 0 | 0 | 0 | [10 empty] | FALSE | 17-39. | Carbon Off Gas Treatment - Add On - Medium - Long Term > 6 mos.
371 | 17-40. | Carbon Off Gas Treatment - Add On - Large - Long Term > 6 mos. |  | Per Month | 0 | 0 | 0 | [10 empty] | FALSE | 17-40. | Carbon Off Gas Treatment - Add On - Large - Long Term > 6 mos.
372 | 17-41. | Thermox/Catox Off Gas Treatment - Add On - Small - Short Term ≤ 6 mos. |  | Per Month | 0 | 0 | 0 | [10 empty] | FALSE | 17-41. | Thermox/Catox Off Gas Treatment - Add On - Small - Short Term ≤ 6 mos.
373 | 17-42. | Thermox/Catox Off Gas Treatment - Add On - Medium - Short Term ≤ 6 mos. |  | Per Month | 0 | 0 | 0 | [10 empty] | FALSE | 17-42. | Thermox/Catox Off Gas Treatment - Add On - Medium - Short Term ≤ 6 mos.
374 | 17-43. | Thermox/Catox Off Gas Treatment - Add On - Large - Short Term ≤ 6 mos. |  | Per Month | 0 | 0 | 0 | [10 empty] | FALSE | 17-43. | Thermox/Catox Off Gas Treatment - Add On - Large - Short Term ≤ 6 mos.
375 | 17-44. | Thermox/Catox Off Gas Treatment - Add On - Small - Long Term > 6 mos. |  | Per Month | 0 | 0 | 0 | [10 empty] | FALSE | 17-44. | Thermox/Catox Off Gas Treatment - Add On - Small - Long Term > 6 mos.
376 | 17-45. | Thermox/Catox Off Gas Treatment - Add On - Medium - Long Term > 6 mos. |  | Per Month | 0 | 0 | 0 | [10 empty] | FALSE | 17-45. | Thermox/Catox Off Gas Treatment - Add On - Medium - Long Term > 6 mos.
377 | 17-46. | Thermox/Catox Off Gas Treatment - Add On - Large - Long Term > 6 mos. |  | Per Month | 0 | 0 | 0 | [10 empty] | FALSE | 17-46. | Thermox/Catox Off Gas Treatment - Add On - Large - Long Term > 6 mos.
378 | 17-47. | Soil Vapor Extraction (SVE) System - Small - Short Term ≤ 6 Months |  | Per Month | 0 | 0 | 0 | [10 empty] | FALSE | 17-47. | Soil Vapor Extraction (SVE) System - Small - Short Term ≤ 6 Months
379 | 17-48. | Soil Vapor Extraction (SVE) System - Small - Long Term > 6 Months |  | Per Month | 0 | 0 | 0 | [10 empty] | FALSE | 17-48. | Soil Vapor Extraction (SVE) System - Small - Long Term > 6 Months
380 | 17-49. | Soil Vapor Extraction (SVE) System - Medium - Short Term ≤ 6 Months |  | Per Month | 0 | 0 | 0 | [10 empty] | FALSE | 17-49. | Soil Vapor Extraction (SVE) System - Medium - Short Term ≤ 6 Months
381 | 17-50. | Soil Vapor Extraction (SVE) System - Medium - Long Term > 6 Months |  | Per Month | 0 | 0 | 0 | [10 empty] | FALSE | 17-50. | Soil Vapor Extraction (SVE) System - Medium - Long Term > 6 Months
382 | 17-51. | Soil Vapor Extraction (SVE) System - Large - Short Term ≤ 6 Months |  | Per Month | 0 | 0 | 0 | [10 empty] | FALSE | 17-51. | Soil Vapor Extraction (SVE) System - Large - Short Term ≤ 6 Months
383 | 17-52. | Soil Vapor Extraction (SVE) System - Large - Long Term > 6 Months |  | Per Month | 0 | 0 | 0 | [10 empty] | FALSE | 17-52. | Soil Vapor Extraction (SVE) System - Large - Long Term > 6 Months
384 | 17-53. | Air Sparge/Multphase Extraction (AS/MPE) System - Small - Short Term ≤ 6 Months |  | Per Month | 0 | 0 | 0 | [10 empty] | FALSE | 17-53. | Air Sparge/Multphase Extraction (AS/MPE) System - Small - Short Term ≤ 6 Months
385 | 17-54. | Air Sparge/Multphase Extraction (AS/MPE) System - Small - Long Term > 6 Months |  | Per Month | 0 | 0 | 0 | [10 empty] | FALSE | 17-54. | Air Sparge/Multphase Extraction (AS/MPE) System - Small - Long Term > 6 Months
386 | 17-55. | Air Sparge/Multphase Extraction (AS/MPE) System - Medium - Short Term ≤ 6 Months |  | Per Month | 0 | 0 | 0 | [10 empty] | FALSE | 17-55. | Air Sparge/Multphase Extraction (AS/MPE) System - Medium - Short Term ≤ 6 Months
387 | 17-56. | Air Sparge/Multphase Extraction (AS/MPE) System - Medium - Long Term > 6 Months |  | Per Month | 0 | 0 | 0 | [10 empty] | FALSE | 17-56. | Air Sparge/Multphase Extraction (AS/MPE) System - Medium - Long Term > 6 Months
388 | 17-57. | Air Sparge/Multphase Extraction (AS/MPE) System - Large - Short Term ≤ 6 Months |  | Per Month | 0 | 0 | 0 | [10 empty] | FALSE | 17-57. | Air Sparge/Multphase Extraction (AS/MPE) System - Large - Short Term ≤ 6 Months
389 | 17-58. | Air Sparge/Multphase Extraction (AS/MPE) System - Large - Long Term > 6 Months |  | Per Month | 0 | 0 | 0 | [10 empty] | FALSE | 17-58. | Air Sparge/Multphase Extraction (AS/MPE) System - Large - Long Term > 6 Months
390 | 17-59. | In-Situ Chemical Oxidation (including Ozone) System – Small – Long Term > 6 Months |  | Per Month | 0 | 0 | 0 | [10 empty] | FALSE | 17-59. | In-Situ Chemical Oxidation (including Ozone) System – Small – Long Term > 6 Months
391 | 17-60. | In-Situ Chemical Oxidation (including Ozone) System – Small - Short Term ≤ 6 Months |  | Per Month | 0 | 0 | 0 | [10 empty] | FALSE | 17-60. | In-Situ Chemical Oxidation (including Ozone) System – Small - Short Term ≤ 6 Months
392 | 17-61. | In-Situ Chemical Oxidation (including Ozone) System – Medium – Long Term > 6 Months |  | Per Month | 0 | 0 | 0 | [10 empty] | FALSE | 17-61. | In-Situ Chemical Oxidation (including Ozone) System – Medium – Long Term > 6 Months
393 | 17-62. | In-Situ Chemical Oxidation (including Ozone) System – Medium - Short Term ≤ 6 Months |  | Per Month | 0 | 0 | 0 | [10 empty] | FALSE | 17-62. | In-Situ Chemical Oxidation (including Ozone) System – Medium - Short Term ≤ 6 Months
394 | 17-63. | In-Situ Chemical Oxidation (including Ozone) System – Large - Long Term > 6 Months |  | Per Month | 0 | 0 | 0 | [10 empty] | FALSE | 17-63. | In-Situ Chemical Oxidation (including Ozone) System – Large - Long Term > 6 Months
395 | 17-64. | In-Situ Chemical Oxidation (including Ozone) System – Large -Short Term ≤ 6 Months |  | Per Month | 0 | 0 | 0 | [10 empty] | FALSE | 17-64. | In-Situ Chemical Oxidation (including Ozone) System – Large -Short Term ≤ 6 Months
396 | 18. | REPORTS (Excluding Professional Engineering and Professional Geology Services) | [15 empty] | FALSE |  | REPORTS (Excluding Professional Engineering and Professional Geology Services)
397 | 18-1. | Soil Source Removal Report |  | Per Report | 0 | 0 | 0 | [10 empty] | FALSE | 18-1. | Soil Source Removal Report
398 | 18-2. | General Site Assessment Report |  | Per Report | 0 | 0 | 0 | [10 empty] | FALSE | 18-2. | General Site Assessment Report | bar: 3
399 | 18-3. | Supplemental Site Assessment Report |  | Per Report | 0 | 0 | 0 | [10 empty] | FALSE | 18-3. | Supplemental Site Assessment Report | bar: 3
400 | 18-4. | Receptor and Exposure Pathway Report |  | Per Report | 0 | 0 | 0 | [10 empty] | FALSE | 18-4. | Receptor and Exposure Pathway Report
401 | 18-5. | Level 1 Natural Attenuation Monitoring Plan |  | Per Plan | 0 | 0 | 0 | [10 empty] | FALSE | 18-5. | Level 1 Natural Attenuation Monitoring Plan
402 | 18-6. | Level 2 Natural Attenuation Monitoring Plan |  | Per Plan | 0 | 0 | 0 | [10 empty] | FALSE | 18-6. | Level 2 Natural Attenuation Monitoring Plan
403 | 18-7. | Natural Attenuation or Post RA Monitoring Report, Quarterly or Non-Annual |  | Per Report | 0 | 0 | 0 | [10 empty] | FALSE | 18-7. | Natural Attenuation or Post RA Monitoring Report, Quarterly or Non-Annual
404 | 18-8. | Natural Attenuation or Post RA Monitoring Report, Annual |  | Per Report | 0 | 0 | 0 | [10 empty] | FALSE | 18-8. | Natural Attenuation or Post RA Monitoring Report, Annual
405 | 18-9. | Pilot Test Plan |  | Per Plan | 0 | 0 | 0 | [10 empty] | FALSE | 18-9. | Pilot Test Plan
406 | 18-10. | Pilot Test Report |  | Per Report | 0 | 0 | 0 | [10 empty] | FALSE | 18-10. | Pilot Test Report
407 | 18-11. | Level 1 Remedial Action Plan |  | Per Plan | 0 | 0 | 0 | [10 empty] | FALSE | 18-11. | Level 1 Remedial Action Plan
408 | 18-12. | Level 2 Remedial Action Plan |  | Per Plan | 0 | 0 | 0 | [10 empty] | FALSE | 18-12. | Level 2 Remedial Action Plan
410 | 18-13. | Level 1 Limited Scope Remedial Action Plan or RAP Modification Plan |  | Per Plan | 0 | 0 | 0 | [10 empty] | FALSE | 18-13. | Level 1 Limited Scope Remedial Action Plan or RAP Modification Plan
411 | 18-14. | Level 2 Limited Scope Remedial Action Plan or RAP Modification Plan |  | Per Plan | 0 | 0 | 0 | [10 empty] | FALSE | 18-14. | Level 2 Limited Scope Remedial Action Plan or RAP Modification Plan
412 | 18-15. | Level 3 Limited Scope Remedial Action Plan or RAP Modification Plan |  | Per Plan | 0 | 0 | 0 | [10 empty] | FALSE | 18-15. | Level 3 Limited Scope Remedial Action Plan or RAP Modification Plan
413 | 18-16. | Level 4 Limited Scope Remedial Action Plan or RAP Modification Plan |  | Per Plan | 0 | 0 | 0 | [10 empty] | FALSE | 18-16. | Level 4 Limited Scope Remedial Action Plan or RAP Modification Plan
414 | 18-17. | Construction Drawings and Design Specifications |  | Per Report | 0 | 0 | 0 | [10 empty] | FALSE | 18-17. | Construction Drawings and Design Specifications
415 | 18-18. | As-Built Drawings (P.E. Sealed red lined modifications) |  | Per Drawings | 0 | 0 | 0 | [10 empty] | FALSE | 18-18. | As-Built Drawings (P.E. Sealed red lined modifications)
416 | 18-19. | Remedial Action Startup Report |  | Per Report | 0 | 0 | 0 | [10 empty] | FALSE | 18-19. | Remedial Action Startup Report
417 | 18-20. | Letter/NPDES Report |  | Per Report | 0 | 0 | 0 | [10 empty] | FALSE | 18-20. | Letter/NPDES Report
418 | 18-21. | Operation and Maintenance Report, Quarterly or Non-Annual |  | Per Report | 0 | 0 | 0 | [10 empty] | FALSE | 18-21. | Operation and Maintenance Report, Quarterly or Non-Annual
419 | 18-22. | Operation and Maintenance Annual Report |  | Per Report | 0 | 0 | 0 | [10 empty] | FALSE | 18-22. | Operation and Maintenance Annual Report
420 | 18-23. | Remedial Action General Report |  | Per Report | 0 | 0 | 0 | [10 empty] | FALSE | 18-23. | Remedial Action General Report
421 | 18-24. | Remedial Action Interim Report |  | Per Report | 0 | 0 | 0 | [10 empty] | FALSE | 18-24. | Remedial Action Interim Report
422 | 18-25. | Free Product Recovery Report |  | Per Report | 0 | 0 | 0 | [10 empty] | FALSE | 18-25. | Free Product Recovery Report
423 | 18-26. | Well Abandonment/Site Restoration Report |  | Per Report | 0 | 0 | 0 | [10 empty] | FALSE | 18-26. | Well Abandonment/Site Restoration Report
424 | 18-27. | Interim Assessment Report |  | Per Report | 0 | 0 | 0 | [10 empty] | FALSE | 18-27. | Interim Assessment Report | bar: 2
425 | 19. | PERSONNEL (Excluding Professional Engineer and Professional Geologist) | [15 empty] | FALSE |  | PERSONNEL (Excluding Professional Engineer and Professional Geologist)
426 | 19-1. | Program/Contract Manager |  | Per Hour | 0 | 0 | 0 | [10 empty] | FALSE | 19-1. | Program/Contract Manager
427 | 19-2. | Project/Site Manager |  | Per Hour | 0 | 0 | 0 | [10 empty] | FALSE | 19-2. | Project/Site Manager
428 | 19-3. | Engineer |  | Per Hour | 0 | 0 | 0 | [10 empty] | FALSE | 19-3. | Engineer
429 | 19-4. | Geologist/Geoscientist |  | Per Hour | 0 | 0 | 0 | [10 empty] | FALSE | 19-4. | Geologist/Geoscientist
430 | 19-5. | Hydrogeologist/Modeler |  | Per Hour | 0 | 0 | 0 | [10 empty] | FALSE | 19-5. | Hydrogeologist/Modeler
431 | 19-6. | Scientist/Technical Specialist |  | Per Hour | 0 | 0 | 0 | [10 empty] | FALSE | 19-6. | Scientist/Technical Specialist | bar: 1
432 | 19-7. | Assistant Scientist/Technical Specialist |  | Per Hour | 0 | 0 | 0 | [10 empty] | FALSE | 19-7. | Assistant Scientist/Technical Specialist
433 | 19-8. | Field Technician |  | Per Hour | 0 | 0 | 0 | [10 empty] | FALSE | 19-8. | Field Technician | bar: 1
434 | 19-9. | Draftsperson |  | Per Hour | 0 | 0 | 0 | [10 empty] | FALSE | 19-9. | Draftsperson
435 | 19-10. | Administrative Staff |  | Per Hour | 0 | 0 | 0 | [10 empty] | FALSE | 19-10. | Administrative Staff
436 | 19-11. | Laborers and Security Guards |  | Per Hour | 0 | 0 | 0 | [10 empty] | FALSE | 19-11. | Laborers and Security Guards
437 | 20. | PROFESSIONAL ENGINEERING AND PROFESSIONAL GEOLOGY SERVICES | [15 empty] | FALSE |  | PROFESSIONAL ENGINEERING AND PROFESSIONAL GEOLOGY SERVICES
438 | 20-1. | Professional Engineer |  | Per Hour | 0 | 0 | 0 | [10 empty] | FALSE | 20-1. | Professional Engineer
439 | 20-2. | Professional Geologist |  | Per Hour | 0 | 0 | 0 | [10 empty] | FALSE | 20-2. | Professional Geologist
440 | 20-3. | P.G. Field Oversight of Drilling and Boring and Soil-Boring Logging |  | Per Hour | 0 | 0 | 0 | [10 empty] | FALSE | 20-3. | P.G. Field Oversight of Drilling and Boring and Soil-Boring Logging
441 | 20-4. | P.G. Field Oversight of Well Installation |  | Per Hour | 0 | 0 | 0 | [10 empty] | FALSE | 20-4. | P.G. Field Oversight of Well Installation
442 | 20-5. | P.E. Project Oversight for Remediation Technology Pilot Testing |  | Per Test | 0 | 0 | 0 | [10 empty] | FALSE | 20-5. | P.E. Project Oversight for Remediation Technology Pilot Testing
443 | 20-6.a. | P.E. Project Oversight for Remediation System Integration and Startup - Small System |  | Per System | 0 | 0 | 0 | [10 empty] | FALSE | 20-6.a. | P.E. Project Oversight for Remediation System Integration and Startup - Small System
444 | 20-6.b. | P.E. Project Oversight for Remediation System Integration and Startup - Medium System |  | Per System | 0 | 0 | 0 | [10 empty] | FALSE | 20-6.b. | P.E. Project Oversight for Remediation System Integration and Startup - Medium System
445 | 20-6.c. | P.E. Project Oversight for Remediation System Integration and Startup - Large System |  | Per System | 0 | 0 | 0 | [10 empty] | FALSE | 20-6.c. | P.E. Project Oversight for Remediation System Integration and Startup - Large System
446 | 20-6.d. | P.E. Project Oversight for Remediation System Integration and Startup - Extra Large System |  | Per System | 0 | 0 | 0 | [10 empty] | FALSE | 20-6.d. | P.E. Project Oversight for Remediation System Integration and Startup - Extra Large System
447 | 20-7.a. | P.E. Project Oversight for Short Term or Episodic Remediation System Operation |  | Per Day | 0 | 0 | 0 | [10 empty] | FALSE | 20-7.a. | P.E. Project Oversight for Short Term or Episodic Remediation System Operation
448 | 20-7.b. | P.E. Project Oversight for Short Term or Episodic Remediation System Operation |  | Per Week | 0 | 0 | 0 | [10 empty] | FALSE | 20-7.b. | P.E. Project Oversight for Short Term or Episodic Remediation System Operation
449 | 20-8. | P.E. Project Oversight for Remediation System Operation and Maintenance |  | Per Month | 0 | 0 | 0 | [10 empty] | FALSE | 20-8. | P.E. Project Oversight for Remediation System Operation and Maintenance
450 | 20-9. | P.E. Review and Certification of Sufficiency of Engineering Controls (other than permanent, impermeable surface or top two feet of clean fill), with Monitoring and Maintenance Recommendations Required for a Conditional NFA |  | Per Review and Certification | 0 | 0 | 0 | [10 empty] | FALSE | 20-9. | P.E. Review and Certification of Sufficiency of Engineering Controls (other than permanent, impermeable surface or top two feet of clean fill), with Monitoring and Maintenance Recommendations Required for a Conditional NFA
451 | 20-10. | P.G. or Qualified P.E. Review and Certification of Sufficiency of Engineering Controls Limited to Permanent, Impermeable Surface or Top Two Feet of Clean Fill with Monitoring and Maintenance Recommendations Required for a Conditional NFA |  | Per Review and Certification | 0 | 0 | 0 | [10 empty] | FALSE | 20-10. | P.G. or Qualified P.E. Review and Certification of Sufficiency of Engineering Controls Limited to Permanent, Impermeable Surface or Top Two Feet of Clean Fill with Monitoring and Maintenance Recommendations Required for a Conditional NFA
452 | 20-11. | P.E. Design and Certification of Plans and Project Oversight of Installation for Engineering Controls (other than permanent, impermeable surface or top two feet of clean fill) required for a conditional NFA |  | Per Engineering Controls Installation | 0 | 0 | 0 | [10 empty] | FALSE | 20-11. | P.E. Design and Certification of Plans and Project Oversight of Installation for Engineering Controls (other than permanent, impermeable surface or top two feet of clean fill) required for a conditional NFA
453 | 20-12. | P.G. or Qualified P.E. Review, Evaluation and Certification of Plans and Project Oversight for Installation of Engineering Controls Limited to Permanent, Impermeable Surface or Top Two Feet of Clean Fill Required for a Conditional NFA |  | Per Engineering Controls Installation | 0 | 0 | 0 | [10 empty] | FALSE | 20-12. | P.G. or Qualified P.E. Review, Evaluation and Certification of Plans and Project Oversight for Installation of Engineering Controls Limited to Permanent, Impermeable Surface or Top Two Feet of Clean Fill Required for a Conditional NFA
454 | 20-13. | P.G. or P.E. Review, Evaluation and Certification of a Soil Source Removal Report That Includes a Recommendation for NFA |  | Per Report | 0 | 0 | 0 | [10 empty] | FALSE | 20-13. | P.G. or P.E. Review, Evaluation and Certification of a Soil Source Removal Report That Includes a Recommendation for NFA
455 | 20-14. | P.G. or Qualified P.E. Review, Evaluation and Certification of a General Site Assessment Report |  | Per Report | 0 | 0 | 0 | [10 empty] | FALSE | 20-14. | P.G. or Qualified P.E. Review, Evaluation and Certification of a General Site Assessment Report | bar: 3
456 | 20-15. | P.G. or Qualified P.E. Review, Evaluation and Certification of a Supplemental Site Assessment Report |  | Per Report | 0 | 0 | 0 | [10 empty] | FALSE | 20-15. | P.G. or Qualified P.E. Review, Evaluation and Certification of a Supplemental Site Assessment Report | bar: 3
457 | 20-16. | P.G. or P.E. Review, Evaluation and Certification of a Receptor and Exposure Pathway Report |  | Per Report | 0 | 0 | 0 | [10 empty] | FALSE | 20-16. | P.G. or P.E. Review, Evaluation and Certification of a Receptor and Exposure Pathway Report
458 | 20-17. | P.E. Review, Evaluation and Certification of a Level 1 Natural Attenuation Monitoring Plan |  | Per Plan | 0 | 0 | 0 | [10 empty] | FALSE | 20-17. | P.E. Review, Evaluation and Certification of a Level 1 Natural Attenuation Monitoring Plan
459 | 20-18. | P.E. Review, Evaluation and Certification of a Level 2 Natural Attenuation Monitoring Plan |  | Per Plan | 0 | 0 | 0 | [10 empty] | FALSE | 20-18. | P.E. Review, Evaluation and Certification of a Level 2 Natural Attenuation Monitoring Plan
460 | 20-19. | P.E. or P.G. Review, Evaluation and Certification of a Non-Annual Natural Attenuation or Post RA Monitoring Report That Includes a Recommendation for NFA or a Recommendation to Modify the Approved Monitoring Plan. |  | Per Report | 0 | 0 | 0 | [10 empty] | FALSE | 20-19. | P.E. or P.G. Review, Evaluation and Certification of a Non-Annual Natural Attenuation or Post RA Monitoring Report That Includes a Recommendation for NFA or a Recommendation to Modify the Approved Monitoring Plan.
461 | 20-20. | P.G or P.E. Review, Evaluation and Certification of an Annual Natural Attenuation Monitoring Report |  | Per Report | 0 | 0 | 0 | [10 empty] | FALSE | 20-20. | P.G or P.E. Review, Evaluation and Certification of an Annual Natural Attenuation Monitoring Report
462 | 20-21. | P.E. Review, Evaluation and Certification of a Pilot Test Plan |  | Per Plan | 0 | 0 | 0 | [10 empty] | FALSE | 20-21. | P.E. Review, Evaluation and Certification of a Pilot Test Plan
463 | 20-22. | P.E. Review, Evaluation and Certification of a Pilot Test Report |  | Per Report | 0 | 0 | 0 | [10 empty] | FALSE | 20-22. | P.E. Review, Evaluation and Certification of a Pilot Test Report
464 | 20-23. | P.E. Review, Evaluation and Certification of a Level 1 Remedial Action Plan |  | Per Plan | 0 | 0 | 0 | [10 empty] | FALSE | 20-23. | P.E. Review, Evaluation and Certification of a Level 1 Remedial Action Plan
466 | 20-24. | P.E. Review, Evaluation and Certification of a Level 2 Remedial Action Plan |  | Per Plan | 0 | 0 | 0 | [10 empty] | FALSE | 20-24. | P.E. Review, Evaluation and Certification of a Level 2 Remedial Action Plan
467 | 20-25. | P.E. Review, Evaluation and Certification of a Level 1 Limited Scope Remedial Action Plan or RAP Modification Plan |  | Per Plan | 0 | 0 | 0 | [10 empty] | FALSE | 20-25. | P.E. Review, Evaluation and Certification of a Level 1 Limited Scope Remedial Action Plan or RAP Modification Plan
468 | 20-26. | P.E. Review, Evaluation and Certification of a Level 2 Limited Scope Remedial Action Plan or RAP Modification Plan |  | Per Plan | 0 | 0 | 0 | [10 empty] | FALSE | 20-26. | P.E. Review, Evaluation and Certification of a Level 2 Limited Scope Remedial Action Plan or RAP Modification Plan
469 | 20-27. | P.E. Review, Evaluation and Certification of a Level 3 Limited Scope Remedial Action Plan or RAP Modification Plan |  | Per Plan | 0 | 0 | 0 | [10 empty] | FALSE | 20-27. | P.E. Review, Evaluation and Certification of a Level 3 Limited Scope Remedial Action Plan or RAP Modification Plan
470 | 20-28. | P.E. Review, Evaluation and Certification of a Level 4 Limited Scope Remedial Action Plan or RAP Modification Plan |  | Per Plan | 0 | 0 | 0 | [10 empty] | FALSE | 20-28. | P.E. Review, Evaluation and Certification of a Level 4 Limited Scope Remedial Action Plan or RAP Modification Plan
471 | 20-29. | P.E. Review, Evaluation and Certification of As-Built Drawings (P.E. sealed red lined modifications) |  | Per Set of Drawings | 0 | 0 | 0 | [10 empty] | FALSE | 20-29. | P.E. Review, Evaluation and Certification of As-Built Drawings (P.E. sealed red lined modifications)
472 | 20-30. | P.E. Review, Evaluation and Certification of a Remedial Action Startup Report That Includes a Recommendation for System Modification or Significant Change in the Course of Action |  | Per Report | 0 | 0 | 0 | [10 empty] | FALSE | 20-30. | P.E. Review, Evaluation and Certification of a Remedial Action Startup Report That Includes a Recommendation for System Modification or Significant Change in the Course of Action
473 | 20-31. | P.E. Review, Evaluation and Certification of a Non-Annual Operation and Maintenance Report That Includes Significant Proposed Changes to the Approved RAP |  | Per Report | 0 | 0 | 0 | [10 empty] | FALSE | 20-31. | P.E. Review, Evaluation and Certification of a Non-Annual Operation and Maintenance Report That Includes Significant Proposed Changes to the Approved RAP
474 | 20-32. | P.E. Review, Evaluation and Certification of an Annual Operation and Maintenance Report |  | Per Report | 0 | 0 | 0 | [10 empty] | FALSE | 20-32. | P.E. Review, Evaluation and Certification of an Annual Operation and Maintenance Report
475 | 20-33. | P.G or P.E. Review, Evaluation and Certification of a Remedial Action General Report |  | Per Report | 0 | 0 | 0 | [10 empty] | FALSE | 20-33. | P.G or P.E. Review, Evaluation and Certification of a Remedial Action General Report
476 | 20-34. | P.G or P.E. Review, Evaluation and Certification of an Interim Assessment or Remedial Action Report That Includes a Recommendation for System Modification or Significant Change in the Course of Action |  | Per Report | 0 | 0 | 0 | [10 empty] | FALSE | 20-34. | P.G or P.E. Review, Evaluation and Certification of an Interim Assessment or Remedial Action Report That Includes a Recommendation for System Modification or Significant Change in the Course of Action
477 | 20-35. | P.E. Review, Evaluation, and Certification of Construction Drawings |  | Per Set of Drawings | 0 | 0 | 0 | [10 empty] | FALSE | 20-35. | P.E. Review, Evaluation, and Certification of Construction Drawings
478 | 20-36. | P.E. Review, Evaluation, and Certification of Annual PARM Report |  | Per Report | 0 | 0 | 0 | [10 empty] | FALSE | 20-36. | P.E. Review, Evaluation, and Certification of Annual PARM Report
479 | 21. | MISCELLANEOUS ITEMS |  | ' | [13 empty] | FALSE |  | MISCELLANEOUS ITEMS
480 | 21-1. |  |  | Reimbursable* | 1 | 1 | 0 | [10 empty] | FALSE | 21-1. | 0
481 | 21-2. |  |  | Reimbursable* | 1 | 1 | 0 | [10 empty] | FALSE | 21-2. | 0
482 | 21-3. |  |  | Reimbursable* | 1 | 1 | 0 | [10 empty] | FALSE | 21-3. | 0
483 | 21-4. |  |  | Reimbursable* | 1 | 1 | 0 | [10 empty] | FALSE | 21-4. | 0
484 | 21-5. |  |  | Reimbursable* | 1 | 1 | 0 | [10 empty] | FALSE | 21-5. | 0
485 | 21-6. |  |  | Reimbursable* | 1 | 1 | 0 | [10 empty] | FALSE | 21-6. | 0
486 | 21-7. |  |  | Reimbursable* | 1 | 1 | 0 | [10 empty] | FALSE | 21-7. | 0
487 | 21-8. |  |  | Reimbursable* | 1 | 1 | 0 | [10 empty] | FALSE | 21-8. | 0
488 | 21-9. |  |  | Reimbursable* | 1 | 1 | 0 | [10 empty] | FALSE | 21-9. | 0
489 | 21-10. |  |  | Reimbursable* | 1 | 1 | 0 | [10 empty] | FALSE | 21-10. | 0
450 | 21-11. |  |  | Reimbursable* | 1 | 1 | 0 | [10 empty] | FALSE | 21-11. | 0
451 | 21-12. |  |  | Reimbursable* | 1 | 1 | 0 | [10 empty] | FALSE | 21-12. | 0
452 | 21-13. |  |  | Reimbursable* | 1 | 1 | 0 | [10 empty] | FALSE | 21-13. | 0
453 | 21-14. |  |  | Reimbursable* | 1 | 1 | 0 | [10 empty] | FALSE | 21-14. | 0
454 | 21-15. |  |  | Reimbursable* | 1 | 1 | 0 | [10 empty] | FALSE | 21-15. | 0
455 | 21-16. |  |  | Reimbursable* | 1 | 1 | 0 | [10 empty] | FALSE | 21-16. | 0
456 | 21-17. |  |  | Reimbursable* | 1 | 1 | 0 | [10 empty] | FALSE | 21-17. | 0
457 | 21-18. |  |  | Reimbursable* | 1 | 1 | 0 | [10 empty] | FALSE | 21-18. | 0
458 | 21-19. |  |  | Reimbursable* | 1 | 1 | 0 | [10 empty] | FALSE | 21-19. | 0
459 | 21-20. |  |  | Reimbursable* | 1 | 1 | 0 | [10 empty] | FALSE | 21-20. | 0
460 | 21-21. |  |  | Reimbursable* | 1 | 1 | 0 | [10 empty] | FALSE | 21-21. | 0
461 | 21-22. |  |  | Reimbursable* | 1 | 1 | 0 | [10 empty] | FALSE | 21-22. | 0
462 | 21-23. |  |  | Reimbursable* | 1 | 1 | 0 | [10 empty] | FALSE | 21-23. | 0
463 | 21-24. |  |  | Reimbursable* | 1 | 1 | 0 | [10 empty] | FALSE | 21-24. | 0
464 | 21-25. |  |  | Reimbursable* | 1 | 1 | 0 | [10 empty] | FALSE | 21-25. | 0
465 | 21-26. |  |  | Reimbursable* | 1 | 1 | 0 | [10 empty] | FALSE | 21-26. | 0
466 | 21-27. |  |  | Reimbursable* | 1 | 1 | 0 | [10 empty] | FALSE | 21-27. | 0
467 | 21-28. |  |  | Reimbursable* | 1 | 1 | 0 | [10 empty] | FALSE | 21-28. | 0
468 | 21-29. |  |  | Reimbursable* | 1 | 1 | 0 | [10 empty] | FALSE | 21-29. | 0
469 | 21-30. |  |  | Reimbursable* | 1 | 1 | 0 | [10 empty] | FALSE | 21-30. | 0
470 | 22. | Contingent Funding |  | ' | [13 empty] | FALSE |  | Contingent Funding
| 22-1. | Contingent Funding - Allowance only to be used as offset for field change orders |  | NOT BILLABLE | 1 | 1 | 0 | [10 empty] | FALSE | 22-1. | Contingent Funding - Allowance only to be used as offset for field change orders
| *For reimbursable pay items the cost listed is a "not to exceed" amount. Fees will be reimbursed for the pay item based on the actual invoice. Please note, the unit of measure for these items will be displayed as dollars for invoicing purposes. Please refer to the Scope of Work for additional description of these items. | [6 empty] | 10: Version 20.0 | TRUE |  | 0
*For deep monitoring wells, the footage for the surface casing should use pay items 4-11 through 4-13 (depending on depth), and pay items 4-5 through 4-7 for the installation of the deep well. *Example: If you are installing a deep well to 50 feet with 40 feet of surface casing, you would have 40 feet under 4-11, and 50 feet under 4-6. *Well installation items use the full footage of the 2-inch well and surface casing. *Example: for the well above, you would have 50 feet for 5-2.a and 40 feet for 5-6.
Note on I7: OFFICE ACTIVITIES
Note on J7: SITE ASSESSMENT FIELD ACTIVITIES
Note on K7: FINAL SAR/TSAR May include additional sampling, see Task 2.
Note on I9: Use this item if the contractor will be new to the site. Direct Assign ATCs do not get this pay item.
Note on I10: Use this item if the contractor will be new to the site. Direct Assign ATCs do not get this pay item.
Note on I11: Use this item for Direct Assign work scopes for continuing work.
Note on J13: Typically used for installing monitor wells, unit rate with number of units equal to estimated/quoted costs. A good default is $300.
Note on I14: Used for any off-site properties where work will be performed, or for ROW permits (permit fees should use pay item 1-4, and Maintenance of Traffic equipment should be included in pay item 2-5).
Note on J16: This cell will be locked and automatically calculate from the reimbursable items. Check to be sure it has a cost if you have reimbursable items.
Note on I17: Allowed one per contractor per site.
Note on J19: Used when first beginning site assessment or resuming assessment after a prolonged gap in funded work. Can be approved once per contractor per site.
Note on J20: This item is used for a survey of potential receptors, area land use, and other information, typically included as part of the final site assessment report, or when contamination appears to be going off-site.
Note on J21: Should only be used once per site for assesssment activities, for submittal of the final site assessment report.
Note on J23: Used for any work performed in the right-of-way that requires maintenance of traffic (lane closure) equipment.
Note on I25: If a pre-drilling meeting is required, one mobilization for driller, one mobilization for ATC.
Note on J25: Contractor is typically allowed one mobilization per week, unless they are performing two different tasks (well install and groundwater sampling), that are separated by at least a day. One mobilization per vehicle (typically 1 vehicle).
Note on J28: Mobilization for drilling is allowed once per week.
Note on J29: Mobilization for drilling is allowed once per week.
Note on J36: This pay item includes the total depth where soil sampling is performed and clearing the top of the borehole by hand (no additional hand augering item to clear the first five feet). Costs are in addition to advancing the boring by HSA or sonic boring. Costs for top footage sampled by hand are also included.
Note on J37: This pay item includes the total depth where soil sampling is performed and clearing the top of the borehole by hand (no additional hand augering item to clear the first five feet). Costs are in addition to advancing the boring by HSA or sonic boring. Costs for top footage sampled by hand are also included.
Note on J38: This pay item includes the total depth where soil sampling is performed and clearing the top of the borehole by hand (no additional hand augering item to clear the first five feet). Costs are in addition to advancing the boring by HSA or sonic boring. Costs for top footage sampled by hand are also included.
Note on J39: This pay item includes the total depth where soil sampling is performed and clearing the top of the borehole by hand (no additional hand augering item to clear the first five feet). Costs are in addition to advancing the boring by HSA or sonic boring. Costs for top footage sampled by hand are also included.
Note on J40: Used if the depth of the soil boring 10 feet BLS or less. If hand auger is required for depths greater than 10 feet BLS, a section 21 quote is required.
Note on J41: A full day is defined here as 10 hours. The default expectation is to achieve a minimum of 140-190 feet of probe rod advancement per day unless exceptions based on project specific conditions are approved in advance by the Petroleum Restoration Program Site Manager. The item is not prorated, but they cannot do a half day of work on two seperate days and claim two days of DPT. Includes groundwater sampling and using an HSA attachment to advance boreholes for monitoring wells with a combo rig.
Note on J43: Typically used for mud rotary or hollow stem auger drilling.
Note on J44: Typically used for mud rotary or hollow stem auger drilling.
Note on J45: Typically used for mud rotary or hollow stem auger drilling.
Note on J46: Used to install 2-inch diameter wells (typically 8-inch outer diameter augers).
Note on J47: Used to install 2-inch diameter wells (typically 8-inch outer diameter augers).
Note on J48: Used to install 2-inch diameter wells (typically 8-inch outer diameter augers).
Note on J49: Used to install 4-inch and larger wells (typically 12-inch outer diameter augers).
Note on J50: Used to install 4-inch and larger wells (typically 12-inch outer diameter augers).
Note on J51: Used to install 4-inch and larger wells (typically 12-inch outer diameter augers).
Note on J52: Typically used to install 2-inch diameter monitoring wells.
Note on J53: Typically used to install 2-inch diameter monitoring wells.
Note on J54: Typically used to install 2-inch diameter monitoring wells.
Note on J55: Typically used to install 2” diameter wells, 4” diameter wells and temporary outer casing for a 2” diameter well
Note on J56: Typically used to install 2” diameter wells, 4” diameter wells and temporary outer casing for a 2” diameter well
Note on J57: Typically used to install 2” diameter wells, 4” diameter wells and temporary outer casing for a 2” diameter well
Note on J58: Typically used to install a 6-inch diameter well, for temporary outer casing on a 4-inch deep well, or if a second temporary outer casing is required.
Note on J59: Typically used to install a 6-inch diameter well, for temporary outer casing on a 4-inch deep well, or if a second temporary outer casing is required.
Note on J60: Typically used to install a 6-inch diameter well, for temporary outer casing on a 4-inch deep well, or if a second temporary outer casing is required.
Note on J62: Well installation items based on well diameter. This is in addition to the boring items in Section 4. Well installation includes the standard 8-inch and 12-inch manholes and concrete well pad.
Note on J63: Well installation items based on well diameter. This is in addition to the boring items in Section 4. Well installation includes the standard 8-inch and 12-inch manholes and concrete well pad.
Note on J65: Well installation items based on well diameter. This is in addition to the boring items in Section 4. Well installation includes the standard 8-inch and 12-inch manholes and concrete well pad.
Note on J66: Well installation items based on well diameter. This is in addition to the boring items in Section 5. Well installation includes the standard 8-inch and 12-inch manholes and concrete well pad.
Note on J67: Well installation items based on well diameter. This is in addition to the boring items in Section 4. Well installation includes the standard 8-inch and 12-inch manholes and concrete well pad.
Note on J68: Well installation items based on well diameter. This is in addition to the boring items in Section 4. Well installation includes the standard 8-inch and 12-inch manholes and concrete well pad.
Note on J69: Well installation items based on well diameter. This is in addition to the boring items in Section 4. Well installation includes the standard 8-inch and 12-inch manholes and concrete well pad.
Note on J70: Well installation items based on well diameter. This is in addition to the boring items in Section 4. Well installation includes the standard 8-inch and 12-inch manholes and concrete well pad.
Note on J71: Well installation items based on well diameter. This is in addition to the boring items in Section 4. Well installation includes the standard 8-inch and 12-inch manholes and concrete well pad.
Note on J72: Well installation items based on well diameter. This is in addition to the boring items in Section 4. Well installation includes the standard 8-inch and 12-inch manholes and concrete well pad.
Note on J73: Check with your professional before using well screen >20 feet.
Note on J74: Check with your professional before using well screen >20 feet.
Note on J75: Check with your professional before using well screen >20 feet.
Note on J76: Check with your professional before using well screen >20 feet.
Note on J77: Only used for stick-up wells and pads (area prone to surface flooding, or with dense vegetation).
Note on J80: Used if an existing well is silted up or required overpurging.
Note on J81: Used for removal and disposal of well pad and manhole based on diameter, and reinstallation of well pad and manhole, without well abandonment.
Note on J82: Used for removal and disposal of well pad and manhole based on diameter, and reinstallation of well pad and manhole, without well abandonment.
Note on J83: Used for pre-pack monitor wells, if a well needs to be installed with DPT due to access restrictions.
Note on J85: Use for grouting the monitoring wells to the surface and removing the well pads and manholes.
Note on J86: Use for grouting the monitoring wells to the surface and removing the well pads and manholes.
Note on J87: Use for grouting the monitoring wells to the surface and removing the well pads and manholes.
Note on J88: Use for grouting the monitoring wells to the surface and removing the well pads and manholes.
Note on J89: Only used if you are removing the 2-foot/4-foot square vaults (typically used for injection wells or other treatment wells with piping/fittings at the wellhead). Not for standard manholes.
Note on J90: Only used if you are removing the 2-foot/4-foot square vaults (typically used for injection wells or other treatment wells with piping/fittings at the wellhead). Not for standard manholes.
Note on J91: Used for removal and disposal of well pad and manhole, and restoration of surface cover to match surrounding conditions, without well abandonment.
Note on J93: Used for Monitor Well Sampling.
Note on J94: Used for Monitor Well Sampling.
Note on J95: Used for sampling potable/irrigation wells.
Note on J96: Other Water Sampling - surface water, tap water, remediation system influent/effluent
Note on J98: Used for collection of soil/sediment samples. One unit allowed per sample analysis suite, unless SPLP is proposed, then add pay item 7-14.
Note on J99: Only used to gauge depth to water/product for wells you are not sampling. Monitoring well sampling includes gauging depth to water. If wells have a history of being dry or having submerged well screens, you can include additional gauging items in case wells cannot be sampled and can only be gauged. This will prevent the need for a change order later.
Note on J103: For preparation and submittal of ADaPT files. Allowable once per sampling event.
Note on J106: Use for all BTEX/MTBE SPLP samples collected. Pay item is invoiced regardless of the actual analytical samples processed. Encore sampling is not required for PAHs or TRPH (but may used for TRPH per guidance).
Note on J108: Make sure the method you select matches what is required in the Scope of Work. If the analysis you need is not in this section, list in Section 21. A quote from the laboratory will be needed for rates in Section 21.
Note on J109: Make sure the method you select matches what is required in the Scope of Work. If the analysis you need is not in this section, list in Section 21. A quote from the laboratory will be needed for rates in Section 21.
Note on J110: Make sure the method you select matches what is required in the Scope of Work. If the analysis you need is not in this section, list in Section 21. A quote from the laboratory will be needed for rates in Section 21.
Note on J111: Make sure the method you select matches what is required in the Scope of Work. If the analysis you need is not in this section, list in Section 21. A quote from the laboratory will be needed for rates in Section 21.
Note on J112: Make sure the method you select matches what is required in the Scope of Work. If the analysis you need is not in this section, list in Section 21. A quote from the laboratory will be needed for rates in Section 21.
Note on J113: Make sure the method you select matches what is required in the Scope of Work. If the analysis you need is not in this section, list in Section 21. A quote from the laboratory will be needed for rates in Section 21.
Note on J114: Make sure the method you select matches what is required in the Scope of Work. If the analysis you need is not in this section, list in Section 21. A quote from the laboratory will be needed for rates in Section 21.
Note on J115: Make sure the method you select matches what is required in the Scope of Work. If the analysis you need is not in this section, list in Section 21. A quote from the laboratory will be needed for rates in Section 21.
Note on J116: Make sure the method you select matches what is required in the Scope of Work. If the analysis you need is not in this section, list in Section 21. A quote from the laboratory will be needed for rates in Section 21.
Note on J117: Make sure the method you select matches what is required in the Scope of Work. If the analysis you need is not in this section, list in Section 21. A quote from the laboratory will be needed for rates in Section 21.
Note on J118: Make sure the method you select matches what is required in the Scope of Work. If the analysis you need is not in this section, list in Section 21. A quote from the laboratory will be needed for rates in Section 21.
Note on J119: Make sure the method you select matches what is required in the Scope of Work. If the analysis you need is not in this section, list in Section 21. A quote from the laboratory will be needed for rates in Section 21.
Note on J120: Make sure the method you select matches what is required in the Scope of Work. If the analysis you need is not in this section, list in Section 21. A quote from the laboratory will be needed for rates in Section 21.
Note on J121: Make sure the method you select matches what is required in the Scope of Work. If the analysis you need is not in this section, list in Section 21. A quote from the laboratory will be needed for rates in Section 21.
Note on J122: Make sure the method you select matches what is required in the Scope of Work. If the analysis you need is not in this section, list in Section 21. A quote from the laboratory will be needed for rates in Section 21.
Note on J123: Make sure the method you select matches what is required in the Scope of Work. If the analysis you need is not in this section, list in Section 21. A quote from the laboratory will be needed for rates in Section 21.
Note on J124: Make sure the method you select matches what is required in the Scope of Work. If the analysis you need is not in this section, list in Section 21. A quote from the laboratory will be needed for rates in Section 21.
Note on J125: Make sure the method you select matches what is required in the Scope of Work. If the analysis you need is not in this section, list in Section 21. A quote from the laboratory will be needed for rates in Section 21.
Note on J126: Make sure the method you select matches what is required in the Scope of Work. If the analysis you need is not in this section, list in Section 21. A quote from the laboratory will be needed for rates in Section 21.
Note on J127: Make sure the method you select matches what is required in the Scope of Work. If the analysis you need is not in this section, list in Section 21. A quote from the laboratory will be needed for rates in Section 21.
Note on J128: Make sure the method you select matches what is required in the Scope of Work. If the analysis you need is not in this section, list in Section 21. A quote from the laboratory will be needed for rates in Section 21.
Note on J129: Make sure the method you select matches what is required in the Scope of Work. If the analysis you need is not in this section, list in Section 21. A quote from the laboratory will be needed for rates in Section 21.
Note on J130: Make sure the method you select matches what is required in the Scope of Work. If the analysis you need is not in this section, list in Section 21. A quote from the laboratory will be needed for rates in Section 21.
Note on J131: Make sure the method you select matches what is required in the Scope of Work. If the analysis you need is not in this section, list in Section 21. A quote from the laboratory will be needed for rates in Section 21.
Note on J132: Make sure the method you select matches what is required in the Scope of Work. If the analysis you need is not in this section, list in Section 21. A quote from the laboratory will be needed for rates in Section 21.
Note on J133: Make sure the method you select matches what is required in the Scope of Work. If the analysis you need is not in this section, list in Section 21. A quote from the laboratory will be needed for rates in Section 21.
Note on J134: Make sure the method you select matches what is required in the Scope of Work. If the analysis you need is not in this section, list in Section 21. A quote from the laboratory will be needed for rates in Section 21.
Note on J135: Make sure the method you select matches what is required in the Scope of Work. If the analysis you need is not in this section, list in Section 21. A quote from the laboratory will be needed for rates in Section 21.
Note on J136: Make sure the method you select matches what is required in the Scope of Work. If the analysis you need is not in this section, list in Section 21. A quote from the laboratory will be needed for rates in Section 21.
Note on J137: Make sure the method you select matches what is required in the Scope of Work. If the analysis you need is not in this section, list in Section 21. A quote from the laboratory will be needed for rates in Section 21.
Note on J138: Make sure the method you select matches what is required in the Scope of Work. If the analysis you need is not in this section, list in Section 21. A quote from the laboratory will be needed for rates in Section 21.
Note on J139: Make sure the method you select matches what is required in the Scope of Work. If the analysis you need is not in this section, list in Section 21. A quote from the laboratory will be needed for rates in Section 21.
Note on J140: Make sure the method you select matches what is required in the Scope of Work. If the analysis you need is not in this section, list in Section 21. A quote from the laboratory will be needed for rates in Section 21.
Note on J141: Make sure the method you select matches what is required in the Scope of Work. If the analysis you need is not in this section, list in Section 21. A quote from the laboratory will be needed for rates in Section 21.
Note on J142: Make sure the method you select matches what is required in the Scope of Work. If the analysis you need is not in this section, list in Section 21. A quote from the laboratory will be needed for rates in Section 21.
Note on J143: Make sure the method you select matches what is required in the Scope of Work. If the analysis you need is not in this section, list in Section 21. A quote from the laboratory will be needed for rates in Section 21.
Note on J144: Make sure the method you select matches what is required in the Scope of Work. If the analysis you need is not in this section, list in Section 21. A quote from the laboratory will be needed for rates in Section 21.
Note on J145: Make sure the method you select matches what is required in the Scope of Work. If the analysis you need is not in this section, list in Section 21. A quote from the laboratory will be needed for rates in Section 21.
Note on J146: Make sure the method you select matches what is required in the Scope of Work. If the analysis you need is not in this section, list in Section 21. A quote from the laboratory will be needed for rates in Section 21.
Note on J147: Make sure the method you select matches what is required in the Scope of Work. If the analysis you need is not in this section, list in Section 21. A quote from the laboratory will be needed for rates in Section 21.
Note on J148: Make sure the method you select matches what is required in the Scope of Work. If the analysis you need is not in this section, list in Section 21. A quote from the laboratory will be needed for rates in Section 21.
Note on J149: Make sure the method you select matches what is required in the Scope of Work. If the analysis you need is not in this section, list in Section 21. A quote from the laboratory will be needed for rates in Section 21.
Note on J150: Make sure the method you select matches what is required in the Scope of Work. If the analysis you need is not in this section, list in Section 21. A quote from the laboratory will be needed for rates in Section 21.
Note on J151: Make sure the method you select matches what is required in the Scope of Work. If the analysis you need is not in this section, list in Section 21. A quote from the laboratory will be needed for rates in Section 21.
Note on J152: Make sure the method you select matches what is required in the Scope of Work. If the analysis you need is not in this section, list in Section 21. A quote from the laboratory will be needed for rates in Section 21.
Note on J153: Make sure the method you select matches what is required in the Scope of Work. If the analysis you need is not in this section, list in Section 21. A quote from the laboratory will be needed for rates in Section 21.
Note on J154: Make sure the method you select matches what is required in the Scope of Work. If the analysis you need is not in this section, list in Section 21. A quote from the laboratory will be needed for rates in Section 21.
Note on J155: Make sure the method you select matches what is required in the Scope of Work. If the analysis you need is not in this section, list in Section 21. A quote from the laboratory will be needed for rates in Section 21.
Note on J156: Make sure the method you select matches what is required in the Scope of Work. If the analysis you need is not in this section, list in Section 21. A quote from the laboratory will be needed for rates in Section 21.
Note on J157: Make sure the method you select matches what is required in the Scope of Work. If the analysis you need is not in this section, list in Section 21. A quote from the laboratory will be needed for rates in Section 21.
Note on J158: Make sure the method you select matches what is required in the Scope of Work. If the analysis you need is not in this section, list in Section 21. A quote from the laboratory will be needed for rates in Section 21.
Note on J159: Make sure the method you select matches what is required in the Scope of Work. If the analysis you need is not in this section, list in Section 21. A quote from the laboratory will be needed for rates in Section 21.
Note on J160: Make sure the method you select matches what is required in the Scope of Work. If the analysis you need is not in this section, list in Section 21. A quote from the laboratory will be needed for rates in Section 21.
Note on J161: Make sure the method you select matches what is required in the Scope of Work. If the analysis you need is not in this section, list in Section 21. A quote from the laboratory will be needed for rates in Section 21.
Note on J162: Make sure the method you select matches what is required in the Scope of Work. If the analysis you need is not in this section, list in Section 21. A quote from the laboratory will be needed for rates in Section 21.
Note on J163: Make sure the method you select matches what is required in the Scope of Work. If the analysis you need is not in this section, list in Section 21. A quote from the laboratory will be needed for rates in Section 21.
Note on J164: Make sure the method you select matches what is required in the Scope of Work. If the analysis you need is not in this section, list in Section 21. A quote from the laboratory will be needed for rates in Section 21.
Note on J165: Make sure the method you select matches what is required in the Scope of Work. If the analysis you need is not in this section, list in Section 21. A quote from the laboratory will be needed for rates in Section 21.
Note on J166: Make sure the method you select matches what is required in the Scope of Work. If the analysis you need is not in this section, list in Section 21. A quote from the laboratory will be needed for rates in Section 21.
Note on J167: Make sure the method you select matches what is required in the Scope of Work. If the analysis you need is not in this section, list in Section 21. A quote from the laboratory will be needed for rates in Section 21.
Note on J168: Make sure the method you select matches what is required in the Scope of Work. If the analysis you need is not in this section, list in Section 21. A quote from the laboratory will be needed for rates in Section 21.
Note on J169: Make sure the method you select matches what is required in the Scope of Work. If the analysis you need is not in this section, list in Section 21. A quote from the laboratory will be needed for rates in Section 21.
Note on J170: Make sure the method you select matches what is required in the Scope of Work. If the analysis you need is not in this section, list in Section 21. A quote from the laboratory will be needed for rates in Section 21.
Note on J171: Make sure the method you select matches what is required in the Scope of Work. If the analysis you need is not in this section, list in Section 21. A quote from the laboratory will be needed for rates in Section 21.
Note on J172: Make sure the method you select matches what is required in the Scope of Work. If the analysis you need is not in this section, list in Section 21. A quote from the laboratory will be needed for rates in Section 21.
Note on J173: Make sure the method you select matches what is required in the Scope of Work. If the analysis you need is not in this section, list in Section 21. A quote from the laboratory will be needed for rates in Section 21.
Note on J174: Make sure the method you select matches what is required in the Scope of Work. If the analysis you need is not in this section, list in Section 21. A quote from the laboratory will be needed for rates in Section 21.
Note on J175: Make sure the method you select matches what is required in the Scope of Work. If the analysis you need is not in this section, list in Section 21. A quote from the laboratory will be needed for rates in Section 21.
Note on J224: Used for drill cuttings. Assume 1 drum per 10 feet of drilling.
Note on J231: Used for development/purge water if it cannot be spread on an impervious surface. Assume 1 drum per 5 wells for development, and 1 drum per 10-15 wells for typical groundwater sampling.
Note on K379: Generally used for the TSAR report or any other final or comprehensive site assessment.
Note on K380: Used for supplemental site assessment. For example, performing a round of groundwater sampling for a baseline, or installing a small number of step-out borings/monitoring wells with soil and groundwater sampling following a TSAR.
Note on J404: If you are planning on having multiple field tasks with contingent field work, the interim tasks should include this report. The report should document field work completed and include recommendations for the next field task.
Note on I411: One unit allowed for each the ATC and the driller if a Pre Drilling Meeting is required.
Note on I413: One unit allowed for each the ATC and the driller if a Pre Drilling Meeting is required.

## Free Product Recovery SPI
[8 empty] | 1 | 2 | 3 | 4 | 5 | 6 | 7 | 8 | 9 | 10
| Facility Name: |  | Reimbursable Pay Items require one quote if total costs are $2500 or less. | bar: 1 to 2
| 7-Digit Facility ID #: |  | Reimbursable Pay Items require three quotes if total costs are greater than $2500. | bar: 1 to 2
| County: |  | It the reimbursable pay item is spread over multiple tasks, the total cost of all tasks will | bar: 1 to 2
be used to determine if the cost is above or below $2500. | bar: 1 to 2
[8 empty] | TRUE | TRUE | FALSE | FALSE | FALSE | FALSE | FALSE | FALSE | FALSE | FALSE
spi code | PAY ITEM | DESCRIPTION |  | UNIT OF MEASURE | CONTRACTED ITEM PRICE | NEGOTIATED ITEM PRICE | TOTAL QUANTITIES | TASK 1 QUANT. | TASK 2 QUANT. | TASK 3 QUANT. | TASK 4 QUANT. | TASK 5 QUANT. | TASK 6 QUANT. | TASK 7 QUANT. | TASK 8 QUANT. | TASK 9 QUANT. | TASK 10 QUANT. | TRUE
1 | 1. | OFFICE ACTIVITIES | [15 empty] | FALSE |  | OFFICE ACTIVITIES
2 | 1-1. | File Review |  | Per Review | 0 | 0 | 0 | [10 empty] | FALSE | 1-1. | File Review | bar: 1
3 | 1-2. | Site Health & Safety Plan |  | Per Site | 0 | 0 | 0 | [10 empty] | FALSE | 1-2. | Site Health & Safety Plan | bar: 1
4 | 1-2.a. | Updated Site Health & Safety Plan for Continued Work (no cost to DEP) |  | Per Site | 0 | 0 | 0 | [10 empty] | FALSE | 1-2.a. | Updated Site Health & Safety Plan for Continued Work (no cost to DEP) | bar: 1
5 | 1-3. | Notice of Discovery of Contamination Package (initial or TPOC) |  | Per Package | 0 | 0 | 0 | [10 empty] | FALSE | 1-3. | Notice of Discovery of Contamination Package (initial or TPOC)
6 | 1-4. | Permit Fees (actual fee only, cost to obtain permit is included in applicable pay items) |  | Reimbursable* | 1 | 1 | 300 | 2: 300 | TRUE
7 | 1-5. | Obtaining Off-Site Property Access Agreement, ROW Access Agreement or Permit |  | Per Agreement | 0 | 0 | 0 | [10 empty] | FALSE | 1-5. | Obtaining Off-Site Property Access Agreement, ROW Access Agreement or Permit | bar: 1
8 | 1-6. | Project Specific Financial Guarantee Bond (if required by FDEP) |  | Reimbursable* | 1 | 1 | 0 | [10 empty] | FALSE
9 | 1-7. | 6% Handling Fee for Cost Reimbursable Items |  | % Surcharge | 0 | 0 | 300 | 0 | 300 | 0 | 0 | 0 | 0 | 0 | 0 | 0 | 0 | TRUE
10 | 1-8. | Map and Table Generation |  | Per Site | 0 | 0 | 0 | [10 empty] | FALSE | 1-8. | Map and Table Generation
11 | 2. | FIELD ACTIVITIES - GENERAL | [15 empty] | FALSE |  | FIELD ACTIVITIES - GENERAL
12 | 2-1. | Site Reconnaissance/Field Measurement Visit |  | Per Visit | 0 | 0 | 0 | [10 empty] | FALSE | 2-1. | Site Reconnaissance/Field Measurement Visit
13 | 2-2. | Receptor Survey and Exposure Pathway Identification |  | Per Survey | 0 | 0 | 0 | [10 empty] | FALSE | 2-2. | Receptor Survey and Exposure Pathway Identification
14 | 2-3. | Professional Land Survey subject to FDEP authorization to perform and the SPI displaying the cost not to exceed as supported by quote(s) prior to performance |  | Reimbursable* | 1 | 1 | 0 | [10 empty] | FALSE
15 | 2-4. | Contractor Oversight for Non-Price Schedule Activities |  | Per Day | 0 | 0 | 0 | [10 empty] | FALSE | 2-4. | Contractor Oversight for Non-Price Schedule Activities | bar: 2
16 | 2-5. | Maintenance of Traffic |  | Reimbursable* | 1 | 1 | 0 | [10 empty] | FALSE
17 | 3. | MOBILIZATION | [15 empty] | FALSE |  | MOBILIZATION
18 | 3-1. | Light Duty Vehicle (car or 1/2 ton truck) Mobilization |  | Per Round Trip | 0 | 0 | 0 | [10 empty] | FALSE | 3-1. | Light Duty Vehicle (car or 1/2 ton truck) Mobilization | bar: 1 to 2
19 | 3-2. | Heavy Duty/Stake Bed Truck (3/4 ton +) Mobilization |  | Per Round Trip | 0 | 0 | 0 | [10 empty] | FALSE | 3-2. | Heavy Duty/Stake Bed Truck (3/4 ton +) Mobilization
20 | 3-3. | Work Trailer Mobilization |  | Per Round Trip | 0 | 0 | 0 | [10 empty] | FALSE | 3-3. | Work Trailer Mobilization
21 | 3-4. | DPT Rig and Support Vehicles Mobilization |  | Per Round Trip | 0 | 0 | 0 | [10 empty] | FALSE | 3-4. | DPT Rig and Support Vehicles Mobilization | bar: 2
22 | 3-5. | Drill Rig and Support Vehicles Mobilization (hollow stem auger, mud rotary or sonic) |  | Per Round Trip | 0 | 0 | 0 | [10 empty] | FALSE | 3-5. | Drill Rig and Support Vehicles Mobilization (hollow stem auger, mud rotary or sonic) | bar: 2
24 | 3-6. | Excavator Mobilization |  | Per Round Trip | 0 | 0 | 0 | [10 empty] | FALSE | 3-6. | Excavator Mobilization
26 | 3-7. | LDA Rig and Support Vehicles Mobilization |  | Per Round Trip | 0 | 0 | 0 | [10 empty] | FALSE | 3-7. | LDA Rig and Support Vehicles Mobilization
28 | 3-8. | Loader/Backhoe Mobilization |  | Per Round Trip | 0 | 0 | 0 | [10 empty] | FALSE | 3-8. | Loader/Backhoe Mobilization
30 | 3-9. | Mini Excavator/Loader Mobilization |  | Per Round Trip | 0 | 0 | 0 | [10 empty] | FALSE | 3-9. | Mini Excavator/Loader Mobilization
31 | 3-10. | Drum Compactor Mobilization |  | Per Round Trip | 0 | 0 | 0 | [10 empty] | FALSE | 3-10. | Drum Compactor Mobilization
32 | 4. | DRILLING AND BORING | [15 empty] | FALSE |  | DRILLING AND BORING
34 | 4-1.a. | Split Spoon Sampling – 2 foot (during boring) < 50 feet |  | Per Spoon | 0 | 0 | 0 | [10 empty] | FALSE | 4-1.a. | Split Spoon Sampling – 2 foot (during boring) < 50 feet | bar: 2
36 | 4-1.b. | Split Spoon Sampling – 2 foot (during boring) 50 to 100 feet |  | Per Spoon | 0 | 0 | 0 | [10 empty] | FALSE | 4-1.b. | Split Spoon Sampling – 2 foot (during boring) 50 to 100 feet | bar: 2
37 | 4-1.c. | Split Spoon Sampling – 2 foot (during boring) > 100 feet |  | Per Spoon | 0 | 0 | 0 | [10 empty] | FALSE | 4-1.c. | Split Spoon Sampling – 2 foot (during boring) > 100 feet | bar: 2
38 | 4-1.d. | Sonic Core Sampling - 5 or 10 foot (during boring) |  | Per Core | 0 | 0 | 0 | [10 empty] | FALSE | 4-1.d. | Sonic Core Sampling - 5 or 10 foot (during boring) | bar: 2
39 | 4-2. | Hand Auger Boring ≤ 10 foot total depth |  | Per Boring | 0 | 0 | 0 | [10 empty] | FALSE | 4-2. | Hand Auger Boring ≤ 10 foot total depth | bar: 2
40 | 4-3. | Direct Push Technology (DPT) Rig and Equipment |  | Full Day | 0 | 0 | 0 | [10 empty] | FALSE | 4-3. | Direct Push Technology (DPT) Rig and Equipment | bar: 2
41 | 4-4. | DPT Membrane Interface Probe (MIP) Equipped with PID and ECD (add-on cost to DPT base rate) |  | Full Day | 0 | 0 | 0 | [10 empty] | FALSE | 4-4. | DPT Membrane Interface Probe (MIP) Equipped with PID and ECD (add-on cost to DPT base rate)
42 | 4-5. | HSA or MR Boring, ≤ 6 inch diameter, < 50 foot total depth |  | Per Foot | 0 | 0 | 0 | [10 empty] | FALSE | 4-5. | HSA or MR Boring, ≤ 6 inch diameter, < 50 foot total depth | bar: 2
43 | 4-6. | HSA or MR Boring, ≤ 6 inch diameter, 50 to 100 foot total depth |  | Per Foot | 0 | 0 | 0 | [10 empty] | FALSE | 4-6. | HSA or MR Boring, ≤ 6 inch diameter, 50 to 100 foot total depth | bar: 2
44 | 4-7. | HSA or MR Boring, ≤ 6 inch diameter, > 100 foot total depth |  | Per Foot | 0 | 0 | 0 | [10 empty] | FALSE | 4-7. | HSA or MR Boring, ≤ 6 inch diameter, > 100 foot total depth | bar: 2
45 | 4-8. | HSA or MR Boring, > 6 to 10 inch diameter, < 50 foot total depth |  | Per Foot | 0 | 0 | 0 | [10 empty] | FALSE | 4-8. | HSA or MR Boring, > 6 to 10 inch diameter, < 50 foot total depth | bar: 2
46 | 4-9. | HSA or MR Boring, > 6 to 10 inch diameter, 50 to 100 foot total depth |  | Per Foot | 0 | 0 | 0 | [10 empty] | FALSE | 4-9. | HSA or MR Boring, > 6 to 10 inch diameter, 50 to 100 foot total depth | bar: 2
48 | 4-10. | HSA or MR Boring, > 6 to 10 inch diameter, > 100 foot total depth |  | Per Foot | 0 | 0 | 0 | [10 empty] | FALSE | 4-10. | HSA or MR Boring, > 6 to 10 inch diameter, > 100 foot total depth | bar: 2
49 | 4-11. | HSA or MR Boring, > 10 to 14 inch diameter, < 50 foot total depth |  | Per Foot | 0 | 0 | 0 | [10 empty] | FALSE | 4-11. | HSA or MR Boring, > 10 to 14 inch diameter, < 50 foot total depth | bar: 2
50 | 4-12. | HSA or MR Boring, > 10 to 14 inch diameter, 50 to 100 foot total depth |  | Per Foot | 0 | 0 | 0 | [10 empty] | FALSE | 4-12. | HSA or MR Boring, > 10 to 14 inch diameter, 50 to 100 foot total depth | bar: 2
51 | 4-13. | HSA or MR Boring, > 10 to 14 inch diameter, > 100 foot total depth |  | Per Foot | 0 | 0 | 0 | [10 empty] | FALSE | 4-13. | HSA or MR Boring, > 10 to 14 inch diameter, > 100 foot total depth | bar: 2
53 | 4-14. | Sonic Boring, ≤ 6 inch diameter, < 50 foot total depth |  | Per Foot | 0 | 0 | 0 | [10 empty] | FALSE | 4-14. | Sonic Boring, ≤ 6 inch diameter, < 50 foot total depth | bar: 2
55 | 4-15. | Sonic Boring, ≤ 6 inch diameter, 50 to 100 foot total depth |  | Per Foot | 0 | 0 | 0 | [10 empty] | FALSE | 4-15. | Sonic Boring, ≤ 6 inch diameter, 50 to 100 foot total depth | bar: 2
58 | 4-16. | Sonic Boring, ≤ 6 inch diameter, > 100 foot total depth |  | Per Foot | 0 | 0 | 0 | [10 empty] | FALSE | 4-16. | Sonic Boring, ≤ 6 inch diameter, > 100 foot total depth | bar: 2
59 | 4-17. | Sonic Boring, > 6 to 10 inch diameter, < 50 foot total depth |  | Per Foot | 0 | 0 | 0 | [10 empty] | FALSE | 4-17. | Sonic Boring, > 6 to 10 inch diameter, < 50 foot total depth | bar: 2
60 | 4-18. | Sonic Boring, > 6 to 10 inch diameter, 50 to 100 foot total depth |  | Per Foot | 0 | 0 | 0 | [10 empty] | FALSE | 4-18. | Sonic Boring, > 6 to 10 inch diameter, 50 to 100 foot total depth | bar: 2
61 | 4-19. | Sonic Boring, > 6 to 10 inch diameter, > 100 foot total depth |  | Per Foot | 0 | 0 | 0 | [10 empty] | FALSE | 4-19. | Sonic Boring, > 6 to 10 inch diameter, > 100 foot total depth | bar: 2
62 | 4-20. | Sonic Boring, > 10 to 14 inch diameter, < 50 foot total depth |  | Per Foot | 0 | 0 | 0 | [10 empty] | FALSE | 4-20. | Sonic Boring, > 10 to 14 inch diameter, < 50 foot total depth | bar: 2
63 | 4-21. | Sonic Boring, > 10 to 14 inch diameter, 50 to 100 foot total depth |  | Per Foot | 0 | 0 | 0 | [10 empty] | FALSE | 4-21. | Sonic Boring, > 10 to 14 inch diameter, 50 to 100 foot total depth | bar: 2
64 | 4-22. | Sonic Boring, > 10 to 14 inch diameter, > 100 foot total depth |  | Per Foot | 0 | 0 | 0 | [10 empty] | FALSE | 4-22. | Sonic Boring, > 10 to 14 inch diameter, > 100 foot total depth | bar: 2
65 | 5. | WELL INSTALLATION | [15 empty] | FALSE |  | WELL INSTALLATION
66 | 5-1. | Well Installation - 1 inch diameter (vertical) |  | Per Foot | 0 | 0 | 0 | [10 empty] | FALSE | 5-1. | Well Installation - 1 inch diameter (vertical) | bar: 2
67 | 5-2.a. | Well Installation - 2 inch diameter (vertical) |  | Per Foot | 0 | 0 | 0 | [10 empty] | FALSE | 5-2.a. | Well Installation - 2 inch diameter (vertical) | bar: 2
68 | 5-2.b. | Horizontal Well Installation - 2 inch diameter (includes trenching) |  | Per Foot | 0 | 0 | 0 | [10 empty] | FALSE | 5-2.b. | Horizontal Well Installation - 2 inch diameter (includes trenching)
69 | 5-3.a. | Well Installation - 4 inch diameter (vertical) |  | Per Foot | 0 | 0 | 0 | [10 empty] | FALSE | 5-3.a. | Well Installation - 4 inch diameter (vertical) | bar: 2
70 | 5-3.b. | Horizontal Well Installation - 4 inch diameter (includes trenching) |  | Per Foot | 0 | 0 | 0 | [10 empty] | FALSE | 5-3.b. | Horizontal Well Installation - 4 inch diameter (includes trenching)
71 | 5-4. | Well Installation - 1.5 inch diameter (vertical) |  | Per Foot | 0 | 0 | 0 | [10 empty] | FALSE | 5-4. | Well Installation - 1.5 inch diameter (vertical) | bar: 2
72 | 5-5. | Well Installation - 6 inch diameter (vertical) |  | Per Foot | 0 | 0 | 0 | 2: x; 4: *For deep monitoring wells, the footage for the surface casing should use pay items 5-12 through 5-14 (depending on depth), and pay items 5-6 through 5-8 for the installation of the deep well. *Example: If you are installing a deep well to 50 feet with 40 feet of surface casing, you would have 40 feet under 5-12, and 50 feet under 5-7. *Well installation items use the full footage of the 2-inch well and surface casing. *Example: for the well above, you would have 50 feet for 6-2 and 40 feet for 6-5. | FALSE | 5-5. | Well Installation - 6 inch diameter (vertical)
73 | 5-6. | Surface Casing - 6 inch diameter |  | Per Foot | 0 | 0 | 0 | [10 empty] | FALSE | 5-6. | Surface Casing - 6 inch diameter | bar: 2
74 | 5-7. | Surface Casing - 8 inch diameter |  | Per Foot | 0 | 0 | 0 | [10 empty] | FALSE | 5-7. | Surface Casing - 8 inch diameter | bar: 2
75 | 5-8. | Surface Casing - 10 inch diameter |  | Per Foot | 0 | 0 | 0 | [10 empty] | FALSE | 5-8. | Surface Casing - 10 inch diameter | bar: 2
76 | 5-9. | Surface Casing - 12 inch diameter |  | Per Foot | 0 | 0 | 0 | [10 empty] | FALSE | 5-9. | Surface Casing - 12 inch diameter | bar: 2
77 | 5-10.a. | Additional Well Screen > 20 feet - 1 inch diameter |  | Per Foot | 0 | 0 | 0 | [10 empty] | FALSE | 5-10.a. | Additional Well Screen > 20 feet - 1 inch diameter | bar: 2
78 | 5-10.b. | Additional Well Screen > 20 feet - 2 inch diameter |  | Per Foot | 0 | 0 | 0 | [10 empty] | FALSE | 5-10.b. | Additional Well Screen > 20 feet - 2 inch diameter | bar: 2
80 | 5-10.c. | Additional Well Screen > 20 feet - 4 inch diameter |  | Per Foot | 0 | 0 | 0 | [10 empty] | FALSE | 5-10.c. | Additional Well Screen > 20 feet - 4 inch diameter | bar: 2
81 | 5-10.d. | Additional Well Screen > 20 feet - 6 inch diameter |  | Per Foot | 0 | 0 | 0 | [10 empty] | FALSE | 5-10.d. | Additional Well Screen > 20 feet - 6 inch diameter | bar: 2
83 | 5-11. | Above Grade Well Completion |  | Per Well | 0 | 0 | 0 | [10 empty] | FALSE | 5-11. | Above Grade Well Completion | bar: 2
84 | 5-12. | Installation of Well Vault - 2 x 2 x 2 foot |  | Per Vault | 0 | 0 | 0 | [10 empty] | FALSE | 5-12. | Installation of Well Vault - 2 x 2 x 2 foot | bar: 2
85 | 5-13. | Installation of Well Vault - 4 x 4 x 2 foot |  | Per Vault | 0 | 0 | 0 | [10 empty] | FALSE | 5-13. | Installation of Well Vault - 4 x 4 x 2 foot | bar: 2
86 | 5-14. | Well Redevelopment |  | Per Well | 0 | 0 | 0 | [10 empty] | FALSE | 5-14. | Well Redevelopment | bar: 2
87 | 5-15. | Removal and Reinstallation of 8-inch Manhole and Well Pad |  | Per Well | 0 | 0 | 0 | [10 empty] | FALSE | 5-15. | Removal and Reinstallation of 8-inch Manhole and Well Pad | bar: 2
88 | 5-16. | Removal and Reinstallation of 12-inch Manhole and Well Pad |  | Per Well | 0 | 0 | 0 | [10 empty] | FALSE | 5-16. | Removal and Reinstallation of 12-inch Manhole and Well Pad | bar: 2
89 | 5-17. | Prepacked Screen |  | Per Foot | 0 | 0 | 0 | [10 empty] | FALSE | 5-17. | Prepacked Screen | bar: 2
90 | 6. | WELL ABANDONMENT | [15 empty] | FALSE |  | WELL ABANDONMENT
91 | 6-1. | Grout and Abandon Well, 1 to 2 inch diameter |  | Per Foot | 0 | 0 | 0 | [10 empty] | FALSE | 6-1. | Grout and Abandon Well, 1 to 2 inch diameter | bar: 2
92 | 6-2. | Grout and Abandon Well, > 2 to 4 inch diameter |  | Per Foot | 0 | 0 | 0 | [10 empty] | FALSE | 6-2. | Grout and Abandon Well, > 2 to 4 inch diameter | bar: 2
93 | 6-3. | Grout and Abandon Well, > 4 to 6 inch diameter |  | Per Foot | 0 | 0 | 0 | [10 empty] | FALSE | 6-3. | Grout and Abandon Well, > 4 to 6 inch diameter | bar: 2
94 | 6-4. | Grout and Abandon Well, > 6 inch diameter |  | Per Foot | 0 | 0 | 0 | [10 empty] | FALSE | 6-4. | Grout and Abandon Well, > 6 inch diameter | bar: 2
95 | 6-5. | Removal of Well Vault - 2 x 2 x 2 foot |  | Per Vault | 0 | 0 | 0 | [10 empty] | FALSE | 6-5. | Removal of Well Vault - 2 x 2 x 2 foot | bar: 2
96 | 6-6. | Removal of Well Vault - 4 x 4 x 2 foot |  | Per Vault | 0 | 0 | 0 | [10 empty] | FALSE | 6-6. | Removal of Well Vault - 4 x 4 x 2 foot | bar: 2
97 | 6-7. | Removal of Well Pad and Manhole |  | Per Well | 0 | 0 | 0 | [10 empty] | FALSE | 6-7. | Removal of Well Pad and Manhole | bar: 2
98 | 7. | SAMPLE COLLECTION AND FIELD TESTING | [15 empty] | FALSE |  | SAMPLE COLLECTION AND FIELD TESTING
99 | 7-1. | Monitoring Well Sampling with Water Level, ≤ 100 foot depth |  | Per Well | 0 | 0 | 0 | [10 empty] | FALSE | 7-1. | Monitoring Well Sampling with Water Level, ≤ 100 foot depth | bar: 2
100 | 7-2. | Monitoring Well Sampling with Water Level, > 100 foot depth |  | Per Well | 0 | 0 | 0 | [10 empty] | FALSE | 7-2. | Monitoring Well Sampling with Water Level, > 100 foot depth | bar: 2
101 | 7-3. | Domestic Water Well Sampling |  | Per Well | 0 | 0 | 0 | [10 empty] | FALSE | 7-3. | Domestic Water Well Sampling | bar: 2
102 | 7-4. | Other Water Sampling |  | Per Sample | 0 | 0 | 0 | [10 empty] | FALSE | 7-4. | Other Water Sampling | bar: 2
103 | 7-5. | Free Product Sample Collection |  | Per Sample | 0 | 0 | 0 | [10 empty] | FALSE | 7-5. | Free Product Sample Collection | bar: 2
104 | 7-6. | Soil/Sediment Sample Collection |  | Per Sample | 0 | 0 | 0 | [10 empty] | FALSE | 7-6. | Soil/Sediment Sample Collection | bar: 2
105 | 7-7. | Water Level/Free Product Gauging |  | Per Well | 0 | 0 | 0 | [10 empty] | FALSE | 7-7. | Water Level/Free Product Gauging | bar: 2
106 | 7-8. | Free Product Gauging and Bailing |  | Per Well | 0 | 0 | 0 | [10 empty] | FALSE | 7-8. | Free Product Gauging and Bailing
107 | 7-9. | Vapor/Ambient Air Sample Collection - Passive Dosimeter, Sorbent Tube, TedlarTM Bag (or equivalent) |  | Per Sample | 0 | 0 | 0 | [10 empty] | FALSE | 7-9. | Vapor/Ambient Air Sample Collection - Passive Dosimeter, Sorbent Tube, TedlarTM Bag (or equivalent)
108 | 7-10. | Vapor/Ambient Air Sample Collection - SUMMATM Canister (or equivalent) |  | Per Sample | 0 | 0 | 0 | [10 empty] | FALSE | 7-10. | Vapor/Ambient Air Sample Collection - SUMMATM Canister (or equivalent)
109 | 7-11. | Electronic Data Deliverables (EDD) |  | Per Sampling Event | 0 | 0 | 0 | [10 empty] | FALSE | 7-11. | Electronic Data Deliverables (EDD) | bar: 2
110 | 7-12. | Survey Latitude/Longitude of Existing Monitor Wells |  | Per Well | 0 | 0 | 0 | [10 empty] | FALSE | 7-12. | Survey Latitude/Longitude of Existing Monitor Wells
111 | 7-13. | Survey Latitude/Longitude of New Monitor Wells |  | Per Well | 0 | 0 | 0 | [10 empty] | FALSE | 7-13. | Survey Latitude/Longitude of New Monitor Wells
112 | 7-14. | Encore (25 gram) |  | Per Sample | 0 | 0 | 0 | [10 empty] | FALSE | 7-14. | Encore (25 gram) | bar: 2
113 | 8. | LABORATORY ANALYSIS | [15 empty] | FALSE |  | LABORATORY ANALYSIS
114 | 8-1. | Soil, Used Oil/Unknown Product Group-Table D of Ch. 62-780, F.A.C., except for non-Priority Pollutant Organics (multiple methods) |  | Per Sample | 0 | 0 | 0 | [10 empty] | FALSE | 8-1. | Soil, Used Oil/Unknown Product Group-Table D of Ch. 62-780, F.A.C., except for non-Priority Pollutant Organics (multiple methods) | bar: 2
115 | 8-2. | Soil, BTEX + MTBE (EPA 8021 or EPA 8260) |  | Per Sample | 0 | 0 | 0 | [10 empty] | FALSE | 8-2. | Soil, BTEX + MTBE (EPA 8021 or EPA 8260) | bar: 2
116 | 8-3. | Soil, Volatile Organic Halocarbons (EPA 8021 or EPA 8260) |  | Per Sample | 0 | 0 | 0 | [10 empty] | FALSE | 8-3. | Soil, Volatile Organic Halocarbons (EPA 8021 or EPA 8260) | bar: 2
117 | 8-4. | Soil, BTEX + MTBE + VOHs (EPA 8021 or EPA 8260) |  | Per Sample | 0 | 0 | 0 | [10 empty] | FALSE | 8-4. | Soil, BTEX + MTBE + VOHs (EPA 8021 or EPA 8260) | bar: 2
118 | 8-5. | Soil, Polycyclic Aromatic Hydrocarbons (EPA 8270 or EPA 8310) |  | Per Sample | 0 | 0 | 0 | [10 empty] | FALSE | 8-5. | Soil, Polycyclic Aromatic Hydrocarbons (EPA 8270 or EPA 8310) | bar: 2
119 | 8-6. | Soil, Priority Pollutant Volatile Organics (EPA 8260) |  | Per Sample | 0 | 0 | 0 | [10 empty] | FALSE | 8-6. | Soil, Priority Pollutant Volatile Organics (EPA 8260) | bar: 2
120 | 8-7. | Soil, Priority Pollutant Extractable Organics-Base Neutral and Acid Extractables (EPA 8270 list [e.g., EPA 8081/8082 + EPA 8270]) |  | Per Sample | 0 | 0 | 0 | [10 empty] | FALSE | 8-7. | Soil, Priority Pollutant Extractable Organics-Base Neutral and Acid Extractables (EPA 8270 list [e.g., EPA 8081/8082 + EPA 8270]) | bar: 2
121 | 8-8. | Soil, Total Recoverable Petroleum Hydrocarbons (FL-PRO) |  | Per Sample | 0 | 0 | 0 | [10 empty] | FALSE | 8-8. | Soil, Total Recoverable Petroleum Hydrocarbons (FL-PRO) | bar: 2
122 | 8-8.a. | Soil, TRPH Fractionation (MADEP-EPH/VPH Method or TPHCWG Direct Method) |  | Per Sample | 0 | 0 | 0 | [10 empty] | FALSE | 8-8.a. | Soil, TRPH Fractionation (MADEP-EPH/VPH Method or TPHCWG Direct Method) | bar: 2
123 | 8-9. | Soil, PCBs [or Aroclors] (EPA 8082) |  | Per Sample | 0 | 0 | 0 | [10 empty] | FALSE | 8-9. | Soil, PCBs [or Aroclors] (EPA 8082) | bar: 2
124 | 8-10. | Soil, 8 RCRA Metals (EPA 6010 or EPA 6020 [Arsenic, Barium, Cadmium, Chromium, Lead, Selenium, Silver] and EPA 6020 or EPA 7471 [Mercury]) |  | Per Sample | 0 | 0 | 0 | [10 empty] | FALSE | 8-10. | Soil, 8 RCRA Metals (EPA 6010 or EPA 6020 [Arsenic, Barium, Cadmium, Chromium, Lead, Selenium, Silver] and EPA 6020 or EPA 7471 [Mercury]) | bar: 2
125 | 8-11. | Soil, Arsenic (EPA 6010 or EPA 6020) |  | Per Sample | 0 | 0 | 0 | [10 empty] | FALSE | 8-11. | Soil, Arsenic (EPA 6010 or EPA 6020) | bar: 2
126 | 8-12. | Soil, Cadmium (EPA 6010 or EPA 6020) |  | Per Sample | 0 | 0 | 0 | [10 empty] | FALSE | 8-12. | Soil, Cadmium (EPA 6010 or EPA 6020) | bar: 2
127 | 8-13. | Soil, Chromium (EPA 6010 or EPA 6020) |  | Per Sample | 0 | 0 | 0 | [10 empty] | FALSE | 8-13. | Soil, Chromium (EPA 6010 or EPA 6020) | bar: 2
128 | 8-14. | Soil, Lead (EPA 6010 or EPA 6020) |  | Per Sample | 0 | 0 | 0 | [10 empty] | FALSE | 8-14. | Soil, Lead (EPA 6010 or EPA 6020) | bar: 2
129 | 8-15. | Soil, Toxicity Characteristic Leaching Procedure-Extraction Only (EPA 1311) |  | Per Sample | 0 | 0 | 0 | [10 empty] | FALSE | 8-15. | Soil, Toxicity Characteristic Leaching Procedure-Extraction Only (EPA 1311) | bar: 2
130 | 8-16. | Soil, Synthetic Precipitation Leaching Procedure-Extraction Only (EPA 1312) |  | Per Sample | 0 | 0 | 0 | [10 empty] | FALSE | 8-16. | Soil, Synthetic Precipitation Leaching Procedure-Extraction Only (EPA 1312) | bar: 2
131 | 8-17. | Soil, Organic Carbon, Total (EPA 9060 or Walkey-Black) |  | Per Sample | 0 | 0 | 0 | [10 empty] | FALSE | 8-17. | Soil, Organic Carbon, Total (EPA 9060 or Walkey-Black) | bar: 2
132 | 8-18. | Soil, Dry Bulk Density (ASTM D1556-07, ASTM D2167-08, ASTM D2922-01, -04, -04e, -96e1 or ASTM D2937-10) |  | Per Sample | 0 | 0 | 0 | [10 empty] | FALSE | 8-18. | Soil, Dry Bulk Density (ASTM D1556-07, ASTM D2167-08, ASTM D2922-01, -04, -04e, -96e1 or ASTM D2937-10) | bar: 2
133 | 8-19. | Soil, Moisture Content (ASTM D2216-10) |  | Per Sample | 0 | 0 | 0 | [10 empty] | FALSE | 8-19. | Soil, Moisture Content (ASTM D2216-10) | bar: 2
134 | 8-20. | Soil, Texture, (See Gee 7 Bauder [1966]) |  | Per Sample | 0 | 0 | 0 | [10 empty] | FALSE | 8-20. | Soil, Texture, (See Gee 7 Bauder [1966]) | bar: 2
135 | 8-21. | Soil, Cumene (Isopropyl benzene), 1,2,4-Trimethylbenzene and 1,3,5-Trimethylbenzene (EPA 8260) |  | Per Sample | 0 | 0 | 0 | [10 empty] | FALSE | 8-21. | Soil, Cumene (Isopropyl benzene), 1,2,4-Trimethylbenzene and 1,3,5-Trimethylbenzene (EPA 8260) | bar: 2
136 | 8-22. | Water, Gasoline/Kerosene Analytical Group-Table C of Ch. 62-780, F.A.C. (multiple methods) |  | Per Sample | 0 | 0 | 0 | [10 empty] | FALSE | 8-22. | Water, Gasoline/Kerosene Analytical Group-Table C of Ch. 62-780, F.A.C. (multiple methods) | bar: 2
137 | 8-23. | Water, Used Oil/Unknown Product Group-Table D of Ch. 62-780, F.A.C., except for non-Priority Pollutant Organics (multiple methods) |  | Per Sample | 0 | 0 | 0 | [10 empty] | FALSE | 8-23. | Water, Used Oil/Unknown Product Group-Table D of Ch. 62-780, F.A.C., except for non-Priority Pollutant Organics (multiple methods) | bar: 2
138 | 8-24. | Water, BTEX + MTBE (EPA 602, EPA 624, EPA 8021 or EPA 8260) |  | Per Sample | 0 | 0 | 0 | [10 empty] | FALSE | 8-24. | Water, BTEX + MTBE (EPA 602, EPA 624, EPA 8021 or EPA 8260) | bar: 2
139 | 8-25. | Water, Volatile Organic Halocarbons, except EDB (EPA 8021 or EPA 8260) |  | Per Sample | 0 | 0 | 0 | [10 empty] | FALSE | 8-25. | Water, Volatile Organic Halocarbons, except EDB (EPA 8021 or EPA 8260) | bar: 2
140 | 8-26. | Water, BTEX + MTBE + VOHs (EPA 601/602, EPA 624, EPA 6021 or EPA 8260) |  | Per Sample | 0 | 0 | 0 | [10 empty] | FALSE | 8-26. | Water, BTEX + MTBE + VOHs (EPA 601/602, EPA 624, EPA 6021 or EPA 8260) | bar: 2
141 | 8-27. | Water, Polycyclic Aromatic Hydrocarbons, including 1-methylnaphthalene + 2-methylnaphthalene (EPA 610 [HPLC], EPA 625, EPA 8270 or EPA 8310) |  | Per Sample | 0 | 0 | 0 | [10 empty] | FALSE | 8-27. | Water, Polycyclic Aromatic Hydrocarbons, including 1-methylnaphthalene + 2-methylnaphthalene (EPA 610 [HPLC], EPA 625, EPA 8270 or EPA 8310) | bar: 2
142 | 8-28. | Water, EDB [1,2-dibromoethane or ethylene dibromide] (EPA 504.1 or EPA 8011) |  | Per Sample | 0 | 0 | 0 | [10 empty] | FALSE | 8-28. | Water, EDB [1,2-dibromoethane or ethylene dibromide] (EPA 504.1 or EPA 8011) | bar: 2
143 | 8-29. | Water, EDB [1,2-dibromoethane or ethylene dibromide] (EPA 8260 SIM) |  | Per Sample | 0 | 0 | 0 | [10 empty] | FALSE | 8-29. | Water, EDB [1,2-dibromoethane or ethylene dibromide] (EPA 8260 SIM) | bar: 2
144 | 8-30. | Water, Priority Pollutant Volatile Organics [for NPDES purposes only] (EPA 624) |  | Per Sample | 0 | 0 | 0 | [10 empty] | FALSE | 8-30. | Water, Priority Pollutant Volatile Organics [for NPDES purposes only] (EPA 624) | bar: 2
145 | 8-31. | Water, Priority Pollutant Volatile Organics (EPA 8260) |  | Per Sample | 0 | 0 | 0 | [10 empty] | FALSE | 8-31. | Water, Priority Pollutant Volatile Organics (EPA 8260) | bar: 2
146 | 8-32. | Water, Priority Pollutant Extractable Organics-Base Neutral and Acid Extractables [for NPDES purposes only] (EPA 625 list [e.g., EPA 608 + EPA 625]) |  | Per Sample | 0 | 0 | 0 | [10 empty] | FALSE | 8-32. | Water, Priority Pollutant Extractable Organics-Base Neutral and Acid Extractables [for NPDES purposes only] (EPA 625 list [e.g., EPA 608 + EPA 625]) | bar: 2
147 | 8-33. | Water, Priority Pollutant Extractable Organics-Base Neutral and Acid Extractables (EPA 8270 list [e.g., EPA 8081/8082 + EPA 8270 or EPA 608 + EPA 8270) |  | Per Sample | 0 | 0 | 0 | [10 empty] | FALSE | 8-33. | Water, Priority Pollutant Extractable Organics-Base Neutral and Acid Extractables (EPA 8270 list [e.g., EPA 8081/8082 + EPA 8270 or EPA 608 + EPA 8270) | bar: 2
148 | 8-34. | Water, Total Recoverable Petroleum Hydrocarbons (FL-PRO) |  | Per Sample | 0 | 0 | 0 | [10 empty] | FALSE | 8-34. | Water, Total Recoverable Petroleum Hydrocarbons (FL-PRO) | bar: 2
149 | 8-35. | Water, PCBs [or Aroclors] (EPA 608 or EPA 8082) |  | Per Sample | 0 | 0 | 0 | [10 empty] | FALSE | 8-35. | Water, PCBs [or Aroclors] (EPA 608 or EPA 8082) | bar: 2
150 | 8-36. | Water, Arsenic, Total (EPA 200.7, EPA 200.8, EPA 6010 or EPA 6020) |  | Per Sample | 0 | 0 | 0 | [10 empty] | FALSE | 8-36. | Water, Arsenic, Total (EPA 200.7, EPA 200.8, EPA 6010 or EPA 6020) | bar: 2
151 | 8-37. | Water, Cadmium, Total (EPA 200.7, EPA 200.8, EPA 6010 or EPA 6020) |  | Per Sample | 0 | 0 | 0 | [10 empty] | FALSE | 8-37. | Water, Cadmium, Total (EPA 200.7, EPA 200.8, EPA 6010 or EPA 6020) | bar: 2
152 | 8-38. | Water, Chromium, Total (EPA 200.7, EPA 200.8, EPA 6010 or EPA 6020) |  | Per Sample | 0 | 0 | 0 | [10 empty] | FALSE | 8-38. | Water, Chromium, Total (EPA 200.7, EPA 200.8, EPA 6010 or EPA 6020) | bar: 2
153 | 8-39. | Water, Lead, Total (EPA 200.7, EPA 200.8, EPA 6010 or EPA 6020) |  | Per Sample | 0 | 0 | 0 | [10 empty] | FALSE | 8-39. | Water, Lead, Total (EPA 200.7, EPA 200.8, EPA 6010 or EPA 6020) | bar: 2
154 | 8-40. | Water, Dissolved Lead (includes filter appropriate to sample method - EPA 200.7, 200.9, 6010B, or 7380) |  | Per Sample | 0 | 0 | 0 | [10 empty] | FALSE | 8-40. | Water, Dissolved Lead (includes filter appropriate to sample method - EPA 200.7, 200.9, 6010B, or 7380) | bar: 2
155 | 8-41. | Water, Mercury, Total (EPA 245.1, EPA 6020 or EPA 7470) |  | Per Sample | 0 | 0 | 0 | [10 empty] | FALSE | 8-41. | Water, Mercury, Total (EPA 245.1, EPA 6020 or EPA 7470) | bar: 2
156 | 8-42. | Water, Calcium, Total (EPA 200.7, EPA 6010 or EPA 6020) |  | Per Sample | 0 | 0 | 0 | [10 empty] | FALSE | 8-42. | Water, Calcium, Total (EPA 200.7, EPA 6010 or EPA 6020) | bar: 2
157 | 8-43. | Water, Iron, Total (EPA 200.7, EPA 6010 or EPA 6020) |  | Per Sample | 0 | 0 | 0 | [10 empty] | FALSE | 8-43. | Water, Iron, Total (EPA 200.7, EPA 6010 or EPA 6020) | bar: 2
158 | 8-44. | Water, Dissolved Iron (includes filter appropriate to sample method - EPA 200.7, 200.9, 6010B, or 7380) |  | Per Sample | 0 | 0 | 0 | [10 empty] | FALSE | 8-44. | Water, Dissolved Iron (includes filter appropriate to sample method - EPA 200.7, 200.9, 6010B, or 7380) | bar: 2
159 | 8-45. | Water, Magnesium, Total (EPA 200.7, EPA 6010 or EPA 6020) |  | Per Sample | 0 | 0 | 0 | [10 empty] | FALSE | 8-45. | Water, Magnesium, Total (EPA 200.7, EPA 6010 or EPA 6020) | bar: 2
160 | 8-46. | Water, Manganese, Total (EPA 200.7, EPA 200.8, EPA 6010 or EPA 6020) |  | Per Sample | 0 | 0 | 0 | [10 empty] | FALSE | 8-46. | Water, Manganese, Total (EPA 200.7, EPA 200.8, EPA 6010 or EPA 6020) | bar: 2
161 | 8-47. | Water, Potassium, Total (EPA 200.7, EPA 6010 or EPA 6020) |  | Per Sample | 0 | 0 | 0 | [10 empty] | FALSE | 8-47. | Water, Potassium, Total (EPA 200.7, EPA 6010 or EPA 6020) | bar: 2
162 | 8-48. | Water, Sodium, Total (EPA 200.7, EPA 6010 or EPA 6020) |  | Per Sample | 0 | 0 | 0 | [10 empty] | FALSE | 8-48. | Water, Sodium, Total (EPA 200.7, EPA 6010 or EPA 6020) | bar: 2
163 | 8-49. | Water, Alkalinity [as CaCO3] (EPA 310.2 or SM 2320 B) |  | Per Sample | 0 | 0 | 0 | [10 empty] | FALSE | 8-49. | Water, Alkalinity [as CaCO3] (EPA 310.2 or SM 2320 B) | bar: 2
164 | 8-50. | Water, Ammonia [as N] (EPA 350.1, SM 4500-NH3 C, SM 4500-NH3 D, SM 4500-NH3 G or SM 4500-NH3 H) |  | Per Sample | 0 | 0 | 0 | [10 empty] | FALSE | 8-50. | Water, Ammonia [as N] (EPA 350.1, SM 4500-NH3 C, SM 4500-NH3 D, SM 4500-NH3 G or SM 4500-NH3 H) | bar: 2
165 | 8-51. | Water, Chloride (EPA 300.0, EPA 9056, EPA 9251, EPA 9053, SM 4500CI B, SM 4500CI C or SM 4500CI E) |  | Per Sample | 0 | 0 | 0 | [10 empty] | FALSE | 8-51. | Water, Chloride (EPA 300.0, EPA 9056, EPA 9251, EPA 9053, SM 4500CI B, SM 4500CI C or SM 4500CI E) | bar: 2
166 | 8-52. | Water, Hardness, Total [as CaCO3] (SM 2340 B or SM 2340 C) |  | Per Sample | 0 | 0 | 0 | [10 empty] | FALSE | 8-52. | Water, Hardness, Total [as CaCO3] (SM 2340 B or SM 2340 C) | bar: 2
167 | 8-53. | Water, Nitrate [as N] (EPA 300.0 or EPA 353.2) |  | Per Sample | 0 | 0 | 0 | [10 empty] | FALSE | 8-53. | Water, Nitrate [as N] (EPA 300.0 or EPA 353.2) | bar: 2
168 | 8-54. | Water, Nitrate-Nitrite [as N] (EPA 300.0, EPA 353.2, SM 4500-NO3 E or SM 4500-NO3 F) |  | Per Sample | 0 | 0 | 0 | [10 empty] | FALSE | 8-54. | Water, Nitrate-Nitrite [as N] (EPA 300.0, EPA 353.2, SM 4500-NO3 E or SM 4500-NO3 F) | bar: 2
169 | 8-55. | Water, Nitrite [as N] (EPA 300.0, EPA 300.1, SM 4500-NO2 B or SM 4500-NO3 F) |  | Per Sample | 0 | 0 | 0 | [10 empty] | FALSE | 8-55. | Water, Nitrite [as N] (EPA 300.0, EPA 300.1, SM 4500-NO2 B or SM 4500-NO3 F) | bar: 2
170 | 8-56. | Water, Organic Carbon, Total (SM 5310 B, SM 5310 C or EPA 9060) |  | Per Sample | 0 | 0 | 0 | [10 empty] | FALSE | 8-56. | Water, Organic Carbon, Total (SM 5310 B, SM 5310 C or EPA 9060) | bar: 2
171 | 8-57. | Water, Orthophosphate [as P] (EPA 300.0, EPA 300.1, EPA 365.1, EPA 365.3, EPA 9056, SM 4500-PE or SM 4500-PF) |  | Per Sample | 0 | 0 | 0 | [10 empty] | FALSE | 8-57. | Water, Orthophosphate [as P] (EPA 300.0, EPA 300.1, EPA 365.1, EPA 365.3, EPA 9056, SM 4500-PE or SM 4500-PF) | bar: 2
172 | 8-58. | Water, Residue-filterable [Total Dissolved Solids] (SM 2540 C) |  | Per Sample | 0 | 0 | 0 | [10 empty] | FALSE | 8-58. | Water, Residue-filterable [Total Dissolved Solids] (SM 2540 C) | bar: 2
173 | 8-59. | Water, Residue-nonfilterable [Total Suspended Solids] (SM 2540 D) |  | Per Sample | 0 | 0 | 0 | [10 empty] | FALSE | 8-59. | Water, Residue-nonfilterable [Total Suspended Solids] (SM 2540 D) | bar: 2
174 | 8-60. | Water, Sulfate (ASTM D516-02, ASTM D516-90, EPA 300.0, EPA 300.1, EPA 375.2, EPA 9038, EPA 9056 or SM 4500-SO4 C) |  | Per Sample | 0 | 0 | 0 | [10 empty] | FALSE | 8-60. | Water, Sulfate (ASTM D516-02, ASTM D516-90, EPA 300.0, EPA 300.1, EPA 375.2, EPA 9038, EPA 9056 or SM 4500-SO4 C) | bar: 2
175 | 8-61. | Water, Heterotrophic Plate Count (SM 9215 B or SIMPLATE) |  | Per Sample | 0 | 0 | 0 | [10 empty] | FALSE | 8-61. | Water, Heterotrophic Plate Count (SM 9215 B or SIMPLATE) | bar: 2
176 | 8-62. | Water, Acute Bioassay-96 Hour, Freshwater, Vertebrate/Invertebrate [Vertebrate: Pimephales promelas or Cyprinella leedsi/Invertebrate: Ceriodaphnia dubia] (EPA 2000.0/2002.0) |  | Per Sample | 0 | 0 | 0 | [10 empty] | FALSE | 8-62. | Water, Acute Bioassay-96 Hour, Freshwater, Vertebrate/Invertebrate [Vertebrate: Pimephales promelas or Cyprinella leedsi/Invertebrate: Ceriodaphnia dubia] (EPA 2000.0/2002.0) | bar: 2
177 | 8-63. | Water, Acute Bioassay-96 Hour, Estuarine + Marine, Vertebrate/Invertebrate [Vertebrate: Menidia beryllina, Meridia menidia or Menida peninsulae/Invertebrate: Mysidopsis bahia] (EPA 2006.0/2007.0) |  | Per Sample | 0 | 0 | 0 | [10 empty] | FALSE | 8-63. | Water, Acute Bioassay-96 Hour, Estuarine + Marine, Vertebrate/Invertebrate [Vertebrate: Menidia beryllina, Meridia menidia or Menida peninsulae/Invertebrate: Mysidopsis bahia] (EPA 2006.0/2007.0) | bar: 2
178 | 8-64. | Water, BTEX/MTBE + Naphthalene (EPA 8260) |  | Per Sample | 0 | 0 | 0 | [10 empty] | FALSE | 8-64. | Water, BTEX/MTBE + Naphthalene (EPA 8260) | bar: 2
179 | 8-65. | Water, EDC [1,2-dichloroethane] (EPA Method 8021 or 8260) |  | Per Sample | 0 | 0 | 0 | [10 empty] | FALSE | 8-65. | Water, EDC [1,2-dichloroethane] (EPA Method 8021 or 8260) | bar: 2
180 | 8-66. | Water, Methane (EPA SOP RSK-175) |  | Per Sample | 0 | 0 | 0 | [10 empty] | FALSE | 8-66. | Water, Methane (EPA SOP RSK-175) | bar: 2
181 | 8-67. | Water, Cumene (Isopropyl benzene), 1,2,4-Trimethylbenzene and 1,3,5-Trimethylbenzene (EPA 8260) |  | Per Sample | 0 | 0 | 0 | [10 empty] | FALSE | 8-67. | Water, Cumene (Isopropyl benzene), 1,2,4-Trimethylbenzene and 1,3,5-Trimethylbenzene (EPA 8260) | bar: 2
182 | 8-68. | Air, Total Petroleum Hydrocarbons (EPA Method 18 or TO-3) |  | Per Sample | 0 | 0 | 0 | [10 empty] | FALSE | 8-68. | Air, Total Petroleum Hydrocarbons (EPA Method 18 or TO-3)
183 | 8-69. | Air, Volatile Organic Aromatics (EPA Method TO-15) |  | Per Sample | 0 | 0 | 0 | [10 empty] | FALSE | 8-69. | Air, Volatile Organic Aromatics (EPA Method TO-15)
184 | 8-70. | Air, Polycyclic Aromatic Hydrocarbons (EPA Method TO-13) |  | Per Sample | 0 | 0 | 0 | [10 empty] | FALSE | 8-70. | Air, Polycyclic Aromatic Hydrocarbons (EPA Method TO-13)
185 | 8-71. | Air, Volatile Organic Compounds (EPA Method TO-17) |  | Per Sample | 0 | 0 | 0 | [10 empty] | FALSE | 8-71. | Air, Volatile Organic Compounds (EPA Method TO-17)
186 | 8-72. | Additional Laboratory charge for 7 Day Turnaround. This is an additional charge (percentage) above the normal rate for expedited turnaround by the laboratory for an analysis. For Example: entering 0.05 is a 5% surcharge for 7 Day Turnaround above the rate for normal turnaround. |  | % Surcharge | 0 | 0 | 0 | [10 empty] | FALSE | 8-72. | Additional Laboratory charge for 7 Day Turnaround. This is an additional charge (percentage) above the normal rate for expedited turnaround by the laboratory for an analysis. For Example: entering 0.05 is a 5% surcharge for 7 Day Turnaround above the rate for normal turnaround.
187 | 8-73. | Additional Laboratory charge for 3 Day Turnaround. This is an additional charge (percentage) above the normal rate for expedited turnaround by the laboratory for an analysis. For Example: entering 0.50 is a 50% surcharge for 3 Day Turnaround above the rate for normal turnaround. |  | % Surcharge | 0 | 0 | 0 | [10 empty] | FALSE | 8-73. | Additional Laboratory charge for 3 Day Turnaround. This is an additional charge (percentage) above the normal rate for expedited turnaround by the laboratory for an analysis. For Example: entering 0.50 is a 50% surcharge for 3 Day Turnaround above the rate for normal turnaround.
188 | 8-74. | Additional Laboratory charge for 1 Day Turnaround. This is an additional charge (percentage) above the normal rate for expedited turnaround by the laboratory for an analysis. For Example: entering 1.00 is a 100% surcharge for 1 Day Turnaround above the rate for normal turnaround. |  | % Surcharge | 0 | 0 | 0 | [10 empty] | FALSE | 8-74. | Additional Laboratory charge for 1 Day Turnaround. This is an additional charge (percentage) above the normal rate for expedited turnaround by the laboratory for an analysis. For Example: entering 1.00 is a 100% surcharge for 1 Day Turnaround above the rate for normal turnaround.
189 | 9. | SOIL SOURCE REMOVAL RELATED | [15 empty] | FALSE |  | SOIL SOURCE REMOVAL RELATED
190 | 9-1.a. | Sheet Piling Installation for ≤ 20 feet deep Excavation |  | Per Sq. Foot | 0 | 0 | 0 | [10 empty] | FALSE | 9-1.a. | Sheet Piling Installation for ≤ 20 feet deep Excavation
191 | 9-1.b. | Sheet Piling Rental for ≤ 20 feet deep Excavation |  | Per Sq. Foot/Day | 0 | 0 | 0 | [10 empty] | FALSE | 9-1.b. | Sheet Piling Rental for ≤ 20 feet deep Excavation
192 | 9-1.c. | Sheet Piling Rental for ≤ 20 feet deep Excavation |  | Per Sq. Foot/Week | 0 | 0 | 0 | [10 empty] | FALSE | 9-1.c. | Sheet Piling Rental for ≤ 20 feet deep Excavation
193 | 9-1.d. | Sheet Piling Rental for ≤ 20 feet deep Excavation |  | Per Sq. Foot/Month | 0 | 0 | 0 | [10 empty] | FALSE | 9-1.d. | Sheet Piling Rental for ≤ 20 feet deep Excavation
194 | 9-2.a. | Sheet Piling Installation for > 20 feet deep Excavation |  | Per Sq. Foot | 0 | 0 | 0 | [10 empty] | FALSE | 9-2.a. | Sheet Piling Installation for > 20 feet deep Excavation
195 | 9-2.b. | Sheet Piling Rental for > 20 feet deep Excavation |  | Per Sq. Foot/Day | 0 | 0 | 0 | [10 empty] | FALSE | 9-2.b. | Sheet Piling Rental for > 20 feet deep Excavation
196 | 9-2.c. | Sheet Piling Rental for > 20 feet deep Excavation |  | Per Sq. Foot/Week | 0 | 0 | 0 | [10 empty] | FALSE | 9-2.c. | Sheet Piling Rental for > 20 feet deep Excavation
197 | 9-2.d. | Sheet Piling Rental for > 20 feet deep Excavation |  | Per Sq. Foot/Month | 0 | 0 | 0 | [10 empty] | FALSE | 9-2.d. | Sheet Piling Rental for > 20 feet deep Excavation
198 | 9-3. | Conventional Soil Excavation and Loading ≤ 300 cubic yards |  | Per Cubic Yard | 0 | 0 | 0 | [10 empty] | FALSE | 9-3. | Conventional Soil Excavation and Loading ≤ 300 cubic yards
199 | 9-4. | Conventional Soil Excavation and Loading > 300 cubic yards |  | Per Cubic Yard | 0 | 0 | 0 | [10 empty] | FALSE | 9-4. | Conventional Soil Excavation and Loading > 300 cubic yards
200 | 9-5. | LDA Excavation and Loading Without Casing ≤ 300 cubic yards |  | Per Cubic Yard | 0 | 0 | 0 | [10 empty] | FALSE | 9-5. | LDA Excavation and Loading Without Casing ≤ 300 cubic yards
201 | 9-6. | LDA Excavation and Loading Without Casing > 300 cubic yards |  | Per Cubic Yard | 0 | 0 | 0 | [10 empty] | FALSE | 9-6. | LDA Excavation and Loading Without Casing > 300 cubic yards
202 | 9-7.a | LDA Excavation and Loading With Surface Casing ≤ 300 cubic yards |  | Per Cubic Yard | 0 | 0 | 0 | [10 empty] | FALSE | 9-7.a | LDA Excavation and Loading With Surface Casing ≤ 300 cubic yards
203 | 9-7.b. | LDA Excavation and Loading With Driven Casing ≤ 300 cubic yards |  | Per Cubic Yard | 0 | 0 | 0 | [10 empty] | FALSE | 9-7.b. | LDA Excavation and Loading With Driven Casing ≤ 300 cubic yards
204 | 9-8.a. | LDA Excavation and Loading With Surface Casing > 300 cubic yards |  | Per Cubic Yard | 0 | 0 | 0 | [10 empty] | FALSE | 9-8.a. | LDA Excavation and Loading With Surface Casing > 300 cubic yards
205 | 9-8.b. | LDA Excavation and Loading With Driven Casing > 300 cubic yards |  | Per Cubic Yard | 0 | 0 | 0 | [10 empty] | FALSE | 9-8.b. | LDA Excavation and Loading With Driven Casing > 300 cubic yards
206 | 9-9. | Flowable Fill Concrete and Installation |  | Per Cubic Yard | 0 | 0 | 0 | [10 empty] | FALSE | 9-9. | Flowable Fill Concrete and Installation
207 | 9-10. | Clean Backfill Material, Compaction and Testing (includes transport) ≤ 300 cubic yards |  | Per Cubic Yard | 0 | 0 | 0 | [10 empty] | FALSE | 9-10. | Clean Backfill Material, Compaction and Testing (includes transport) ≤ 300 cubic yards
208 | 9-11. | Clean Backfill Material, Compaction and Testing (includes transport) > 300 cubic yards |  | Per Cubic Yard | 0 | 0 | 0 | [10 empty] | FALSE | 9-11. | Clean Backfill Material, Compaction and Testing (includes transport) > 300 cubic yards
210 | 9-12.a. | Clean Overburden Used As Backfill, Compaction and Testing ≤ 300 cubic yards |  | Per Cubic Yard | 0 | 0 | 0 | [10 empty] | FALSE | 9-12.a. | Clean Overburden Used As Backfill, Compaction and Testing ≤ 300 cubic yards
211 | 9-12.b. | Clean Overburden Used As Backfill, Compaction and Testing > 300 cubic yards |  | Per Cubic Yard | 0 | 0 | 0 | [10 empty] | FALSE | 9-12.b. | Clean Overburden Used As Backfill, Compaction and Testing > 300 cubic yards
212 | 9-13. | Pea Gravel |  | Per Ton | 0 | 0 | 0 | [10 empty] | FALSE | 9-13. | Pea Gravel
213 | 9-14. | #57 Stone |  | Per Ton | 0 | 0 | 0 | [10 empty] | FALSE | 9-14. | #57 Stone
215 | 9-15. | Dewatering System, up to 12 well points (includes installation) |  | Per Day | 0 | 0 | 0 | [10 empty] | FALSE | 9-15. | Dewatering System, up to 12 well points (includes installation)
216 | 9-16. | Additional Dewatering System Well Points (2) (includes installation) |  | Per Day | 0 | 0 | 0 | [10 empty] | FALSE | 9-16. | Additional Dewatering System Well Points (2) (includes installation)
217 | 9-17. | Dewatering System, up to 12 well points (includes installation) |  | Per Week | 0 | 0 | 0 | [10 empty] | FALSE | 9-17. | Dewatering System, up to 12 well points (includes installation)
218 | 9-18. | Additional Dewatering System Well Points (2) (includes installation) |  | Per Week | 0 | 0 | 0 | [10 empty] | FALSE | 9-18. | Additional Dewatering System Well Points (2) (includes installation)
220 | 9-19. | Dewatering System, up to 12 well points (includes installation) |  | Per Month | 0 | 0 | 0 | [10 empty] | FALSE | 9-19. | Dewatering System, up to 12 well points (includes installation)
221 | 9-20. | Additional Dewatering System Well Points (2) (includes installation) |  | Per Month | 0 | 0 | 0 | [10 empty] | FALSE | 9-20. | Additional Dewatering System Well Points (2) (includes installation)
222 | 10. | PETROLEUM STORAGE TANK REMOVAL AND DISPOSAL | [15 empty] | FALSE |  | PETROLEUM STORAGE TANK REMOVAL AND DISPOSAL
223 | 10-1. | Remove and Dispose Petroleum Storage Tank - ≤ 1,000 gal. capacity |  | Per Tank | 0 | 0 | 0 | [10 empty] | FALSE | 10-1. | Remove and Dispose Petroleum Storage Tank - ≤ 1,000 gal. capacity
228 | 10-2. | Remove and Dispose Petroleum Storage Tank - > 1,000 to 5,000 gal. capacity |  | Per Tank | 0 | 0 | 0 | [10 empty] | FALSE | 10-2. | Remove and Dispose Petroleum Storage Tank - > 1,000 to 5,000 gal. capacity
229 | 10-3. | Remove and Dispose Petroleum Storage Tank - > 5,000 to 10,000 gal. capacity |  | Per Tank | 0 | 0 | 0 | [10 empty] | FALSE | 10-3. | Remove and Dispose Petroleum Storage Tank - > 5,000 to 10,000 gal. capacity
230 | 10-4. | Remove and Dispose Petroleum Storage Tank - > 10,000 gal. capacity |  | Per Tank | 0 | 0 | 0 | [10 empty] | FALSE | 10-4. | Remove and Dispose Petroleum Storage Tank - > 10,000 gal. capacity
231 | 11. | DEBRIS, WASTE AND PRODUCT REMOVAL AND DISPOSAL | [15 empty] | FALSE |  | DEBRIS, WASTE AND PRODUCT REMOVAL AND DISPOSAL
232 | 11-1. | Removal and Loading of Asphalt and/or Concrete - up to 4 inch thickness |  | Per Square Foot | 0 | 0 | 0 | [10 empty] | FALSE | 11-1. | Removal and Loading of Asphalt and/or Concrete - up to 4 inch thickness
233 | 11-2. | Additional Removal/Loading Cost for Concrete - > 4 inch thickness |  | Per Square Foot | 0 | 0 | 0 | [10 empty] | FALSE | 11-2. | Additional Removal/Loading Cost for Concrete - > 4 inch thickness
234 | 11-3. | Loading, Transport and Disposal/Recycle Clean Overburden |  | Per Ton | 0 | 0 | 0 | [10 empty] | FALSE | 11-3. | Loading, Transport and Disposal/Recycle Clean Overburden
235 | 11-4. | Transport and Disposal of Clean Concrete |  | Per Ton | 0 | 0 | 0 | [10 empty] | FALSE | 11-4. | Transport and Disposal of Clean Concrete
236 | 11-5. | Transport and Disposal of Mixed Debris |  | Per Ton | 0 | 0 | 0 | [10 empty] | FALSE | 11-5. | Transport and Disposal of Mixed Debris
237 | 11-6. | Transport and Disposal of Petroleum Impacted Soil (includes drum) |  | Per Drum | 0 | 0 | 0 | [10 empty] | FALSE | 11-6. | Transport and Disposal of Petroleum Impacted Soil (includes drum) | bar: 2
238 | 11-7. | Transport Petroleum Impacted Soil (bulk) ≤ 100 miles |  | Per Ton | 0 | 0 | 0 | [10 empty] | FALSE | 11-7. | Transport Petroleum Impacted Soil (bulk) ≤ 100 miles
239 | 11-8. | Transport Petroleum Impacted Soil (bulk) > 100 miles |  | Per Ton | 0 | 0 | 0 | [10 empty] | FALSE | 11-8. | Transport Petroleum Impacted Soil (bulk) > 100 miles
240 | 11-9. | Disposal of Petroleum Impacted Soil at a Landfill (bulk) ≤ 450 tons |  | Per Ton | 0 | 0 | 0 | [10 empty] | FALSE | 11-9. | Disposal of Petroleum Impacted Soil at a Landfill (bulk) ≤ 450 tons
241 | 11-10. | Disposal of Petroleum Impacted Soil at a Landfill (bulk) > 450 tons |  | Per Ton | 0 | 0 | 0 | [10 empty] | FALSE | 11-10. | Disposal of Petroleum Impacted Soil at a Landfill (bulk) > 450 tons
242 | 11-11. | Disposal of Petroleum Impacted Soil at a Thermal Treatment Facility (bulk) ≤ 450 tons |  | Per Ton | 0 | 0 | 0 | [10 empty] | FALSE | 11-11. | Disposal of Petroleum Impacted Soil at a Thermal Treatment Facility (bulk) ≤ 450 tons
243 | 11-12. | Disposal of Petroleum Impacted Soil at a Thermal Treatment Facility (bulk) > 450 tons |  | Per Ton | 0 | 0 | 0 | [10 empty] | FALSE | 11-12. | Disposal of Petroleum Impacted Soil at a Thermal Treatment Facility (bulk) > 450 tons
244 | 11-13. | Transport and Disposal of Petroleum Contact Water (includes drum) |  | Per Drum | 0 | 0 | 0 | [10 empty] | FALSE | 11-13. | Transport and Disposal of Petroleum Contact Water (includes drum) | bar: 2
245 | 11-14. | Transport and Disposal of Petroleum Contact Water (bulk) |  | Per Gallon | 0 | 0 | 0 | [10 empty] | FALSE | 11-14. | Transport and Disposal of Petroleum Contact Water (bulk) | bar: 2
246 | 11-15. | Vacuum Truck Transportation, Disposal and Extraction Operations |  | Reimbursable* | 1 | 1 | 0 | [10 empty] | FALSE | 11-15.
247 | 11-16. | Transport and Disposal of Petroleum Product (includes drum) |  | Per Drum | 0 | 0 | 0 | [10 empty] | FALSE | 11-16. | Transport and Disposal of Petroleum Product (includes drum) | bar: 2
248 | 11-17. | Transport and Disposal of Petroleum Product (bulk) |  | Per Gallon | 0 | 0 | 0 | [10 empty] | FALSE | 11-17. | Transport and Disposal of Petroleum Product (bulk) | bar: 2
249 | 11-18. | Delivery, Pick Up and Rental of 20 Cubic Yard Roll-Off Container |  | Per Week | 0 | 0 | 0 | [10 empty] | FALSE | 11-18. | Delivery, Pick Up and Rental of 20 Cubic Yard Roll-Off Container
250 | 11-19. | Additional Rental of 20 Cubic Yard Roll-Off Container |  | Per Week | 0 | 0 | 0 | [10 empty] | FALSE | 11-19. | Additional Rental of 20 Cubic Yard Roll-Off Container
251 | 12. | RESURFACING | [15 empty] | FALSE |  | RESURFACING
252 | 12-1. | Asphalt Paving - 2 inch thickness (includes sub-base) |  | Per Square Foot | 0 | 0 | 0 | [10 empty] | FALSE | 12-1. | Asphalt Paving - 2 inch thickness (includes sub-base)
253 | 12-2. | Asphalt Paving - additional 1 inch thickness |  | Per Square Foot | 0 | 0 | 0 | [10 empty] | FALSE | 12-2. | Asphalt Paving - additional 1 inch thickness
254 | 12-3. | Concrete Paving - 4 inch thickness (includes sub-base) |  | Per Square Foot | 0 | 0 | 0 | [10 empty] | FALSE | 12-3. | Concrete Paving - 4 inch thickness (includes sub-base)
255 | 12-4. | Concrete Paving - additional 1 inch thickness |  | Per Square Foot | 0 | 0 | 0 | [10 empty] | FALSE | 12-4. | Concrete Paving - additional 1 inch thickness
256 | 12-5. | Crushed Lime Rock Cover - 2 inch thickness |  | Per Square Foot | 0 | 0 | 0 | [10 empty] | FALSE | 12-5. | Crushed Lime Rock Cover - 2 inch thickness
257 | 12-6. | Grass - Sod |  | Per Square Foot | 0 | 0 | 0 | [10 empty] | FALSE | 12-6. | Grass - Sod
258 | 12-7. | Grass - Seed and Mulch |  | Per Square Foot | 0 | 0 | 0 | [10 empty] | FALSE | 12-7. | Grass - Seed and Mulch
259 | 13. | IN-SITU INJECTION | [15 empty] | FALSE |  | IN-SITU INJECTION
260 | 13-1. | Direct Push Boring with In-Situ Injection |  | Per Day | 0 | 0 | 0 | [10 empty] | FALSE | 13-1. | Direct Push Boring with In-Situ Injection
261 | 13-2. | In-Situ Injection Into Existing Well/Treatment Point |  | Per Day | 0 | 0 | 0 | [10 empty] | FALSE | 13-2. | In-Situ Injection Into Existing Well/Treatment Point
262 | 13-3. | Materials to be Injected |  | Reimbursable* | 1 | 1 | 0 | [10 empty] | FALSE
263 | 13-4. | Groundwater Injection System (not by direct push) |  | Per Week | 0 | 0 | 0 | [10 empty] | FALSE | 13-4. | Groundwater Injection System (not by direct push)
264 | 13-5. | Groundwater Injection System (not by direct push) |  | Per Month | 0 | 0 | 0 | [10 empty] | FALSE | 13-5. | Groundwater Injection System (not by direct push)
265 | 14. | TRENCHING, INTEGRATION AND STARTUP | [15 empty] | FALSE |  | TRENCHING, INTEGRATION AND STARTUP
266 | 14.A. | TRENCHING | [15 empty] | FALSE
267 | 14-1.a. | Trenching and Installation of 1-10 Plumbing (and Electrical) Lines in Trench |  | Per Linear Foot of Trench | 0 | 0 | 0 | [10 empty] | FALSE | 14-1.a. | Trenching and Installation of 1-10 Plumbing (and Electrical) Lines in Trench
268 | 14-1.b. | Trenching and Installation of 11 - 20 Lines |  | Per Linear Foot of Trench | 0 | 0 | 0 | [10 empty] | FALSE | 14-1.b. | Trenching and Installation of 11 - 20 Lines
269 | 14-1.c. | Trenching and Installation of 21 - 30 Lines |  | Per Linear Foot of Trench | 0 | 0 | 0 | [10 empty] | FALSE | 14-1.c. | Trenching and Installation of 21 - 30 Lines
270 | 14-1.d. | Trenching and Installation of Additional 1-10 Lines Greater Than 30 Lines |  | Per Linear Foot of Trench | 0 | 0 | 0 | [10 empty] | FALSE | 14-1.d. | Trenching and Installation of Additional 1-10 Lines Greater Than 30 Lines
271 | 14-2. | Installation of Plumbing (and Electrical) Lines Above Ground |  | Per Foot | 0 | 0 | 0 | [10 empty] | FALSE | 14-2. | Installation of Plumbing (and Electrical) Lines Above Ground
272 | 14-3. | Plumbing and Electrical Materials/Equipment Installed in Trench (If FDEP authorizes, submit quote(s) with Change Order) |  | Reimbursable* | 1 | 1 | 0 | [10 empty] | FALSE
273 | 14-3.a. | Traffic Bearing Trench Plates (materials) |  | Reimbursable* | 1 | 1 | 0 | [10 empty] | FALSE
274 | 14-3.b. | Infiltration Gallery Installation |  | Reimbursable* | 1 | 1 | 0 | [10 empty] | FALSE
275 | 14.B. | REMEDIATION SYSTEM INTEGRATION AND STARTUP | [15 empty] | FALSE
276 | 14-4.a. | System Installation/Integration/Startup - 1 Technology Component - 1-10 Recovery/Treatment Points |  | Per Startup | 0 | 0 | 0 | [10 empty] | FALSE | 14-4.a. | System Installation/Integration/Startup - 1 Technology Component - 1-10 Recovery/Treatment Points
277 | 14-4.b. | System Installation/Integration/Startup - 1 Technology Component - 11-20 Recovery/Treatment Points |  | Per Startup | 0 | 0 | 0 | [10 empty] | FALSE | 14-4.b. | System Installation/Integration/Startup - 1 Technology Component - 11-20 Recovery/Treatment Points
278 | 14-4.c. | System Installation/Integration/Startup - 1 Technology Component - 21-30 Recovery/Treatment Points |  | Per Startup | 0 | 0 | 0 | [10 empty] | FALSE | 14-4.c. | System Installation/Integration/Startup - 1 Technology Component - 21-30 Recovery/Treatment Points
279 | 14-4.d. | System Installation/Integration/Startup - 1 Technology Component - 1-10 Additional Recovery/Treatment Points greater Than 30 (This tem is used in conjunction with 14.4.c when needed) |  | Per Startup | 0 | 0 | 0 | [10 empty] | FALSE | 14-4.d. | System Installation/Integration/Startup - 1 Technology Component - 1-10 Additional Recovery/Treatment Points greater Than 30 (This tem is used in conjunction with 14.4.c when needed)
280 | 14-5. | System Installation/Integration/Startup – Addition of 1 Technology Component |  | Per Additional Tech Component | 0 | 0 | 0 | [10 empty] | FALSE | 14-5. | System Installation/Integration/Startup – Addition of 1 Technology Component
281 | 14-6. | Compound Construction/Fencing (materials) |  | Reimbursable* | 1 | 1 | 0 | [10 empty] | FALSE
283 | 14-7. | Utility Drop |  | Reimbursable* | 1 | 1 | 0 | [10 empty] | FALSE
285 | 14-8. | Utility Connection |  | Reimbursable* | 1 | 1 | 0 | [10 empty] | FALSE
286 | 14-9. | Utility Disconnect |  | Reimbursable* | 1 | 1 | 0 | [10 empty] | FALSE
287 | 14-10. | Utility Usage Bills |  | Reimbursable* | 1 | 1 | 0 | [10 empty] | FALSE
288 | 15. | REMEDIAL ACTION - PACKAGED WORK SCOPES (Including Remediation System Equipment) | [15 empty] | FALSE |  | REMEDIAL ACTION - PACKAGED WORK SCOPES (Including Remediation System Equipment)
289 | 15.A. | PILOT TEST PACKAGES (Including Remediation System Equipment) | [15 empty] | FALSE
290 | 15-1. | Groundwater Recovery System Pilot Test - 8 hours |  | Per Test | 0 | 0 | 0 | [10 empty] | FALSE | 15-1. | Groundwater Recovery System Pilot Test - 8 hours
292 | 15-2. | Groundwater Recovery System Pilot Test - Additional Time |  | Per 2 Hrs | 0 | 0 | 0 | [10 empty] | FALSE | 15-2. | Groundwater Recovery System Pilot Test - Additional Time
293 | 15-3. | Air Sparging or Biosparging Pilot Test - 8 hours |  | Per Test | 0 | 0 | 0 | [10 empty] | FALSE | 15-3. | Air Sparging or Biosparging Pilot Test - 8 hours
294 | 15-4. | Air Sparging or Biosparging Pilot Test - Additional Time |  | Per 2 Hrs | 0 | 0 | 0 | [10 empty] | FALSE | 15-4. | Air Sparging or Biosparging Pilot Test - Additional Time
295 | 15-5. | Vapor Extraction Pilot Test - 8 hours |  | Per Test | 0 | 0 | 0 | [10 empty] | FALSE | 15-5. | Vapor Extraction Pilot Test - 8 hours
297 | 15-6. | Vapor Extraction Pilot Test - Additional Time |  | Per 2 Hrs | 0 | 0 | 0 | [10 empty] | FALSE | 15-6. | Vapor Extraction Pilot Test - Additional Time
298 | 15-7. | Vapor Extraction/Aquifer Pumping Test - 8 hours |  | Per Test | 0 | 0 | 0 | [10 empty] | FALSE | 15-7. | Vapor Extraction/Aquifer Pumping Test - 8 hours
299 | 15-8. | Vapor Extraction/Aquifer Pumping Test - Additional Time |  | Per 2 Hrs | 0 | 0 | 0 | [10 empty] | FALSE | 15-8. | Vapor Extraction/Aquifer Pumping Test - Additional Time
300 | 15-9. | Air Sparging/Vapor Extraction Pilot Test - 8 hours |  | Per Test | 0 | 0 | 0 | [10 empty] | FALSE | 15-9. | Air Sparging/Vapor Extraction Pilot Test - 8 hours
301 | 15-10. | Air Sparging/Vapor Extraction Pilot Test - Additional Time |  | Per 2 Hrs | 0 | 0 | 0 | [10 empty] | FALSE | 15-10. | Air Sparging/Vapor Extraction Pilot Test - Additional Time
303 | 15-11. | Multi-Phase Pilot Test - 8 hours |  | Per Test | 0 | 0 | 0 | [10 empty] | FALSE | 15-11. | Multi-Phase Pilot Test - 8 hours
304 | 15-12. | Multi-Phase Pilot Test - Additional Time |  | Per 2 Hrs | 0 | 0 | 0 | [10 empty] | FALSE | 15-12. | Multi-Phase Pilot Test - Additional Time
305 | 15-13. | Air Sparging/Multiphase Extraction Pilot Test - 8 hours |  | Per Test | 0 | 0 | 0 | [10 empty] | FALSE | 15-13. | Air Sparging/Multiphase Extraction Pilot Test - 8 hours
306 | 15-14. | Air Sparging/Multiphase Extraction Pilot Test - Additional Time |  | Per 2 Hours | 0 | 0 | 0 | [10 empty] | FALSE | 15-14. | Air Sparging/Multiphase Extraction Pilot Test - Additional Time
307 | 15-15. | In-Situ Chemical Oxidation (including Ozone) Pilot Test - 8 hours |  | Per Test | 0 | 0 | 0 | [10 empty] | FALSE | 15-15. | In-Situ Chemical Oxidation (including Ozone) Pilot Test - 8 hours
309 | 15-16. | In-Situ Chemical Oxidation (including Ozone) Pilot Test - Additional Time |  | Per 2 Hrs | 0 | 0 | 0 | [10 empty] | FALSE | 15-16. | In-Situ Chemical Oxidation (including Ozone) Pilot Test - Additional Time
310 | 15.B. | SHORT TERM/EPISODIC SYSTEM OPERATION PACKAGES (Including Remediation System Equipment) | [15 empty] | FALSE
311 | 15-17. | Groundwater Treatment System Package - Medium |  | Per Day | 0 | 0 | 0 | [10 empty] | FALSE | 15-17. | Groundwater Treatment System Package - Medium
312 | 15-18. | Groundwater Treatment System Package - Medium |  | Per Week | 0 | 0 | 0 | [10 empty] | FALSE | 15-18. | Groundwater Treatment System Package - Medium
313 | 15-19. | Air Sparge System Package - Medium |  | Per Day | 0 | 0 | 0 | [10 empty] | FALSE | 15-19. | Air Sparge System Package - Medium
314 | 15-20. | Air Sparge System Package - Medium |  | Per Week | 0 | 0 | 0 | [10 empty] | FALSE | 15-20. | Air Sparge System Package - Medium
315 | 15-21. | AS/SVE System Package - Medium |  | Per Day | 0 | 0 | 0 | [10 empty] | FALSE | 15-21. | AS/SVE System Package - Medium
316 | 15-22. | AS/SVE System Package - Medium |  | Per Week | 0 | 0 | 0 | [10 empty] | FALSE | 15-22. | AS/SVE System Package - Medium
317 | 15-23. | MPE System Package - Medium |  | Per Day | 0 | 0 | 0 | [10 empty] | FALSE | 15-23. | MPE System Package - Medium
318 | 15-24. | MPE System Package - Medium |  | Per Week | 0 | 0 | 0 | [10 empty] | FALSE | 15-24. | MPE System Package - Medium
319 | 15-25. | AS/MPE System Package - Medium |  | Per Day | 0 | 0 | 0 | [10 empty] | FALSE | 15-25. | AS/MPE System Package - Medium
320 | 15-26. | AS/MPE System Package - Medium |  | Per Week | 0 | 0 | 0 | [10 empty] | FALSE | 15-26. | AS/MPE System Package - Medium
321 | 15-27. | SVE System Package - Medium |  | Per Day | 0 | 0 | 0 | [10 empty] | FALSE | 15-27. | SVE System Package - Medium
322 | 15-28. | SVE System Package - Medium |  | Per Week | 0 | 0 | 0 | [10 empty] | FALSE | 15-28. | SVE System Package - Medium
323 | 15-29. | In-Situ Chemical Oxidation (including Ozone) Package – Medium |  | Per Day | 0 | 0 | 0 | [10 empty] | FALSE | 15-29. | In-Situ Chemical Oxidation (including Ozone) Package – Medium
324 | 15-30. | In-Situ Chemical Oxidation (including Ozone) Package – Medium |  | Per Week | 0 | 0 | 0 | [10 empty] | FALSE | 15-30. | In-Situ Chemical Oxidation (including Ozone) Package – Medium
325 | 16. | MONTHLY REMEDIATION SYSTEM O&M PACKAGED WORK SCOPES (Excluding Remediation System Equipment) | [15 empty] | FALSE |  | MONTHLY REMEDIATION SYSTEM O&M PACKAGED WORK SCOPES (Excluding Remediation System Equipment)
326 | 16-1. | System O&M Package (excludes system) - Small |  | Per Month | 0 | 0 | 0 | [10 empty] | FALSE | 16-1. | System O&M Package (excludes system) - Small
327 | 16-2. | System O&M Package (excludes system) - Medium |  | Per Month | 0 | 0 | 0 | [10 empty] | FALSE | 16-2. | System O&M Package (excludes system) - Medium
328 | 16-3. | System O&M Package (excludes system) - Large |  | Per Month | 0 | 0 | 0 | [10 empty] | FALSE | 16-3. | System O&M Package (excludes system) - Large
329 | 16-4. | System O&M Package (excludes system) - Extra Large |  | Per Month | 0 | 0 | 0 | [10 empty] | FALSE | 16-4. | System O&M Package (excludes system) - Extra Large
330 | 16-5. | Supplemental System O&M Package - Add Thermox or Catox Treatment |  | Per Month | 0 | 0 | 0 | [10 empty] | FALSE | 16-5. | Supplemental System O&M Package - Add Thermox or Catox Treatment
331 | 17. | REMEDIAL ACTION SYSTEM/EQUIPMENT USE (Equipment Only, Excluding O&M) | [15 empty] | FALSE |  | REMEDIAL ACTION SYSTEM/EQUIPMENT USE (Equipment Only, Excluding O&M)
332 | 17-1. | Medium Holding Tank - 2,000 to 6,000 gal. capacity - Short Term ≤ 6 mos. |  | Per Month | 0 | 0 | 0 | [10 empty] | FALSE | 17-1. | Medium Holding Tank - 2,000 to 6,000 gal. capacity - Short Term ≤ 6 mos.
333 | 17-2. | Medium Holding Tank - 2,000 to 6,000 gal. capacity - Long Term > 6 mos. |  | Per Month | 0 | 0 | 0 | [10 empty] | FALSE | 17-2. | Medium Holding Tank - 2,000 to 6,000 gal. capacity - Long Term > 6 mos.
334 | 17-3. | Large Holding Tank > 6,000 to 10,000 gal. capacity - Short Term ≤ 6 mos. |  | Per Month | 0 | 0 | 0 | [10 empty] | FALSE | 17-3. | Large Holding Tank > 6,000 to 10,000 gal. capacity - Short Term ≤ 6 mos.
335 | 17-4. | Large Holding Tank > 6,000 to 10,000 gal. capacity - Long Term > 6 mos. |  | Per Month | 0 | 0 | 0 | [10 empty] | FALSE | 17-4. | Large Holding Tank > 6,000 to 10,000 gal. capacity - Long Term > 6 mos.
336 | 17-5. | Groundwater Treatment System - Stand Alone Small - Short Term ≤ 6 mos. |  | Per Month | 0 | 0 | 0 | [10 empty] | FALSE | 17-5. | Groundwater Treatment System - Stand Alone Small - Short Term ≤ 6 mos.
337 | 17-6. | Groundwater Treatment System - Stand Alone Small - Long Term > 6 mos. |  | Per Month | 0 | 0 | 0 | [10 empty] | FALSE | 17-6. | Groundwater Treatment System - Stand Alone Small - Long Term > 6 mos.
338 | 17-7. | Groundwater Treatment System - Stand Alone Medium - Short Term ≤ 6 mos. |  | Per Month | 0 | 0 | 0 | [10 empty] | FALSE | 17-7. | Groundwater Treatment System - Stand Alone Medium - Short Term ≤ 6 mos.
339 | 17-8. | Groundwater Treatment System - Stand Alone Medium - Long Term > 6 mos. |  | Per Month | 0 | 0 | 0 | [10 empty] | FALSE | 17-8. | Groundwater Treatment System - Stand Alone Medium - Long Term > 6 mos.
340 | 17-9. | Groundwater Treatment System - Stand Alone Large - Short Term ≤ 6 mos. |  | Per Month | 0 | 0 | 0 | [10 empty] | FALSE | 17-9. | Groundwater Treatment System - Stand Alone Large - Short Term ≤ 6 mos.
341 | 17-10. | Groundwater Treatment System - Stand Alone Large - Long Term > 6 mos. |  | Per Month | 0 | 0 | 0 | [10 empty] | FALSE | 17-10. | Groundwater Treatment System - Stand Alone Large - Long Term > 6 mos.
342 | 17-11. | Air Sparge System - Small - Short Term ≤ 6 mos. |  | Per Month | 0 | 0 | 0 | [10 empty] | FALSE | 17-11. | Air Sparge System - Small - Short Term ≤ 6 mos.
343 | 17-12. | Air Sparge System - Small - Long Term > 6 mos. |  | Per Month | 0 | 0 | 0 | [10 empty] | FALSE | 17-12. | Air Sparge System - Small - Long Term > 6 mos.
344 | 17-13. | Air Sparge System - Medium - Short Term ≤ 6 mos. |  | Per Month | 0 | 0 | 0 | [10 empty] | FALSE | 17-13. | Air Sparge System - Medium - Short Term ≤ 6 mos.
345 | 17-14. | Air Sparge System - Medium - Long Term > 6 mos. |  | Per Month | 0 | 0 | 0 | [10 empty] | FALSE | 17-14. | Air Sparge System - Medium - Long Term > 6 mos.
346 | 17-15. | Air Sparge System - Large - Short Term ≤ 6 mos. |  | Per Month | 0 | 0 | 0 | [10 empty] | FALSE | 17-15. | Air Sparge System - Large - Short Term ≤ 6 mos.
347 | 17-16. | Air Sparge System - Large - Long Term > 6 mos. |  | Per Month | 0 | 0 | 0 | [10 empty] | FALSE | 17-16. | Air Sparge System - Large - Long Term > 6 mos.
348 | 17-17. | AS/SVE System - Small - Short Term ≤ 6 mos. |  | Per Month | 0 | 0 | 0 | [10 empty] | FALSE | 17-17. | AS/SVE System - Small - Short Term ≤ 6 mos.
349 | 17-18. | AS/SVE System - Small - Long Term > 6 mos. |  | Per Month | 0 | 0 | 0 | [10 empty] | FALSE | 17-18. | AS/SVE System - Small - Long Term > 6 mos.
350 | 17-19. | AS/SVE System - Medium - Short Term ≤ 6 mos. |  | Per Month | 0 | 0 | 0 | [10 empty] | FALSE | 17-19. | AS/SVE System - Medium - Short Term ≤ 6 mos.
351 | 17-20. | AS/SVE System - Medium - Long Term > 6 mos. |  | Per Month | 0 | 0 | 0 | [10 empty] | FALSE | 17-20. | AS/SVE System - Medium - Long Term > 6 mos.
352 | 17-21. | AS/SVE System - Large - Short Term ≤ 6 mos. |  | Per Month | 0 | 0 | 0 | [10 empty] | FALSE | 17-21. | AS/SVE System - Large - Short Term ≤ 6 mos.
353 | 17-22. | AS/SVE System - Large - Long Term > 6 mos. |  | Per Month | 0 | 0 | 0 | [10 empty] | FALSE | 17-22. | AS/SVE System - Large - Long Term > 6 mos.
354 | 17-23. | MPE System - Small - Short Term ≤ 6 mos. |  | Per Month | 0 | 0 | 0 | [10 empty] | FALSE | 17-23. | MPE System - Small - Short Term ≤ 6 mos.
355 | 17-24. | MPE System - Small - Long Term > 6 mos. |  | Per Month | 0 | 0 | 0 | [10 empty] | FALSE | 17-24. | MPE System - Small - Long Term > 6 mos.
356 | 17-25. | MPE System - Medium - Short Term ≤ 6 mos. |  | Per Month | 0 | 0 | 0 | [10 empty] | FALSE | 17-25. | MPE System - Medium - Short Term ≤ 6 mos.
357 | 17-26. | MPE System - Medium - Long Term > 6 mos. |  | Per Month | 0 | 0 | 0 | [10 empty] | FALSE | 17-26. | MPE System - Medium - Long Term > 6 mos.
358 | 17-27. | MPE System - Large - Short Term ≤ 6 mos. |  | Per Month | 0 | 0 | 0 | [10 empty] | FALSE | 17-27. | MPE System - Large - Short Term ≤ 6 mos.
359 | 17-28. | MPE System - Large - Long Term > 6 mos. |  | Per Month | 0 | 0 | 0 | [10 empty] | FALSE | 17-28. | MPE System - Large - Long Term > 6 mos.
360 | 17-29. | Groundwater Treatment - Add On - Small - Short Term ≤ 6 mos. |  | Per Month | 0 | 0 | 0 | [10 empty] | FALSE | 17-29. | Groundwater Treatment - Add On - Small - Short Term ≤ 6 mos.
361 | 17-30. | Groundwater Treatment - Add On - Medium - Short Term ≤ 6 mos. |  | Per Month | 0 | 0 | 0 | [10 empty] | FALSE | 17-30. | Groundwater Treatment - Add On - Medium - Short Term ≤ 6 mos.
362 | 17-31. | Groundwater Treatment - Add On - Large - Short Term ≤ 6 mos. |  | Per Month | 0 | 0 | 0 | [10 empty] | FALSE | 17-31. | Groundwater Treatment - Add On - Large - Short Term ≤ 6 mos.
363 | 17-32. | Groundwater Treatment - Add On - Small - Long Term > 6 mos. |  | Per Month | 0 | 0 | 0 | [10 empty] | FALSE | 17-32. | Groundwater Treatment - Add On - Small - Long Term > 6 mos.
364 | 17-33. | Groundwater Treatment - Add On - Medium - Long Term > 6 mos. |  | Per Month | 0 | 0 | 0 | [10 empty] | FALSE | 17-33. | Groundwater Treatment - Add On - Medium - Long Term > 6 mos.
365 | 17-34. | Groundwater Treatment - Add On - Large - Long Term > 6 mos. |  | Per Month | 0 | 0 | 0 | [10 empty] | FALSE | 17-34. | Groundwater Treatment - Add On - Large - Long Term > 6 mos.
366 | 17-35. | Carbon Off Gas Treatment - Add On - Small - Short Term ≤ 6 mos. |  | Per Month | 0 | 0 | 0 | [10 empty] | FALSE | 17-35. | Carbon Off Gas Treatment - Add On - Small - Short Term ≤ 6 mos.
367 | 17-36. | Carbon Off Gas Treatment - Add On - Medium - Short Term ≤ 6 mos. |  | Per Month | 0 | 0 | 0 | [10 empty] | FALSE | 17-36. | Carbon Off Gas Treatment - Add On - Medium - Short Term ≤ 6 mos.
368 | 17-37. | Carbon Off Gas Treatment - Add On - Large - Short Term ≤ 6 mos. |  | Per Month | 0 | 0 | 0 | [10 empty] | FALSE | 17-37. | Carbon Off Gas Treatment - Add On - Large - Short Term ≤ 6 mos.
369 | 17-38. | Carbon Off Gas Treatment - Add On - Small- Long Term > 6 mos. |  | Per Month | 0 | 0 | 0 | [10 empty] | FALSE | 17-38. | Carbon Off Gas Treatment - Add On - Small- Long Term > 6 mos.
370 | 17-39. | Carbon Off Gas Treatment - Add On - Medium - Long Term > 6 mos. |  | Per Month | 0 | 0 | 0 | [10 empty] | FALSE | 17-39. | Carbon Off Gas Treatment - Add On - Medium - Long Term > 6 mos.
371 | 17-40. | Carbon Off Gas Treatment - Add On - Large - Long Term > 6 mos. |  | Per Month | 0 | 0 | 0 | [10 empty] | FALSE | 17-40. | Carbon Off Gas Treatment - Add On - Large - Long Term > 6 mos.
372 | 17-41. | Thermox/Catox Off Gas Treatment - Add On - Small - Short Term ≤ 6 mos. |  | Per Month | 0 | 0 | 0 | [10 empty] | FALSE | 17-41. | Thermox/Catox Off Gas Treatment - Add On - Small - Short Term ≤ 6 mos.
373 | 17-42. | Thermox/Catox Off Gas Treatment - Add On - Medium - Short Term ≤ 6 mos. |  | Per Month | 0 | 0 | 0 | [10 empty] | FALSE | 17-42. | Thermox/Catox Off Gas Treatment - Add On - Medium - Short Term ≤ 6 mos.
374 | 17-43. | Thermox/Catox Off Gas Treatment - Add On - Large - Short Term ≤ 6 mos. |  | Per Month | 0 | 0 | 0 | [10 empty] | FALSE | 17-43. | Thermox/Catox Off Gas Treatment - Add On - Large - Short Term ≤ 6 mos.
375 | 17-44. | Thermox/Catox Off Gas Treatment - Add On - Small - Long Term > 6 mos. |  | Per Month | 0 | 0 | 0 | [10 empty] | FALSE | 17-44. | Thermox/Catox Off Gas Treatment - Add On - Small - Long Term > 6 mos.
376 | 17-45. | Thermox/Catox Off Gas Treatment - Add On - Medium - Long Term > 6 mos. |  | Per Month | 0 | 0 | 0 | [10 empty] | FALSE | 17-45. | Thermox/Catox Off Gas Treatment - Add On - Medium - Long Term > 6 mos.
377 | 17-46. | Thermox/Catox Off Gas Treatment - Add On - Large - Long Term > 6 mos. |  | Per Month | 0 | 0 | 0 | [10 empty] | FALSE | 17-46. | Thermox/Catox Off Gas Treatment - Add On - Large - Long Term > 6 mos.
378 | 17-47. | Soil Vapor Extraction (SVE) System - Small - Short Term ≤ 6 Months |  | Per Month | 0 | 0 | 0 | [10 empty] | FALSE | 17-47. | Soil Vapor Extraction (SVE) System - Small - Short Term ≤ 6 Months
379 | 17-48. | Soil Vapor Extraction (SVE) System - Small - Long Term > 6 Months |  | Per Month | 0 | 0 | 0 | [10 empty] | FALSE | 17-48. | Soil Vapor Extraction (SVE) System - Small - Long Term > 6 Months
380 | 17-49. | Soil Vapor Extraction (SVE) System - Medium - Short Term ≤ 6 Months |  | Per Month | 0 | 0 | 0 | [10 empty] | FALSE | 17-49. | Soil Vapor Extraction (SVE) System - Medium - Short Term ≤ 6 Months
381 | 17-50. | Soil Vapor Extraction (SVE) System - Medium - Long Term > 6 Months |  | Per Month | 0 | 0 | 0 | [10 empty] | FALSE | 17-50. | Soil Vapor Extraction (SVE) System - Medium - Long Term > 6 Months
382 | 17-51. | Soil Vapor Extraction (SVE) System - Large - Short Term ≤ 6 Months |  | Per Month | 0 | 0 | 0 | [10 empty] | FALSE | 17-51. | Soil Vapor Extraction (SVE) System - Large - Short Term ≤ 6 Months
383 | 17-52. | Soil Vapor Extraction (SVE) System - Large - Long Term > 6 Months |  | Per Month | 0 | 0 | 0 | [10 empty] | FALSE | 17-52. | Soil Vapor Extraction (SVE) System - Large - Long Term > 6 Months
384 | 17-53. | Air Sparge/Multphase Extraction (AS/MPE) System - Small - Short Term ≤ 6 Months |  | Per Month | 0 | 0 | 0 | [10 empty] | FALSE | 17-53. | Air Sparge/Multphase Extraction (AS/MPE) System - Small - Short Term ≤ 6 Months
385 | 17-54. | Air Sparge/Multphase Extraction (AS/MPE) System - Small - Long Term > 6 Months |  | Per Month | 0 | 0 | 0 | [10 empty] | FALSE | 17-54. | Air Sparge/Multphase Extraction (AS/MPE) System - Small - Long Term > 6 Months
386 | 17-55. | Air Sparge/Multphase Extraction (AS/MPE) System - Medium - Short Term ≤ 6 Months |  | Per Month | 0 | 0 | 0 | [10 empty] | FALSE | 17-55. | Air Sparge/Multphase Extraction (AS/MPE) System - Medium - Short Term ≤ 6 Months
387 | 17-56. | Air Sparge/Multphase Extraction (AS/MPE) System - Medium - Long Term > 6 Months |  | Per Month | 0 | 0 | 0 | [10 empty] | FALSE | 17-56. | Air Sparge/Multphase Extraction (AS/MPE) System - Medium - Long Term > 6 Months
388 | 17-57. | Air Sparge/Multphase Extraction (AS/MPE) System - Large - Short Term ≤ 6 Months |  | Per Month | 0 | 0 | 0 | [10 empty] | FALSE | 17-57. | Air Sparge/Multphase Extraction (AS/MPE) System - Large - Short Term ≤ 6 Months
389 | 17-58. | Air Sparge/Multphase Extraction (AS/MPE) System - Large - Long Term > 6 Months |  | Per Month | 0 | 0 | 0 | [10 empty] | FALSE | 17-58. | Air Sparge/Multphase Extraction (AS/MPE) System - Large - Long Term > 6 Months
390 | 17-59. | In-Situ Chemical Oxidation (including Ozone) System – Small – Long Term > 6 Months |  | Per Month | 0 | 0 | 0 | [10 empty] | FALSE | 17-59. | In-Situ Chemical Oxidation (including Ozone) System – Small – Long Term > 6 Months
391 | 17-60. | In-Situ Chemical Oxidation (including Ozone) System – Small - Short Term ≤ 6 Months |  | Per Month | 0 | 0 | 0 | [10 empty] | FALSE | 17-60. | In-Situ Chemical Oxidation (including Ozone) System – Small - Short Term ≤ 6 Months
392 | 17-61. | In-Situ Chemical Oxidation (including Ozone) System – Medium – Long Term > 6 Months |  | Per Month | 0 | 0 | 0 | [10 empty] | FALSE | 17-61. | In-Situ Chemical Oxidation (including Ozone) System – Medium – Long Term > 6 Months
393 | 17-62. | In-Situ Chemical Oxidation (including Ozone) System – Medium - Short Term ≤ 6 Months |  | Per Month | 0 | 0 | 0 | [10 empty] | FALSE | 17-62. | In-Situ Chemical Oxidation (including Ozone) System – Medium - Short Term ≤ 6 Months
394 | 17-63. | In-Situ Chemical Oxidation (including Ozone) System – Large - Long Term > 6 Months |  | Per Month | 0 | 0 | 0 | [10 empty] | FALSE | 17-63. | In-Situ Chemical Oxidation (including Ozone) System – Large - Long Term > 6 Months
395 | 17-64. | In-Situ Chemical Oxidation (including Ozone) System – Large -Short Term ≤ 6 Months |  | Per Month | 0 | 0 | 0 | [10 empty] | FALSE | 17-64. | In-Situ Chemical Oxidation (including Ozone) System – Large -Short Term ≤ 6 Months
396 | 18. | REPORTS (Excluding Professional Engineering and Professional Geology Services) | [15 empty] | FALSE |  | REPORTS (Excluding Professional Engineering and Professional Geology Services)
397 | 18-1. | Soil Source Removal Report |  | Per Report | 0 | 0 | 0 | [10 empty] | FALSE | 18-1. | Soil Source Removal Report
398 | 18-2. | General Site Assessment Report |  | Per Report | 0 | 0 | 0 | [10 empty] | FALSE | 18-2. | General Site Assessment Report
399 | 18-3. | Supplemental Site Assessment Report |  | Per Report | 0 | 0 | 0 | [10 empty] | FALSE | 18-3. | Supplemental Site Assessment Report
400 | 18-4. | Receptor and Exposure Pathway Report |  | Per Report | 0 | 0 | 0 | [10 empty] | FALSE | 18-4. | Receptor and Exposure Pathway Report
401 | 18-5. | Level 1 Natural Attenuation Monitoring Plan |  | Per Plan | 0 | 0 | 0 | [10 empty] | FALSE | 18-5. | Level 1 Natural Attenuation Monitoring Plan
402 | 18-6. | Level 2 Natural Attenuation Monitoring Plan |  | Per Plan | 0 | 0 | 0 | [10 empty] | FALSE | 18-6. | Level 2 Natural Attenuation Monitoring Plan
403 | 18-7. | Natural Attenuation or Post RA Monitoring Report, Quarterly or Non-Annual |  | Per Report | 0 | 0 | 0 | [10 empty] | FALSE | 18-7. | Natural Attenuation or Post RA Monitoring Report, Quarterly or Non-Annual
404 | 18-8. | Natural Attenuation or Post RA Monitoring Report, Annual |  | Per Report | 0 | 0 | 0 | [10 empty] | FALSE | 18-8. | Natural Attenuation or Post RA Monitoring Report, Annual
405 | 18-9. | Pilot Test Plan |  | Per Plan | 0 | 0 | 0 | [10 empty] | FALSE | 18-9. | Pilot Test Plan
406 | 18-10. | Pilot Test Report |  | Per Report | 0 | 0 | 0 | [10 empty] | FALSE | 18-10. | Pilot Test Report
407 | 18-11. | Level 1 Remedial Action Plan |  | Per Plan | 0 | 0 | 0 | [10 empty] | FALSE | 18-11. | Level 1 Remedial Action Plan
408 | 18-12. | Level 2 Remedial Action Plan |  | Per Plan | 0 | 0 | 0 | [10 empty] | FALSE | 18-12. | Level 2 Remedial Action Plan
410 | 18-13. | Level 1 Limited Scope Remedial Action Plan or RAP Modification Plan |  | Per Plan | 0 | 0 | 0 | [10 empty] | FALSE | 18-13. | Level 1 Limited Scope Remedial Action Plan or RAP Modification Plan
411 | 18-14. | Level 2 Limited Scope Remedial Action Plan or RAP Modification Plan |  | Per Plan | 0 | 0 | 0 | [10 empty] | FALSE | 18-14. | Level 2 Limited Scope Remedial Action Plan or RAP Modification Plan
412 | 18-15. | Level 3 Limited Scope Remedial Action Plan or RAP Modification Plan |  | Per Plan | 0 | 0 | 0 | [10 empty] | FALSE | 18-15. | Level 3 Limited Scope Remedial Action Plan or RAP Modification Plan
413 | 18-16. | Level 4 Limited Scope Remedial Action Plan or RAP Modification Plan |  | Per Plan | 0 | 0 | 0 | [10 empty] | FALSE | 18-16. | Level 4 Limited Scope Remedial Action Plan or RAP Modification Plan
414 | 18-17. | Construction Drawings and Design Specifications |  | Per Report | 0 | 0 | 0 | [10 empty] | FALSE | 18-17. | Construction Drawings and Design Specifications
415 | 18-18. | As-Built Drawings (P.E. Sealed red lined modifications) |  | Per Drawings | 0 | 0 | 0 | [10 empty] | FALSE | 18-18. | As-Built Drawings (P.E. Sealed red lined modifications)
416 | 18-19. | Remedial Action Startup Report |  | Per Report | 0 | 0 | 0 | [10 empty] | FALSE | 18-19. | Remedial Action Startup Report
417 | 18-20. | Letter/NPDES Report |  | Per Report | 0 | 0 | 0 | [10 empty] | FALSE | 18-20. | Letter/NPDES Report
418 | 18-21. | Operation and Maintenance Report, Quarterly or Non-Annual |  | Per Report | 0 | 0 | 0 | [10 empty] | FALSE | 18-21. | Operation and Maintenance Report, Quarterly or Non-Annual
419 | 18-22. | Operation and Maintenance Annual Report |  | Per Report | 0 | 0 | 0 | [10 empty] | FALSE | 18-22. | Operation and Maintenance Annual Report
420 | 18-23. | Remedial Action General Report |  | Per Report | 0 | 0 | 0 | [10 empty] | FALSE | 18-23. | Remedial Action General Report
421 | 18-24. | Remedial Action Interim Report |  | Per Report | 0 | 0 | 0 | [10 empty] | FALSE | 18-24. | Remedial Action Interim Report | bar: 2
422 | 18-25. | Free Product Recovery Report |  | Per Report | 0 | 0 | 0 | [10 empty] | FALSE | 18-25. | Free Product Recovery Report | bar: 2
423 | 18-26. | Well Abandonment/Site Restoration Report |  | Per Report | 0 | 0 | 0 | [10 empty] | FALSE | 18-26. | Well Abandonment/Site Restoration Report
424 | 18-27. | Interim Assessment Report |  | Per Report | 0 | 0 | 0 | [10 empty] | FALSE | 18-27. | Interim Assessment Report
425 | 19. | PERSONNEL (Excluding Professional Engineer and Professional Geologist) | [15 empty] | FALSE |  | PERSONNEL (Excluding Professional Engineer and Professional Geologist)
426 | 19-1. | Program/Contract Manager |  | Per Hour | 0 | 0 | 0 | [10 empty] | FALSE | 19-1. | Program/Contract Manager
427 | 19-2. | Project/Site Manager |  | Per Hour | 0 | 0 | 0 | [10 empty] | FALSE | 19-2. | Project/Site Manager
428 | 19-3. | Engineer |  | Per Hour | 0 | 0 | 0 | [10 empty] | FALSE | 19-3. | Engineer
429 | 19-4. | Geologist/Geoscientist |  | Per Hour | 0 | 0 | 0 | [10 empty] | FALSE | 19-4. | Geologist/Geoscientist
430 | 19-5. | Hydrogeologist/Modeler |  | Per Hour | 0 | 0 | 0 | [10 empty] | FALSE | 19-5. | Hydrogeologist/Modeler
431 | 19-6. | Scientist/Technical Specialist |  | Per Hour | 0 | 0 | 0 | [10 empty] | FALSE | 19-6. | Scientist/Technical Specialist | bar: 1
432 | 19-7. | Assistant Scientist/Technical Specialist |  | Per Hour | 0 | 0 | 0 | [10 empty] | FALSE | 19-7. | Assistant Scientist/Technical Specialist
433 | 19-8. | Field Technician |  | Per Hour | 0 | 0 | 0 | [10 empty] | FALSE | 19-8. | Field Technician | bar: 1
434 | 19-9. | Draftsperson |  | Per Hour | 0 | 0 | 0 | [10 empty] | FALSE | 19-9. | Draftsperson
435 | 19-10. | Administrative Staff |  | Per Hour | 0 | 0 | 0 | [10 empty] | FALSE | 19-10. | Administrative Staff
436 | 19-11. | Laborers and Security Guards |  | Per Hour | 0 | 0 | 0 | [10 empty] | FALSE | 19-11. | Laborers and Security Guards
437 | 20. | PROFESSIONAL ENGINEERING AND PROFESSIONAL GEOLOGY SERVICES | [15 empty] | FALSE |  | PROFESSIONAL ENGINEERING AND PROFESSIONAL GEOLOGY SERVICES
438 | 20-1. | Professional Engineer |  | Per Hour | 0 | 0 | 0 | [10 empty] | FALSE | 20-1. | Professional Engineer
439 | 20-2. | Professional Geologist |  | Per Hour | 0 | 0 | 0 | [10 empty] | FALSE | 20-2. | Professional Geologist
440 | 20-3. | P.G. Field Oversight of Drilling and Boring and Soil-Boring Logging |  | Per Hour | 0 | 0 | 0 | [10 empty] | FALSE | 20-3. | P.G. Field Oversight of Drilling and Boring and Soil-Boring Logging
441 | 20-4. | P.G. Field Oversight of Well Installation |  | Per Hour | 0 | 0 | 0 | [10 empty] | FALSE | 20-4. | P.G. Field Oversight of Well Installation
442 | 20-5. | P.E. Project Oversight for Remediation Technology Pilot Testing |  | Per Test | 0 | 0 | 0 | [10 empty] | FALSE | 20-5. | P.E. Project Oversight for Remediation Technology Pilot Testing
443 | 20-6.a. | P.E. Project Oversight for Remediation System Integration and Startup - Small System |  | Per System | 0 | 0 | 0 | [10 empty] | FALSE | 20-6.a. | P.E. Project Oversight for Remediation System Integration and Startup - Small System
444 | 20-6.b. | P.E. Project Oversight for Remediation System Integration and Startup - Medium System |  | Per System | 0 | 0 | 0 | [10 empty] | FALSE | 20-6.b. | P.E. Project Oversight for Remediation System Integration and Startup - Medium System
445 | 20-6.c. | P.E. Project Oversight for Remediation System Integration and Startup - Large System |  | Per System | 0 | 0 | 0 | [10 empty] | FALSE | 20-6.c. | P.E. Project Oversight for Remediation System Integration and Startup - Large System
446 | 20-6.d. | P.E. Project Oversight for Remediation System Integration and Startup - Extra Large System |  | Per System | 0 | 0 | 0 | [10 empty] | FALSE | 20-6.d. | P.E. Project Oversight for Remediation System Integration and Startup - Extra Large System
447 | 20-7.a. | P.E. Project Oversight for Short Term or Episodic Remediation System Operation |  | Per Day | 0 | 0 | 0 | [10 empty] | FALSE | 20-7.a. | P.E. Project Oversight for Short Term or Episodic Remediation System Operation
448 | 20-7.b. | P.E. Project Oversight for Short Term or Episodic Remediation System Operation |  | Per Week | 0 | 0 | 0 | [10 empty] | FALSE | 20-7.b. | P.E. Project Oversight for Short Term or Episodic Remediation System Operation
449 | 20-8. | P.E. Project Oversight for Remediation System Operation and Maintenance |  | Per Month | 0 | 0 | 0 | [10 empty] | FALSE | 20-8. | P.E. Project Oversight for Remediation System Operation and Maintenance
450 | 20-9. | P.E. Review and Certification of Sufficiency of Engineering Controls (other than permanent, impermeable surface or top two feet of clean fill), with Monitoring and Maintenance Recommendations Required for a Conditional NFA |  | Per Review and Certification | 0 | 0 | 0 | [10 empty] | FALSE | 20-9. | P.E. Review and Certification of Sufficiency of Engineering Controls (other than permanent, impermeable surface or top two feet of clean fill), with Monitoring and Maintenance Recommendations Required for a Conditional NFA
451 | 20-10. | P.G. or Qualified P.E. Review and Certification of Sufficiency of Engineering Controls Limited to Permanent, Impermeable Surface or Top Two Feet of Clean Fill with Monitoring and Maintenance Recommendations Required for a Conditional NFA |  | Per Review and Certification | 0 | 0 | 0 | [10 empty] | FALSE | 20-10. | P.G. or Qualified P.E. Review and Certification of Sufficiency of Engineering Controls Limited to Permanent, Impermeable Surface or Top Two Feet of Clean Fill with Monitoring and Maintenance Recommendations Required for a Conditional NFA
452 | 20-11. | P.E. Design and Certification of Plans and Project Oversight of Installation for Engineering Controls (other than permanent, impermeable surface or top two feet of clean fill) required for a conditional NFA |  | Per Engineering Controls Installation | 0 | 0 | 0 | [10 empty] | FALSE | 20-11. | P.E. Design and Certification of Plans and Project Oversight of Installation for Engineering Controls (other than permanent, impermeable surface or top two feet of clean fill) required for a conditional NFA
453 | 20-12. | P.G. or Qualified P.E. Review, Evaluation and Certification of Plans and Project Oversight for Installation of Engineering Controls Limited to Permanent, Impermeable Surface or Top Two Feet of Clean Fill Required for a Conditional NFA |  | Per Engineering Controls Installation | 0 | 0 | 0 | [10 empty] | FALSE | 20-12. | P.G. or Qualified P.E. Review, Evaluation and Certification of Plans and Project Oversight for Installation of Engineering Controls Limited to Permanent, Impermeable Surface or Top Two Feet of Clean Fill Required for a Conditional NFA
454 | 20-13. | P.G. or P.E. Review, Evaluation and Certification of a Soil Source Removal Report That Includes a Recommendation for NFA |  | Per Report | 0 | 0 | 0 | [10 empty] | FALSE | 20-13. | P.G. or P.E. Review, Evaluation and Certification of a Soil Source Removal Report That Includes a Recommendation for NFA
455 | 20-14. | P.G. or Qualified P.E. Review, Evaluation and Certification of a General Site Assessment Report |  | Per Report | 0 | 0 | 0 | [10 empty] | FALSE | 20-14. | P.G. or Qualified P.E. Review, Evaluation and Certification of a General Site Assessment Report
456 | 20-15. | P.G. or Qualified P.E. Review, Evaluation and Certification of a Supplemental Site Assessment Report |  | Per Report | 0 | 0 | 0 | [10 empty] | FALSE | 20-15. | P.G. or Qualified P.E. Review, Evaluation and Certification of a Supplemental Site Assessment Report
457 | 20-16. | P.G. or P.E. Review, Evaluation and Certification of a Receptor and Exposure Pathway Report |  | Per Report | 0 | 0 | 0 | [10 empty] | FALSE | 20-16. | P.G. or P.E. Review, Evaluation and Certification of a Receptor and Exposure Pathway Report
458 | 20-17. | P.E. Review, Evaluation and Certification of a Level 1 Natural Attenuation Monitoring Plan |  | Per Plan | 0 | 0 | 0 | [10 empty] | FALSE | 20-17. | P.E. Review, Evaluation and Certification of a Level 1 Natural Attenuation Monitoring Plan
459 | 20-18. | P.E. Review, Evaluation and Certification of a Level 2 Natural Attenuation Monitoring Plan |  | Per Plan | 0 | 0 | 0 | [10 empty] | FALSE | 20-18. | P.E. Review, Evaluation and Certification of a Level 2 Natural Attenuation Monitoring Plan
460 | 20-19. | P.E. or P.G. Review, Evaluation and Certification of a Non-Annual Natural Attenuation or Post RA Monitoring Report That Includes a Recommendation for NFA or a Recommendation to Modify the Approved Monitoring Plan. |  | Per Report | 0 | 0 | 0 | [10 empty] | FALSE | 20-19. | P.E. or P.G. Review, Evaluation and Certification of a Non-Annual Natural Attenuation or Post RA Monitoring Report That Includes a Recommendation for NFA or a Recommendation to Modify the Approved Monitoring Plan.
461 | 20-20. | P.G or P.E. Review, Evaluation and Certification of an Annual Natural Attenuation Monitoring Report |  | Per Report | 0 | 0 | 0 | [10 empty] | FALSE | 20-20. | P.G or P.E. Review, Evaluation and Certification of an Annual Natural Attenuation Monitoring Report
462 | 20-21. | P.E. Review, Evaluation and Certification of a Pilot Test Plan |  | Per Plan | 0 | 0 | 0 | [10 empty] | FALSE | 20-21. | P.E. Review, Evaluation and Certification of a Pilot Test Plan
463 | 20-22. | P.E. Review, Evaluation and Certification of a Pilot Test Report |  | Per Report | 0 | 0 | 0 | [10 empty] | FALSE | 20-22. | P.E. Review, Evaluation and Certification of a Pilot Test Report
464 | 20-23. | P.E. Review, Evaluation and Certification of a Level 1 Remedial Action Plan |  | Per Plan | 0 | 0 | 0 | [10 empty] | FALSE | 20-23. | P.E. Review, Evaluation and Certification of a Level 1 Remedial Action Plan
466 | 20-24. | P.E. Review, Evaluation and Certification of a Level 2 Remedial Action Plan |  | Per Plan | 0 | 0 | 0 | [10 empty] | FALSE | 20-24. | P.E. Review, Evaluation and Certification of a Level 2 Remedial Action Plan
467 | 20-25. | P.E. Review, Evaluation and Certification of a Level 1 Limited Scope Remedial Action Plan or RAP Modification Plan |  | Per Plan | 0 | 0 | 0 | [10 empty] | FALSE | 20-25. | P.E. Review, Evaluation and Certification of a Level 1 Limited Scope Remedial Action Plan or RAP Modification Plan
468 | 20-26. | P.E. Review, Evaluation and Certification of a Level 2 Limited Scope Remedial Action Plan or RAP Modification Plan |  | Per Plan | 0 | 0 | 0 | [10 empty] | FALSE | 20-26. | P.E. Review, Evaluation and Certification of a Level 2 Limited Scope Remedial Action Plan or RAP Modification Plan
469 | 20-27. | P.E. Review, Evaluation and Certification of a Level 3 Limited Scope Remedial Action Plan or RAP Modification Plan |  | Per Plan | 0 | 0 | 0 | [10 empty] | FALSE | 20-27. | P.E. Review, Evaluation and Certification of a Level 3 Limited Scope Remedial Action Plan or RAP Modification Plan
470 | 20-28. | P.E. Review, Evaluation and Certification of a Level 4 Limited Scope Remedial Action Plan or RAP Modification Plan |  | Per Plan | 0 | 0 | 0 | [10 empty] | FALSE | 20-28. | P.E. Review, Evaluation and Certification of a Level 4 Limited Scope Remedial Action Plan or RAP Modification Plan
471 | 20-29. | P.E. Review, Evaluation and Certification of As-Built Drawings (P.E. sealed red lined modifications) |  | Per Set of Drawings | 0 | 0 | 0 | [10 empty] | FALSE | 20-29. | P.E. Review, Evaluation and Certification of As-Built Drawings (P.E. sealed red lined modifications)
472 | 20-30. | P.E. Review, Evaluation and Certification of a Remedial Action Startup Report That Includes a Recommendation for System Modification or Significant Change in the Course of Action |  | Per Report | 0 | 0 | 0 | [10 empty] | FALSE | 20-30. | P.E. Review, Evaluation and Certification of a Remedial Action Startup Report That Includes a Recommendation for System Modification or Significant Change in the Course of Action
473 | 20-31. | P.E. Review, Evaluation and Certification of a Non-Annual Operation and Maintenance Report That Includes Significant Proposed Changes to the Approved RAP |  | Per Report | 0 | 0 | 0 | [10 empty] | FALSE | 20-31. | P.E. Review, Evaluation and Certification of a Non-Annual Operation and Maintenance Report That Includes Significant Proposed Changes to the Approved RAP
474 | 20-32. | P.E. Review, Evaluation and Certification of an Annual Operation and Maintenance Report |  | Per Report | 0 | 0 | 0 | [10 empty] | FALSE | 20-32. | P.E. Review, Evaluation and Certification of an Annual Operation and Maintenance Report
475 | 20-33. | P.G or P.E. Review, Evaluation and Certification of a Remedial Action General Report |  | Per Report | 0 | 0 | 0 | [10 empty] | FALSE | 20-33. | P.G or P.E. Review, Evaluation and Certification of a Remedial Action General Report
476 | 20-34. | P.G or P.E. Review, Evaluation and Certification of an Interim Assessment or Remedial Action Report That Includes a Recommendation for System Modification or Significant Change in the Course of Action |  | Per Report | 0 | 0 | 0 | [10 empty] | FALSE | 20-34. | P.G or P.E. Review, Evaluation and Certification of an Interim Assessment or Remedial Action Report That Includes a Recommendation for System Modification or Significant Change in the Course of Action
477 | 20-35. | P.E. Review, Evaluation, and Certification of Construction Drawings |  | Per Set of Drawings | 0 | 0 | 0 | [10 empty] | FALSE | 20-35. | P.E. Review, Evaluation, and Certification of Construction Drawings
478 | 20-36. | P.E. Review, Evaluation, and Certification of Annual PARM Report |  | Per Report | 0 | 0 | 0 | [10 empty] | FALSE | 20-36. | P.E. Review, Evaluation, and Certification of Annual PARM Report
479 | 21. | MISCELLANEOUS ITEMS |  | ' | [13 empty] | FALSE |  | MISCELLANEOUS ITEMS
480 | 21-1. |  |  | Reimbursable* | 1 | 1 | 0 | [10 empty] | FALSE | 21-1. | 0
481 | 21-2. |  |  | Reimbursable* | 1 | 1 | 0 | [10 empty] | FALSE | 21-2. | 0
482 | 21-3. |  |  | Reimbursable* | 1 | 1 | 0 | [10 empty] | FALSE | 21-3. | 0
483 | 21-4. |  |  | Reimbursable* | 1 | 1 | 0 | [10 empty] | FALSE | 21-4. | 0
484 | 21-5. |  |  | Reimbursable* | 1 | 1 | 0 | [10 empty] | FALSE | 21-5. | 0
485 | 21-6. |  |  | Reimbursable* | 1 | 1 | 0 | [10 empty] | FALSE | 21-6. | 0
486 | 21-7. |  |  | Reimbursable* | 1 | 1 | 0 | [10 empty] | FALSE | 21-7. | 0
487 | 21-8. |  |  | Reimbursable* | 1 | 1 | 0 | [10 empty] | FALSE | 21-8. | 0
488 | 21-9. |  |  | Reimbursable* | 1 | 1 | 0 | [10 empty] | FALSE | 21-9. | 0
489 | 21-10. |  |  | Reimbursable* | 1 | 1 | 0 | [10 empty] | FALSE | 21-10. | 0
450 | 21-11. |  |  | Reimbursable* | 1 | 1 | 0 | [10 empty] | FALSE | 21-11. | 0
451 | 21-12. |  |  | Reimbursable* | 1 | 1 | 0 | [10 empty] | FALSE | 21-12. | 0
452 | 21-13. |  |  | Reimbursable* | 1 | 1 | 0 | [10 empty] | FALSE | 21-13. | 0
453 | 21-14. |  |  | Reimbursable* | 1 | 1 | 0 | [10 empty] | FALSE | 21-14. | 0
454 | 21-15. |  |  | Reimbursable* | 1 | 1 | 0 | [10 empty] | FALSE | 21-15. | 0
455 | 21-16. |  |  | Reimbursable* | 1 | 1 | 0 | [10 empty] | FALSE | 21-16. | 0
456 | 21-17. |  |  | Reimbursable* | 1 | 1 | 0 | [10 empty] | FALSE | 21-17. | 0
457 | 21-18. |  |  | Reimbursable* | 1 | 1 | 0 | [10 empty] | FALSE | 21-18. | 0
458 | 21-19. |  |  | Reimbursable* | 1 | 1 | 0 | [10 empty] | FALSE | 21-19. | 0
459 | 21-20. |  |  | Reimbursable* | 1 | 1 | 0 | [10 empty] | FALSE | 21-20. | 0
460 | 21-21. |  |  | Reimbursable* | 1 | 1 | 0 | [10 empty] | FALSE | 21-21. | 0
461 | 21-22. |  |  | Reimbursable* | 1 | 1 | 0 | [10 empty] | FALSE | 21-22. | 0
462 | 21-23. |  |  | Reimbursable* | 1 | 1 | 0 | [10 empty] | FALSE | 21-23. | 0
463 | 21-24. |  |  | Reimbursable* | 1 | 1 | 0 | [10 empty] | FALSE | 21-24. | 0
464 | 21-25. |  |  | Reimbursable* | 1 | 1 | 0 | [10 empty] | FALSE | 21-25. | 0
465 | 21-26. |  |  | Reimbursable* | 1 | 1 | 0 | [10 empty] | FALSE | 21-26. | 0
466 | 21-27. |  |  | Reimbursable* | 1 | 1 | 0 | [10 empty] | FALSE | 21-27. | 0
467 | 21-28. |  |  | Reimbursable* | 1 | 1 | 0 | [10 empty] | FALSE | 21-28. | 0
468 | 21-29. |  |  | Reimbursable* | 1 | 1 | 0 | [10 empty] | FALSE | 21-29. | 0
469 | 21-30. |  |  | Reimbursable* | 1 | 1 | 0 | [10 empty] | FALSE | 21-30. | 0
470 | 22. | Contingent Funding |  | ' | [13 empty] | FALSE |  | Contingent Funding
| 22-1. | Contingent Funding - Allowance only to be used as offset for field change orders |  | NOT BILLABLE | 1 | 1 | 0 | [10 empty] | FALSE | 22-1. | Contingent Funding - Allowance only to be used as offset for field change orders
| *For reimbursable pay items the cost listed is a "not to exceed" amount. Fees will be reimbursed for the pay item based on the actual invoice. Please note, the unit of measure for these items will be displayed as dollars for invoicing purposes. Please refer to the Scope of Work for additional description of these items. | [6 empty] | 10: Version 20.0 | TRUE |  | 0
*For deep monitoring wells, the footage for the surface casing should use pay items 4-11 through 4-13 (depending on depth), and pay items 4-5 through 4-7 for the installation of the deep well. *Example: If you are installing a deep well to 50 feet with 40 feet of surface casing, you would have 40 feet under 4-11, and 50 feet under 4-6. *Well installation items use the full footage of the 2-inch well and surface casing. *Example: for the well above, you would have 50 feet for 5-2.a and 40 feet for 5-6.
Note on I7: OFFICE ACTIVITIES
Note on J7: FREE PRODUCT RECOVERY FIELD ACTIVITIES
Note on I9: Use this item if the contractor will be new to the site. Direct Assign ATCs do not get this pay item.
Note on I10: Use this item if the contractor will be new to the site. Direct Assign ATCs do not get this pay item.
Note on I11: Use this item for Direct Assign work scopes for continuing work.
Note on J13: Typically used for installing monitor wells, unit rate with number of units equal to estimated/quoted costs. A good default is $300.
Note on I14: Used for any off-site properties where work will be performed, or for ROW permits (permit fees should use pay item 1-4, and Maintenance of Traffic equipment should be included in pay item 2-5).
Note on J16: This cell will be locked and automatically calculate from the reimbursable items. Check to be sure it has a cost if you have reimbursable items.
Note on J22: Used for oversight if performing vacuum extraction to remove product.
Note on I25: If a pre-drilling meeting is required, one mobilization for driller, one mobilization for ATC.
Note on J25: Contractor is typically allowed one mobilization per week, unless they are performing two different tasks (well install and groundwater sampling), that are separated by at least a day. One mobilization per vehicle (typically 1 vehicle).
Note on J28: Mobilization for drilling is allowed once per week.
Note on J29: Mobilization for drilling is allowed once per week.
Note on J36: This pay item includes the total depth where soil sampling is performed and clearing the top of the borehole by hand (no additional hand augering item to clear the first five feet). Costs are in addition to advancing the boring by HSA or sonic boring. Costs for top footage sampled by hand are also included.
Note on J37: This pay item includes the total depth where soil sampling is performed and clearing the top of the borehole by hand (no additional hand augering item to clear the first five feet). Costs are in addition to advancing the boring by HSA or sonic boring. Costs for top footage sampled by hand are also included.
Note on J38: This pay item includes the total depth where soil sampling is performed and clearing the top of the borehole by hand (no additional hand augering item to clear the first five feet). Costs are in addition to advancing the boring by HSA or sonic boring. Costs for top footage sampled by hand are also included.
Note on J39: This pay item includes the total depth where soil sampling is performed and clearing the top of the borehole by hand (no additional hand augering item to clear the first five feet). Costs are in addition to advancing the boring by HSA or sonic boring. Costs for top footage sampled by hand are also included.
Note on J40: Used if the depth of the soil boring 10 feet BLS or less. If hand auger is required for depths greater than 10 feet BLS, a section 21 quote is required.
Note on J41: A full day is defined here as 10 hours. The default expectation is to achieve a minimum of 140-190 feet of probe rod advancement per day unless exceptions based on project specific conditions are approved in advance by the Petroleum Restoration Program Site Manager. The item is not prorated, but they cannot do a half day of work on two seperate days and claim two days of DPT. Includes groundwater sampling and using an HSA attachment to advance boreholes for monitoring wells with a combo rig.
Note on J43: Typically used for mud rotary or hollow stem auger drilling.
Note on J44: Typically used for mud rotary or hollow stem auger drilling.
Note on J45: Typically used for mud rotary or hollow stem auger drilling.
Note on J46: Used to install 2-inch diameter wells (typically 8-inch outer diameter augers).
Note on J47: Used to install 2-inch diameter wells (typically 8-inch outer diameter augers).
Note on J48: Used to install 2-inch diameter wells (typically 8-inch outer diameter augers).
Note on J49: Used to install 4-inch and larger wells (typically 12-inch outer diameter augers).
Note on J50: Used to install 4-inch and larger wells (typically 12-inch outer diameter augers).
Note on J51: Used to install 4-inch and larger wells (typically 12-inch outer diameter augers).
Note on J52: Typically used to install 2-inch diameter monitoring wells.
Note on J53: Typically used to install 2-inch diameter monitoring wells.
Note on J54: Typically used to install 2-inch diameter monitoring wells.
Note on J55: Typically used to install 2” diameter wells, 4” diameter wells and temporary outer casing for a 2” diameter well
Note on J56: Typically used to install 2” diameter wells, 4” diameter wells and temporary outer casing for a 2” diameter well
Note on J57: Typically used to install 2” diameter wells, 4” diameter wells and temporary outer casing for a 2” diameter well
Note on J58: Typically used to install a 6-inch diameter well, for temporary outer casing on a 4-inch deep well, or if a second temporary outer casing is required.
Note on J59: Typically used to install a 6-inch diameter well, for temporary outer casing on a 4-inch deep well, or if a second temporary outer casing is required.
Note on J60: Typically used to install a 6-inch diameter well, for temporary outer casing on a 4-inch deep well, or if a second temporary outer casing is required.
Note on J62: Well installation items based on well diameter. This is in addition to the boring items in Section 4. Well installation includes the standard 8-inch and 12-inch manholes and concrete well pad.
Note on J63: Well installation items based on well diameter. This is in addition to the boring items in Section 4. Well installation includes the standard 8-inch and 12-inch manholes and concrete well pad.
Note on J65: Well installation items based on well diameter. This is in addition to the boring items in Section 4. Well installation includes the standard 8-inch and 12-inch manholes and concrete well pad.
Note on J67: Well installation items based on well diameter. This is in addition to the boring items in Section 4. Well installation includes the standard 8-inch and 12-inch manholes and concrete well pad.
Note on J68: Well installation items based on well diameter. This is in addition to the boring items in Section 4. Well installation includes the standard 8-inch and 12-inch manholes and concrete well pad.
Note on J69: Well installation items based on well diameter. This is in addition to the boring items in Section 4. Well installation includes the standard 8-inch and 12-inch manholes and concrete well pad.
Note on J70: Well installation items based on well diameter. This is in addition to the boring items in Section 4. Well installation includes the standard 8-inch and 12-inch manholes and concrete well pad.
Note on J71: Well installation items based on well diameter. This is in addition to the boring items in Section 4. Well installation includes the standard 8-inch and 12-inch manholes and concrete well pad.
Note on J72: Well installation items based on well diameter. This is in addition to the boring items in Section 4. Well installation includes the standard 8-inch and 12-inch manholes and concrete well pad.
Note on J73: Check with your professional before using well screen >20 feet.
Note on J74: Check with your professional before using well screen >20 feet.
Note on J75: Check with your professional before using well screen >20 feet.
Note on J76: Check with your professional before using well screen >20 feet.
Note on J77: Only used for stick-up wells and pads (area prone to surface flooding, or with dense vegetation).
Note on J78: Only used if you are installing the 2-foot/4-foot square vaults (typically used for injection wells or other treatment wells with piping/fittings at the wellhead). Not for standard manholes.
Note on J79: Only used if you are installing the 2-foot/4-foot square vaults (typically used for injection wells or other treatment wells with piping/fittings at the wellhead). Not for standard manholes.
Note on J80: Used if an existing well is silted up or required overpurging.
Note on J81: Used for removal and disposal of well pad and manhole based on diameter, and reinstallation of well pad and manhole, without well abandonment.
Note on J82: Used for removal and disposal of well pad and manhole based on diameter, and reinstallation of well pad and manhole, without well abandonment.
Note on J83: Used for pre-pack monitor wells, if a well needs to be installed with DPT due to access restrictions.
Note on J85: Use for grouting the monitoring wells to the surface and removing the well pads and manholes.
Note on J86: Use for grouting the monitoring wells to the surface and removing the well pads and manholes.
Note on J87: Use for grouting the monitoring wells to the surface and removing the well pads and manholes.
Note on J88: Use for grouting the monitoring wells to the surface and removing the well pads and manholes.
Note on J89: Only used if you are removing the 2-foot/4-foot square vaults (typically used for injection wells or other treatment wells with piping/fittings at the wellhead). Not for standard manholes.
Note on J90: Only used if you are removing the 2-foot/4-foot square vaults (typically used for injection wells or other treatment wells with piping/fittings at the wellhead). Not for standard manholes.
Note on J91: Used for removal and disposal of well pad and manhole, and restoration of surface cover to match surrounding conditions, without well abandonment.
Note on J93: Used for Monitor Well Sampling.
Note on J94: Used for Monitor Well Sampling.
Note on J95: Used for sampling potable/irrigation wells.
Note on J96: Other Water Sampling - surface water, tap water, remediation system influent/effluent
Note on J97: If free product sample is required for disposal/fingerprinting.
Note on J98: Used for collection of soil/sediment samples. One unit allowed per sample analysis suite, unless SPLP is proposed, then add pay item 7-14.
Note on J99: Only used to gauge depth to water/product for wells you are not sampling. Monitoring well sampling includes gauging depth to water. If wells have a history of being dry or having submerged well screens, you can include additional gauging items in case wells cannot be sampled and can only be gauged. This will prevent the need for a change order later.
Note on J100: Used for wells where free product removal by hand will be performed.
Note on J103: For preparation and submittal of ADaPT files. Allowable once per sampling event.
Note on J106: Use for all BTEX/MTBE SPLP samples collected. Pay item is invoiced regardless of the actual analytical samples processed. Encore sampling is not required for PAHs or TRPH (but may used for TRPH per guidance).
Note on J108: Make sure the method you select matches what is required in the Scope of Work. If the analysis you need is not in this section, list in Section 21. A quote from the laboratory will be needed for rates in Section 21.
Note on J109: Make sure the method you select matches what is required in the Scope of Work. If the analysis you need is not in this section, list in Section 21. A quote from the laboratory will be needed for rates in Section 21.
Note on J110: Make sure the method you select matches what is required in the Scope of Work. If the analysis you need is not in this section, list in Section 21. A quote from the laboratory will be needed for rates in Section 21.
Note on J111: Make sure the method you select matches what is required in the Scope of Work. If the analysis you need is not in this section, list in Section 21. A quote from the laboratory will be needed for rates in Section 21.
Note on J112: Make sure the method you select matches what is required in the Scope of Work. If the analysis you need is not in this section, list in Section 21. A quote from the laboratory will be needed for rates in Section 21.
Note on J113: Make sure the method you select matches what is required in the Scope of Work. If the analysis you need is not in this section, list in Section 21. A quote from the laboratory will be needed for rates in Section 21.
Note on J114: Make sure the method you select matches what is required in the Scope of Work. If the analysis you need is not in this section, list in Section 21. A quote from the laboratory will be needed for rates in Section 21.
Note on J115: Make sure the method you select matches what is required in the Scope of Work. If the analysis you need is not in this section, list in Section 21. A quote from the laboratory will be needed for rates in Section 21.
Note on J116: Make sure the method you select matches what is required in the Scope of Work. If the analysis you need is not in this section, list in Section 21. A quote from the laboratory will be needed for rates in Section 21.
Note on J117: Make sure the method you select matches what is required in the Scope of Work. If the analysis you need is not in this section, list in Section 21. A quote from the laboratory will be needed for rates in Section 21.
Note on J118: Make sure the method you select matches what is required in the Scope of Work. If the analysis you need is not in this section, list in Section 21. A quote from the laboratory will be needed for rates in Section 21.
Note on J119: Make sure the method you select matches what is required in the Scope of Work. If the analysis you need is not in this section, list in Section 21. A quote from the laboratory will be needed for rates in Section 21.
Note on J120: Make sure the method you select matches what is required in the Scope of Work. If the analysis you need is not in this section, list in Section 21. A quote from the laboratory will be needed for rates in Section 21.
Note on J121: Make sure the method you select matches what is required in the Scope of Work. If the analysis you need is not in this section, list in Section 21. A quote from the laboratory will be needed for rates in Section 21.
Note on J122: Make sure the method you select matches what is required in the Scope of Work. If the analysis you need is not in this section, list in Section 21. A quote from the laboratory will be needed for rates in Section 21.
Note on J123: Make sure the method you select matches what is required in the Scope of Work. If the analysis you need is not in this section, list in Section 21. A quote from the laboratory will be needed for rates in Section 21.
Note on J124: Make sure the method you select matches what is required in the Scope of Work. If the analysis you need is not in this section, list in Section 21. A quote from the laboratory will be needed for rates in Section 21.
Note on J125: Make sure the method you select matches what is required in the Scope of Work. If the analysis you need is not in this section, list in Section 21. A quote from the laboratory will be needed for rates in Section 21.
Note on J126: Make sure the method you select matches what is required in the Scope of Work. If the analysis you need is not in this section, list in Section 21. A quote from the laboratory will be needed for rates in Section 21.
Note on J127: Make sure the method you select matches what is required in the Scope of Work. If the analysis you need is not in this section, list in Section 21. A quote from the laboratory will be needed for rates in Section 21.
Note on J128: Make sure the method you select matches what is required in the Scope of Work. If the analysis you need is not in this section, list in Section 21. A quote from the laboratory will be needed for rates in Section 21.
Note on J129: Make sure the method you select matches what is required in the Scope of Work. If the analysis you need is not in this section, list in Section 21. A quote from the laboratory will be needed for rates in Section 21.
Note on J130: Make sure the method you select matches what is required in the Scope of Work. If the analysis you need is not in this section, list in Section 21. A quote from the laboratory will be needed for rates in Section 21.
Note on J131: Make sure the method you select matches what is required in the Scope of Work. If the analysis you need is not in this section, list in Section 21. A quote from the laboratory will be needed for rates in Section 21.
Note on J132: Make sure the method you select matches what is required in the Scope of Work. If the analysis you need is not in this section, list in Section 21. A quote from the laboratory will be needed for rates in Section 21.
Note on J133: Make sure the method you select matches what is required in the Scope of Work. If the analysis you need is not in this section, list in Section 21. A quote from the laboratory will be needed for rates in Section 21.
Note on J134: Make sure the method you select matches what is required in the Scope of Work. If the analysis you need is not in this section, list in Section 21. A quote from the laboratory will be needed for rates in Section 21.
Note on J135: Make sure the method you select matches what is required in the Scope of Work. If the analysis you need is not in this section, list in Section 21. A quote from the laboratory will be needed for rates in Section 21.
Note on J136: Make sure the method you select matches what is required in the Scope of Work. If the analysis you need is not in this section, list in Section 21. A quote from the laboratory will be needed for rates in Section 21.
Note on J137: Make sure the method you select matches what is required in the Scope of Work. If the analysis you need is not in this section, list in Section 21. A quote from the laboratory will be needed for rates in Section 21.
Note on J138: Make sure the method you select matches what is required in the Scope of Work. If the analysis you need is not in this section, list in Section 21. A quote from the laboratory will be needed for rates in Section 21.
Note on J139: Make sure the method you select matches what is required in the Scope of Work. If the analysis you need is not in this section, list in Section 21. A quote from the laboratory will be needed for rates in Section 21.
Note on J140: Make sure the method you select matches what is required in the Scope of Work. If the analysis you need is not in this section, list in Section 21. A quote from the laboratory will be needed for rates in Section 21.
Note on J141: Make sure the method you select matches what is required in the Scope of Work. If the analysis you need is not in this section, list in Section 21. A quote from the laboratory will be needed for rates in Section 21.
Note on J142: Make sure the method you select matches what is required in the Scope of Work. If the analysis you need is not in this section, list in Section 21. A quote from the laboratory will be needed for rates in Section 21.
Note on J143: Make sure the method you select matches what is required in the Scope of Work. If the analysis you need is not in this section, list in Section 21. A quote from the laboratory will be needed for rates in Section 21.
Note on J144: Make sure the method you select matches what is required in the Scope of Work. If the analysis you need is not in this section, list in Section 21. A quote from the laboratory will be needed for rates in Section 21.
Note on J145: Make sure the method you select matches what is required in the Scope of Work. If the analysis you need is not in this section, list in Section 21. A quote from the laboratory will be needed for rates in Section 21.
Note on J146: Make sure the method you select matches what is required in the Scope of Work. If the analysis you need is not in this section, list in Section 21. A quote from the laboratory will be needed for rates in Section 21.
Note on J147: Make sure the method you select matches what is required in the Scope of Work. If the analysis you need is not in this section, list in Section 21. A quote from the laboratory will be needed for rates in Section 21.
Note on J148: Make sure the method you select matches what is required in the Scope of Work. If the analysis you need is not in this section, list in Section 21. A quote from the laboratory will be needed for rates in Section 21.
Note on J149: Make sure the method you select matches what is required in the Scope of Work. If the analysis you need is not in this section, list in Section 21. A quote from the laboratory will be needed for rates in Section 21.
Note on J150: Make sure the method you select matches what is required in the Scope of Work. If the analysis you need is not in this section, list in Section 21. A quote from the laboratory will be needed for rates in Section 21.
Note on J151: Make sure the method you select matches what is required in the Scope of Work. If the analysis you need is not in this section, list in Section 21. A quote from the laboratory will be needed for rates in Section 21.
Note on J152: Make sure the method you select matches what is required in the Scope of Work. If the analysis you need is not in this section, list in Section 21. A quote from the laboratory will be needed for rates in Section 21.
Note on J153: Make sure the method you select matches what is required in the Scope of Work. If the analysis you need is not in this section, list in Section 21. A quote from the laboratory will be needed for rates in Section 21.
Note on J154: Make sure the method you select matches what is required in the Scope of Work. If the analysis you need is not in this section, list in Section 21. A quote from the laboratory will be needed for rates in Section 21.
Note on J155: Make sure the method you select matches what is required in the Scope of Work. If the analysis you need is not in this section, list in Section 21. A quote from the laboratory will be needed for rates in Section 21.
Note on J156: Make sure the method you select matches what is required in the Scope of Work. If the analysis you need is not in this section, list in Section 21. A quote from the laboratory will be needed for rates in Section 21.
Note on J157: Make sure the method you select matches what is required in the Scope of Work. If the analysis you need is not in this section, list in Section 21. A quote from the laboratory will be needed for rates in Section 21.
Note on J158: Make sure the method you select matches what is required in the Scope of Work. If the analysis you need is not in this section, list in Section 21. A quote from the laboratory will be needed for rates in Section 21.
Note on J159: Make sure the method you select matches what is required in the Scope of Work. If the analysis you need is not in this section, list in Section 21. A quote from the laboratory will be needed for rates in Section 21.
Note on J160: Make sure the method you select matches what is required in the Scope of Work. If the analysis you need is not in this section, list in Section 21. A quote from the laboratory will be needed for rates in Section 21.
Note on J161: Make sure the method you select matches what is required in the Scope of Work. If the analysis you need is not in this section, list in Section 21. A quote from the laboratory will be needed for rates in Section 21.
Note on J162: Make sure the method you select matches what is required in the Scope of Work. If the analysis you need is not in this section, list in Section 21. A quote from the laboratory will be needed for rates in Section 21.
Note on J163: Make sure the method you select matches what is required in the Scope of Work. If the analysis you need is not in this section, list in Section 21. A quote from the laboratory will be needed for rates in Section 21.
Note on J164: Make sure the method you select matches what is required in the Scope of Work. If the analysis you need is not in this section, list in Section 21. A quote from the laboratory will be needed for rates in Section 21.
Note on J165: Make sure the method you select matches what is required in the Scope of Work. If the analysis you need is not in this section, list in Section 21. A quote from the laboratory will be needed for rates in Section 21.
Note on J166: Make sure the method you select matches what is required in the Scope of Work. If the analysis you need is not in this section, list in Section 21. A quote from the laboratory will be needed for rates in Section 21.
Note on J167: Make sure the method you select matches what is required in the Scope of Work. If the analysis you need is not in this section, list in Section 21. A quote from the laboratory will be needed for rates in Section 21.
Note on J168: Make sure the method you select matches what is required in the Scope of Work. If the analysis you need is not in this section, list in Section 21. A quote from the laboratory will be needed for rates in Section 21.
Note on J169: Make sure the method you select matches what is required in the Scope of Work. If the analysis you need is not in this section, list in Section 21. A quote from the laboratory will be needed for rates in Section 21.
Note on J170: Make sure the method you select matches what is required in the Scope of Work. If the analysis you need is not in this section, list in Section 21. A quote from the laboratory will be needed for rates in Section 21.
Note on J171: Make sure the method you select matches what is required in the Scope of Work. If the analysis you need is not in this section, list in Section 21. A quote from the laboratory will be needed for rates in Section 21.
Note on J172: Make sure the method you select matches what is required in the Scope of Work. If the analysis you need is not in this section, list in Section 21. A quote from the laboratory will be needed for rates in Section 21.
Note on J173: Make sure the method you select matches what is required in the Scope of Work. If the analysis you need is not in this section, list in Section 21. A quote from the laboratory will be needed for rates in Section 21.
Note on J174: Make sure the method you select matches what is required in the Scope of Work. If the analysis you need is not in this section, list in Section 21. A quote from the laboratory will be needed for rates in Section 21.
Note on J175: Make sure the method you select matches what is required in the Scope of Work. If the analysis you need is not in this section, list in Section 21. A quote from the laboratory will be needed for rates in Section 21.
Note on J224: Used for drill cuttings. Assume 1 drum per 10 feet of drilling.
Note on J231: Used for development/purge water if it cannot be spread on an impervious surface. Assume 1 drum per 5 wells for development, and 1 drum per 10-15 wells for typical groundwater sampling.
Note on J232: Used for development/purge water if it cannot be spread on an impervious surface. Assume 1 drum per 5 wells for development, and 1 drum per 10-15 wells for typical groundwater sampling.
Note on J234: Used if free product removed by hand bailing/pumping. Typically one drum per task.
Note on J235: Used if free product removed by vac event. Number of gallons based on size of vac truck. Vacuum truck operation should be quoted in Section 21.
Note on J401: Used if additional wells and gauging/sampling is performed prior to free product recovery.
Note on J402: One report per task. No PE/PG seal required.
Note on I411: One unit allowed for each the ATC and the driller if a Pre Drilling Meeting is required.
Note on I413: One unit allowed for each the ATC and the driller if a Pre Drilling Meeting is required.

## Pilot Test SPI
[8 empty] | 1 | 2 | 3 | 4 | 5 | 6 | 7 | 8 | 9 | 10
| Facility Name: |  | Reimbursable Pay Items require one quote if total costs are $2500 or less. | bar: 1 to 2
| 7-Digit Facility ID #: |  | Reimbursable Pay Items require three quotes if total costs are greater than $2500. | bar: 1 to 2
| County: |  | It the reimbursable pay item is spread over multiple tasks, the total cost of all tasks will | bar: 1 to 2
be used to determine if the cost is above or below $2500. | bar: 1 to 2
[8 empty] | FALSE | TRUE | TRUE | FALSE | FALSE | FALSE | FALSE | FALSE | FALSE | FALSE
spi code | PAY ITEM | DESCRIPTION |  | UNIT OF MEASURE | CONTRACTED ITEM PRICE | NEGOTIATED ITEM PRICE | TOTAL QUANTITIES | TASK 1 QUANT. | TASK 2 QUANT. | TASK 3 QUANT. | TASK 4 QUANT. | TASK 5 QUANT. | TASK 6 QUANT. | TASK 7 QUANT. | TASK 8 QUANT. | TASK 9 QUANT. | TASK 10 QUANT. | TRUE
1 | 1. | OFFICE ACTIVITIES | [15 empty] | FALSE |  | OFFICE ACTIVITIES
2 | 1-1. | File Review |  | Per Review | 0 | 0 | 0 | [10 empty] | FALSE | 1-1. | File Review | bar: 1
3 | 1-2. | Site Health & Safety Plan |  | Per Site | 0 | 0 | 0 | [10 empty] | FALSE | 1-2. | Site Health & Safety Plan | bar: 1
4 | 1-2.a. | Updated Site Health & Safety Plan for Continued Work (no cost to DEP) |  | Per Site | 0 | 0 | 0 | [10 empty] | FALSE | 1-2.a. | Updated Site Health & Safety Plan for Continued Work (no cost to DEP) | bar: 1
5 | 1-3. | Notice of Discovery of Contamination Package (initial or TPOC) |  | Per Package | 0 | 0 | 0 | [10 empty] | FALSE | 1-3. | Notice of Discovery of Contamination Package (initial or TPOC)
6 | 1-4. | Permit Fees (actual fee only, cost to obtain permit is included in applicable pay items) |  | Reimbursable* | 1 | 1 | 300 | 3: 300 | TRUE
7 | 1-5. | Obtaining Off-Site Property Access Agreement, ROW Access Agreement or Permit |  | Per Agreement | 0 | 0 | 0 | [10 empty] | FALSE | 1-5. | Obtaining Off-Site Property Access Agreement, ROW Access Agreement or Permit | bar: 1
8 | 1-6. | Project Specific Financial Guarantee Bond (if required by FDEP) |  | Reimbursable* | 1 | 1 | 0 | [10 empty] | FALSE
9 | 1-7. | 6% Handling Fee for Cost Reimbursable Items |  | % Surcharge | 0 | 0 | 300 | 0 | 0 | 300 | 0 | 0 | 0 | 0 | 0 | 0 | 0 | TRUE
10 | 1-8. | Map and Table Generation |  | Per Site | 0 | 0 | 0 | [10 empty] | FALSE | 1-8. | Map and Table Generation
11 | 2. | FIELD ACTIVITIES - GENERAL | [15 empty] | FALSE |  | FIELD ACTIVITIES - GENERAL
12 | 2-1. | Site Reconnaissance/Field Measurement Visit |  | Per Visit | 0 | 0 | 0 | [10 empty] | FALSE | 2-1. | Site Reconnaissance/Field Measurement Visit
13 | 2-2. | Receptor Survey and Exposure Pathway Identification |  | Per Survey | 0 | 0 | 0 | [10 empty] | FALSE | 2-2. | Receptor Survey and Exposure Pathway Identification
14 | 2-3. | Professional Land Survey subject to FDEP authorization to perform and the SPI displaying the cost not to exceed as supported by quote(s) prior to performance |  | Reimbursable* | 1 | 1 | 0 | [10 empty] | FALSE
15 | 2-4. | Contractor Oversight for Non-Price Schedule Activities |  | Per Day | 0 | 0 | 0 | [10 empty] | FALSE | 2-4. | Contractor Oversight for Non-Price Schedule Activities
16 | 2-5. | Maintenance of Traffic |  | Reimbursable* | 1 | 1 | 0 | [10 empty] | FALSE
17 | 3. | MOBILIZATION | [15 empty] | FALSE |  | MOBILIZATION
18 | 3-1. | Light Duty Vehicle (car or 1/2 ton truck) Mobilization |  | Per Round Trip | 0 | 0 | 0 | [10 empty] | FALSE | 3-1. | Light Duty Vehicle (car or 1/2 ton truck) Mobilization | bar: 1; 3
19 | 3-2. | Heavy Duty/Stake Bed Truck (3/4 ton +) Mobilization |  | Per Round Trip | 0 | 0 | 0 | [10 empty] | FALSE | 3-2. | Heavy Duty/Stake Bed Truck (3/4 ton +) Mobilization | bar: 3
20 | 3-3. | Work Trailer Mobilization |  | Per Round Trip | 0 | 0 | 0 | [10 empty] | FALSE | 3-3. | Work Trailer Mobilization | bar: 3
21 | 3-4. | DPT Rig and Support Vehicles Mobilization |  | Per Round Trip | 0 | 0 | 0 | [10 empty] | FALSE | 3-4. | DPT Rig and Support Vehicles Mobilization | bar: 3
22 | 3-5. | Drill Rig and Support Vehicles Mobilization (hollow stem auger, mud rotary or sonic) |  | Per Round Trip | 0 | 0 | 0 | [10 empty] | FALSE | 3-5. | Drill Rig and Support Vehicles Mobilization (hollow stem auger, mud rotary or sonic) | bar: 3
24 | 3-6. | Excavator Mobilization |  | Per Round Trip | 0 | 0 | 0 | [10 empty] | FALSE | 3-6. | Excavator Mobilization
26 | 3-7. | LDA Rig and Support Vehicles Mobilization |  | Per Round Trip | 0 | 0 | 0 | [10 empty] | FALSE | 3-7. | LDA Rig and Support Vehicles Mobilization
28 | 3-8. | Loader/Backhoe Mobilization |  | Per Round Trip | 0 | 0 | 0 | [10 empty] | FALSE | 3-8. | Loader/Backhoe Mobilization
30 | 3-9. | Mini Excavator/Loader Mobilization |  | Per Round Trip | 0 | 0 | 0 | [10 empty] | FALSE | 3-9. | Mini Excavator/Loader Mobilization
31 | 3-10. | Drum Compactor Mobilization |  | Per Round Trip | 0 | 0 | 0 | [10 empty] | FALSE | 3-10. | Drum Compactor Mobilization
32 | 4. | DRILLING AND BORING | [15 empty] | FALSE |  | DRILLING AND BORING
34 | 4-1.a. | Split Spoon Sampling – 2 foot (during boring) < 50 feet |  | Per Spoon | 0 | 0 | 0 | [10 empty] | FALSE | 4-1.a. | Split Spoon Sampling – 2 foot (during boring) < 50 feet | bar: 3
36 | 4-1.b. | Split Spoon Sampling – 2 foot (during boring) 50 to 100 feet |  | Per Spoon | 0 | 0 | 0 | [10 empty] | FALSE | 4-1.b. | Split Spoon Sampling – 2 foot (during boring) 50 to 100 feet | bar: 3
37 | 4-1.c. | Split Spoon Sampling – 2 foot (during boring) > 100 feet |  | Per Spoon | 0 | 0 | 0 | [10 empty] | FALSE | 4-1.c. | Split Spoon Sampling – 2 foot (during boring) > 100 feet | bar: 3
38 | 4-1.d. | Sonic Core Sampling - 5 or 10 foot (during boring) |  | Per Core | 0 | 0 | 0 | 3: x; 6: *For deep monitoring wells, the footage for the surface casing should use pay items 4-11 through 4-13 (depending on depth), and pay items 4-5 through 4-7 for the installation of the deep well. *Example: If you are installing a deep well to 50 feet with 40 feet of surface casing, you would have 40 feet under 4-11, and 50 feet under 4-6. *Well installation items use the full footage of the 2-inch well and surface casing. *Example: for the well above, you would have 50 feet for 5-2.a and 40 feet for 5-6. | FALSE | 4-1.d. | Sonic Core Sampling - 5 or 10 foot (during boring)
39 | 4-2. | Hand Auger Boring ≤ 10 foot total depth |  | Per Boring | 0 | 0 | 0 | [10 empty] | FALSE | 4-2. | Hand Auger Boring ≤ 10 foot total depth | bar: 3
40 | 4-3. | Direct Push Technology (DPT) Rig and Equipment |  | Full Day | 0 | 0 | 0 | [10 empty] | FALSE | 4-3. | Direct Push Technology (DPT) Rig and Equipment | bar: 3
41 | 4-4. | DPT Membrane Interface Probe (MIP) Equipped with PID and ECD (add-on cost to DPT base rate) |  | Full Day | 0 | 0 | 0 | [10 empty] | FALSE | 4-4. | DPT Membrane Interface Probe (MIP) Equipped with PID and ECD (add-on cost to DPT base rate)
42 | 4-5. | HSA or MR Boring, ≤ 6 inch diameter, < 50 foot total depth |  | Per Foot | 0 | 0 | 0 | [10 empty] | FALSE | 4-5. | HSA or MR Boring, ≤ 6 inch diameter, < 50 foot total depth | bar: 3
43 | 4-6. | HSA or MR Boring, ≤ 6 inch diameter, 50 to 100 foot total depth |  | Per Foot | 0 | 0 | 0 | [10 empty] | FALSE | 4-6. | HSA or MR Boring, ≤ 6 inch diameter, 50 to 100 foot total depth | bar: 3
44 | 4-7. | HSA or MR Boring, ≤ 6 inch diameter, > 100 foot total depth |  | Per Foot | 0 | 0 | 0 | [10 empty] | FALSE | 4-7. | HSA or MR Boring, ≤ 6 inch diameter, > 100 foot total depth | bar: 3
45 | 4-8. | HSA or MR Boring, > 6 to 10 inch diameter, < 50 foot total depth |  | Per Foot | 0 | 0 | 0 | [10 empty] | FALSE | 4-8. | HSA or MR Boring, > 6 to 10 inch diameter, < 50 foot total depth | bar: 3
46 | 4-9. | HSA or MR Boring, > 6 to 10 inch diameter, 50 to 100 foot total depth |  | Per Foot | 0 | 0 | 0 | [10 empty] | FALSE | 4-9. | HSA or MR Boring, > 6 to 10 inch diameter, 50 to 100 foot total depth | bar: 3
48 | 4-10. | HSA or MR Boring, > 6 to 10 inch diameter, > 100 foot total depth |  | Per Foot | 0 | 0 | 0 | [10 empty] | FALSE | 4-10. | HSA or MR Boring, > 6 to 10 inch diameter, > 100 foot total depth | bar: 3
49 | 4-11. | HSA or MR Boring, > 10 to 14 inch diameter, < 50 foot total depth |  | Per Foot | 0 | 0 | 0 | [10 empty] | FALSE | 4-11. | HSA or MR Boring, > 10 to 14 inch diameter, < 50 foot total depth | bar: 3
50 | 4-12. | HSA or MR Boring, > 10 to 14 inch diameter, 50 to 100 foot total depth |  | Per Foot | 0 | 0 | 0 | [10 empty] | FALSE | 4-12. | HSA or MR Boring, > 10 to 14 inch diameter, 50 to 100 foot total depth | bar: 3
51 | 4-13. | HSA or MR Boring, > 10 to 14 inch diameter, > 100 foot total depth |  | Per Foot | 0 | 0 | 0 | [10 empty] | FALSE | 4-13. | HSA or MR Boring, > 10 to 14 inch diameter, > 100 foot total depth | bar: 3
53 | 4-14. | Sonic Boring, ≤ 6 inch diameter, < 50 foot total depth |  | Per Foot | 0 | 0 | 0 | [10 empty] | FALSE | 4-14. | Sonic Boring, ≤ 6 inch diameter, < 50 foot total depth | bar: 3
55 | 4-15. | Sonic Boring, ≤ 6 inch diameter, 50 to 100 foot total depth |  | Per Foot | 0 | 0 | 0 | [10 empty] | FALSE | 4-15. | Sonic Boring, ≤ 6 inch diameter, 50 to 100 foot total depth | bar: 3
58 | 4-16. | Sonic Boring, ≤ 6 inch diameter, > 100 foot total depth |  | Per Foot | 0 | 0 | 0 | [10 empty] | FALSE | 4-16. | Sonic Boring, ≤ 6 inch diameter, > 100 foot total depth | bar: 3
59 | 4-17. | Sonic Boring, > 6 to 10 inch diameter, < 50 foot total depth |  | Per Foot | 0 | 0 | 0 | [10 empty] | FALSE | 4-17. | Sonic Boring, > 6 to 10 inch diameter, < 50 foot total depth | bar: 3
60 | 4-18. | Sonic Boring, > 6 to 10 inch diameter, 50 to 100 foot total depth |  | Per Foot | 0 | 0 | 0 | [10 empty] | FALSE | 4-18. | Sonic Boring, > 6 to 10 inch diameter, 50 to 100 foot total depth | bar: 3
61 | 4-19. | Sonic Boring, > 6 to 10 inch diameter, > 100 foot total depth |  | Per Foot | 0 | 0 | 0 | [10 empty] | FALSE | 4-19. | Sonic Boring, > 6 to 10 inch diameter, > 100 foot total depth | bar: 3
62 | 4-20. | Sonic Boring, > 10 to 14 inch diameter, < 50 foot total depth |  | Per Foot | 0 | 0 | 0 | [10 empty] | FALSE | 4-20. | Sonic Boring, > 10 to 14 inch diameter, < 50 foot total depth | bar: 3
63 | 4-21. | Sonic Boring, > 10 to 14 inch diameter, 50 to 100 foot total depth |  | Per Foot | 0 | 0 | 0 | [10 empty] | FALSE | 4-21. | Sonic Boring, > 10 to 14 inch diameter, 50 to 100 foot total depth | bar: 3
64 | 4-22. | Sonic Boring, > 10 to 14 inch diameter, > 100 foot total depth |  | Per Foot | 0 | 0 | 0 | [10 empty] | FALSE | 4-22. | Sonic Boring, > 10 to 14 inch diameter, > 100 foot total depth | bar: 3
65 | 5. | WELL INSTALLATION | [15 empty] | FALSE |  | WELL INSTALLATION
66 | 5-1. | Well Installation - 1 inch diameter (vertical) |  | Per Foot | 0 | 0 | 0 | [10 empty] | FALSE | 5-1. | Well Installation - 1 inch diameter (vertical) | bar: 3
67 | 5-2.a. | Well Installation - 2 inch diameter (vertical) |  | Per Foot | 0 | 0 | 0 | [10 empty] | FALSE | 5-2.a. | Well Installation - 2 inch diameter (vertical) | bar: 3
68 | 5-2.b. | Horizontal Well Installation - 2 inch diameter (includes trenching) |  | Per Foot | 0 | 0 | 0 | [10 empty] | FALSE | 5-2.b. | Horizontal Well Installation - 2 inch diameter (includes trenching) | bar: 3
69 | 5-3.a. | Well Installation - 4 inch diameter (vertical) |  | Per Foot | 0 | 0 | 0 | [10 empty] | FALSE | 5-3.a. | Well Installation - 4 inch diameter (vertical) | bar: 3
70 | 5-3.b. | Horizontal Well Installation - 4 inch diameter (includes trenching) |  | Per Foot | 0 | 0 | 0 | [10 empty] | FALSE | 5-3.b. | Horizontal Well Installation - 4 inch diameter (includes trenching) | bar: 3
71 | 5-4. | Well Installation - 1.5 inch diameter (vertical) |  | Per Foot | 0 | 0 | 0 | [10 empty] | FALSE | 5-4. | Well Installation - 1.5 inch diameter (vertical) | bar: 3
72 | 5-5. | Well Installation - 6 inch diameter (vertical) |  | Per Foot | 0 | 0 | 0 | [10 empty] | FALSE | 5-5. | Well Installation - 6 inch diameter (vertical) | bar: 3
73 | 5-6. | Surface Casing - 6 inch diameter |  | Per Foot | 0 | 0 | 0 | [10 empty] | FALSE | 5-6. | Surface Casing - 6 inch diameter | bar: 3
74 | 5-7. | Surface Casing - 8 inch diameter |  | Per Foot | 0 | 0 | 0 | [10 empty] | FALSE | 5-7. | Surface Casing - 8 inch diameter | bar: 3
75 | 5-8. | Surface Casing - 10 inch diameter |  | Per Foot | 0 | 0 | 0 | [10 empty] | FALSE | 5-8. | Surface Casing - 10 inch diameter | bar: 3
76 | 5-9. | Surface Casing - 12 inch diameter |  | Per Foot | 0 | 0 | 0 | [10 empty] | FALSE | 5-9. | Surface Casing - 12 inch diameter | bar: 3
77 | 5-10.a. | Additional Well Screen > 20 feet - 1 inch diameter |  | Per Foot | 0 | 0 | 0 | [10 empty] | FALSE | 5-10.a. | Additional Well Screen > 20 feet - 1 inch diameter | bar: 3
78 | 5-10.b. | Additional Well Screen > 20 feet - 2 inch diameter |  | Per Foot | 0 | 0 | 0 | [10 empty] | FALSE | 5-10.b. | Additional Well Screen > 20 feet - 2 inch diameter | bar: 3
80 | 5-10.c. | Additional Well Screen > 20 feet - 4 inch diameter |  | Per Foot | 0 | 0 | 0 | [10 empty] | FALSE | 5-10.c. | Additional Well Screen > 20 feet - 4 inch diameter | bar: 3
81 | 5-10.d. | Additional Well Screen > 20 feet - 6 inch diameter |  | Per Foot | 0 | 0 | 0 | [10 empty] | FALSE | 5-10.d. | Additional Well Screen > 20 feet - 6 inch diameter | bar: 3
83 | 5-11. | Above Grade Well Completion |  | Per Well | 0 | 0 | 0 | [10 empty] | FALSE | 5-11. | Above Grade Well Completion | bar: 3
84 | 5-12. | Installation of Well Vault - 2 x 2 x 2 foot |  | Per Vault | 0 | 0 | 0 | [10 empty] | FALSE | 5-12. | Installation of Well Vault - 2 x 2 x 2 foot | bar: 3
85 | 5-13. | Installation of Well Vault - 4 x 4 x 2 foot |  | Per Vault | 0 | 0 | 0 | [10 empty] | FALSE | 5-13. | Installation of Well Vault - 4 x 4 x 2 foot | bar: 3
86 | 5-14. | Well Redevelopment |  | Per Well | 0 | 0 | 0 | [10 empty] | FALSE | 5-14. | Well Redevelopment | bar: 3
87 | 5-15. | Removal and Reinstallation of 8-inch Manhole and Well Pad |  | Per Well | 0 | 0 | 0 | [10 empty] | FALSE | 5-15. | Removal and Reinstallation of 8-inch Manhole and Well Pad | bar: 3
88 | 5-16. | Removal and Reinstallation of 12-inch Manhole and Well Pad |  | Per Well | 0 | 0 | 0 | [10 empty] | FALSE | 5-16. | Removal and Reinstallation of 12-inch Manhole and Well Pad | bar: 3
89 | 5-17. | Prepacked Screen |  | Per Foot | 0 | 0 | 0 | [10 empty] | FALSE | 5-17. | Prepacked Screen | bar: 3
90 | 6. | WELL ABANDONMENT | [15 empty] | FALSE |  | WELL ABANDONMENT
91 | 6-1. | Grout and Abandon Well, 1 to 2 inch diameter |  | Per Foot | 0 | 0 | 0 | [10 empty] | FALSE | 6-1. | Grout and Abandon Well, 1 to 2 inch diameter | bar: 3
92 | 6-2. | Grout and Abandon Well, > 2 to 4 inch diameter |  | Per Foot | 0 | 0 | 0 | [10 empty] | FALSE | 6-2. | Grout and Abandon Well, > 2 to 4 inch diameter | bar: 3
93 | 6-3. | Grout and Abandon Well, > 4 to 6 inch diameter |  | Per Foot | 0 | 0 | 0 | [10 empty] | FALSE | 6-3. | Grout and Abandon Well, > 4 to 6 inch diameter | bar: 3
94 | 6-4. | Grout and Abandon Well, > 6 inch diameter |  | Per Foot | 0 | 0 | 0 | [10 empty] | FALSE | 6-4. | Grout and Abandon Well, > 6 inch diameter | bar: 3
95 | 6-5. | Removal of Well Vault - 2 x 2 x 2 foot |  | Per Vault | 0 | 0 | 0 | [10 empty] | FALSE | 6-5. | Removal of Well Vault - 2 x 2 x 2 foot | bar: 3
96 | 6-6. | Removal of Well Vault - 4 x 4 x 2 foot |  | Per Vault | 0 | 0 | 0 | [10 empty] | FALSE | 6-6. | Removal of Well Vault - 4 x 4 x 2 foot | bar: 3
97 | 6-7. | Removal of Well Pad and Manhole |  | Per Well | 0 | 0 | 0 | [10 empty] | FALSE | 6-7. | Removal of Well Pad and Manhole | bar: 3
98 | 7. | SAMPLE COLLECTION AND FIELD TESTING | [15 empty] | FALSE |  | SAMPLE COLLECTION AND FIELD TESTING
99 | 7-1. | Monitoring Well Sampling with Water Level, ≤ 100 foot depth |  | Per Well | 0 | 0 | 0 | [10 empty] | FALSE | 7-1. | Monitoring Well Sampling with Water Level, ≤ 100 foot depth | bar: 3
100 | 7-2. | Monitoring Well Sampling with Water Level, > 100 foot depth |  | Per Well | 0 | 0 | 0 | [10 empty] | FALSE | 7-2. | Monitoring Well Sampling with Water Level, > 100 foot depth | bar: 3
101 | 7-3. | Domestic Water Well Sampling |  | Per Well | 0 | 0 | 0 | [10 empty] | FALSE | 7-3. | Domestic Water Well Sampling | bar: 3
102 | 7-4. | Other Water Sampling |  | Per Sample | 0 | 0 | 0 | [10 empty] | FALSE | 7-4. | Other Water Sampling | bar: 3
103 | 7-5. | Free Product Sample Collection |  | Per Sample | 0 | 0 | 0 | [10 empty] | FALSE | 7-5. | Free Product Sample Collection
104 | 7-6. | Soil/Sediment Sample Collection |  | Per Sample | 0 | 0 | 0 | [10 empty] | FALSE | 7-6. | Soil/Sediment Sample Collection | bar: 3
105 | 7-7. | Water Level/Free Product Gauging |  | Per Well | 0 | 0 | 0 | [10 empty] | FALSE | 7-7. | Water Level/Free Product Gauging | bar: 3
106 | 7-8. | Free Product Gauging and Bailing |  | Per Well | 0 | 0 | 0 | [10 empty] | FALSE | 7-8. | Free Product Gauging and Bailing
107 | 7-9. | Vapor/Ambient Air Sample Collection - Passive Dosimeter, Sorbent Tube, TedlarTM Bag (or equivalent) |  | Per Sample | 0 | 0 | 0 | [10 empty] | FALSE | 7-9. | Vapor/Ambient Air Sample Collection - Passive Dosimeter, Sorbent Tube, TedlarTM Bag (or equivalent) | bar: 3
108 | 7-10. | Vapor/Ambient Air Sample Collection - SUMMATM Canister (or equivalent) |  | Per Sample | 0 | 0 | 0 | [10 empty] | FALSE | 7-10. | Vapor/Ambient Air Sample Collection - SUMMATM Canister (or equivalent)
109 | 7-11. | Electronic Data Deliverables (EDD) |  | Per Sampling Event | 0 | 0 | 0 | [10 empty] | FALSE | 7-11. | Electronic Data Deliverables (EDD) | bar: 3
110 | 7-12. | Survey Latitude/Longitude of Existing Monitor Wells |  | Per Well | 0 | 0 | 0 | [10 empty] | FALSE | 7-12. | Survey Latitude/Longitude of Existing Monitor Wells
111 | 7-13. | Survey Latitude/Longitude of New Monitor Wells |  | Per Well | 0 | 0 | 0 | [10 empty] | FALSE | 7-13. | Survey Latitude/Longitude of New Monitor Wells
112 | 7-14. | Encore (25 gram) |  | Per Sample | 0 | 0 | 0 | [10 empty] | FALSE | 7-14. | Encore (25 gram) | bar: 3
113 | 8. | LABORATORY ANALYSIS | [15 empty] | FALSE |  | LABORATORY ANALYSIS
114 | 8-1. | Soil, Used Oil/Unknown Product Group-Table D of Ch. 62-780, F.A.C., except for non-Priority Pollutant Organics (multiple methods) |  | Per Sample | 0 | 0 | 0 | [10 empty] | FALSE | 8-1. | Soil, Used Oil/Unknown Product Group-Table D of Ch. 62-780, F.A.C., except for non-Priority Pollutant Organics (multiple methods) | bar: 3
115 | 8-2. | Soil, BTEX + MTBE (EPA 8021 or EPA 8260) |  | Per Sample | 0 | 0 | 0 | [10 empty] | FALSE | 8-2. | Soil, BTEX + MTBE (EPA 8021 or EPA 8260) | bar: 3
116 | 8-3. | Soil, Volatile Organic Halocarbons (EPA 8021 or EPA 8260) |  | Per Sample | 0 | 0 | 0 | [10 empty] | FALSE | 8-3. | Soil, Volatile Organic Halocarbons (EPA 8021 or EPA 8260) | bar: 3
117 | 8-4. | Soil, BTEX + MTBE + VOHs (EPA 8021 or EPA 8260) |  | Per Sample | 0 | 0 | 0 | [10 empty] | FALSE | 8-4. | Soil, BTEX + MTBE + VOHs (EPA 8021 or EPA 8260) | bar: 3
118 | 8-5. | Soil, Polycyclic Aromatic Hydrocarbons (EPA 8270 or EPA 8310) |  | Per Sample | 0 | 0 | 0 | [10 empty] | FALSE | 8-5. | Soil, Polycyclic Aromatic Hydrocarbons (EPA 8270 or EPA 8310) | bar: 3
119 | 8-6. | Soil, Priority Pollutant Volatile Organics (EPA 8260) |  | Per Sample | 0 | 0 | 0 | [10 empty] | FALSE | 8-6. | Soil, Priority Pollutant Volatile Organics (EPA 8260) | bar: 3
120 | 8-7. | Soil, Priority Pollutant Extractable Organics-Base Neutral and Acid Extractables (EPA 8270 list [e.g., EPA 8081/8082 + EPA 8270]) |  | Per Sample | 0 | 0 | 0 | [10 empty] | FALSE | 8-7. | Soil, Priority Pollutant Extractable Organics-Base Neutral and Acid Extractables (EPA 8270 list [e.g., EPA 8081/8082 + EPA 8270]) | bar: 3
121 | 8-8. | Soil, Total Recoverable Petroleum Hydrocarbons (FL-PRO) |  | Per Sample | 0 | 0 | 0 | [10 empty] | FALSE | 8-8. | Soil, Total Recoverable Petroleum Hydrocarbons (FL-PRO) | bar: 3
122 | 8-8.a. | Soil, TRPH Fractionation (MADEP-EPH/VPH Method or TPHCWG Direct Method) |  | Per Sample | 0 | 0 | 0 | [10 empty] | FALSE | 8-8.a. | Soil, TRPH Fractionation (MADEP-EPH/VPH Method or TPHCWG Direct Method) | bar: 3
123 | 8-9. | Soil, PCBs [or Aroclors] (EPA 8082) |  | Per Sample | 0 | 0 | 0 | [10 empty] | FALSE | 8-9. | Soil, PCBs [or Aroclors] (EPA 8082) | bar: 3
124 | 8-10. | Soil, 8 RCRA Metals (EPA 6010 or EPA 6020 [Arsenic, Barium, Cadmium, Chromium, Lead, Selenium, Silver] and EPA 6020 or EPA 7471 [Mercury]) |  | Per Sample | 0 | 0 | 0 | [10 empty] | FALSE | 8-10. | Soil, 8 RCRA Metals (EPA 6010 or EPA 6020 [Arsenic, Barium, Cadmium, Chromium, Lead, Selenium, Silver] and EPA 6020 or EPA 7471 [Mercury]) | bar: 3
125 | 8-11. | Soil, Arsenic (EPA 6010 or EPA 6020) |  | Per Sample | 0 | 0 | 0 | [10 empty] | FALSE | 8-11. | Soil, Arsenic (EPA 6010 or EPA 6020) | bar: 3
126 | 8-12. | Soil, Cadmium (EPA 6010 or EPA 6020) |  | Per Sample | 0 | 0 | 0 | [10 empty] | FALSE | 8-12. | Soil, Cadmium (EPA 6010 or EPA 6020) | bar: 3
127 | 8-13. | Soil, Chromium (EPA 6010 or EPA 6020) |  | Per Sample | 0 | 0 | 0 | [10 empty] | FALSE | 8-13. | Soil, Chromium (EPA 6010 or EPA 6020) | bar: 3
128 | 8-14. | Soil, Lead (EPA 6010 or EPA 6020) |  | Per Sample | 0 | 0 | 0 | [10 empty] | FALSE | 8-14. | Soil, Lead (EPA 6010 or EPA 6020) | bar: 3
129 | 8-15. | Soil, Toxicity Characteristic Leaching Procedure-Extraction Only (EPA 1311) |  | Per Sample | 0 | 0 | 0 | [10 empty] | FALSE | 8-15. | Soil, Toxicity Characteristic Leaching Procedure-Extraction Only (EPA 1311) | bar: 3
130 | 8-16. | Soil, Synthetic Precipitation Leaching Procedure-Extraction Only (EPA 1312) |  | Per Sample | 0 | 0 | 0 | [10 empty] | FALSE | 8-16. | Soil, Synthetic Precipitation Leaching Procedure-Extraction Only (EPA 1312) | bar: 3
131 | 8-17. | Soil, Organic Carbon, Total (EPA 9060 or Walkey-Black) |  | Per Sample | 0 | 0 | 0 | [10 empty] | FALSE | 8-17. | Soil, Organic Carbon, Total (EPA 9060 or Walkey-Black) | bar: 3
132 | 8-18. | Soil, Dry Bulk Density (ASTM D1556-07, ASTM D2167-08, ASTM D2922-01, -04, -04e, -96e1 or ASTM D2937-10) |  | Per Sample | 0 | 0 | 0 | [10 empty] | FALSE | 8-18. | Soil, Dry Bulk Density (ASTM D1556-07, ASTM D2167-08, ASTM D2922-01, -04, -04e, -96e1 or ASTM D2937-10) | bar: 3
133 | 8-19. | Soil, Moisture Content (ASTM D2216-10) |  | Per Sample | 0 | 0 | 0 | [10 empty] | FALSE | 8-19. | Soil, Moisture Content (ASTM D2216-10) | bar: 3
134 | 8-20. | Soil, Texture, (See Gee 7 Bauder [1966]) |  | Per Sample | 0 | 0 | 0 | [10 empty] | FALSE | 8-20. | Soil, Texture, (See Gee 7 Bauder [1966]) | bar: 3
135 | 8-21. | Soil, Cumene (Isopropyl benzene), 1,2,4-Trimethylbenzene and 1,3,5-Trimethylbenzene (EPA 8260) |  | Per Sample | 0 | 0 | 0 | [10 empty] | FALSE | 8-21. | Soil, Cumene (Isopropyl benzene), 1,2,4-Trimethylbenzene and 1,3,5-Trimethylbenzene (EPA 8260) | bar: 3
136 | 8-22. | Water, Gasoline/Kerosene Analytical Group-Table C of Ch. 62-780, F.A.C. (multiple methods) |  | Per Sample | 0 | 0 | 0 | [10 empty] | FALSE | 8-22. | Water, Gasoline/Kerosene Analytical Group-Table C of Ch. 62-780, F.A.C. (multiple methods) | bar: 3
137 | 8-23. | Water, Used Oil/Unknown Product Group-Table D of Ch. 62-780, F.A.C., except for non-Priority Pollutant Organics (multiple methods) |  | Per Sample | 0 | 0 | 0 | [10 empty] | FALSE | 8-23. | Water, Used Oil/Unknown Product Group-Table D of Ch. 62-780, F.A.C., except for non-Priority Pollutant Organics (multiple methods) | bar: 3
138 | 8-24. | Water, BTEX + MTBE (EPA 602, EPA 624, EPA 8021 or EPA 8260) |  | Per Sample | 0 | 0 | 0 | [10 empty] | FALSE | 8-24. | Water, BTEX + MTBE (EPA 602, EPA 624, EPA 8021 or EPA 8260) | bar: 3
139 | 8-25. | Water, Volatile Organic Halocarbons, except EDB (EPA 8021 or EPA 8260) |  | Per Sample | 0 | 0 | 0 | [10 empty] | FALSE | 8-25. | Water, Volatile Organic Halocarbons, except EDB (EPA 8021 or EPA 8260) | bar: 3
140 | 8-26. | Water, BTEX + MTBE + VOHs (EPA 601/602, EPA 624, EPA 6021 or EPA 8260) |  | Per Sample | 0 | 0 | 0 | [10 empty] | FALSE | 8-26. | Water, BTEX + MTBE + VOHs (EPA 601/602, EPA 624, EPA 6021 or EPA 8260) | bar: 3
141 | 8-27. | Water, Polycyclic Aromatic Hydrocarbons, including 1-methylnaphthalene + 2-methylnaphthalene (EPA 610 [HPLC], EPA 625, EPA 8270 or EPA 8310) |  | Per Sample | 0 | 0 | 0 | [10 empty] | FALSE | 8-27. | Water, Polycyclic Aromatic Hydrocarbons, including 1-methylnaphthalene + 2-methylnaphthalene (EPA 610 [HPLC], EPA 625, EPA 8270 or EPA 8310) | bar: 3
142 | 8-28. | Water, EDB [1,2-dibromoethane or ethylene dibromide] (EPA 504.1 or EPA 8011) |  | Per Sample | 0 | 0 | 0 | [10 empty] | FALSE | 8-28. | Water, EDB [1,2-dibromoethane or ethylene dibromide] (EPA 504.1 or EPA 8011) | bar: 3
143 | 8-29. | Water, EDB [1,2-dibromoethane or ethylene dibromide] (EPA 8260 SIM) |  | Per Sample | 0 | 0 | 0 | [10 empty] | FALSE | 8-29. | Water, EDB [1,2-dibromoethane or ethylene dibromide] (EPA 8260 SIM) | bar: 3
144 | 8-30. | Water, Priority Pollutant Volatile Organics [for NPDES purposes only] (EPA 624) |  | Per Sample | 0 | 0 | 0 | [10 empty] | FALSE | 8-30. | Water, Priority Pollutant Volatile Organics [for NPDES purposes only] (EPA 624) | bar: 3
145 | 8-31. | Water, Priority Pollutant Volatile Organics (EPA 8260) |  | Per Sample | 0 | 0 | 0 | [10 empty] | FALSE | 8-31. | Water, Priority Pollutant Volatile Organics (EPA 8260) | bar: 3
146 | 8-32. | Water, Priority Pollutant Extractable Organics-Base Neutral and Acid Extractables [for NPDES purposes only] (EPA 625 list [e.g., EPA 608 + EPA 625]) |  | Per Sample | 0 | 0 | 0 | [10 empty] | FALSE | 8-32. | Water, Priority Pollutant Extractable Organics-Base Neutral and Acid Extractables [for NPDES purposes only] (EPA 625 list [e.g., EPA 608 + EPA 625]) | bar: 3
147 | 8-33. | Water, Priority Pollutant Extractable Organics-Base Neutral and Acid Extractables (EPA 8270 list [e.g., EPA 8081/8082 + EPA 8270 or EPA 608 + EPA 8270) |  | Per Sample | 0 | 0 | 0 | [10 empty] | FALSE | 8-33. | Water, Priority Pollutant Extractable Organics-Base Neutral and Acid Extractables (EPA 8270 list [e.g., EPA 8081/8082 + EPA 8270 or EPA 608 + EPA 8270) | bar: 3
148 | 8-34. | Water, Total Recoverable Petroleum Hydrocarbons (FL-PRO) |  | Per Sample | 0 | 0 | 0 | [10 empty] | FALSE | 8-34. | Water, Total Recoverable Petroleum Hydrocarbons (FL-PRO) | bar: 3
149 | 8-35. | Water, PCBs [or Aroclors] (EPA 608 or EPA 8082) |  | Per Sample | 0 | 0 | 0 | [10 empty] | FALSE | 8-35. | Water, PCBs [or Aroclors] (EPA 608 or EPA 8082) | bar: 3
150 | 8-36. | Water, Arsenic, Total (EPA 200.7, EPA 200.8, EPA 6010 or EPA 6020) |  | Per Sample | 0 | 0 | 0 | [10 empty] | FALSE | 8-36. | Water, Arsenic, Total (EPA 200.7, EPA 200.8, EPA 6010 or EPA 6020) | bar: 3
151 | 8-37. | Water, Cadmium, Total (EPA 200.7, EPA 200.8, EPA 6010 or EPA 6020) |  | Per Sample | 0 | 0 | 0 | [10 empty] | FALSE | 8-37. | Water, Cadmium, Total (EPA 200.7, EPA 200.8, EPA 6010 or EPA 6020) | bar: 3
152 | 8-38. | Water, Chromium, Total (EPA 200.7, EPA 200.8, EPA 6010 or EPA 6020) |  | Per Sample | 0 | 0 | 0 | [10 empty] | FALSE | 8-38. | Water, Chromium, Total (EPA 200.7, EPA 200.8, EPA 6010 or EPA 6020) | bar: 3
153 | 8-39. | Water, Lead, Total (EPA 200.7, EPA 200.8, EPA 6010 or EPA 6020) |  | Per Sample | 0 | 0 | 0 | [10 empty] | FALSE | 8-39. | Water, Lead, Total (EPA 200.7, EPA 200.8, EPA 6010 or EPA 6020) | bar: 3
154 | 8-40. | Water, Dissolved Lead (includes filter appropriate to sample method - EPA 200.7, 200.9, 6010B, or 7380) |  | Per Sample | 0 | 0 | 0 | [10 empty] | FALSE | 8-40. | Water, Dissolved Lead (includes filter appropriate to sample method - EPA 200.7, 200.9, 6010B, or 7380) | bar: 3
155 | 8-41. | Water, Mercury, Total (EPA 245.1, EPA 6020 or EPA 7470) |  | Per Sample | 0 | 0 | 0 | [10 empty] | FALSE | 8-41. | Water, Mercury, Total (EPA 245.1, EPA 6020 or EPA 7470) | bar: 3
156 | 8-42. | Water, Calcium, Total (EPA 200.7, EPA 6010 or EPA 6020) |  | Per Sample | 0 | 0 | 0 | [10 empty] | FALSE | 8-42. | Water, Calcium, Total (EPA 200.7, EPA 6010 or EPA 6020) | bar: 3
157 | 8-43. | Water, Iron, Total (EPA 200.7, EPA 6010 or EPA 6020) |  | Per Sample | 0 | 0 | 0 | [10 empty] | FALSE | 8-43. | Water, Iron, Total (EPA 200.7, EPA 6010 or EPA 6020) | bar: 3
158 | 8-44. | Water, Dissolved Iron (includes filter appropriate to sample method - EPA 200.7, 200.9, 6010B, or 7380) |  | Per Sample | 0 | 0 | 0 | [10 empty] | FALSE | 8-44. | Water, Dissolved Iron (includes filter appropriate to sample method - EPA 200.7, 200.9, 6010B, or 7380) | bar: 3
159 | 8-45. | Water, Magnesium, Total (EPA 200.7, EPA 6010 or EPA 6020) |  | Per Sample | 0 | 0 | 0 | [10 empty] | FALSE | 8-45. | Water, Magnesium, Total (EPA 200.7, EPA 6010 or EPA 6020) | bar: 3
160 | 8-46. | Water, Manganese, Total (EPA 200.7, EPA 200.8, EPA 6010 or EPA 6020) |  | Per Sample | 0 | 0 | 0 | [10 empty] | FALSE | 8-46. | Water, Manganese, Total (EPA 200.7, EPA 200.8, EPA 6010 or EPA 6020) | bar: 3
161 | 8-47. | Water, Potassium, Total (EPA 200.7, EPA 6010 or EPA 6020) |  | Per Sample | 0 | 0 | 0 | [10 empty] | FALSE | 8-47. | Water, Potassium, Total (EPA 200.7, EPA 6010 or EPA 6020) | bar: 3
162 | 8-48. | Water, Sodium, Total (EPA 200.7, EPA 6010 or EPA 6020) |  | Per Sample | 0 | 0 | 0 | [10 empty] | FALSE | 8-48. | Water, Sodium, Total (EPA 200.7, EPA 6010 or EPA 6020) | bar: 3
163 | 8-49. | Water, Alkalinity [as CaCO3] (EPA 310.2 or SM 2320 B) |  | Per Sample | 0 | 0 | 0 | [10 empty] | FALSE | 8-49. | Water, Alkalinity [as CaCO3] (EPA 310.2 or SM 2320 B) | bar: 3
164 | 8-50. | Water, Ammonia [as N] (EPA 350.1, SM 4500-NH3 C, SM 4500-NH3 D, SM 4500-NH3 G or SM 4500-NH3 H) |  | Per Sample | 0 | 0 | 0 | [10 empty] | FALSE | 8-50. | Water, Ammonia [as N] (EPA 350.1, SM 4500-NH3 C, SM 4500-NH3 D, SM 4500-NH3 G or SM 4500-NH3 H) | bar: 3
165 | 8-51. | Water, Chloride (EPA 300.0, EPA 9056, EPA 9251, EPA 9053, SM 4500CI B, SM 4500CI C or SM 4500CI E) |  | Per Sample | 0 | 0 | 0 | [10 empty] | FALSE | 8-51. | Water, Chloride (EPA 300.0, EPA 9056, EPA 9251, EPA 9053, SM 4500CI B, SM 4500CI C or SM 4500CI E) | bar: 3
166 | 8-52. | Water, Hardness, Total [as CaCO3] (SM 2340 B or SM 2340 C) |  | Per Sample | 0 | 0 | 0 | [10 empty] | FALSE | 8-52. | Water, Hardness, Total [as CaCO3] (SM 2340 B or SM 2340 C) | bar: 3
167 | 8-53. | Water, Nitrate [as N] (EPA 300.0 or EPA 353.2) |  | Per Sample | 0 | 0 | 0 | [10 empty] | FALSE | 8-53. | Water, Nitrate [as N] (EPA 300.0 or EPA 353.2) | bar: 3
168 | 8-54. | Water, Nitrate-Nitrite [as N] (EPA 300.0, EPA 353.2, SM 4500-NO3 E or SM 4500-NO3 F) |  | Per Sample | 0 | 0 | 0 | [10 empty] | FALSE | 8-54. | Water, Nitrate-Nitrite [as N] (EPA 300.0, EPA 353.2, SM 4500-NO3 E or SM 4500-NO3 F) | bar: 3
169 | 8-55. | Water, Nitrite [as N] (EPA 300.0, EPA 300.1, SM 4500-NO2 B or SM 4500-NO3 F) |  | Per Sample | 0 | 0 | 0 | [10 empty] | FALSE | 8-55. | Water, Nitrite [as N] (EPA 300.0, EPA 300.1, SM 4500-NO2 B or SM 4500-NO3 F) | bar: 3
170 | 8-56. | Water, Organic Carbon, Total (SM 5310 B, SM 5310 C or EPA 9060) |  | Per Sample | 0 | 0 | 0 | [10 empty] | FALSE | 8-56. | Water, Organic Carbon, Total (SM 5310 B, SM 5310 C or EPA 9060) | bar: 3
171 | 8-57. | Water, Orthophosphate [as P] (EPA 300.0, EPA 300.1, EPA 365.1, EPA 365.3, EPA 9056, SM 4500-PE or SM 4500-PF) |  | Per Sample | 0 | 0 | 0 | [10 empty] | FALSE | 8-57. | Water, Orthophosphate [as P] (EPA 300.0, EPA 300.1, EPA 365.1, EPA 365.3, EPA 9056, SM 4500-PE or SM 4500-PF) | bar: 3
172 | 8-58. | Water, Residue-filterable [Total Dissolved Solids] (SM 2540 C) |  | Per Sample | 0 | 0 | 0 | [10 empty] | FALSE | 8-58. | Water, Residue-filterable [Total Dissolved Solids] (SM 2540 C) | bar: 3
173 | 8-59. | Water, Residue-nonfilterable [Total Suspended Solids] (SM 2540 D) |  | Per Sample | 0 | 0 | 0 | [10 empty] | FALSE | 8-59. | Water, Residue-nonfilterable [Total Suspended Solids] (SM 2540 D) | bar: 3
174 | 8-60. | Water, Sulfate (ASTM D516-02, ASTM D516-90, EPA 300.0, EPA 300.1, EPA 375.2, EPA 9038, EPA 9056 or SM 4500-SO4 C) |  | Per Sample | 0 | 0 | 0 | [10 empty] | FALSE | 8-60. | Water, Sulfate (ASTM D516-02, ASTM D516-90, EPA 300.0, EPA 300.1, EPA 375.2, EPA 9038, EPA 9056 or SM 4500-SO4 C) | bar: 3
175 | 8-61. | Water, Heterotrophic Plate Count (SM 9215 B or SIMPLATE) |  | Per Sample | 0 | 0 | 0 | [10 empty] | FALSE | 8-61. | Water, Heterotrophic Plate Count (SM 9215 B or SIMPLATE) | bar: 3
176 | 8-62. | Water, Acute Bioassay-96 Hour, Freshwater, Vertebrate/Invertebrate [Vertebrate: Pimephales promelas or Cyprinella leedsi/Invertebrate: Ceriodaphnia dubia] (EPA 2000.0/2002.0) |  | Per Sample | 0 | 0 | 0 | [10 empty] | FALSE | 8-62. | Water, Acute Bioassay-96 Hour, Freshwater, Vertebrate/Invertebrate [Vertebrate: Pimephales promelas or Cyprinella leedsi/Invertebrate: Ceriodaphnia dubia] (EPA 2000.0/2002.0) | bar: 3
177 | 8-63. | Water, Acute Bioassay-96 Hour, Estuarine + Marine, Vertebrate/Invertebrate [Vertebrate: Menidia beryllina, Meridia menidia or Menida peninsulae/Invertebrate: Mysidopsis bahia] (EPA 2006.0/2007.0) |  | Per Sample | 0 | 0 | 0 | [10 empty] | FALSE | 8-63. | Water, Acute Bioassay-96 Hour, Estuarine + Marine, Vertebrate/Invertebrate [Vertebrate: Menidia beryllina, Meridia menidia or Menida peninsulae/Invertebrate: Mysidopsis bahia] (EPA 2006.0/2007.0) | bar: 3
178 | 8-64. | Water, BTEX/MTBE + Naphthalene (EPA 8260) |  | Per Sample | 0 | 0 | 0 | [10 empty] | FALSE | 8-64. | Water, BTEX/MTBE + Naphthalene (EPA 8260) | bar: 3
179 | 8-65. | Water, EDC [1,2-dichloroethane] (EPA Method 8021 or 8260) |  | Per Sample | 0 | 0 | 0 | [10 empty] | FALSE | 8-65. | Water, EDC [1,2-dichloroethane] (EPA Method 8021 or 8260) | bar: 3
180 | 8-66. | Water, Methane (EPA SOP RSK-175) |  | Per Sample | 0 | 0 | 0 | [10 empty] | FALSE | 8-66. | Water, Methane (EPA SOP RSK-175) | bar: 3
181 | 8-67. | Water, Cumene (Isopropyl benzene), 1,2,4-Trimethylbenzene and 1,3,5-Trimethylbenzene (EPA 8260) |  | Per Sample | 0 | 0 | 0 | [10 empty] | FALSE | 8-67. | Water, Cumene (Isopropyl benzene), 1,2,4-Trimethylbenzene and 1,3,5-Trimethylbenzene (EPA 8260) | bar: 3
182 | 8-68. | Air, Total Petroleum Hydrocarbons (EPA Method 18 or TO-3) |  | Per Sample | 0 | 0 | 0 | [10 empty] | FALSE | 8-68. | Air, Total Petroleum Hydrocarbons (EPA Method 18 or TO-3) | bar: 3
183 | 8-69. | Air, Volatile Organic Aromatics (EPA Method TO-15) |  | Per Sample | 0 | 0 | 0 | [10 empty] | FALSE | 8-69. | Air, Volatile Organic Aromatics (EPA Method TO-15) | bar: 3
184 | 8-70. | Air, Polycyclic Aromatic Hydrocarbons (EPA Method TO-13) |  | Per Sample | 0 | 0 | 0 | [10 empty] | FALSE | 8-70. | Air, Polycyclic Aromatic Hydrocarbons (EPA Method TO-13) | bar: 3
185 | 8-71. | Air, Volatile Organic Compounds (EPA Method TO-17) |  | Per Sample | 0 | 0 | 0 | [10 empty] | FALSE | 8-71. | Air, Volatile Organic Compounds (EPA Method TO-17) | bar: 3
186 | 8-72. | Additional Laboratory charge for 7 Day Turnaround. This is an additional charge (percentage) above the normal rate for expedited turnaround by the laboratory for an analysis. For Example: entering 0.05 is a 5% surcharge for 7 Day Turnaround above the rate for normal turnaround. |  | % Surcharge | 0 | 0 | 0 | [10 empty] | FALSE | 8-72. | Additional Laboratory charge for 7 Day Turnaround. This is an additional charge (percentage) above the normal rate for expedited turnaround by the laboratory for an analysis. For Example: entering 0.05 is a 5% surcharge for 7 Day Turnaround above the rate for normal turnaround.
187 | 8-73. | Additional Laboratory charge for 3 Day Turnaround. This is an additional charge (percentage) above the normal rate for expedited turnaround by the laboratory for an analysis. For Example: entering 0.50 is a 50% surcharge for 3 Day Turnaround above the rate for normal turnaround. |  | % Surcharge | 0 | 0 | 0 | [10 empty] | FALSE | 8-73. | Additional Laboratory charge for 3 Day Turnaround. This is an additional charge (percentage) above the normal rate for expedited turnaround by the laboratory for an analysis. For Example: entering 0.50 is a 50% surcharge for 3 Day Turnaround above the rate for normal turnaround.
188 | 8-74. | Additional Laboratory charge for 1 Day Turnaround. This is an additional charge (percentage) above the normal rate for expedited turnaround by the laboratory for an analysis. For Example: entering 1.00 is a 100% surcharge for 1 Day Turnaround above the rate for normal turnaround. |  | % Surcharge | 0 | 0 | 0 | [10 empty] | FALSE | 8-74. | Additional Laboratory charge for 1 Day Turnaround. This is an additional charge (percentage) above the normal rate for expedited turnaround by the laboratory for an analysis. For Example: entering 1.00 is a 100% surcharge for 1 Day Turnaround above the rate for normal turnaround.
189 | 9. | SOIL SOURCE REMOVAL RELATED | [15 empty] | FALSE |  | SOIL SOURCE REMOVAL RELATED
190 | 9-1.a. | Sheet Piling Installation for ≤ 20 feet deep Excavation |  | Per Sq. Foot | 0 | 0 | 0 | [10 empty] | FALSE | 9-1.a. | Sheet Piling Installation for ≤ 20 feet deep Excavation
191 | 9-1.b. | Sheet Piling Rental for ≤ 20 feet deep Excavation |  | Per Sq. Foot/Day | 0 | 0 | 0 | [10 empty] | FALSE | 9-1.b. | Sheet Piling Rental for ≤ 20 feet deep Excavation
192 | 9-1.c. | Sheet Piling Rental for ≤ 20 feet deep Excavation |  | Per Sq. Foot/Week | 0 | 0 | 0 | [10 empty] | FALSE | 9-1.c. | Sheet Piling Rental for ≤ 20 feet deep Excavation
193 | 9-1.d. | Sheet Piling Rental for ≤ 20 feet deep Excavation |  | Per Sq. Foot/Month | 0 | 0 | 0 | [10 empty] | FALSE | 9-1.d. | Sheet Piling Rental for ≤ 20 feet deep Excavation
194 | 9-2.a. | Sheet Piling Installation for > 20 feet deep Excavation |  | Per Sq. Foot | 0 | 0 | 0 | [10 empty] | FALSE | 9-2.a. | Sheet Piling Installation for > 20 feet deep Excavation
195 | 9-2.b. | Sheet Piling Rental for > 20 feet deep Excavation |  | Per Sq. Foot/Day | 0 | 0 | 0 | [10 empty] | FALSE | 9-2.b. | Sheet Piling Rental for > 20 feet deep Excavation
196 | 9-2.c. | Sheet Piling Rental for > 20 feet deep Excavation |  | Per Sq. Foot/Week | 0 | 0 | 0 | [10 empty] | FALSE | 9-2.c. | Sheet Piling Rental for > 20 feet deep Excavation
197 | 9-2.d. | Sheet Piling Rental for > 20 feet deep Excavation |  | Per Sq. Foot/Month | 0 | 0 | 0 | [10 empty] | FALSE | 9-2.d. | Sheet Piling Rental for > 20 feet deep Excavation
198 | 9-3. | Conventional Soil Excavation and Loading ≤ 300 cubic yards |  | Per Cubic Yard | 0 | 0 | 0 | [10 empty] | FALSE | 9-3. | Conventional Soil Excavation and Loading ≤ 300 cubic yards
199 | 9-4. | Conventional Soil Excavation and Loading > 300 cubic yards |  | Per Cubic Yard | 0 | 0 | 0 | [10 empty] | FALSE | 9-4. | Conventional Soil Excavation and Loading > 300 cubic yards
200 | 9-5. | LDA Excavation and Loading Without Casing ≤ 300 cubic yards |  | Per Cubic Yard | 0 | 0 | 0 | [10 empty] | FALSE | 9-5. | LDA Excavation and Loading Without Casing ≤ 300 cubic yards
201 | 9-6. | LDA Excavation and Loading Without Casing > 300 cubic yards |  | Per Cubic Yard | 0 | 0 | 0 | [10 empty] | FALSE | 9-6. | LDA Excavation and Loading Without Casing > 300 cubic yards
202 | 9-7.a | LDA Excavation and Loading With Surface Casing ≤ 300 cubic yards |  | Per Cubic Yard | 0 | 0 | 0 | [10 empty] | FALSE | 9-7.a | LDA Excavation and Loading With Surface Casing ≤ 300 cubic yards
203 | 9-7.b. | LDA Excavation and Loading With Driven Casing ≤ 300 cubic yards |  | Per Cubic Yard | 0 | 0 | 0 | [10 empty] | FALSE | 9-7.b. | LDA Excavation and Loading With Driven Casing ≤ 300 cubic yards
204 | 9-8.a. | LDA Excavation and Loading With Surface Casing > 300 cubic yards |  | Per Cubic Yard | 0 | 0 | 0 | [10 empty] | FALSE | 9-8.a. | LDA Excavation and Loading With Surface Casing > 300 cubic yards
205 | 9-8.b. | LDA Excavation and Loading With Driven Casing > 300 cubic yards |  | Per Cubic Yard | 0 | 0 | 0 | [10 empty] | FALSE | 9-8.b. | LDA Excavation and Loading With Driven Casing > 300 cubic yards
206 | 9-9. | Flowable Fill Concrete and Installation |  | Per Cubic Yard | 0 | 0 | 0 | [10 empty] | FALSE | 9-9. | Flowable Fill Concrete and Installation
207 | 9-10. | Clean Backfill Material, Compaction and Testing (includes transport) ≤ 300 cubic yards |  | Per Cubic Yard | 0 | 0 | 0 | [10 empty] | FALSE | 9-10. | Clean Backfill Material, Compaction and Testing (includes transport) ≤ 300 cubic yards
208 | 9-11. | Clean Backfill Material, Compaction and Testing (includes transport) > 300 cubic yards |  | Per Cubic Yard | 0 | 0 | 0 | [10 empty] | FALSE | 9-11. | Clean Backfill Material, Compaction and Testing (includes transport) > 300 cubic yards
210 | 9-12.a. | Clean Overburden Used As Backfill, Compaction and Testing ≤ 300 cubic yards |  | Per Cubic Yard | 0 | 0 | 0 | [10 empty] | FALSE | 9-12.a. | Clean Overburden Used As Backfill, Compaction and Testing ≤ 300 cubic yards
211 | 9-12.b. | Clean Overburden Used As Backfill, Compaction and Testing > 300 cubic yards |  | Per Cubic Yard | 0 | 0 | 0 | [10 empty] | FALSE | 9-12.b. | Clean Overburden Used As Backfill, Compaction and Testing > 300 cubic yards
212 | 9-13. | Pea Gravel |  | Per Ton | 0 | 0 | 0 | [10 empty] | FALSE | 9-13. | Pea Gravel
213 | 9-14. | #57 Stone |  | Per Ton | 0 | 0 | 0 | [10 empty] | FALSE | 9-14. | #57 Stone
215 | 9-15. | Dewatering System, up to 12 well points (includes installation) |  | Per Day | 0 | 0 | 0 | [10 empty] | FALSE | 9-15. | Dewatering System, up to 12 well points (includes installation)
216 | 9-16. | Additional Dewatering System Well Points (2) (includes installation) |  | Per Day | 0 | 0 | 0 | [10 empty] | FALSE | 9-16. | Additional Dewatering System Well Points (2) (includes installation)
217 | 9-17. | Dewatering System, up to 12 well points (includes installation) |  | Per Week | 0 | 0 | 0 | [10 empty] | FALSE | 9-17. | Dewatering System, up to 12 well points (includes installation)
218 | 9-18. | Additional Dewatering System Well Points (2) (includes installation) |  | Per Week | 0 | 0 | 0 | [10 empty] | FALSE | 9-18. | Additional Dewatering System Well Points (2) (includes installation)
220 | 9-19. | Dewatering System, up to 12 well points (includes installation) |  | Per Month | 0 | 0 | 0 | [10 empty] | FALSE | 9-19. | Dewatering System, up to 12 well points (includes installation)
221 | 9-20. | Additional Dewatering System Well Points (2) (includes installation) |  | Per Month | 0 | 0 | 0 | [10 empty] | FALSE | 9-20. | Additional Dewatering System Well Points (2) (includes installation)
222 | 10. | PETROLEUM STORAGE TANK REMOVAL AND DISPOSAL | [15 empty] | FALSE |  | PETROLEUM STORAGE TANK REMOVAL AND DISPOSAL
223 | 10-1. | Remove and Dispose Petroleum Storage Tank - ≤ 1,000 gal. capacity |  | Per Tank | 0 | 0 | 0 | [10 empty] | FALSE | 10-1. | Remove and Dispose Petroleum Storage Tank - ≤ 1,000 gal. capacity
228 | 10-2. | Remove and Dispose Petroleum Storage Tank - > 1,000 to 5,000 gal. capacity |  | Per Tank | 0 | 0 | 0 | [10 empty] | FALSE | 10-2. | Remove and Dispose Petroleum Storage Tank - > 1,000 to 5,000 gal. capacity
229 | 10-3. | Remove and Dispose Petroleum Storage Tank - > 5,000 to 10,000 gal. capacity |  | Per Tank | 0 | 0 | 0 | [10 empty] | FALSE | 10-3. | Remove and Dispose Petroleum Storage Tank - > 5,000 to 10,000 gal. capacity
230 | 10-4. | Remove and Dispose Petroleum Storage Tank - > 10,000 gal. capacity |  | Per Tank | 0 | 0 | 0 | [10 empty] | FALSE | 10-4. | Remove and Dispose Petroleum Storage Tank - > 10,000 gal. capacity
231 | 11. | DEBRIS, WASTE AND PRODUCT REMOVAL AND DISPOSAL | [15 empty] | FALSE |  | DEBRIS, WASTE AND PRODUCT REMOVAL AND DISPOSAL
232 | 11-1. | Removal and Loading of Asphalt and/or Concrete - up to 4 inch thickness |  | Per Square Foot | 0 | 0 | 0 | [10 empty] | FALSE | 11-1. | Removal and Loading of Asphalt and/or Concrete - up to 4 inch thickness
233 | 11-2. | Additional Removal/Loading Cost for Concrete - > 4 inch thickness |  | Per Square Foot | 0 | 0 | 0 | [10 empty] | FALSE | 11-2. | Additional Removal/Loading Cost for Concrete - > 4 inch thickness
234 | 11-3. | Loading, Transport and Disposal/Recycle Clean Overburden |  | Per Ton | 0 | 0 | 0 | [10 empty] | FALSE | 11-3. | Loading, Transport and Disposal/Recycle Clean Overburden
235 | 11-4. | Transport and Disposal of Clean Concrete |  | Per Ton | 0 | 0 | 0 | [10 empty] | FALSE | 11-4. | Transport and Disposal of Clean Concrete
236 | 11-5. | Transport and Disposal of Mixed Debris |  | Per Ton | 0 | 0 | 0 | [10 empty] | FALSE | 11-5. | Transport and Disposal of Mixed Debris
237 | 11-6. | Transport and Disposal of Petroleum Impacted Soil (includes drum) |  | Per Drum | 0 | 0 | 0 | [10 empty] | FALSE | 11-6. | Transport and Disposal of Petroleum Impacted Soil (includes drum) | bar: 3
238 | 11-7. | Transport Petroleum Impacted Soil (bulk) ≤ 100 miles |  | Per Ton | 0 | 0 | 0 | [10 empty] | FALSE | 11-7. | Transport Petroleum Impacted Soil (bulk) ≤ 100 miles
239 | 11-8. | Transport Petroleum Impacted Soil (bulk) > 100 miles |  | Per Ton | 0 | 0 | 0 | [10 empty] | FALSE | 11-8. | Transport Petroleum Impacted Soil (bulk) > 100 miles
240 | 11-9. | Disposal of Petroleum Impacted Soil at a Landfill (bulk) ≤ 450 tons |  | Per Ton | 0 | 0 | 0 | [10 empty] | FALSE | 11-9. | Disposal of Petroleum Impacted Soil at a Landfill (bulk) ≤ 450 tons
241 | 11-10. | Disposal of Petroleum Impacted Soil at a Landfill (bulk) > 450 tons |  | Per Ton | 0 | 0 | 0 | [10 empty] | FALSE | 11-10. | Disposal of Petroleum Impacted Soil at a Landfill (bulk) > 450 tons
242 | 11-11. | Disposal of Petroleum Impacted Soil at a Thermal Treatment Facility (bulk) ≤ 450 tons |  | Per Ton | 0 | 0 | 0 | [10 empty] | FALSE | 11-11. | Disposal of Petroleum Impacted Soil at a Thermal Treatment Facility (bulk) ≤ 450 tons
243 | 11-12. | Disposal of Petroleum Impacted Soil at a Thermal Treatment Facility (bulk) > 450 tons |  | Per Ton | 0 | 0 | 0 | [10 empty] | FALSE | 11-12. | Disposal of Petroleum Impacted Soil at a Thermal Treatment Facility (bulk) > 450 tons
244 | 11-13. | Transport and Disposal of Petroleum Contact Water (includes drum) |  | Per Drum | 0 | 0 | 0 | [10 empty] | FALSE | 11-13. | Transport and Disposal of Petroleum Contact Water (includes drum) | bar: 3
245 | 11-14. | Transport and Disposal of Petroleum Contact Water (bulk) |  | Per Gallon | 0 | 0 | 0 | [10 empty] | FALSE | 11-14. | Transport and Disposal of Petroleum Contact Water (bulk)
246 | 11-15. | Vacuum Truck Transportation, Disposal and Extraction Operations |  | Reimbursable* | 1 | 1 | 0 | [10 empty] | FALSE | 11-15.
247 | 11-16. | Transport and Disposal of Petroleum Product (includes drum) |  | Per Drum | 0 | 0 | 0 | [10 empty] | FALSE | 11-16. | Transport and Disposal of Petroleum Product (includes drum)
248 | 11-17. | Transport and Disposal of Petroleum Product (bulk) |  | Per Gallon | 0 | 0 | 0 | [10 empty] | FALSE | 11-17. | Transport and Disposal of Petroleum Product (bulk)
249 | 11-18. | Delivery, Pick Up and Rental of 20 Cubic Yard Roll-Off Container |  | Per Week | 0 | 0 | 0 | [10 empty] | FALSE | 11-18. | Delivery, Pick Up and Rental of 20 Cubic Yard Roll-Off Container
250 | 11-19. | Additional Rental of 20 Cubic Yard Roll-Off Container |  | Per Week | 0 | 0 | 0 | [10 empty] | FALSE | 11-19. | Additional Rental of 20 Cubic Yard Roll-Off Container
251 | 12. | RESURFACING | [15 empty] | FALSE |  | RESURFACING
252 | 12-1. | Asphalt Paving - 2 inch thickness (includes sub-base) |  | Per Square Foot | 0 | 0 | 0 | [10 empty] | FALSE | 12-1. | Asphalt Paving - 2 inch thickness (includes sub-base)
253 | 12-2. | Asphalt Paving - additional 1 inch thickness |  | Per Square Foot | 0 | 0 | 0 | [10 empty] | FALSE | 12-2. | Asphalt Paving - additional 1 inch thickness
254 | 12-3. | Concrete Paving - 4 inch thickness (includes sub-base) |  | Per Square Foot | 0 | 0 | 0 | [10 empty] | FALSE | 12-3. | Concrete Paving - 4 inch thickness (includes sub-base)
255 | 12-4. | Concrete Paving - additional 1 inch thickness |  | Per Square Foot | 0 | 0 | 0 | [10 empty] | FALSE | 12-4. | Concrete Paving - additional 1 inch thickness
256 | 12-5. | Crushed Lime Rock Cover - 2 inch thickness |  | Per Square Foot | 0 | 0 | 0 | [10 empty] | FALSE | 12-5. | Crushed Lime Rock Cover - 2 inch thickness
257 | 12-6. | Grass - Sod |  | Per Square Foot | 0 | 0 | 0 | [10 empty] | FALSE | 12-6. | Grass - Sod
258 | 12-7. | Grass - Seed and Mulch |  | Per Square Foot | 0 | 0 | 0 | [10 empty] | FALSE | 12-7. | Grass - Seed and Mulch
259 | 13. | IN-SITU INJECTION | [15 empty] | FALSE |  | IN-SITU INJECTION
260 | 13-1. | Direct Push Boring with In-Situ Injection |  | Per Day | 0 | 0 | 0 | [10 empty] | FALSE | 13-1. | Direct Push Boring with In-Situ Injection
261 | 13-2. | In-Situ Injection Into Existing Well/Treatment Point |  | Per Day | 0 | 0 | 0 | [10 empty] | FALSE | 13-2. | In-Situ Injection Into Existing Well/Treatment Point
262 | 13-3. | Materials to be Injected |  | Reimbursable* | 1 | 1 | 0 | [10 empty] | FALSE
263 | 13-4. | Groundwater Injection System (not by direct push) |  | Per Week | 0 | 0 | 0 | [10 empty] | FALSE | 13-4. | Groundwater Injection System (not by direct push)
264 | 13-5. | Groundwater Injection System (not by direct push) |  | Per Month | 0 | 0 | 0 | [10 empty] | FALSE | 13-5. | Groundwater Injection System (not by direct push)
265 | 14. | TRENCHING, INTEGRATION AND STARTUP | [15 empty] | FALSE |  | TRENCHING, INTEGRATION AND STARTUP
266 | 14.A. | TRENCHING | [15 empty] | FALSE
267 | 14-1.a. | Trenching and Installation of 1-10 Plumbing (and Electrical) Lines in Trench |  | Per Linear Foot of Trench | 0 | 0 | 0 | [10 empty] | FALSE | 14-1.a. | Trenching and Installation of 1-10 Plumbing (and Electrical) Lines in Trench
268 | 14-1.b. | Trenching and Installation of 11 - 20 Lines |  | Per Linear Foot of Trench | 0 | 0 | 0 | [10 empty] | FALSE | 14-1.b. | Trenching and Installation of 11 - 20 Lines
269 | 14-1.c. | Trenching and Installation of 21 - 30 Lines |  | Per Linear Foot of Trench | 0 | 0 | 0 | [10 empty] | FALSE | 14-1.c. | Trenching and Installation of 21 - 30 Lines
270 | 14-1.d. | Trenching and Installation of Additional 1-10 Lines Greater Than 30 Lines |  | Per Linear Foot of Trench | 0 | 0 | 0 | [10 empty] | FALSE | 14-1.d. | Trenching and Installation of Additional 1-10 Lines Greater Than 30 Lines
271 | 14-2. | Installation of Plumbing (and Electrical) Lines Above Ground |  | Per Foot | 0 | 0 | 0 | [10 empty] | FALSE | 14-2. | Installation of Plumbing (and Electrical) Lines Above Ground
272 | 14-3. | Plumbing and Electrical Materials/Equipment Installed in Trench (If FDEP authorizes, submit quote(s) with Change Order) |  | Reimbursable* | 1 | 1 | 0 | [10 empty] | FALSE
273 | 14-3.a. | Traffic Bearing Trench Plates (materials) |  | Reimbursable* | 1 | 1 | 0 | [10 empty] | FALSE
274 | 14-3.b. | Infiltration Gallery Installation |  | Reimbursable* | 1 | 1 | 0 | [10 empty] | FALSE
275 | 14.B. | REMEDIATION SYSTEM INTEGRATION AND STARTUP | [15 empty] | FALSE
276 | 14-4.a. | System Installation/Integration/Startup - 1 Technology Component - 1-10 Recovery/Treatment Points |  | Per Startup | 0 | 0 | 0 | [10 empty] | FALSE | 14-4.a. | System Installation/Integration/Startup - 1 Technology Component - 1-10 Recovery/Treatment Points
277 | 14-4.b. | System Installation/Integration/Startup - 1 Technology Component - 11-20 Recovery/Treatment Points |  | Per Startup | 0 | 0 | 0 | [10 empty] | FALSE | 14-4.b. | System Installation/Integration/Startup - 1 Technology Component - 11-20 Recovery/Treatment Points
278 | 14-4.c. | System Installation/Integration/Startup - 1 Technology Component - 21-30 Recovery/Treatment Points |  | Per Startup | 0 | 0 | 0 | [10 empty] | FALSE | 14-4.c. | System Installation/Integration/Startup - 1 Technology Component - 21-30 Recovery/Treatment Points
279 | 14-4.d. | System Installation/Integration/Startup - 1 Technology Component - 1-10 Additional Recovery/Treatment Points greater Than 30 (This tem is used in conjunction with 14.4.c when needed) |  | Per Startup | 0 | 0 | 0 | [10 empty] | FALSE | 14-4.d. | System Installation/Integration/Startup - 1 Technology Component - 1-10 Additional Recovery/Treatment Points greater Than 30 (This tem is used in conjunction with 14.4.c when needed)
280 | 14-5. | System Installation/Integration/Startup – Addition of 1 Technology Component |  | Per Additional Tech Component | 0 | 0 | 0 | [10 empty] | FALSE | 14-5. | System Installation/Integration/Startup – Addition of 1 Technology Component
281 | 14-6. | Compound Construction/Fencing (materials) |  | Reimbursable* | 1 | 1 | 0 | [10 empty] | FALSE
283 | 14-7. | Utility Drop |  | Reimbursable* | 1 | 1 | 0 | [10 empty] | FALSE
285 | 14-8. | Utility Connection |  | Reimbursable* | 1 | 1 | 0 | [10 empty] | FALSE
286 | 14-9. | Utility Disconnect |  | Reimbursable* | 1 | 1 | 0 | [10 empty] | FALSE
287 | 14-10. | Utility Usage Bills |  | Reimbursable* | 1 | 1 | 0 | [10 empty] | FALSE
288 | 15. | REMEDIAL ACTION - PACKAGED WORK SCOPES (Including Remediation System Equipment) | [15 empty] | FALSE |  | REMEDIAL ACTION - PACKAGED WORK SCOPES (Including Remediation System Equipment)
289 | 15.A. | PILOT TEST PACKAGES (Including Remediation System Equipment) | [15 empty] | FALSE
290 | 15-1. | Groundwater Recovery System Pilot Test - 8 hours |  | Per Test | 0 | 0 | 0 | [10 empty] | FALSE | 15-1. | Groundwater Recovery System Pilot Test - 8 hours | bar: 3
292 | 15-2. | Groundwater Recovery System Pilot Test - Additional Time |  | Per 2 Hrs | 0 | 0 | 0 | [10 empty] | FALSE | 15-2. | Groundwater Recovery System Pilot Test - Additional Time | bar: 3
293 | 15-3. | Air Sparging or Biosparging Pilot Test - 8 hours |  | Per Test | 0 | 0 | 0 | [10 empty] | FALSE | 15-3. | Air Sparging or Biosparging Pilot Test - 8 hours | bar: 3
294 | 15-4. | Air Sparging or Biosparging Pilot Test - Additional Time |  | Per 2 Hrs | 0 | 0 | 0 | [10 empty] | FALSE | 15-4. | Air Sparging or Biosparging Pilot Test - Additional Time | bar: 3
295 | 15-5. | Vapor Extraction Pilot Test - 8 hours |  | Per Test | 0 | 0 | 0 | [10 empty] | FALSE | 15-5. | Vapor Extraction Pilot Test - 8 hours | bar: 3
297 | 15-6. | Vapor Extraction Pilot Test - Additional Time |  | Per 2 Hrs | 0 | 0 | 0 | [10 empty] | FALSE | 15-6. | Vapor Extraction Pilot Test - Additional Time | bar: 3
298 | 15-7. | Vapor Extraction/Aquifer Pumping Test - 8 hours |  | Per Test | 0 | 0 | 0 | [10 empty] | FALSE | 15-7. | Vapor Extraction/Aquifer Pumping Test - 8 hours | bar: 3
299 | 15-8. | Vapor Extraction/Aquifer Pumping Test - Additional Time |  | Per 2 Hrs | 0 | 0 | 0 | [10 empty] | FALSE | 15-8. | Vapor Extraction/Aquifer Pumping Test - Additional Time | bar: 3
300 | 15-9. | Air Sparging/Vapor Extraction Pilot Test - 8 hours |  | Per Test | 0 | 0 | 0 | [10 empty] | FALSE | 15-9. | Air Sparging/Vapor Extraction Pilot Test - 8 hours | bar: 3
301 | 15-10. | Air Sparging/Vapor Extraction Pilot Test - Additional Time |  | Per 2 Hrs | 0 | 0 | 0 | [10 empty] | FALSE | 15-10. | Air Sparging/Vapor Extraction Pilot Test - Additional Time | bar: 3
303 | 15-11. | Multi-Phase Pilot Test - 8 hours |  | Per Test | 0 | 0 | 0 | [10 empty] | FALSE | 15-11. | Multi-Phase Pilot Test - 8 hours | bar: 3
304 | 15-12. | Multi-Phase Pilot Test - Additional Time |  | Per 2 Hrs | 0 | 0 | 0 | [10 empty] | FALSE | 15-12. | Multi-Phase Pilot Test - Additional Time | bar: 3
305 | 15-13. | Air Sparging/Multiphase Extraction Pilot Test - 8 hours |  | Per Test | 0 | 0 | 0 | [10 empty] | FALSE | 15-13. | Air Sparging/Multiphase Extraction Pilot Test - 8 hours | bar: 3
306 | 15-14. | Air Sparging/Multiphase Extraction Pilot Test - Additional Time |  | Per 2 Hours | 0 | 0 | 0 | [10 empty] | FALSE | 15-14. | Air Sparging/Multiphase Extraction Pilot Test - Additional Time | bar: 3
307 | 15-15. | In-Situ Chemical Oxidation (including Ozone) Pilot Test - 8 hours |  | Per Test | 0 | 0 | 0 | [10 empty] | FALSE | 15-15. | In-Situ Chemical Oxidation (including Ozone) Pilot Test - 8 hours | bar: 3
309 | 15-16. | In-Situ Chemical Oxidation (including Ozone) Pilot Test - Additional Time |  | Per 2 Hrs | 0 | 0 | 0 | [10 empty] | FALSE | 15-16. | In-Situ Chemical Oxidation (including Ozone) Pilot Test - Additional Time | bar: 3
310 | 15.B. | SHORT TERM/EPISODIC SYSTEM OPERATION PACKAGES (Including Remediation System Equipment) | [15 empty] | FALSE
311 | 15-17. | Groundwater Treatment System Package - Medium |  | Per Day | 0 | 0 | 0 | [10 empty] | FALSE | 15-17. | Groundwater Treatment System Package - Medium
312 | 15-18. | Groundwater Treatment System Package - Medium |  | Per Week | 0 | 0 | 0 | [10 empty] | FALSE | 15-18. | Groundwater Treatment System Package - Medium
313 | 15-19. | Air Sparge System Package - Medium |  | Per Day | 0 | 0 | 0 | [10 empty] | FALSE | 15-19. | Air Sparge System Package - Medium
314 | 15-20. | Air Sparge System Package - Medium |  | Per Week | 0 | 0 | 0 | [10 empty] | FALSE | 15-20. | Air Sparge System Package - Medium
315 | 15-21. | AS/SVE System Package - Medium |  | Per Day | 0 | 0 | 0 | [10 empty] | FALSE | 15-21. | AS/SVE System Package - Medium
316 | 15-22. | AS/SVE System Package - Medium |  | Per Week | 0 | 0 | 0 | [10 empty] | FALSE | 15-22. | AS/SVE System Package - Medium
317 | 15-23. | MPE System Package - Medium |  | Per Day | 0 | 0 | 0 | [10 empty] | FALSE | 15-23. | MPE System Package - Medium
318 | 15-24. | MPE System Package - Medium |  | Per Week | 0 | 0 | 0 | [10 empty] | FALSE | 15-24. | MPE System Package - Medium
319 | 15-25. | AS/MPE System Package - Medium |  | Per Day | 0 | 0 | 0 | [10 empty] | FALSE | 15-25. | AS/MPE System Package - Medium
320 | 15-26. | AS/MPE System Package - Medium |  | Per Week | 0 | 0 | 0 | [10 empty] | FALSE | 15-26. | AS/MPE System Package - Medium
321 | 15-27. | SVE System Package - Medium |  | Per Day | 0 | 0 | 0 | [10 empty] | FALSE | 15-27. | SVE System Package - Medium
322 | 15-28. | SVE System Package - Medium |  | Per Week | 0 | 0 | 0 | [10 empty] | FALSE | 15-28. | SVE System Package - Medium
323 | 15-29. | In-Situ Chemical Oxidation (including Ozone) Package – Medium |  | Per Day | 0 | 0 | 0 | [10 empty] | FALSE | 15-29. | In-Situ Chemical Oxidation (including Ozone) Package – Medium
324 | 15-30. | In-Situ Chemical Oxidation (including Ozone) Package – Medium |  | Per Week | 0 | 0 | 0 | [10 empty] | FALSE | 15-30. | In-Situ Chemical Oxidation (including Ozone) Package – Medium
325 | 16. | MONTHLY REMEDIATION SYSTEM O&M PACKAGED WORK SCOPES (Excluding Remediation System Equipment) | [15 empty] | FALSE |  | MONTHLY REMEDIATION SYSTEM O&M PACKAGED WORK SCOPES (Excluding Remediation System Equipment)
326 | 16-1. | System O&M Package (excludes system) - Small |  | Per Month | 0 | 0 | 0 | [10 empty] | FALSE | 16-1. | System O&M Package (excludes system) - Small
327 | 16-2. | System O&M Package (excludes system) - Medium |  | Per Month | 0 | 0 | 0 | [10 empty] | FALSE | 16-2. | System O&M Package (excludes system) - Medium
328 | 16-3. | System O&M Package (excludes system) - Large |  | Per Month | 0 | 0 | 0 | [10 empty] | FALSE | 16-3. | System O&M Package (excludes system) - Large
329 | 16-4. | System O&M Package (excludes system) - Extra Large |  | Per Month | 0 | 0 | 0 | [10 empty] | FALSE | 16-4. | System O&M Package (excludes system) - Extra Large
330 | 16-5. | Supplemental System O&M Package - Add Thermox or Catox Treatment |  | Per Month | 0 | 0 | 0 | [10 empty] | FALSE | 16-5. | Supplemental System O&M Package - Add Thermox or Catox Treatment
331 | 17. | REMEDIAL ACTION SYSTEM/EQUIPMENT USE (Equipment Only, Excluding O&M) | [15 empty] | FALSE |  | REMEDIAL ACTION SYSTEM/EQUIPMENT USE (Equipment Only, Excluding O&M)
332 | 17-1. | Medium Holding Tank - 2,000 to 6,000 gal. capacity - Short Term ≤ 6 mos. |  | Per Month | 0 | 0 | 0 | [10 empty] | FALSE | 17-1. | Medium Holding Tank - 2,000 to 6,000 gal. capacity - Short Term ≤ 6 mos.
333 | 17-2. | Medium Holding Tank - 2,000 to 6,000 gal. capacity - Long Term > 6 mos. |  | Per Month | 0 | 0 | 0 | [10 empty] | FALSE | 17-2. | Medium Holding Tank - 2,000 to 6,000 gal. capacity - Long Term > 6 mos.
334 | 17-3. | Large Holding Tank > 6,000 to 10,000 gal. capacity - Short Term ≤ 6 mos. |  | Per Month | 0 | 0 | 0 | [10 empty] | FALSE | 17-3. | Large Holding Tank > 6,000 to 10,000 gal. capacity - Short Term ≤ 6 mos.
335 | 17-4. | Large Holding Tank > 6,000 to 10,000 gal. capacity - Long Term > 6 mos. |  | Per Month | 0 | 0 | 0 | [10 empty] | FALSE | 17-4. | Large Holding Tank > 6,000 to 10,000 gal. capacity - Long Term > 6 mos.
336 | 17-5. | Groundwater Treatment System - Stand Alone Small - Short Term ≤ 6 mos. |  | Per Month | 0 | 0 | 0 | [10 empty] | FALSE | 17-5. | Groundwater Treatment System - Stand Alone Small - Short Term ≤ 6 mos.
337 | 17-6. | Groundwater Treatment System - Stand Alone Small - Long Term > 6 mos. |  | Per Month | 0 | 0 | 0 | [10 empty] | FALSE | 17-6. | Groundwater Treatment System - Stand Alone Small - Long Term > 6 mos.
338 | 17-7. | Groundwater Treatment System - Stand Alone Medium - Short Term ≤ 6 mos. |  | Per Month | 0 | 0 | 0 | [10 empty] | FALSE | 17-7. | Groundwater Treatment System - Stand Alone Medium - Short Term ≤ 6 mos.
339 | 17-8. | Groundwater Treatment System - Stand Alone Medium - Long Term > 6 mos. |  | Per Month | 0 | 0 | 0 | [10 empty] | FALSE | 17-8. | Groundwater Treatment System - Stand Alone Medium - Long Term > 6 mos.
340 | 17-9. | Groundwater Treatment System - Stand Alone Large - Short Term ≤ 6 mos. |  | Per Month | 0 | 0 | 0 | [10 empty] | FALSE | 17-9. | Groundwater Treatment System - Stand Alone Large - Short Term ≤ 6 mos.
341 | 17-10. | Groundwater Treatment System - Stand Alone Large - Long Term > 6 mos. |  | Per Month | 0 | 0 | 0 | [10 empty] | FALSE | 17-10. | Groundwater Treatment System - Stand Alone Large - Long Term > 6 mos.
342 | 17-11. | Air Sparge System - Small - Short Term ≤ 6 mos. |  | Per Month | 0 | 0 | 0 | [10 empty] | FALSE | 17-11. | Air Sparge System - Small - Short Term ≤ 6 mos.
343 | 17-12. | Air Sparge System - Small - Long Term > 6 mos. |  | Per Month | 0 | 0 | 0 | [10 empty] | FALSE | 17-12. | Air Sparge System - Small - Long Term > 6 mos.
344 | 17-13. | Air Sparge System - Medium - Short Term ≤ 6 mos. |  | Per Month | 0 | 0 | 0 | [10 empty] | FALSE | 17-13. | Air Sparge System - Medium - Short Term ≤ 6 mos.
345 | 17-14. | Air Sparge System - Medium - Long Term > 6 mos. |  | Per Month | 0 | 0 | 0 | [10 empty] | FALSE | 17-14. | Air Sparge System - Medium - Long Term > 6 mos.
346 | 17-15. | Air Sparge System - Large - Short Term ≤ 6 mos. |  | Per Month | 0 | 0 | 0 | [10 empty] | FALSE | 17-15. | Air Sparge System - Large - Short Term ≤ 6 mos.
347 | 17-16. | Air Sparge System - Large - Long Term > 6 mos. |  | Per Month | 0 | 0 | 0 | [10 empty] | FALSE | 17-16. | Air Sparge System - Large - Long Term > 6 mos.
348 | 17-17. | AS/SVE System - Small - Short Term ≤ 6 mos. |  | Per Month | 0 | 0 | 0 | [10 empty] | FALSE | 17-17. | AS/SVE System - Small - Short Term ≤ 6 mos.
349 | 17-18. | AS/SVE System - Small - Long Term > 6 mos. |  | Per Month | 0 | 0 | 0 | [10 empty] | FALSE | 17-18. | AS/SVE System - Small - Long Term > 6 mos.
350 | 17-19. | AS/SVE System - Medium - Short Term ≤ 6 mos. |  | Per Month | 0 | 0 | 0 | [10 empty] | FALSE | 17-19. | AS/SVE System - Medium - Short Term ≤ 6 mos.
351 | 17-20. | AS/SVE System - Medium - Long Term > 6 mos. |  | Per Month | 0 | 0 | 0 | [10 empty] | FALSE | 17-20. | AS/SVE System - Medium - Long Term > 6 mos.
352 | 17-21. | AS/SVE System - Large - Short Term ≤ 6 mos. |  | Per Month | 0 | 0 | 0 | [10 empty] | FALSE | 17-21. | AS/SVE System - Large - Short Term ≤ 6 mos.
353 | 17-22. | AS/SVE System - Large - Long Term > 6 mos. |  | Per Month | 0 | 0 | 0 | [10 empty] | FALSE | 17-22. | AS/SVE System - Large - Long Term > 6 mos.
354 | 17-23. | MPE System - Small - Short Term ≤ 6 mos. |  | Per Month | 0 | 0 | 0 | [10 empty] | FALSE | 17-23. | MPE System - Small - Short Term ≤ 6 mos.
355 | 17-24. | MPE System - Small - Long Term > 6 mos. |  | Per Month | 0 | 0 | 0 | [10 empty] | FALSE | 17-24. | MPE System - Small - Long Term > 6 mos.
356 | 17-25. | MPE System - Medium - Short Term ≤ 6 mos. |  | Per Month | 0 | 0 | 0 | [10 empty] | FALSE | 17-25. | MPE System - Medium - Short Term ≤ 6 mos.
357 | 17-26. | MPE System - Medium - Long Term > 6 mos. |  | Per Month | 0 | 0 | 0 | [10 empty] | FALSE | 17-26. | MPE System - Medium - Long Term > 6 mos.
358 | 17-27. | MPE System - Large - Short Term ≤ 6 mos. |  | Per Month | 0 | 0 | 0 | [10 empty] | FALSE | 17-27. | MPE System - Large - Short Term ≤ 6 mos.
359 | 17-28. | MPE System - Large - Long Term > 6 mos. |  | Per Month | 0 | 0 | 0 | [10 empty] | FALSE | 17-28. | MPE System - Large - Long Term > 6 mos.
360 | 17-29. | Groundwater Treatment - Add On - Small - Short Term ≤ 6 mos. |  | Per Month | 0 | 0 | 0 | [10 empty] | FALSE | 17-29. | Groundwater Treatment - Add On - Small - Short Term ≤ 6 mos.
361 | 17-30. | Groundwater Treatment - Add On - Medium - Short Term ≤ 6 mos. |  | Per Month | 0 | 0 | 0 | [10 empty] | FALSE | 17-30. | Groundwater Treatment - Add On - Medium - Short Term ≤ 6 mos.
362 | 17-31. | Groundwater Treatment - Add On - Large - Short Term ≤ 6 mos. |  | Per Month | 0 | 0 | 0 | [10 empty] | FALSE | 17-31. | Groundwater Treatment - Add On - Large - Short Term ≤ 6 mos.
363 | 17-32. | Groundwater Treatment - Add On - Small - Long Term > 6 mos. |  | Per Month | 0 | 0 | 0 | [10 empty] | FALSE | 17-32. | Groundwater Treatment - Add On - Small - Long Term > 6 mos.
364 | 17-33. | Groundwater Treatment - Add On - Medium - Long Term > 6 mos. |  | Per Month | 0 | 0 | 0 | [10 empty] | FALSE | 17-33. | Groundwater Treatment - Add On - Medium - Long Term > 6 mos.
365 | 17-34. | Groundwater Treatment - Add On - Large - Long Term > 6 mos. |  | Per Month | 0 | 0 | 0 | [10 empty] | FALSE | 17-34. | Groundwater Treatment - Add On - Large - Long Term > 6 mos.
366 | 17-35. | Carbon Off Gas Treatment - Add On - Small - Short Term ≤ 6 mos. |  | Per Month | 0 | 0 | 0 | [10 empty] | FALSE | 17-35. | Carbon Off Gas Treatment - Add On - Small - Short Term ≤ 6 mos.
367 | 17-36. | Carbon Off Gas Treatment - Add On - Medium - Short Term ≤ 6 mos. |  | Per Month | 0 | 0 | 0 | [10 empty] | FALSE | 17-36. | Carbon Off Gas Treatment - Add On - Medium - Short Term ≤ 6 mos.
368 | 17-37. | Carbon Off Gas Treatment - Add On - Large - Short Term ≤ 6 mos. |  | Per Month | 0 | 0 | 0 | [10 empty] | FALSE | 17-37. | Carbon Off Gas Treatment - Add On - Large - Short Term ≤ 6 mos.
369 | 17-38. | Carbon Off Gas Treatment - Add On - Small- Long Term > 6 mos. |  | Per Month | 0 | 0 | 0 | [10 empty] | FALSE | 17-38. | Carbon Off Gas Treatment - Add On - Small- Long Term > 6 mos.
370 | 17-39. | Carbon Off Gas Treatment - Add On - Medium - Long Term > 6 mos. |  | Per Month | 0 | 0 | 0 | [10 empty] | FALSE | 17-39. | Carbon Off Gas Treatment - Add On - Medium - Long Term > 6 mos.
371 | 17-40. | Carbon Off Gas Treatment - Add On - Large - Long Term > 6 mos. |  | Per Month | 0 | 0 | 0 | [10 empty] | FALSE | 17-40. | Carbon Off Gas Treatment - Add On - Large - Long Term > 6 mos.
372 | 17-41. | Thermox/Catox Off Gas Treatment - Add On - Small - Short Term ≤ 6 mos. |  | Per Month | 0 | 0 | 0 | [10 empty] | FALSE | 17-41. | Thermox/Catox Off Gas Treatment - Add On - Small - Short Term ≤ 6 mos.
373 | 17-42. | Thermox/Catox Off Gas Treatment - Add On - Medium - Short Term ≤ 6 mos. |  | Per Month | 0 | 0 | 0 | [10 empty] | FALSE | 17-42. | Thermox/Catox Off Gas Treatment - Add On - Medium - Short Term ≤ 6 mos.
374 | 17-43. | Thermox/Catox Off Gas Treatment - Add On - Large - Short Term ≤ 6 mos. |  | Per Month | 0 | 0 | 0 | [10 empty] | FALSE | 17-43. | Thermox/Catox Off Gas Treatment - Add On - Large - Short Term ≤ 6 mos.
375 | 17-44. | Thermox/Catox Off Gas Treatment - Add On - Small - Long Term > 6 mos. |  | Per Month | 0 | 0 | 0 | [10 empty] | FALSE | 17-44. | Thermox/Catox Off Gas Treatment - Add On - Small - Long Term > 6 mos.
376 | 17-45. | Thermox/Catox Off Gas Treatment - Add On - Medium - Long Term > 6 mos. |  | Per Month | 0 | 0 | 0 | [10 empty] | FALSE | 17-45. | Thermox/Catox Off Gas Treatment - Add On - Medium - Long Term > 6 mos.
377 | 17-46. | Thermox/Catox Off Gas Treatment - Add On - Large - Long Term > 6 mos. |  | Per Month | 0 | 0 | 0 | [10 empty] | FALSE | 17-46. | Thermox/Catox Off Gas Treatment - Add On - Large - Long Term > 6 mos.
378 | 17-47. | Soil Vapor Extraction (SVE) System - Small - Short Term ≤ 6 Months |  | Per Month | 0 | 0 | 0 | [10 empty] | FALSE | 17-47. | Soil Vapor Extraction (SVE) System - Small - Short Term ≤ 6 Months
379 | 17-48. | Soil Vapor Extraction (SVE) System - Small - Long Term > 6 Months |  | Per Month | 0 | 0 | 0 | [10 empty] | FALSE | 17-48. | Soil Vapor Extraction (SVE) System - Small - Long Term > 6 Months
380 | 17-49. | Soil Vapor Extraction (SVE) System - Medium - Short Term ≤ 6 Months |  | Per Month | 0 | 0 | 0 | [10 empty] | FALSE | 17-49. | Soil Vapor Extraction (SVE) System - Medium - Short Term ≤ 6 Months
381 | 17-50. | Soil Vapor Extraction (SVE) System - Medium - Long Term > 6 Months |  | Per Month | 0 | 0 | 0 | [10 empty] | FALSE | 17-50. | Soil Vapor Extraction (SVE) System - Medium - Long Term > 6 Months
382 | 17-51. | Soil Vapor Extraction (SVE) System - Large - Short Term ≤ 6 Months |  | Per Month | 0 | 0 | 0 | [10 empty] | FALSE | 17-51. | Soil Vapor Extraction (SVE) System - Large - Short Term ≤ 6 Months
383 | 17-52. | Soil Vapor Extraction (SVE) System - Large - Long Term > 6 Months |  | Per Month | 0 | 0 | 0 | [10 empty] | FALSE | 17-52. | Soil Vapor Extraction (SVE) System - Large - Long Term > 6 Months
384 | 17-53. | Air Sparge/Multphase Extraction (AS/MPE) System - Small - Short Term ≤ 6 Months |  | Per Month | 0 | 0 | 0 | [10 empty] | FALSE | 17-53. | Air Sparge/Multphase Extraction (AS/MPE) System - Small - Short Term ≤ 6 Months
385 | 17-54. | Air Sparge/Multphase Extraction (AS/MPE) System - Small - Long Term > 6 Months |  | Per Month | 0 | 0 | 0 | [10 empty] | FALSE | 17-54. | Air Sparge/Multphase Extraction (AS/MPE) System - Small - Long Term > 6 Months
386 | 17-55. | Air Sparge/Multphase Extraction (AS/MPE) System - Medium - Short Term ≤ 6 Months |  | Per Month | 0 | 0 | 0 | [10 empty] | FALSE | 17-55. | Air Sparge/Multphase Extraction (AS/MPE) System - Medium - Short Term ≤ 6 Months
387 | 17-56. | Air Sparge/Multphase Extraction (AS/MPE) System - Medium - Long Term > 6 Months |  | Per Month | 0 | 0 | 0 | [10 empty] | FALSE | 17-56. | Air Sparge/Multphase Extraction (AS/MPE) System - Medium - Long Term > 6 Months
388 | 17-57. | Air Sparge/Multphase Extraction (AS/MPE) System - Large - Short Term ≤ 6 Months |  | Per Month | 0 | 0 | 0 | [10 empty] | FALSE | 17-57. | Air Sparge/Multphase Extraction (AS/MPE) System - Large - Short Term ≤ 6 Months
389 | 17-58. | Air Sparge/Multphase Extraction (AS/MPE) System - Large - Long Term > 6 Months |  | Per Month | 0 | 0 | 0 | [10 empty] | FALSE | 17-58. | Air Sparge/Multphase Extraction (AS/MPE) System - Large - Long Term > 6 Months
390 | 17-59. | In-Situ Chemical Oxidation (including Ozone) System – Small – Long Term > 6 Months |  | Per Month | 0 | 0 | 0 | [10 empty] | FALSE | 17-59. | In-Situ Chemical Oxidation (including Ozone) System – Small – Long Term > 6 Months
391 | 17-60. | In-Situ Chemical Oxidation (including Ozone) System – Small - Short Term ≤ 6 Months |  | Per Month | 0 | 0 | 0 | [10 empty] | FALSE | 17-60. | In-Situ Chemical Oxidation (including Ozone) System – Small - Short Term ≤ 6 Months
392 | 17-61. | In-Situ Chemical Oxidation (including Ozone) System – Medium – Long Term > 6 Months |  | Per Month | 0 | 0 | 0 | [10 empty] | FALSE | 17-61. | In-Situ Chemical Oxidation (including Ozone) System – Medium – Long Term > 6 Months
393 | 17-62. | In-Situ Chemical Oxidation (including Ozone) System – Medium - Short Term ≤ 6 Months |  | Per Month | 0 | 0 | 0 | [10 empty] | FALSE | 17-62. | In-Situ Chemical Oxidation (including Ozone) System – Medium - Short Term ≤ 6 Months
394 | 17-63. | In-Situ Chemical Oxidation (including Ozone) System – Large - Long Term > 6 Months |  | Per Month | 0 | 0 | 0 | [10 empty] | FALSE | 17-63. | In-Situ Chemical Oxidation (including Ozone) System – Large - Long Term > 6 Months
395 | 17-64. | In-Situ Chemical Oxidation (including Ozone) System – Large -Short Term ≤ 6 Months |  | Per Month | 0 | 0 | 0 | [10 empty] | FALSE | 17-64. | In-Situ Chemical Oxidation (including Ozone) System – Large -Short Term ≤ 6 Months
396 | 18. | REPORTS (Excluding Professional Engineering and Professional Geology Services) | [15 empty] | FALSE |  | REPORTS (Excluding Professional Engineering and Professional Geology Services)
397 | 18-1. | Soil Source Removal Report |  | Per Report | 0 | 0 | 0 | [10 empty] | FALSE | 18-1. | Soil Source Removal Report
398 | 18-2. | General Site Assessment Report |  | Per Report | 0 | 0 | 0 | [10 empty] | FALSE | 18-2. | General Site Assessment Report
399 | 18-3. | Supplemental Site Assessment Report |  | Per Report | 0 | 0 | 0 | [10 empty] | FALSE | 18-3. | Supplemental Site Assessment Report
400 | 18-4. | Receptor and Exposure Pathway Report |  | Per Report | 0 | 0 | 0 | [10 empty] | FALSE | 18-4. | Receptor and Exposure Pathway Report
401 | 18-5. | Level 1 Natural Attenuation Monitoring Plan |  | Per Plan | 0 | 0 | 0 | [10 empty] | FALSE | 18-5. | Level 1 Natural Attenuation Monitoring Plan
402 | 18-6. | Level 2 Natural Attenuation Monitoring Plan |  | Per Plan | 0 | 0 | 0 | [10 empty] | FALSE | 18-6. | Level 2 Natural Attenuation Monitoring Plan
403 | 18-7. | Natural Attenuation or Post RA Monitoring Report, Quarterly or Non-Annual |  | Per Report | 0 | 0 | 0 | [10 empty] | FALSE | 18-7. | Natural Attenuation or Post RA Monitoring Report, Quarterly or Non-Annual
404 | 18-8. | Natural Attenuation or Post RA Monitoring Report, Annual |  | Per Report | 0 | 0 | 0 | [10 empty] | FALSE | 18-8. | Natural Attenuation or Post RA Monitoring Report, Annual
405 | 18-9. | Pilot Test Plan |  | Per Plan | 0 | 0 | 0 | [10 empty] | FALSE | 18-9. | Pilot Test Plan | bar: 2
406 | 18-10. | Pilot Test Report |  | Per Report | 0 | 0 | 0 | [10 empty] | FALSE | 18-10. | Pilot Test Report | bar: 3
407 | 18-11. | Level 1 Remedial Action Plan |  | Per Plan | 0 | 0 | 0 | [10 empty] | FALSE | 18-11. | Level 1 Remedial Action Plan
408 | 18-12. | Level 2 Remedial Action Plan |  | Per Plan | 0 | 0 | 0 | [10 empty] | FALSE | 18-12. | Level 2 Remedial Action Plan
410 | 18-13. | Level 1 Limited Scope Remedial Action Plan or RAP Modification Plan |  | Per Plan | 0 | 0 | 0 | [10 empty] | FALSE | 18-13. | Level 1 Limited Scope Remedial Action Plan or RAP Modification Plan
411 | 18-14. | Level 2 Limited Scope Remedial Action Plan or RAP Modification Plan |  | Per Plan | 0 | 0 | 0 | [10 empty] | FALSE | 18-14. | Level 2 Limited Scope Remedial Action Plan or RAP Modification Plan
412 | 18-15. | Level 3 Limited Scope Remedial Action Plan or RAP Modification Plan |  | Per Plan | 0 | 0 | 0 | [10 empty] | FALSE | 18-15. | Level 3 Limited Scope Remedial Action Plan or RAP Modification Plan
413 | 18-16. | Level 4 Limited Scope Remedial Action Plan or RAP Modification Plan |  | Per Plan | 0 | 0 | 0 | [10 empty] | FALSE | 18-16. | Level 4 Limited Scope Remedial Action Plan or RAP Modification Plan
414 | 18-17. | Construction Drawings and Design Specifications |  | Per Report | 0 | 0 | 0 | [10 empty] | FALSE | 18-17. | Construction Drawings and Design Specifications
415 | 18-18. | As-Built Drawings (P.E. Sealed red lined modifications) |  | Per Drawings | 0 | 0 | 0 | [10 empty] | FALSE | 18-18. | As-Built Drawings (P.E. Sealed red lined modifications)
416 | 18-19. | Remedial Action Startup Report |  | Per Report | 0 | 0 | 0 | [10 empty] | FALSE | 18-19. | Remedial Action Startup Report
417 | 18-20. | Letter/NPDES Report |  | Per Report | 0 | 0 | 0 | [10 empty] | FALSE | 18-20. | Letter/NPDES Report
418 | 18-21. | Operation and Maintenance Report, Quarterly or Non-Annual |  | Per Report | 0 | 0 | 0 | [10 empty] | FALSE | 18-21. | Operation and Maintenance Report, Quarterly or Non-Annual
419 | 18-22. | Operation and Maintenance Annual Report |  | Per Report | 0 | 0 | 0 | [10 empty] | FALSE | 18-22. | Operation and Maintenance Annual Report
420 | 18-23. | Remedial Action General Report |  | Per Report | 0 | 0 | 0 | [10 empty] | FALSE | 18-23. | Remedial Action General Report
421 | 18-24. | Remedial Action Interim Report |  | Per Report | 0 | 0 | 0 | [10 empty] | FALSE | 18-24. | Remedial Action Interim Report
422 | 18-25. | Free Product Recovery Report |  | Per Report | 0 | 0 | 0 | [10 empty] | FALSE | 18-25. | Free Product Recovery Report
423 | 18-26. | Well Abandonment/Site Restoration Report |  | Per Report | 0 | 0 | 0 | [10 empty] | FALSE | 18-26. | Well Abandonment/Site Restoration Report
424 | 18-27. | Interim Assessment Report |  | Per Report | 0 | 0 | 0 | [10 empty] | FALSE | 18-27. | Interim Assessment Report
425 | 19. | PERSONNEL (Excluding Professional Engineer and Professional Geologist) | [15 empty] | FALSE |  | PERSONNEL (Excluding Professional Engineer and Professional Geologist)
426 | 19-1. | Program/Contract Manager |  | Per Hour | 0 | 0 | 0 | [10 empty] | FALSE | 19-1. | Program/Contract Manager
427 | 19-2. | Project/Site Manager |  | Per Hour | 0 | 0 | 0 | [10 empty] | FALSE | 19-2. | Project/Site Manager
428 | 19-3. | Engineer |  | Per Hour | 0 | 0 | 0 | [10 empty] | FALSE | 19-3. | Engineer
429 | 19-4. | Geologist/Geoscientist |  | Per Hour | 0 | 0 | 0 | [10 empty] | FALSE | 19-4. | Geologist/Geoscientist
430 | 19-5. | Hydrogeologist/Modeler |  | Per Hour | 0 | 0 | 0 | [10 empty] | FALSE | 19-5. | Hydrogeologist/Modeler
431 | 19-6. | Scientist/Technical Specialist |  | Per Hour | 0 | 0 | 0 | [10 empty] | FALSE | 19-6. | Scientist/Technical Specialist | bar: 1
432 | 19-7. | Assistant Scientist/Technical Specialist |  | Per Hour | 0 | 0 | 0 | [10 empty] | FALSE | 19-7. | Assistant Scientist/Technical Specialist
433 | 19-8. | Field Technician |  | Per Hour | 0 | 0 | 0 | [10 empty] | FALSE | 19-8. | Field Technician | bar: 1
434 | 19-9. | Draftsperson |  | Per Hour | 0 | 0 | 0 | [10 empty] | FALSE | 19-9. | Draftsperson
435 | 19-10. | Administrative Staff |  | Per Hour | 0 | 0 | 0 | [10 empty] | FALSE | 19-10. | Administrative Staff
436 | 19-11. | Laborers and Security Guards |  | Per Hour | 0 | 0 | 0 | [10 empty] | FALSE | 19-11. | Laborers and Security Guards
437 | 20. | PROFESSIONAL ENGINEERING AND PROFESSIONAL GEOLOGY SERVICES | [15 empty] | FALSE |  | PROFESSIONAL ENGINEERING AND PROFESSIONAL GEOLOGY SERVICES
438 | 20-1. | Professional Engineer |  | Per Hour | 0 | 0 | 0 | [10 empty] | FALSE | 20-1. | Professional Engineer
439 | 20-2. | Professional Geologist |  | Per Hour | 0 | 0 | 0 | [10 empty] | FALSE | 20-2. | Professional Geologist
440 | 20-3. | P.G. Field Oversight of Drilling and Boring and Soil-Boring Logging |  | Per Hour | 0 | 0 | 0 | [10 empty] | FALSE | 20-3. | P.G. Field Oversight of Drilling and Boring and Soil-Boring Logging
441 | 20-4. | P.G. Field Oversight of Well Installation |  | Per Hour | 0 | 0 | 0 | [10 empty] | FALSE | 20-4. | P.G. Field Oversight of Well Installation
442 | 20-5. | P.E. Project Oversight for Remediation Technology Pilot Testing |  | Per Test | 0 | 0 | 0 | [10 empty] | FALSE | 20-5. | P.E. Project Oversight for Remediation Technology Pilot Testing | bar: 3
443 | 20-6.a. | P.E. Project Oversight for Remediation System Integration and Startup - Small System |  | Per System | 0 | 0 | 0 | [10 empty] | FALSE | 20-6.a. | P.E. Project Oversight for Remediation System Integration and Startup - Small System
444 | 20-6.b. | P.E. Project Oversight for Remediation System Integration and Startup - Medium System |  | Per System | 0 | 0 | 0 | [10 empty] | FALSE | 20-6.b. | P.E. Project Oversight for Remediation System Integration and Startup - Medium System
445 | 20-6.c. | P.E. Project Oversight for Remediation System Integration and Startup - Large System |  | Per System | 0 | 0 | 0 | [10 empty] | FALSE | 20-6.c. | P.E. Project Oversight for Remediation System Integration and Startup - Large System
446 | 20-6.d. | P.E. Project Oversight for Remediation System Integration and Startup - Extra Large System |  | Per System | 0 | 0 | 0 | [10 empty] | FALSE | 20-6.d. | P.E. Project Oversight for Remediation System Integration and Startup - Extra Large System
447 | 20-7.a. | P.E. Project Oversight for Short Term or Episodic Remediation System Operation |  | Per Day | 0 | 0 | 0 | [10 empty] | FALSE | 20-7.a. | P.E. Project Oversight for Short Term or Episodic Remediation System Operation
448 | 20-7.b. | P.E. Project Oversight for Short Term or Episodic Remediation System Operation |  | Per Week | 0 | 0 | 0 | [10 empty] | FALSE | 20-7.b. | P.E. Project Oversight for Short Term or Episodic Remediation System Operation
449 | 20-8. | P.E. Project Oversight for Remediation System Operation and Maintenance |  | Per Month | 0 | 0 | 0 | [10 empty] | FALSE | 20-8. | P.E. Project Oversight for Remediation System Operation and Maintenance
450 | 20-9. | P.E. Review and Certification of Sufficiency of Engineering Controls (other than permanent, impermeable surface or top two feet of clean fill), with Monitoring and Maintenance Recommendations Required for a Conditional NFA |  | Per Review and Certification | 0 | 0 | 0 | [10 empty] | FALSE | 20-9. | P.E. Review and Certification of Sufficiency of Engineering Controls (other than permanent, impermeable surface or top two feet of clean fill), with Monitoring and Maintenance Recommendations Required for a Conditional NFA
451 | 20-10. | P.G. or Qualified P.E. Review and Certification of Sufficiency of Engineering Controls Limited to Permanent, Impermeable Surface or Top Two Feet of Clean Fill with Monitoring and Maintenance Recommendations Required for a Conditional NFA |  | Per Review and Certification | 0 | 0 | 0 | [10 empty] | FALSE | 20-10. | P.G. or Qualified P.E. Review and Certification of Sufficiency of Engineering Controls Limited to Permanent, Impermeable Surface or Top Two Feet of Clean Fill with Monitoring and Maintenance Recommendations Required for a Conditional NFA
452 | 20-11. | P.E. Design and Certification of Plans and Project Oversight of Installation for Engineering Controls (other than permanent, impermeable surface or top two feet of clean fill) required for a conditional NFA |  | Per Engineering Controls Installation | 0 | 0 | 0 | [10 empty] | FALSE | 20-11. | P.E. Design and Certification of Plans and Project Oversight of Installation for Engineering Controls (other than permanent, impermeable surface or top two feet of clean fill) required for a conditional NFA
453 | 20-12. | P.G. or Qualified P.E. Review, Evaluation and Certification of Plans and Project Oversight for Installation of Engineering Controls Limited to Permanent, Impermeable Surface or Top Two Feet of Clean Fill Required for a Conditional NFA |  | Per Engineering Controls Installation | 0 | 0 | 0 | [10 empty] | FALSE | 20-12. | P.G. or Qualified P.E. Review, Evaluation and Certification of Plans and Project Oversight for Installation of Engineering Controls Limited to Permanent, Impermeable Surface or Top Two Feet of Clean Fill Required for a Conditional NFA
454 | 20-13. | P.G. or P.E. Review, Evaluation and Certification of a Soil Source Removal Report That Includes a Recommendation for NFA |  | Per Report | 0 | 0 | 0 | [10 empty] | FALSE | 20-13. | P.G. or P.E. Review, Evaluation and Certification of a Soil Source Removal Report That Includes a Recommendation for NFA
455 | 20-14. | P.G. or Qualified P.E. Review, Evaluation and Certification of a General Site Assessment Report |  | Per Report | 0 | 0 | 0 | [10 empty] | FALSE | 20-14. | P.G. or Qualified P.E. Review, Evaluation and Certification of a General Site Assessment Report
456 | 20-15. | P.G. or Qualified P.E. Review, Evaluation and Certification of a Supplemental Site Assessment Report |  | Per Report | 0 | 0 | 0 | [10 empty] | FALSE | 20-15. | P.G. or Qualified P.E. Review, Evaluation and Certification of a Supplemental Site Assessment Report
457 | 20-16. | P.G. or P.E. Review, Evaluation and Certification of a Receptor and Exposure Pathway Report |  | Per Report | 0 | 0 | 0 | [10 empty] | FALSE | 20-16. | P.G. or P.E. Review, Evaluation and Certification of a Receptor and Exposure Pathway Report
458 | 20-17. | P.E. Review, Evaluation and Certification of a Level 1 Natural Attenuation Monitoring Plan |  | Per Plan | 0 | 0 | 0 | [10 empty] | FALSE | 20-17. | P.E. Review, Evaluation and Certification of a Level 1 Natural Attenuation Monitoring Plan
459 | 20-18. | P.E. Review, Evaluation and Certification of a Level 2 Natural Attenuation Monitoring Plan |  | Per Plan | 0 | 0 | 0 | [10 empty] | FALSE | 20-18. | P.E. Review, Evaluation and Certification of a Level 2 Natural Attenuation Monitoring Plan
460 | 20-19. | P.E. or P.G. Review, Evaluation and Certification of a Non-Annual Natural Attenuation or Post RA Monitoring Report That Includes a Recommendation for NFA or a Recommendation to Modify the Approved Monitoring Plan. |  | Per Report | 0 | 0 | 0 | [10 empty] | FALSE | 20-19. | P.E. or P.G. Review, Evaluation and Certification of a Non-Annual Natural Attenuation or Post RA Monitoring Report That Includes a Recommendation for NFA or a Recommendation to Modify the Approved Monitoring Plan.
461 | 20-20. | P.G or P.E. Review, Evaluation and Certification of an Annual Natural Attenuation Monitoring Report |  | Per Report | 0 | 0 | 0 | [10 empty] | FALSE | 20-20. | P.G or P.E. Review, Evaluation and Certification of an Annual Natural Attenuation Monitoring Report
462 | 20-21. | P.E. Review, Evaluation and Certification of a Pilot Test Plan |  | Per Plan | 0 | 0 | 0 | [10 empty] | FALSE | 20-21. | P.E. Review, Evaluation and Certification of a Pilot Test Plan | bar: 2
463 | 20-22. | P.E. Review, Evaluation and Certification of a Pilot Test Report |  | Per Report | 0 | 0 | 0 | [10 empty] | FALSE | 20-22. | P.E. Review, Evaluation and Certification of a Pilot Test Report | bar: 3
464 | 20-23. | P.E. Review, Evaluation and Certification of a Level 1 Remedial Action Plan |  | Per Plan | 0 | 0 | 0 | [10 empty] | FALSE | 20-23. | P.E. Review, Evaluation and Certification of a Level 1 Remedial Action Plan
466 | 20-24. | P.E. Review, Evaluation and Certification of a Level 2 Remedial Action Plan |  | Per Plan | 0 | 0 | 0 | [10 empty] | FALSE | 20-24. | P.E. Review, Evaluation and Certification of a Level 2 Remedial Action Plan
467 | 20-25. | P.E. Review, Evaluation and Certification of a Level 1 Limited Scope Remedial Action Plan or RAP Modification Plan |  | Per Plan | 0 | 0 | 0 | [10 empty] | FALSE | 20-25. | P.E. Review, Evaluation and Certification of a Level 1 Limited Scope Remedial Action Plan or RAP Modification Plan
468 | 20-26. | P.E. Review, Evaluation and Certification of a Level 2 Limited Scope Remedial Action Plan or RAP Modification Plan |  | Per Plan | 0 | 0 | 0 | [10 empty] | FALSE | 20-26. | P.E. Review, Evaluation and Certification of a Level 2 Limited Scope Remedial Action Plan or RAP Modification Plan
469 | 20-27. | P.E. Review, Evaluation and Certification of a Level 3 Limited Scope Remedial Action Plan or RAP Modification Plan |  | Per Plan | 0 | 0 | 0 | [10 empty] | FALSE | 20-27. | P.E. Review, Evaluation and Certification of a Level 3 Limited Scope Remedial Action Plan or RAP Modification Plan
470 | 20-28. | P.E. Review, Evaluation and Certification of a Level 4 Limited Scope Remedial Action Plan or RAP Modification Plan |  | Per Plan | 0 | 0 | 0 | [10 empty] | FALSE | 20-28. | P.E. Review, Evaluation and Certification of a Level 4 Limited Scope Remedial Action Plan or RAP Modification Plan
471 | 20-29. | P.E. Review, Evaluation and Certification of As-Built Drawings (P.E. sealed red lined modifications) |  | Per Set of Drawings | 0 | 0 | 0 | [10 empty] | FALSE | 20-29. | P.E. Review, Evaluation and Certification of As-Built Drawings (P.E. sealed red lined modifications)
472 | 20-30. | P.E. Review, Evaluation and Certification of a Remedial Action Startup Report That Includes a Recommendation for System Modification or Significant Change in the Course of Action |  | Per Report | 0 | 0 | 0 | [10 empty] | FALSE | 20-30. | P.E. Review, Evaluation and Certification of a Remedial Action Startup Report That Includes a Recommendation for System Modification or Significant Change in the Course of Action
473 | 20-31. | P.E. Review, Evaluation and Certification of a Non-Annual Operation and Maintenance Report That Includes Significant Proposed Changes to the Approved RAP |  | Per Report | 0 | 0 | 0 | [10 empty] | FALSE | 20-31. | P.E. Review, Evaluation and Certification of a Non-Annual Operation and Maintenance Report That Includes Significant Proposed Changes to the Approved RAP
474 | 20-32. | P.E. Review, Evaluation and Certification of an Annual Operation and Maintenance Report |  | Per Report | 0 | 0 | 0 | [10 empty] | FALSE | 20-32. | P.E. Review, Evaluation and Certification of an Annual Operation and Maintenance Report
475 | 20-33. | P.G or P.E. Review, Evaluation and Certification of a Remedial Action General Report |  | Per Report | 0 | 0 | 0 | [10 empty] | FALSE | 20-33. | P.G or P.E. Review, Evaluation and Certification of a Remedial Action General Report
476 | 20-34. | P.G or P.E. Review, Evaluation and Certification of an Interim Assessment or Remedial Action Report That Includes a Recommendation for System Modification or Significant Change in the Course of Action |  | Per Report | 0 | 0 | 0 | [10 empty] | FALSE | 20-34. | P.G or P.E. Review, Evaluation and Certification of an Interim Assessment or Remedial Action Report That Includes a Recommendation for System Modification or Significant Change in the Course of Action
477 | 20-35. | P.E. Review, Evaluation, and Certification of Construction Drawings |  | Per Set of Drawings | 0 | 0 | 0 | [10 empty] | FALSE | 20-35. | P.E. Review, Evaluation, and Certification of Construction Drawings
478 | 20-36. | P.E. Review, Evaluation, and Certification of Annual PARM Report |  | Per Report | 0 | 0 | 0 | [10 empty] | FALSE | 20-36. | P.E. Review, Evaluation, and Certification of Annual PARM Report
479 | 21. | MISCELLANEOUS ITEMS |  | ' | [13 empty] | FALSE |  | MISCELLANEOUS ITEMS
480 | 21-1. |  |  | Reimbursable* | 1 | 1 | 0 | [10 empty] | FALSE | 21-1. | 0
481 | 21-2. |  |  | Reimbursable* | 1 | 1 | 0 | [10 empty] | FALSE | 21-2. | 0
482 | 21-3. |  |  | Reimbursable* | 1 | 1 | 0 | [10 empty] | FALSE | 21-3. | 0
483 | 21-4. |  |  | Reimbursable* | 1 | 1 | 0 | [10 empty] | FALSE | 21-4. | 0
484 | 21-5. |  |  | Reimbursable* | 1 | 1 | 0 | [10 empty] | FALSE | 21-5. | 0
485 | 21-6. |  |  | Reimbursable* | 1 | 1 | 0 | [10 empty] | FALSE | 21-6. | 0
486 | 21-7. |  |  | Reimbursable* | 1 | 1 | 0 | [10 empty] | FALSE | 21-7. | 0
487 | 21-8. |  |  | Reimbursable* | 1 | 1 | 0 | [10 empty] | FALSE | 21-8. | 0
488 | 21-9. |  |  | Reimbursable* | 1 | 1 | 0 | [10 empty] | FALSE | 21-9. | 0
489 | 21-10. |  |  | Reimbursable* | 1 | 1 | 0 | [10 empty] | FALSE | 21-10. | 0
450 | 21-11. |  |  | Reimbursable* | 1 | 1 | 0 | [10 empty] | FALSE | 21-11. | 0
451 | 21-12. |  |  | Reimbursable* | 1 | 1 | 0 | [10 empty] | FALSE | 21-12. | 0
452 | 21-13. |  |  | Reimbursable* | 1 | 1 | 0 | [10 empty] | FALSE | 21-13. | 0
453 | 21-14. |  |  | Reimbursable* | 1 | 1 | 0 | [10 empty] | FALSE | 21-14. | 0
454 | 21-15. |  |  | Reimbursable* | 1 | 1 | 0 | [10 empty] | FALSE | 21-15. | 0
455 | 21-16. |  |  | Reimbursable* | 1 | 1 | 0 | [10 empty] | FALSE | 21-16. | 0
456 | 21-17. |  |  | Reimbursable* | 1 | 1 | 0 | [10 empty] | FALSE | 21-17. | 0
457 | 21-18. |  |  | Reimbursable* | 1 | 1 | 0 | [10 empty] | FALSE | 21-18. | 0
458 | 21-19. |  |  | Reimbursable* | 1 | 1 | 0 | [10 empty] | FALSE | 21-19. | 0
459 | 21-20. |  |  | Reimbursable* | 1 | 1 | 0 | [10 empty] | FALSE | 21-20. | 0
460 | 21-21. |  |  | Reimbursable* | 1 | 1 | 0 | [10 empty] | FALSE | 21-21. | 0
461 | 21-22. |  |  | Reimbursable* | 1 | 1 | 0 | [10 empty] | FALSE | 21-22. | 0
462 | 21-23. |  |  | Reimbursable* | 1 | 1 | 0 | [10 empty] | FALSE | 21-23. | 0
463 | 21-24. |  |  | Reimbursable* | 1 | 1 | 0 | [10 empty] | FALSE | 21-24. | 0
464 | 21-25. |  |  | Reimbursable* | 1 | 1 | 0 | [10 empty] | FALSE | 21-25. | 0
465 | 21-26. |  |  | Reimbursable* | 1 | 1 | 0 | [10 empty] | FALSE | 21-26. | 0
466 | 21-27. |  |  | Reimbursable* | 1 | 1 | 0 | [10 empty] | FALSE | 21-27. | 0
467 | 21-28. |  |  | Reimbursable* | 1 | 1 | 0 | [10 empty] | FALSE | 21-28. | 0
468 | 21-29. |  |  | Reimbursable* | 1 | 1 | 0 | [10 empty] | FALSE | 21-29. | 0
469 | 21-30. |  |  | Reimbursable* | 1 | 1 | 0 | [10 empty] | FALSE | 21-30. | 0
470 | 22. | Contingent Funding |  | ' | [13 empty] | FALSE |  | Contingent Funding
| 22-1. | Contingent Funding - Allowance only to be used as offset for field change orders |  | NOT BILLABLE | 1 | 1 | 0 | [10 empty] | FALSE | 22-1. | Contingent Funding - Allowance only to be used as offset for field change orders
| *For reimbursable pay items the cost listed is a "not to exceed" amount. Fees will be reimbursed for the pay item based on the actual invoice. Please note, the unit of measure for these items will be displayed as dollars for invoicing purposes. Please refer to the Scope of Work for additional description of these items. | [6 empty] | 10: Version 20.0 | TRUE |  | 0
Note on I7: OFFICE ACTIVITIES
Note on J7: PILOT TEST PLAN
Note on K7: PILOT TEST FIELD ACTIVITIES
Note on I9: Use this item if the contractor will be new to the site. Direct Assign ATCs do not get this pay item.
Note on I10: Use this item if the contractor will be new to the site. Direct Assign ATCs do not get this pay item.
Note on I11: Use this item for Direct Assign work scopes for continuing work.
Note on K13: Typically used for installing monitor wells, unit rate with number of units equal to estimated/quoted costs. A good default is $300.
Note on I14: Used for any off-site properties where work will be performed, or for ROW permits (permit fees should use pay item 1-4, and Maintenance of Traffic equipment should be included in pay item 2-5).
Note on K16: This cell will be locked and automatically calculate from the reimbursable items. Check to be sure it has a cost if you have reimbursable items.
Note on I25: If a pre-drilling meeting is required, one mobilization for driller, one mobilization for ATC.
Note on K25: Contractor is typically allowed one mobilization per week, unless they are performing two different tasks (well install and groundwater sampling), that are separated by at least a day. One mobilization per vehicle (typically 1 vehicle).
Note on K26: One mobilization per week, for pilot test equipment, if rented trailer/equipment is not used.
Note on K27: One mobilization per week, for pilot test equipment, if rented trailer/equipment is not used.
Note on K28: Mobilization for drilling is allowed once per week.
Note on K29: Mobilization for drilling is allowed once per week.
Note on K36: This pay item includes the total depth where soil sampling is performed and clearing the top of the borehole by hand (no additional hand augering item to clear the first five feet). Costs are in addition to advancing the boring by HSA or sonic boring. Costs for top footage sampled by hand are also included.
Note on K37: This pay item includes the total depth where soil sampling is performed and clearing the top of the borehole by hand (no additional hand augering item to clear the first five feet). Costs are in addition to advancing the boring by HSA or sonic boring. Costs for top footage sampled by hand are also included.
Note on K38: This pay item includes the total depth where soil sampling is performed and clearing the top of the borehole by hand (no additional hand augering item to clear the first five feet). Costs are in addition to advancing the boring by HSA or sonic boring. Costs for top footage sampled by hand are also included.
Note on K39: This pay item includes the total depth where soil sampling is performed and clearing the top of the borehole by hand (no additional hand augering item to clear the first five feet). Costs are in addition to advancing the boring by HSA or sonic boring. Costs for top footage sampled by hand are also included.
Note on K40: Used if the depth of the soil boring 10 feet BLS or less. If hand auger is required for depths greater than 10 feet BLS, a section 21 quote is required.
Note on K41: A full day is defined here as 10 hours. The default expectation is to achieve a minimum of 140-190 feet of probe rod advancement per day unless exceptions based on project specific conditions are approved in advance by the Petroleum Restoration Program Site Manager. The item is not prorated, but they cannot do a half day of work on two seperate days and claim two days of DPT. Includes groundwater sampling and using an HSA attachment to advance boreholes for monitoring wells with a combo rig.
Note on K43: Typically used for mud rotary or hollow stem auger drilling.
Note on K44: Typically used for mud rotary or hollow stem auger drilling.
Note on K45: Typically used for mud rotary or hollow stem auger drilling.
Note on K46: Used to install 2-inch diameter wells (typically 8-inch outer diameter augers).
Note on K47: Used to install 2-inch diameter wells (typically 8-inch outer diameter augers).
Note on K48: Used to install 2-inch diameter wells (typically 8-inch outer diameter augers).
Note on K49: Used to install 4-inch and larger wells (typically 12-inch outer diameter augers).
Note on K50: Used to install 4-inch and larger wells (typically 12-inch outer diameter augers).
Note on K51: Used to install 4-inch and larger wells (typically 12-inch outer diameter augers).
Note on K52: Typically used to install 2-inch diameter monitoring wells.
Note on K53: Typically used to install 2-inch diameter monitoring wells.
Note on K54: Typically used to install 2-inch diameter monitoring wells.
Note on K55: Typically used to install 2” diameter wells, 4” diameter wells and temporary outer casing for a 2” diameter well
Note on K56: Typically used to install 2” diameter wells, 4” diameter wells and temporary outer casing for a 2” diameter well
Note on K57: Typically used to install 2” diameter wells, 4” diameter wells and temporary outer casing for a 2” diameter well
Note on K58: Typically used to install a 6-inch diameter well, for temporary outer casing on a 4-inch deep well, or if a second temporary outer casing is required.
Note on K59: Typically used to install a 6-inch diameter well, for temporary outer casing on a 4-inch deep well, or if a second temporary outer casing is required.
Note on K60: Typically used to install a 6-inch diameter well, for temporary outer casing on a 4-inch deep well, or if a second temporary outer casing is required.
Note on K62: Well installation items based on well diameter. This is in addition to the boring items in Section 4. Well installation includes the standard 8-inch and 12-inch manholes and concrete well pad.
Note on K63: Well installation items based on well diameter. This is in addition to the boring items in Section 4. Well installation includes the standard 8-inch and 12-inch manholes and concrete well pad.
Note on K64: Horizontal well installation based on diameter. Includes all equipment, labor and material to trench and install a well.
Note on K65: Well installation items based on well diameter. This is in addition to the boring items in Section 4. Well installation includes the standard 8-inch and 12-inch manholes and concrete well pad.
Note on K66: Horizontal well installation based on diameter. Includes all equipment, labor and material to trench and install a well.
Note on K67: Well installation items based on well diameter. This is in addition to the boring items in Section 4. Well installation includes the standard 8-inch and 12-inch manholes and concrete well pad.
Note on K68: Well installation items based on well diameter. This is in addition to the boring items in Section 4. Well installation includes the standard 8-inch and 12-inch manholes and concrete well pad.
Note on K69: Well installation items based on well diameter. This is in addition to the boring items in Section 4. Well installation includes the standard 8-inch and 12-inch manholes and concrete well pad.
Note on K70: Well installation items based on well diameter. This is in addition to the boring items in Section 4. Well installation includes the standard 8-inch and 12-inch manholes and concrete well pad.
Note on K71: Well installation items based on well diameter. This is in addition to the boring items in Section 4. Well installation includes the standard 8-inch and 12-inch manholes and concrete well pad.
Note on K72: Well installation items based on well diameter. This is in addition to the boring items in Section 4. Well installation includes the standard 8-inch and 12-inch manholes and concrete well pad.
Note on K73: Check with your professional before using well screen >20 feet.
Note on K74: Check with your professional before using well screen >20 feet.
Note on K75: Check with your professional before using well screen >20 feet.
Note on K76: Check with your professional before using well screen >20 feet.
Note on K77: Only used for stick-up wells and pads (area prone to surface flooding, or with dense vegetation).
Note on K78: Only used if you are installing the 2-foot/4-foot square vaults (typically used for injection wells or other treatment wells with piping/fittings at the wellhead). Not for standard manholes.
Note on K79: Only used if you are installing the 2-foot/4-foot square vaults (typically used for injection wells or other treatment wells with piping/fittings at the wellhead). Not for standard manholes.
Note on K80: Used if an existing well is silted up or required overpurging.
Note on K81: Used for removal and disposal of well pad and manhole based on diameter, and reinstallation of well pad and manhole, without well abandonment.
Note on K82: Used for removal and disposal of well pad and manhole based on diameter, and reinstallation of well pad and manhole, without well abandonment.
Note on K83: Used for pre-pack monitor wells, if a well needs to be installed with DPT due to access restrictions.
Note on K85: Use for grouting the monitoring wells to the surface and removing the well pads and manholes.
Note on K86: Use for grouting the monitoring wells to the surface and removing the well pads and manholes.
Note on K87: Use for grouting the monitoring wells to the surface and removing the well pads and manholes.
Note on K88: Use for grouting the monitoring wells to the surface and removing the well pads and manholes.
Note on K89: Only used if you are removing the 2-foot/4-foot square vaults (typically used for injection wells or other treatment wells with piping/fittings at the wellhead). Not for standard manholes.
Note on K90: Only used if you are removing the 2-foot/4-foot square vaults (typically used for injection wells or other treatment wells with piping/fittings at the wellhead). Not for standard manholes.
Note on K91: Used for removal and disposal of well pad and manhole, and restoration of surface cover to match surrounding conditions, without well abandonment.
Note on K93: Used for Monitor Well Sampling.
Note on K94: Used for Monitor Well Sampling.
Note on K95: Used for sampling potable/irrigation wells.
Note on K96: Other Water Sampling - surface water, tap water, remediation system influent/effluent
Note on K98: Used for collection of soil/sediment samples. One unit allowed per sample analysis suite, unless SPLP is proposed, then add pay item 7-14.
Note on K99: Only used to gauge depth to water/product for wells you are not sampling. Monitoring well sampling includes gauging depth to water. If wells have a history of being dry or having submerged well screens, you can include additional gauging items in case wells cannot be sampled and can only be gauged. This will prevent the need for a change order later.
Note on K101: For air sample collection during pilot tests (as outlined in Pilot Test Plan.
Note on K103: For preparation and submittal of ADaPT files. Allowable once per sampling event.
Note on K106: Use for all BTEX/MTBE SPLP samples collected. Pay item is invoiced regardless of the actual analytical samples processed. Encore sampling is not required for PAHs or TRPH (but may used for TRPH per guidance).
Note on K108: Make sure the method you select matches what is required in the Scope of Work. If the analysis you need is not in this section, list in Section 21. A quote from the laboratory will be needed for rates in Section 21.
Note on K109: Make sure the method you select matches what is required in the Scope of Work. If the analysis you need is not in this section, list in Section 21. A quote from the laboratory will be needed for rates in Section 21.
Note on K110: Make sure the method you select matches what is required in the Scope of Work. If the analysis you need is not in this section, list in Section 21. A quote from the laboratory will be needed for rates in Section 21.
Note on K111: Make sure the method you select matches what is required in the Scope of Work. If the analysis you need is not in this section, list in Section 21. A quote from the laboratory will be needed for rates in Section 21.
Note on K112: Make sure the method you select matches what is required in the Scope of Work. If the analysis you need is not in this section, list in Section 21. A quote from the laboratory will be needed for rates in Section 21.
Note on K113: Make sure the method you select matches what is required in the Scope of Work. If the analysis you need is not in this section, list in Section 21. A quote from the laboratory will be needed for rates in Section 21.
Note on K114: Make sure the method you select matches what is required in the Scope of Work. If the analysis you need is not in this section, list in Section 21. A quote from the laboratory will be needed for rates in Section 21.
Note on K115: Make sure the method you select matches what is required in the Scope of Work. If the analysis you need is not in this section, list in Section 21. A quote from the laboratory will be needed for rates in Section 21.
Note on K116: Make sure the method you select matches what is required in the Scope of Work. If the analysis you need is not in this section, list in Section 21. A quote from the laboratory will be needed for rates in Section 21.
Note on K117: Make sure the method you select matches what is required in the Scope of Work. If the analysis you need is not in this section, list in Section 21. A quote from the laboratory will be needed for rates in Section 21.
Note on K118: Make sure the method you select matches what is required in the Scope of Work. If the analysis you need is not in this section, list in Section 21. A quote from the laboratory will be needed for rates in Section 21.
Note on K119: Make sure the method you select matches what is required in the Scope of Work. If the analysis you need is not in this section, list in Section 21. A quote from the laboratory will be needed for rates in Section 21.
Note on K120: Make sure the method you select matches what is required in the Scope of Work. If the analysis you need is not in this section, list in Section 21. A quote from the laboratory will be needed for rates in Section 21.
Note on K121: Make sure the method you select matches what is required in the Scope of Work. If the analysis you need is not in this section, list in Section 21. A quote from the laboratory will be needed for rates in Section 21.
Note on K122: Make sure the method you select matches what is required in the Scope of Work. If the analysis you need is not in this section, list in Section 21. A quote from the laboratory will be needed for rates in Section 21.
Note on K123: Make sure the method you select matches what is required in the Scope of Work. If the analysis you need is not in this section, list in Section 21. A quote from the laboratory will be needed for rates in Section 21.
Note on K124: Make sure the method you select matches what is required in the Scope of Work. If the analysis you need is not in this section, list in Section 21. A quote from the laboratory will be needed for rates in Section 21.
Note on K125: Make sure the method you select matches what is required in the Scope of Work. If the analysis you need is not in this section, list in Section 21. A quote from the laboratory will be needed for rates in Section 21.
Note on K126: Make sure the method you select matches what is required in the Scope of Work. If the analysis you need is not in this section, list in Section 21. A quote from the laboratory will be needed for rates in Section 21.
Note on K127: Make sure the method you select matches what is required in the Scope of Work. If the analysis you need is not in this section, list in Section 21. A quote from the laboratory will be needed for rates in Section 21.
Note on K128: Make sure the method you select matches what is required in the Scope of Work. If the analysis you need is not in this section, list in Section 21. A quote from the laboratory will be needed for rates in Section 21.
Note on K129: Make sure the method you select matches what is required in the Scope of Work. If the analysis you need is not in this section, list in Section 21. A quote from the laboratory will be needed for rates in Section 21.
Note on K130: Make sure the method you select matches what is required in the Scope of Work. If the analysis you need is not in this section, list in Section 21. A quote from the laboratory will be needed for rates in Section 21.
Note on K131: Make sure the method you select matches what is required in the Scope of Work. If the analysis you need is not in this section, list in Section 21. A quote from the laboratory will be needed for rates in Section 21.
Note on K132: Make sure the method you select matches what is required in the Scope of Work. If the analysis you need is not in this section, list in Section 21. A quote from the laboratory will be needed for rates in Section 21.
Note on K133: Make sure the method you select matches what is required in the Scope of Work. If the analysis you need is not in this section, list in Section 21. A quote from the laboratory will be needed for rates in Section 21.
Note on K134: Make sure the method you select matches what is required in the Scope of Work. If the analysis you need is not in this section, list in Section 21. A quote from the laboratory will be needed for rates in Section 21.
Note on K135: Make sure the method you select matches what is required in the Scope of Work. If the analysis you need is not in this section, list in Section 21. A quote from the laboratory will be needed for rates in Section 21.
Note on K136: Make sure the method you select matches what is required in the Scope of Work. If the analysis you need is not in this section, list in Section 21. A quote from the laboratory will be needed for rates in Section 21.
Note on K137: Make sure the method you select matches what is required in the Scope of Work. If the analysis you need is not in this section, list in Section 21. A quote from the laboratory will be needed for rates in Section 21.
Note on K138: Make sure the method you select matches what is required in the Scope of Work. If the analysis you need is not in this section, list in Section 21. A quote from the laboratory will be needed for rates in Section 21.
Note on K139: Make sure the method you select matches what is required in the Scope of Work. If the analysis you need is not in this section, list in Section 21. A quote from the laboratory will be needed for rates in Section 21.
Note on K140: Make sure the method you select matches what is required in the Scope of Work. If the analysis you need is not in this section, list in Section 21. A quote from the laboratory will be needed for rates in Section 21.
Note on K141: Make sure the method you select matches what is required in the Scope of Work. If the analysis you need is not in this section, list in Section 21. A quote from the laboratory will be needed for rates in Section 21.
Note on K142: Make sure the method you select matches what is required in the Scope of Work. If the analysis you need is not in this section, list in Section 21. A quote from the laboratory will be needed for rates in Section 21.
Note on K143: Make sure the method you select matches what is required in the Scope of Work. If the analysis you need is not in this section, list in Section 21. A quote from the laboratory will be needed for rates in Section 21.
Note on K144: Make sure the method you select matches what is required in the Scope of Work. If the analysis you need is not in this section, list in Section 21. A quote from the laboratory will be needed for rates in Section 21.
Note on K145: Make sure the method you select matches what is required in the Scope of Work. If the analysis you need is not in this section, list in Section 21. A quote from the laboratory will be needed for rates in Section 21.
Note on K146: Make sure the method you select matches what is required in the Scope of Work. If the analysis you need is not in this section, list in Section 21. A quote from the laboratory will be needed for rates in Section 21.
Note on K147: Make sure the method you select matches what is required in the Scope of Work. If the analysis you need is not in this section, list in Section 21. A quote from the laboratory will be needed for rates in Section 21.
Note on K148: Make sure the method you select matches what is required in the Scope of Work. If the analysis you need is not in this section, list in Section 21. A quote from the laboratory will be needed for rates in Section 21.
Note on K149: Make sure the method you select matches what is required in the Scope of Work. If the analysis you need is not in this section, list in Section 21. A quote from the laboratory will be needed for rates in Section 21.
Note on K150: Make sure the method you select matches what is required in the Scope of Work. If the analysis you need is not in this section, list in Section 21. A quote from the laboratory will be needed for rates in Section 21.
Note on K151: Make sure the method you select matches what is required in the Scope of Work. If the analysis you need is not in this section, list in Section 21. A quote from the laboratory will be needed for rates in Section 21.
Note on K152: Make sure the method you select matches what is required in the Scope of Work. If the analysis you need is not in this section, list in Section 21. A quote from the laboratory will be needed for rates in Section 21.
Note on K153: Make sure the method you select matches what is required in the Scope of Work. If the analysis you need is not in this section, list in Section 21. A quote from the laboratory will be needed for rates in Section 21.
Note on K154: Make sure the method you select matches what is required in the Scope of Work. If the analysis you need is not in this section, list in Section 21. A quote from the laboratory will be needed for rates in Section 21.
Note on K155: Make sure the method you select matches what is required in the Scope of Work. If the analysis you need is not in this section, list in Section 21. A quote from the laboratory will be needed for rates in Section 21.
Note on K156: Make sure the method you select matches what is required in the Scope of Work. If the analysis you need is not in this section, list in Section 21. A quote from the laboratory will be needed for rates in Section 21.
Note on K157: Make sure the method you select matches what is required in the Scope of Work. If the analysis you need is not in this section, list in Section 21. A quote from the laboratory will be needed for rates in Section 21.
Note on K158: Make sure the method you select matches what is required in the Scope of Work. If the analysis you need is not in this section, list in Section 21. A quote from the laboratory will be needed for rates in Section 21.
Note on K159: Make sure the method you select matches what is required in the Scope of Work. If the analysis you need is not in this section, list in Section 21. A quote from the laboratory will be needed for rates in Section 21.
Note on K160: Make sure the method you select matches what is required in the Scope of Work. If the analysis you need is not in this section, list in Section 21. A quote from the laboratory will be needed for rates in Section 21.
Note on K161: Make sure the method you select matches what is required in the Scope of Work. If the analysis you need is not in this section, list in Section 21. A quote from the laboratory will be needed for rates in Section 21.
Note on K162: Make sure the method you select matches what is required in the Scope of Work. If the analysis you need is not in this section, list in Section 21. A quote from the laboratory will be needed for rates in Section 21.
Note on K163: Make sure the method you select matches what is required in the Scope of Work. If the analysis you need is not in this section, list in Section 21. A quote from the laboratory will be needed for rates in Section 21.
Note on K164: Make sure the method you select matches what is required in the Scope of Work. If the analysis you need is not in this section, list in Section 21. A quote from the laboratory will be needed for rates in Section 21.
Note on K165: Make sure the method you select matches what is required in the Scope of Work. If the analysis you need is not in this section, list in Section 21. A quote from the laboratory will be needed for rates in Section 21.
Note on K166: Make sure the method you select matches what is required in the Scope of Work. If the analysis you need is not in this section, list in Section 21. A quote from the laboratory will be needed for rates in Section 21.
Note on K167: Make sure the method you select matches what is required in the Scope of Work. If the analysis you need is not in this section, list in Section 21. A quote from the laboratory will be needed for rates in Section 21.
Note on K168: Make sure the method you select matches what is required in the Scope of Work. If the analysis you need is not in this section, list in Section 21. A quote from the laboratory will be needed for rates in Section 21.
Note on K169: Make sure the method you select matches what is required in the Scope of Work. If the analysis you need is not in this section, list in Section 21. A quote from the laboratory will be needed for rates in Section 21.
Note on K170: Make sure the method you select matches what is required in the Scope of Work. If the analysis you need is not in this section, list in Section 21. A quote from the laboratory will be needed for rates in Section 21.
Note on K171: Make sure the method you select matches what is required in the Scope of Work. If the analysis you need is not in this section, list in Section 21. A quote from the laboratory will be needed for rates in Section 21.
Note on K172: Make sure the method you select matches what is required in the Scope of Work. If the analysis you need is not in this section, list in Section 21. A quote from the laboratory will be needed for rates in Section 21.
Note on K173: Make sure the method you select matches what is required in the Scope of Work. If the analysis you need is not in this section, list in Section 21. A quote from the laboratory will be needed for rates in Section 21.
Note on K174: Make sure the method you select matches what is required in the Scope of Work. If the analysis you need is not in this section, list in Section 21. A quote from the laboratory will be needed for rates in Section 21.
Note on K175: Make sure the method you select matches what is required in the Scope of Work. If the analysis you need is not in this section, list in Section 21. A quote from the laboratory will be needed for rates in Section 21.
Note on K176: Make sure the method you select matches what is required in the Scope of Work. If the analysis you need is not in this section, list in Section 21. A quote from the laboratory will be needed for rates in Section 21.
Note on K177: Make sure the method you select matches what is required in the Scope of Work. If the analysis you need is not in this section, list in Section 21. A quote from the laboratory will be needed for rates in Section 21.
Note on K178: Make sure the method you select matches what is required in the Scope of Work. If the analysis you need is not in this section, list in Section 21. A quote from the laboratory will be needed for rates in Section 21.
Note on K179: Make sure the method you select matches what is required in the Scope of Work. If the analysis you need is not in this section, list in Section 21. A quote from the laboratory will be needed for rates in Section 21.
Note on K224: Used for drill cuttings. Assume 1 drum per 10 feet of drilling.
Note on K231: Used for development/purge water if it cannot be spread on an impervious surface. Assume 1 drum per 5 wells for development, and 1 drum per 10-15 wells for typical groundwater sampling.
Note on K275: Select type and duration of pilot test based on Pilot Test Plan. If the type of pilot test is not included in this list, use Section 21 with rates provided by the ATC. Package includes all labor/oversight, materials/equipment, carbon air/water treatment, and collecting readings.
Note on K276: Select type and duration of pilot test based on Pilot Test Plan. If the type of pilot test is not included in this list, use Section 21 with rates provided by the ATC. Package includes all labor/oversight, materials/equipment, carbon air/water treatment, and collecting readings.
Note on K277: Select type and duration of pilot test based on Pilot Test Plan. If the type of pilot test is not included in this list, use Section 21 with rates provided by the ATC. Package includes all labor/oversight, materials/equipment, carbon air/water treatment, and collecting readings.
Note on K278: Select type and duration of pilot test based on Pilot Test Plan. If the type of pilot test is not included in this list, use Section 21 with rates provided by the ATC. Package includes all labor/oversight, materials/equipment, carbon air/water treatment, and collecting readings.
Note on K279: Select type and duration of pilot test based on Pilot Test Plan. If the type of pilot test is not included in this list, use Section 21 with rates provided by the ATC. Package includes all labor/oversight, materials/equipment, carbon air/water treatment, and collecting readings.
Note on K280: Select type and duration of pilot test based on Pilot Test Plan. If the type of pilot test is not included in this list, use Section 21 with rates provided by the ATC. Package includes all labor/oversight, materials/equipment, carbon air/water treatment, and collecting readings.
Note on K281: Select type and duration of pilot test based on Pilot Test Plan. If the type of pilot test is not included in this list, use Section 21 with rates provided by the ATC. Package includes all labor/oversight, materials/equipment, carbon air/water treatment, and collecting readings.
Note on K282: Select type and duration of pilot test based on Pilot Test Plan. If the type of pilot test is not included in this list, use Section 21 with rates provided by the ATC. Package includes all labor/oversight, materials/equipment, carbon air/water treatment, and collecting readings.
Note on K283: Select type and duration of pilot test based on Pilot Test Plan. If the type of pilot test is not included in this list, use Section 21 with rates provided by the ATC. Package includes all labor/oversight, materials/equipment, carbon air/water treatment, and collecting readings.
Note on K284: Select type and duration of pilot test based on Pilot Test Plan. If the type of pilot test is not included in this list, use Section 21 with rates provided by the ATC. Package includes all labor/oversight, materials/equipment, carbon air/water treatment, and collecting readings.
Note on K285: Select type and duration of pilot test based on Pilot Test Plan. If the type of pilot test is not included in this list, use Section 21 with rates provided by the ATC. Package includes all labor/oversight, materials/equipment, carbon air/water treatment, and collecting readings.
Note on K286: Select type and duration of pilot test based on Pilot Test Plan. If the type of pilot test is not included in this list, use Section 21 with rates provided by the ATC. Package includes all labor/oversight, materials/equipment, carbon air/water treatment, and collecting readings.
Note on K287: Select type and duration of pilot test based on Pilot Test Plan. If the type of pilot test is not included in this list, use Section 21 with rates provided by the ATC. Package includes all labor/oversight, materials/equipment, carbon air/water treatment, and collecting readings.
Note on K288: Select type and duration of pilot test based on Pilot Test Plan. If the type of pilot test is not included in this list, use Section 21 with rates provided by the ATC. Package includes all labor/oversight, materials/equipment, carbon air/water treatment, and collecting readings.
Note on K289: Select type and duration of pilot test based on Pilot Test Plan. If the type of pilot test is not included in this list, use Section 21 with rates provided by the ATC. Package includes all labor/oversight, materials/equipment, carbon air/water treatment, and collecting readings.
Note on K290: Select type and duration of pilot test based on Pilot Test Plan. If the type of pilot test is not included in this list, use Section 21 with rates provided by the ATC. Package includes all labor/oversight, materials/equipment, carbon air/water treatment, and collecting readings.
Note on I411: One unit allowed for each the ATC and the driller if a Pre Drilling Meeting is required.
Note on I413: One unit allowed for each the ATC and the driller if a Pre Drilling Meeting is required.

## Remedial Action Plan SPI
[8 empty] | 1 | 2 | 3 | 4 | 5 | 6 | 7 | 8 | 9 | 10
| Facility Name: |  | Reimbursable Pay Items require one quote if total costs are $2500 or less. |  | NOTE: If any field work is required, use the Site Assessment SPI tab | bar: 1 to 2
| 7-Digit Facility ID #: |  | Reimbursable Pay Items require three quotes if total costs are greater than $2500. |  | for pay item examples. | bar: 1 to 2
| County: |  | It the reimbursable pay item is spread over multiple tasks, the total cost of all tasks will |  | Performance of a Pilot Test can be included in the RAP Scope of work, | bar: 1 to 2
|  |  | be used to determine if the cost is above or below $2500. |  | refer to the Pilot Test SPI for pay item examples. | bar: 1 to 2
[8 empty] | FALSE | TRUE | TRUE | TRUE | FALSE | FALSE | FALSE | FALSE | FALSE | FALSE
spi code | PAY ITEM | DESCRIPTION |  | UNIT OF MEASURE | CONTRACTED ITEM PRICE | NEGOTIATED ITEM PRICE | TOTAL QUANTITIES | TASK 1 QUANT. | TASK 2 QUANT. | TASK 3 QUANT. | TASK 4 QUANT. | TASK 5 QUANT. | TASK 6 QUANT. | TASK 7 QUANT. | TASK 8 QUANT. | TASK 9 QUANT. | TASK 10 QUANT. | TRUE
1 | 1. | OFFICE ACTIVITIES | [15 empty] | FALSE |  | OFFICE ACTIVITIES
2 | 1-1. | File Review |  | Per Review | 0 | 0 | 0 | [10 empty] | FALSE | 1-1. | File Review | bar: 1
3 | 1-2. | Site Health & Safety Plan |  | Per Site | 0 | 0 | 0 | [10 empty] | FALSE | 1-2. | Site Health & Safety Plan
4 | 1-2.a. | Updated Site Health & Safety Plan for Continued Work (no cost to DEP) |  | Per Site | 0 | 0 | 0 | [10 empty] | FALSE | 1-2.a. | Updated Site Health & Safety Plan for Continued Work (no cost to DEP)
5 | 1-3. | Notice of Discovery of Contamination Package (initial or TPOC) |  | Per Package | 0 | 0 | 0 | [10 empty] | FALSE | 1-3. | Notice of Discovery of Contamination Package (initial or TPOC)
6 | 1-4. | Permit Fees (actual fee only, cost to obtain permit is included in applicable pay items) |  | Reimbursable* | 1 | 1 | 0 | [10 empty] | FALSE
7 | 1-5. | Obtaining Off-Site Property Access Agreement, ROW Access Agreement or Permit |  | Per Agreement | 0 | 0 | 0 | [10 empty] | FALSE | 1-5. | Obtaining Off-Site Property Access Agreement, ROW Access Agreement or Permit
8 | 1-6. | Project Specific Financial Guarantee Bond (if required by FDEP) |  | Reimbursable* | 1 | 1 | 0 | [10 empty] | FALSE
9 | 1-7. | 6% Handling Fee for Cost Reimbursable Items |  | % Surcharge | 0 | 0 | 0 | 0 | 0 | 0 | 0 | 0 | 0 | 0 | 0 | 0 | 0 | FALSE
10 | 1-8. | Map and Table Generation |  | Per Site | 0 | 0 | 0 | [10 empty] | FALSE | 1-8. | Map and Table Generation | bar: 1
11 | 2. | FIELD ACTIVITIES - GENERAL | [15 empty] | FALSE |  | FIELD ACTIVITIES - GENERAL
12 | 2-1. | Site Reconnaissance/Field Measurement Visit |  | Per Visit | 0 | 0 | 0 | [10 empty] | FALSE | 2-1. | Site Reconnaissance/Field Measurement Visit
13 | 2-2. | Receptor Survey and Exposure Pathway Identification |  | Per Survey | 0 | 0 | 0 | [10 empty] | FALSE | 2-2. | Receptor Survey and Exposure Pathway Identification
14 | 2-3. | Professional Land Survey subject to FDEP authorization to perform and the SPI displaying the cost not to exceed as supported by quote(s) prior to performance |  | Reimbursable* | 1 | 1 | 0 | [10 empty] | FALSE | bar: 1 to 10
15 | 2-4. | Contractor Oversight for Non-Price Schedule Activities |  | Per Day | 0 | 0 | 0 | [10 empty] | FALSE | 2-4. | Contractor Oversight for Non-Price Schedule Activities
16 | 2-5. | Maintenance of Traffic |  | Reimbursable* | 1 | 1 | 0 | [10 empty] | FALSE
17 | 3. | MOBILIZATION | [15 empty] | FALSE |  | MOBILIZATION
18 | 3-1. | Light Duty Vehicle (car or 1/2 ton truck) Mobilization |  | Per Round Trip | 0 | 0 | 0 | [10 empty] | FALSE | 3-1. | Light Duty Vehicle (car or 1/2 ton truck) Mobilization
19 | 3-2. | Heavy Duty/Stake Bed Truck (3/4 ton +) Mobilization |  | Per Round Trip | 0 | 0 | 0 | [10 empty] | FALSE | 3-2. | Heavy Duty/Stake Bed Truck (3/4 ton +) Mobilization
20 | 3-3. | Work Trailer Mobilization |  | Per Round Trip | 0 | 0 | 0 | [10 empty] | FALSE | 3-3. | Work Trailer Mobilization
21 | 3-4. | DPT Rig and Support Vehicles Mobilization |  | Per Round Trip | 0 | 0 | 0 | [10 empty] | FALSE | 3-4. | DPT Rig and Support Vehicles Mobilization
22 | 3-5. | Drill Rig and Support Vehicles Mobilization (hollow stem auger, mud rotary or sonic) |  | Per Round Trip | 0 | 0 | 0 | [10 empty] | FALSE | 3-5. | Drill Rig and Support Vehicles Mobilization (hollow stem auger, mud rotary or sonic)
24 | 3-6. | Excavator Mobilization |  | Per Round Trip | 0 | 0 | 0 | [10 empty] | FALSE | 3-6. | Excavator Mobilization
26 | 3-7. | LDA Rig and Support Vehicles Mobilization |  | Per Round Trip | 0 | 0 | 0 | [10 empty] | FALSE | 3-7. | LDA Rig and Support Vehicles Mobilization
28 | 3-8. | Loader/Backhoe Mobilization |  | Per Round Trip | 0 | 0 | 0 | [10 empty] | FALSE | 3-8. | Loader/Backhoe Mobilization
30 | 3-9. | Mini Excavator/Loader Mobilization |  | Per Round Trip | 0 | 0 | 0 | [10 empty] | FALSE | 3-9. | Mini Excavator/Loader Mobilization
31 | 3-10. | Drum Compactor Mobilization |  | Per Round Trip | 0 | 0 | 0 | [10 empty] | FALSE | 3-10. | Drum Compactor Mobilization
32 | 4. | DRILLING AND BORING | [15 empty] | FALSE |  | DRILLING AND BORING
34 | 4-1.a. | Split Spoon Sampling – 2 foot (during boring) < 50 feet |  | Per Spoon | 0 | 0 | 0 | [10 empty] | FALSE | 4-1.a. | Split Spoon Sampling – 2 foot (during boring) < 50 feet
36 | 4-1.b. | Split Spoon Sampling – 2 foot (during boring) 50 to 100 feet |  | Per Spoon | 0 | 0 | 0 | [10 empty] | FALSE | 4-1.b. | Split Spoon Sampling – 2 foot (during boring) 50 to 100 feet
37 | 4-1.c. | Split Spoon Sampling – 2 foot (during boring) > 100 feet |  | Per Spoon | 0 | 0 | 0 | [10 empty] | FALSE | 4-1.c. | Split Spoon Sampling – 2 foot (during boring) > 100 feet
38 | 4-1.d. | Sonic Core Sampling - 5 or 10 foot (during boring) |  | Per Core | 0 | 0 | 0 | [10 empty] | FALSE | 4-1.d. | Sonic Core Sampling - 5 or 10 foot (during boring)
39 | 4-2. | Hand Auger Boring ≤ 10 foot total depth |  | Per Boring | 0 | 0 | 0 | [10 empty] | FALSE | 4-2. | Hand Auger Boring ≤ 10 foot total depth
40 | 4-3. | Direct Push Technology (DPT) Rig and Equipment |  | Full Day | 0 | 0 | 0 | [10 empty] | FALSE | 4-3. | Direct Push Technology (DPT) Rig and Equipment
41 | 4-4. | DPT Membrane Interface Probe (MIP) Equipped with PID and ECD (add-on cost to DPT base rate) |  | Full Day | 0 | 0 | 0 | [10 empty] | FALSE | 4-4. | DPT Membrane Interface Probe (MIP) Equipped with PID and ECD (add-on cost to DPT base rate)
42 | 4-5. | HSA or MR Boring, ≤ 6 inch diameter, < 50 foot total depth |  | Per Foot | 0 | 0 | 0 | [10 empty] | FALSE | 4-5. | HSA or MR Boring, ≤ 6 inch diameter, < 50 foot total depth
43 | 4-6. | HSA or MR Boring, ≤ 6 inch diameter, 50 to 100 foot total depth |  | Per Foot | 0 | 0 | 0 | [10 empty] | FALSE | 4-6. | HSA or MR Boring, ≤ 6 inch diameter, 50 to 100 foot total depth
44 | 4-7. | HSA or MR Boring, ≤ 6 inch diameter, > 100 foot total depth |  | Per Foot | 0 | 0 | 0 | [10 empty] | FALSE | 4-7. | HSA or MR Boring, ≤ 6 inch diameter, > 100 foot total depth
45 | 4-8. | HSA or MR Boring, > 6 to 10 inch diameter, < 50 foot total depth |  | Per Foot | 0 | 0 | 0 | [10 empty] | FALSE | 4-8. | HSA or MR Boring, > 6 to 10 inch diameter, < 50 foot total depth
46 | 4-9. | HSA or MR Boring, > 6 to 10 inch diameter, 50 to 100 foot total depth |  | Per Foot | 0 | 0 | 0 | [10 empty] | FALSE | 4-9. | HSA or MR Boring, > 6 to 10 inch diameter, 50 to 100 foot total depth
48 | 4-10. | HSA or MR Boring, > 6 to 10 inch diameter, > 100 foot total depth |  | Per Foot | 0 | 0 | 0 | [10 empty] | FALSE | 4-10. | HSA or MR Boring, > 6 to 10 inch diameter, > 100 foot total depth
49 | 4-11. | HSA or MR Boring, > 10 to 14 inch diameter, < 50 foot total depth |  | Per Foot | 0 | 0 | 0 | [10 empty] | FALSE | 4-11. | HSA or MR Boring, > 10 to 14 inch diameter, < 50 foot total depth
50 | 4-12. | HSA or MR Boring, > 10 to 14 inch diameter, 50 to 100 foot total depth |  | Per Foot | 0 | 0 | 0 | [10 empty] | FALSE | 4-12. | HSA or MR Boring, > 10 to 14 inch diameter, 50 to 100 foot total depth
51 | 4-13. | HSA or MR Boring, > 10 to 14 inch diameter, > 100 foot total depth |  | Per Foot | 0 | 0 | 0 | [10 empty] | FALSE | 4-13. | HSA or MR Boring, > 10 to 14 inch diameter, > 100 foot total depth
53 | 4-14. | Sonic Boring, ≤ 6 inch diameter, < 50 foot total depth |  | Per Foot | 0 | 0 | 0 | [10 empty] | FALSE | 4-14. | Sonic Boring, ≤ 6 inch diameter, < 50 foot total depth
55 | 4-15. | Sonic Boring, ≤ 6 inch diameter, 50 to 100 foot total depth |  | Per Foot | 0 | 0 | 0 | [10 empty] | FALSE | 4-15. | Sonic Boring, ≤ 6 inch diameter, 50 to 100 foot total depth
58 | 4-16. | Sonic Boring, ≤ 6 inch diameter, > 100 foot total depth |  | Per Foot | 0 | 0 | 0 | [10 empty] | FALSE | 4-16. | Sonic Boring, ≤ 6 inch diameter, > 100 foot total depth
59 | 4-17. | Sonic Boring, > 6 to 10 inch diameter, < 50 foot total depth |  | Per Foot | 0 | 0 | 0 | [10 empty] | FALSE | 4-17. | Sonic Boring, > 6 to 10 inch diameter, < 50 foot total depth
60 | 4-18. | Sonic Boring, > 6 to 10 inch diameter, 50 to 100 foot total depth |  | Per Foot | 0 | 0 | 0 | [10 empty] | FALSE | 4-18. | Sonic Boring, > 6 to 10 inch diameter, 50 to 100 foot total depth
61 | 4-19. | Sonic Boring, > 6 to 10 inch diameter, > 100 foot total depth |  | Per Foot | 0 | 0 | 0 | [10 empty] | FALSE | 4-19. | Sonic Boring, > 6 to 10 inch diameter, > 100 foot total depth
62 | 4-20. | Sonic Boring, > 10 to 14 inch diameter, < 50 foot total depth |  | Per Foot | 0 | 0 | 0 | [10 empty] | FALSE | 4-20. | Sonic Boring, > 10 to 14 inch diameter, < 50 foot total depth
63 | 4-21. | Sonic Boring, > 10 to 14 inch diameter, 50 to 100 foot total depth |  | Per Foot | 0 | 0 | 0 | [10 empty] | FALSE | 4-21. | Sonic Boring, > 10 to 14 inch diameter, 50 to 100 foot total depth
64 | 4-22. | Sonic Boring, > 10 to 14 inch diameter, > 100 foot total depth |  | Per Foot | 0 | 0 | 0 | [10 empty] | FALSE | 4-22. | Sonic Boring, > 10 to 14 inch diameter, > 100 foot total depth
65 | 5. | WELL INSTALLATION | [15 empty] | FALSE |  | WELL INSTALLATION
66 | 5-1. | Well Installation - 1 inch diameter (vertical) |  | Per Foot | 0 | 0 | 0 | [10 empty] | FALSE | 5-1. | Well Installation - 1 inch diameter (vertical)
67 | 5-2.a. | Well Installation - 2 inch diameter (vertical) |  | Per Foot | 0 | 0 | 0 | [10 empty] | FALSE | 5-2.a. | Well Installation - 2 inch diameter (vertical)
68 | 5-2.b. | Horizontal Well Installation - 2 inch diameter (includes trenching) |  | Per Foot | 0 | 0 | 0 | [10 empty] | FALSE | 5-2.b. | Horizontal Well Installation - 2 inch diameter (includes trenching)
69 | 5-3.a. | Well Installation - 4 inch diameter (vertical) |  | Per Foot | 0 | 0 | 0 | [10 empty] | FALSE | 5-3.a. | Well Installation - 4 inch diameter (vertical)
70 | 5-3.b. | Horizontal Well Installation - 4 inch diameter (includes trenching) |  | Per Foot | 0 | 0 | 0 | [10 empty] | FALSE | 5-3.b. | Horizontal Well Installation - 4 inch diameter (includes trenching)
71 | 5-4. | Well Installation - 1.5 inch diameter (vertical) |  | Per Foot | 0 | 0 | 0 | [10 empty] | FALSE | 5-4. | Well Installation - 1.5 inch diameter (vertical)
72 | 5-5. | Well Installation - 6 inch diameter (vertical) |  | Per Foot | 0 | 0 | 0 | [10 empty] | FALSE | 5-5. | Well Installation - 6 inch diameter (vertical)
73 | 5-6. | Surface Casing - 6 inch diameter |  | Per Foot | 0 | 0 | 0 | [10 empty] | FALSE | 5-6. | Surface Casing - 6 inch diameter
74 | 5-7. | Surface Casing - 8 inch diameter |  | Per Foot | 0 | 0 | 0 | [10 empty] | FALSE | 5-7. | Surface Casing - 8 inch diameter
75 | 5-8. | Surface Casing - 10 inch diameter |  | Per Foot | 0 | 0 | 0 | [10 empty] | FALSE | 5-8. | Surface Casing - 10 inch diameter
76 | 5-9. | Surface Casing - 12 inch diameter |  | Per Foot | 0 | 0 | 0 | [10 empty] | FALSE | 5-9. | Surface Casing - 12 inch diameter
77 | 5-10.a. | Additional Well Screen > 20 feet - 1 inch diameter |  | Per Foot | 0 | 0 | 0 | [10 empty] | FALSE | 5-10.a. | Additional Well Screen > 20 feet - 1 inch diameter
78 | 5-10.b. | Additional Well Screen > 20 feet - 2 inch diameter |  | Per Foot | 0 | 0 | 0 | [10 empty] | FALSE | 5-10.b. | Additional Well Screen > 20 feet - 2 inch diameter
80 | 5-10.c. | Additional Well Screen > 20 feet - 4 inch diameter |  | Per Foot | 0 | 0 | 0 | [10 empty] | FALSE | 5-10.c. | Additional Well Screen > 20 feet - 4 inch diameter
81 | 5-10.d. | Additional Well Screen > 20 feet - 6 inch diameter |  | Per Foot | 0 | 0 | 0 | [10 empty] | FALSE | 5-10.d. | Additional Well Screen > 20 feet - 6 inch diameter
83 | 5-11. | Above Grade Well Completion |  | Per Well | 0 | 0 | 0 | [10 empty] | FALSE | 5-11. | Above Grade Well Completion
84 | 5-12. | Installation of Well Vault - 2 x 2 x 2 foot |  | Per Vault | 0 | 0 | 0 | [10 empty] | FALSE | 5-12. | Installation of Well Vault - 2 x 2 x 2 foot
85 | 5-13. | Installation of Well Vault - 4 x 4 x 2 foot |  | Per Vault | 0 | 0 | 0 | [10 empty] | FALSE | 5-13. | Installation of Well Vault - 4 x 4 x 2 foot
86 | 5-14. | Well Redevelopment |  | Per Well | 0 | 0 | 0 | [10 empty] | FALSE | 5-14. | Well Redevelopment
87 | 5-15. | Removal and Reinstallation of 8-inch Manhole and Well Pad |  | Per Well | 0 | 0 | 0 | [10 empty] | FALSE | 5-15. | Removal and Reinstallation of 8-inch Manhole and Well Pad
88 | 5-16. | Removal and Reinstallation of 12-inch Manhole and Well Pad |  | Per Well | 0 | 0 | 0 | [10 empty] | FALSE | 5-16. | Removal and Reinstallation of 12-inch Manhole and Well Pad
89 | 5-17. | Prepacked Screen |  | Per Foot | 0 | 0 | 0 | [10 empty] | FALSE | 5-17. | Prepacked Screen
90 | 6. | WELL ABANDONMENT | [15 empty] | FALSE |  | WELL ABANDONMENT
91 | 6-1. | Grout and Abandon Well, 1 to 2 inch diameter |  | Per Foot | 0 | 0 | 0 | [10 empty] | FALSE | 6-1. | Grout and Abandon Well, 1 to 2 inch diameter
92 | 6-2. | Grout and Abandon Well, > 2 to 4 inch diameter |  | Per Foot | 0 | 0 | 0 | [10 empty] | FALSE | 6-2. | Grout and Abandon Well, > 2 to 4 inch diameter
93 | 6-3. | Grout and Abandon Well, > 4 to 6 inch diameter |  | Per Foot | 0 | 0 | 0 | [10 empty] | FALSE | 6-3. | Grout and Abandon Well, > 4 to 6 inch diameter
94 | 6-4. | Grout and Abandon Well, > 6 inch diameter |  | Per Foot | 0 | 0 | 0 | [10 empty] | FALSE | 6-4. | Grout and Abandon Well, > 6 inch diameter
95 | 6-5. | Removal of Well Vault - 2 x 2 x 2 foot |  | Per Vault | 0 | 0 | 0 | [10 empty] | FALSE | 6-5. | Removal of Well Vault - 2 x 2 x 2 foot
96 | 6-6. | Removal of Well Vault - 4 x 4 x 2 foot |  | Per Vault | 0 | 0 | 0 | [10 empty] | FALSE | 6-6. | Removal of Well Vault - 4 x 4 x 2 foot
97 | 6-7. | Removal of Well Pad and Manhole |  | Per Well | 0 | 0 | 0 | [10 empty] | FALSE | 6-7. | Removal of Well Pad and Manhole
98 | 7. | SAMPLE COLLECTION AND FIELD TESTING | [15 empty] | FALSE |  | SAMPLE COLLECTION AND FIELD TESTING
99 | 7-1. | Monitoring Well Sampling with Water Level, ≤ 100 foot depth |  | Per Well | 0 | 0 | 0 | [10 empty] | FALSE | 7-1. | Monitoring Well Sampling with Water Level, ≤ 100 foot depth
100 | 7-2. | Monitoring Well Sampling with Water Level, > 100 foot depth |  | Per Well | 0 | 0 | 0 | [10 empty] | FALSE | 7-2. | Monitoring Well Sampling with Water Level, > 100 foot depth
101 | 7-3. | Domestic Water Well Sampling |  | Per Well | 0 | 0 | 0 | [10 empty] | FALSE | 7-3. | Domestic Water Well Sampling
102 | 7-4. | Other Water Sampling |  | Per Sample | 0 | 0 | 0 | [10 empty] | FALSE | 7-4. | Other Water Sampling
103 | 7-5. | Free Product Sample Collection |  | Per Sample | 0 | 0 | 0 | [10 empty] | FALSE | 7-5. | Free Product Sample Collection
104 | 7-6. | Soil/Sediment Sample Collection |  | Per Sample | 0 | 0 | 0 | [10 empty] | FALSE | 7-6. | Soil/Sediment Sample Collection
105 | 7-7. | Water Level/Free Product Gauging |  | Per Well | 0 | 0 | 0 | [10 empty] | FALSE | 7-7. | Water Level/Free Product Gauging
106 | 7-8. | Free Product Gauging and Bailing |  | Per Well | 0 | 0 | 0 | [10 empty] | FALSE | 7-8. | Free Product Gauging and Bailing
107 | 7-9. | Vapor/Ambient Air Sample Collection - Passive Dosimeter, Sorbent Tube, TedlarTM Bag (or equivalent) |  | Per Sample | 0 | 0 | 0 | [10 empty] | FALSE | 7-9. | Vapor/Ambient Air Sample Collection - Passive Dosimeter, Sorbent Tube, TedlarTM Bag (or equivalent)
108 | 7-10. | Vapor/Ambient Air Sample Collection - SUMMATM Canister (or equivalent) |  | Per Sample | 0 | 0 | 0 | [10 empty] | FALSE | 7-10. | Vapor/Ambient Air Sample Collection - SUMMATM Canister (or equivalent)
109 | 7-11. | Electronic Data Deliverables (EDD) |  | Per Sampling Event | 0 | 0 | 0 | [10 empty] | FALSE | 7-11. | Electronic Data Deliverables (EDD)
110 | 7-12. | Survey Latitude/Longitude of Existing Monitor Wells |  | Per Well | 0 | 0 | 0 | [10 empty] | FALSE | 7-12. | Survey Latitude/Longitude of Existing Monitor Wells
111 | 7-13. | Survey Latitude/Longitude of New Monitor Wells |  | Per Well | 0 | 0 | 0 | [10 empty] | FALSE | 7-13. | Survey Latitude/Longitude of New Monitor Wells
112 | 7-14. | Encore (25 gram) |  | Per Sample | 0 | 0 | 0 | [10 empty] | FALSE | 7-14. | Encore (25 gram)
113 | 8. | LABORATORY ANALYSIS | [15 empty] | FALSE |  | LABORATORY ANALYSIS
114 | 8-1. | Soil, Used Oil/Unknown Product Group-Table D of Ch. 62-780, F.A.C., except for non-Priority Pollutant Organics (multiple methods) |  | Per Sample | 0 | 0 | 0 | [10 empty] | FALSE | 8-1. | Soil, Used Oil/Unknown Product Group-Table D of Ch. 62-780, F.A.C., except for non-Priority Pollutant Organics (multiple methods)
115 | 8-2. | Soil, BTEX + MTBE (EPA 8021 or EPA 8260) |  | Per Sample | 0 | 0 | 0 | [10 empty] | FALSE | 8-2. | Soil, BTEX + MTBE (EPA 8021 or EPA 8260)
116 | 8-3. | Soil, Volatile Organic Halocarbons (EPA 8021 or EPA 8260) |  | Per Sample | 0 | 0 | 0 | [10 empty] | FALSE | 8-3. | Soil, Volatile Organic Halocarbons (EPA 8021 or EPA 8260)
117 | 8-4. | Soil, BTEX + MTBE + VOHs (EPA 8021 or EPA 8260) |  | Per Sample | 0 | 0 | 0 | [10 empty] | FALSE | 8-4. | Soil, BTEX + MTBE + VOHs (EPA 8021 or EPA 8260)
118 | 8-5. | Soil, Polycyclic Aromatic Hydrocarbons (EPA 8270 or EPA 8310) |  | Per Sample | 0 | 0 | 0 | [10 empty] | FALSE | 8-5. | Soil, Polycyclic Aromatic Hydrocarbons (EPA 8270 or EPA 8310)
119 | 8-6. | Soil, Priority Pollutant Volatile Organics (EPA 8260) |  | Per Sample | 0 | 0 | 0 | [10 empty] | FALSE | 8-6. | Soil, Priority Pollutant Volatile Organics (EPA 8260)
120 | 8-7. | Soil, Priority Pollutant Extractable Organics-Base Neutral and Acid Extractables (EPA 8270 list [e.g., EPA 8081/8082 + EPA 8270]) |  | Per Sample | 0 | 0 | 0 | [10 empty] | FALSE | 8-7. | Soil, Priority Pollutant Extractable Organics-Base Neutral and Acid Extractables (EPA 8270 list [e.g., EPA 8081/8082 + EPA 8270])
121 | 8-8. | Soil, Total Recoverable Petroleum Hydrocarbons (FL-PRO) |  | Per Sample | 0 | 0 | 0 | [10 empty] | FALSE | 8-8. | Soil, Total Recoverable Petroleum Hydrocarbons (FL-PRO)
122 | 8-8.a. | Soil, TRPH Fractionation (MADEP-EPH/VPH Method or TPHCWG Direct Method) |  | Per Sample | 0 | 0 | 0 | [10 empty] | FALSE | 8-8.a. | Soil, TRPH Fractionation (MADEP-EPH/VPH Method or TPHCWG Direct Method)
123 | 8-9. | Soil, PCBs [or Aroclors] (EPA 8082) |  | Per Sample | 0 | 0 | 0 | [10 empty] | FALSE | 8-9. | Soil, PCBs [or Aroclors] (EPA 8082)
124 | 8-10. | Soil, 8 RCRA Metals (EPA 6010 or EPA 6020 [Arsenic, Barium, Cadmium, Chromium, Lead, Selenium, Silver] and EPA 6020 or EPA 7471 [Mercury]) |  | Per Sample | 0 | 0 | 0 | [10 empty] | FALSE | 8-10. | Soil, 8 RCRA Metals (EPA 6010 or EPA 6020 [Arsenic, Barium, Cadmium, Chromium, Lead, Selenium, Silver] and EPA 6020 or EPA 7471 [Mercury])
125 | 8-11. | Soil, Arsenic (EPA 6010 or EPA 6020) |  | Per Sample | 0 | 0 | 0 | [10 empty] | FALSE | 8-11. | Soil, Arsenic (EPA 6010 or EPA 6020)
126 | 8-12. | Soil, Cadmium (EPA 6010 or EPA 6020) |  | Per Sample | 0 | 0 | 0 | [10 empty] | FALSE | 8-12. | Soil, Cadmium (EPA 6010 or EPA 6020)
127 | 8-13. | Soil, Chromium (EPA 6010 or EPA 6020) |  | Per Sample | 0 | 0 | 0 | [10 empty] | FALSE | 8-13. | Soil, Chromium (EPA 6010 or EPA 6020)
128 | 8-14. | Soil, Lead (EPA 6010 or EPA 6020) |  | Per Sample | 0 | 0 | 0 | [10 empty] | FALSE | 8-14. | Soil, Lead (EPA 6010 or EPA 6020)
129 | 8-15. | Soil, Toxicity Characteristic Leaching Procedure-Extraction Only (EPA 1311) |  | Per Sample | 0 | 0 | 0 | [10 empty] | FALSE | 8-15. | Soil, Toxicity Characteristic Leaching Procedure-Extraction Only (EPA 1311)
130 | 8-16. | Soil, Synthetic Precipitation Leaching Procedure-Extraction Only (EPA 1312) |  | Per Sample | 0 | 0 | 0 | [10 empty] | FALSE | 8-16. | Soil, Synthetic Precipitation Leaching Procedure-Extraction Only (EPA 1312)
131 | 8-17. | Soil, Organic Carbon, Total (EPA 9060 or Walkey-Black) |  | Per Sample | 0 | 0 | 0 | [10 empty] | FALSE | 8-17. | Soil, Organic Carbon, Total (EPA 9060 or Walkey-Black)
132 | 8-18. | Soil, Dry Bulk Density (ASTM D1556-07, ASTM D2167-08, ASTM D2922-01, -04, -04e, -96e1 or ASTM D2937-10) |  | Per Sample | 0 | 0 | 0 | [10 empty] | FALSE | 8-18. | Soil, Dry Bulk Density (ASTM D1556-07, ASTM D2167-08, ASTM D2922-01, -04, -04e, -96e1 or ASTM D2937-10)
133 | 8-19. | Soil, Moisture Content (ASTM D2216-10) |  | Per Sample | 0 | 0 | 0 | [10 empty] | FALSE | 8-19. | Soil, Moisture Content (ASTM D2216-10)
134 | 8-20. | Soil, Texture, (See Gee 7 Bauder [1966]) |  | Per Sample | 0 | 0 | 0 | [10 empty] | FALSE | 8-20. | Soil, Texture, (See Gee 7 Bauder [1966])
135 | 8-21. | Soil, Cumene (Isopropyl benzene), 1,2,4-Trimethylbenzene and 1,3,5-Trimethylbenzene (EPA 8260) |  | Per Sample | 0 | 0 | 0 | [10 empty] | FALSE | 8-21. | Soil, Cumene (Isopropyl benzene), 1,2,4-Trimethylbenzene and 1,3,5-Trimethylbenzene (EPA 8260)
136 | 8-22. | Water, Gasoline/Kerosene Analytical Group-Table C of Ch. 62-780, F.A.C. (multiple methods) |  | Per Sample | 0 | 0 | 0 | [10 empty] | FALSE | 8-22. | Water, Gasoline/Kerosene Analytical Group-Table C of Ch. 62-780, F.A.C. (multiple methods)
137 | 8-23. | Water, Used Oil/Unknown Product Group-Table D of Ch. 62-780, F.A.C., except for non-Priority Pollutant Organics (multiple methods) |  | Per Sample | 0 | 0 | 0 | [10 empty] | FALSE | 8-23. | Water, Used Oil/Unknown Product Group-Table D of Ch. 62-780, F.A.C., except for non-Priority Pollutant Organics (multiple methods)
138 | 8-24. | Water, BTEX + MTBE (EPA 602, EPA 624, EPA 8021 or EPA 8260) |  | Per Sample | 0 | 0 | 0 | [10 empty] | FALSE | 8-24. | Water, BTEX + MTBE (EPA 602, EPA 624, EPA 8021 or EPA 8260)
139 | 8-25. | Water, Volatile Organic Halocarbons, except EDB (EPA 8021 or EPA 8260) |  | Per Sample | 0 | 0 | 0 | [10 empty] | FALSE | 8-25. | Water, Volatile Organic Halocarbons, except EDB (EPA 8021 or EPA 8260)
140 | 8-26. | Water, BTEX + MTBE + VOHs (EPA 601/602, EPA 624, EPA 6021 or EPA 8260) |  | Per Sample | 0 | 0 | 0 | [10 empty] | FALSE | 8-26. | Water, BTEX + MTBE + VOHs (EPA 601/602, EPA 624, EPA 6021 or EPA 8260)
141 | 8-27. | Water, Polycyclic Aromatic Hydrocarbons, including 1-methylnaphthalene + 2-methylnaphthalene (EPA 610 [HPLC], EPA 625, EPA 8270 or EPA 8310) |  | Per Sample | 0 | 0 | 0 | [10 empty] | FALSE | 8-27. | Water, Polycyclic Aromatic Hydrocarbons, including 1-methylnaphthalene + 2-methylnaphthalene (EPA 610 [HPLC], EPA 625, EPA 8270 or EPA 8310)
142 | 8-28. | Water, EDB [1,2-dibromoethane or ethylene dibromide] (EPA 504.1 or EPA 8011) |  | Per Sample | 0 | 0 | 0 | [10 empty] | FALSE | 8-28. | Water, EDB [1,2-dibromoethane or ethylene dibromide] (EPA 504.1 or EPA 8011)
143 | 8-29. | Water, EDB [1,2-dibromoethane or ethylene dibromide] (EPA 8260 SIM) |  | Per Sample | 0 | 0 | 0 | [10 empty] | FALSE | 8-29. | Water, EDB [1,2-dibromoethane or ethylene dibromide] (EPA 8260 SIM)
144 | 8-30. | Water, Priority Pollutant Volatile Organics [for NPDES purposes only] (EPA 624) |  | Per Sample | 0 | 0 | 0 | [10 empty] | FALSE | 8-30. | Water, Priority Pollutant Volatile Organics [for NPDES purposes only] (EPA 624)
145 | 8-31. | Water, Priority Pollutant Volatile Organics (EPA 8260) |  | Per Sample | 0 | 0 | 0 | [10 empty] | FALSE | 8-31. | Water, Priority Pollutant Volatile Organics (EPA 8260)
146 | 8-32. | Water, Priority Pollutant Extractable Organics-Base Neutral and Acid Extractables [for NPDES purposes only] (EPA 625 list [e.g., EPA 608 + EPA 625]) |  | Per Sample | 0 | 0 | 0 | [10 empty] | FALSE | 8-32. | Water, Priority Pollutant Extractable Organics-Base Neutral and Acid Extractables [for NPDES purposes only] (EPA 625 list [e.g., EPA 608 + EPA 625])
147 | 8-33. | Water, Priority Pollutant Extractable Organics-Base Neutral and Acid Extractables (EPA 8270 list [e.g., EPA 8081/8082 + EPA 8270 or EPA 608 + EPA 8270) |  | Per Sample | 0 | 0 | 0 | [10 empty] | FALSE | 8-33. | Water, Priority Pollutant Extractable Organics-Base Neutral and Acid Extractables (EPA 8270 list [e.g., EPA 8081/8082 + EPA 8270 or EPA 608 + EPA 8270)
148 | 8-34. | Water, Total Recoverable Petroleum Hydrocarbons (FL-PRO) |  | Per Sample | 0 | 0 | 0 | [10 empty] | FALSE | 8-34. | Water, Total Recoverable Petroleum Hydrocarbons (FL-PRO)
149 | 8-35. | Water, PCBs [or Aroclors] (EPA 608 or EPA 8082) |  | Per Sample | 0 | 0 | 0 | [10 empty] | FALSE | 8-35. | Water, PCBs [or Aroclors] (EPA 608 or EPA 8082)
150 | 8-36. | Water, Arsenic, Total (EPA 200.7, EPA 200.8, EPA 6010 or EPA 6020) |  | Per Sample | 0 | 0 | 0 | [10 empty] | FALSE | 8-36. | Water, Arsenic, Total (EPA 200.7, EPA 200.8, EPA 6010 or EPA 6020)
151 | 8-37. | Water, Cadmium, Total (EPA 200.7, EPA 200.8, EPA 6010 or EPA 6020) |  | Per Sample | 0 | 0 | 0 | [10 empty] | FALSE | 8-37. | Water, Cadmium, Total (EPA 200.7, EPA 200.8, EPA 6010 or EPA 6020)
152 | 8-38. | Water, Chromium, Total (EPA 200.7, EPA 200.8, EPA 6010 or EPA 6020) |  | Per Sample | 0 | 0 | 0 | [10 empty] | FALSE | 8-38. | Water, Chromium, Total (EPA 200.7, EPA 200.8, EPA 6010 or EPA 6020)
153 | 8-39. | Water, Lead, Total (EPA 200.7, EPA 200.8, EPA 6010 or EPA 6020) |  | Per Sample | 0 | 0 | 0 | [10 empty] | FALSE | 8-39. | Water, Lead, Total (EPA 200.7, EPA 200.8, EPA 6010 or EPA 6020)
154 | 8-40. | Water, Dissolved Lead (includes filter appropriate to sample method - EPA 200.7, 200.9, 6010B, or 7380) |  | Per Sample | 0 | 0 | 0 | [10 empty] | FALSE | 8-40. | Water, Dissolved Lead (includes filter appropriate to sample method - EPA 200.7, 200.9, 6010B, or 7380)
155 | 8-41. | Water, Mercury, Total (EPA 245.1, EPA 6020 or EPA 7470) |  | Per Sample | 0 | 0 | 0 | [10 empty] | FALSE | 8-41. | Water, Mercury, Total (EPA 245.1, EPA 6020 or EPA 7470)
156 | 8-42. | Water, Calcium, Total (EPA 200.7, EPA 6010 or EPA 6020) |  | Per Sample | 0 | 0 | 0 | [10 empty] | FALSE | 8-42. | Water, Calcium, Total (EPA 200.7, EPA 6010 or EPA 6020)
157 | 8-43. | Water, Iron, Total (EPA 200.7, EPA 6010 or EPA 6020) |  | Per Sample | 0 | 0 | 0 | [10 empty] | FALSE | 8-43. | Water, Iron, Total (EPA 200.7, EPA 6010 or EPA 6020)
158 | 8-44. | Water, Dissolved Iron (includes filter appropriate to sample method - EPA 200.7, 200.9, 6010B, or 7380) |  | Per Sample | 0 | 0 | 0 | [10 empty] | FALSE | 8-44. | Water, Dissolved Iron (includes filter appropriate to sample method - EPA 200.7, 200.9, 6010B, or 7380)
159 | 8-45. | Water, Magnesium, Total (EPA 200.7, EPA 6010 or EPA 6020) |  | Per Sample | 0 | 0 | 0 | [10 empty] | FALSE | 8-45. | Water, Magnesium, Total (EPA 200.7, EPA 6010 or EPA 6020)
160 | 8-46. | Water, Manganese, Total (EPA 200.7, EPA 200.8, EPA 6010 or EPA 6020) |  | Per Sample | 0 | 0 | 0 | [10 empty] | FALSE | 8-46. | Water, Manganese, Total (EPA 200.7, EPA 200.8, EPA 6010 or EPA 6020)
161 | 8-47. | Water, Potassium, Total (EPA 200.7, EPA 6010 or EPA 6020) |  | Per Sample | 0 | 0 | 0 | [10 empty] | FALSE | 8-47. | Water, Potassium, Total (EPA 200.7, EPA 6010 or EPA 6020)
162 | 8-48. | Water, Sodium, Total (EPA 200.7, EPA 6010 or EPA 6020) |  | Per Sample | 0 | 0 | 0 | [10 empty] | FALSE | 8-48. | Water, Sodium, Total (EPA 200.7, EPA 6010 or EPA 6020)
163 | 8-49. | Water, Alkalinity [as CaCO3] (EPA 310.2 or SM 2320 B) |  | Per Sample | 0 | 0 | 0 | [10 empty] | FALSE | 8-49. | Water, Alkalinity [as CaCO3] (EPA 310.2 or SM 2320 B)
164 | 8-50. | Water, Ammonia [as N] (EPA 350.1, SM 4500-NH3 C, SM 4500-NH3 D, SM 4500-NH3 G or SM 4500-NH3 H) |  | Per Sample | 0 | 0 | 0 | [10 empty] | FALSE | 8-50. | Water, Ammonia [as N] (EPA 350.1, SM 4500-NH3 C, SM 4500-NH3 D, SM 4500-NH3 G or SM 4500-NH3 H)
165 | 8-51. | Water, Chloride (EPA 300.0, EPA 9056, EPA 9251, EPA 9053, SM 4500CI B, SM 4500CI C or SM 4500CI E) |  | Per Sample | 0 | 0 | 0 | [10 empty] | FALSE | 8-51. | Water, Chloride (EPA 300.0, EPA 9056, EPA 9251, EPA 9053, SM 4500CI B, SM 4500CI C or SM 4500CI E)
166 | 8-52. | Water, Hardness, Total [as CaCO3] (SM 2340 B or SM 2340 C) |  | Per Sample | 0 | 0 | 0 | [10 empty] | FALSE | 8-52. | Water, Hardness, Total [as CaCO3] (SM 2340 B or SM 2340 C)
167 | 8-53. | Water, Nitrate [as N] (EPA 300.0 or EPA 353.2) |  | Per Sample | 0 | 0 | 0 | [10 empty] | FALSE | 8-53. | Water, Nitrate [as N] (EPA 300.0 or EPA 353.2)
168 | 8-54. | Water, Nitrate-Nitrite [as N] (EPA 300.0, EPA 353.2, SM 4500-NO3 E or SM 4500-NO3 F) |  | Per Sample | 0 | 0 | 0 | [10 empty] | FALSE | 8-54. | Water, Nitrate-Nitrite [as N] (EPA 300.0, EPA 353.2, SM 4500-NO3 E or SM 4500-NO3 F)
169 | 8-55. | Water, Nitrite [as N] (EPA 300.0, EPA 300.1, SM 4500-NO2 B or SM 4500-NO3 F) |  | Per Sample | 0 | 0 | 0 | [10 empty] | FALSE | 8-55. | Water, Nitrite [as N] (EPA 300.0, EPA 300.1, SM 4500-NO2 B or SM 4500-NO3 F)
170 | 8-56. | Water, Organic Carbon, Total (SM 5310 B, SM 5310 C or EPA 9060) |  | Per Sample | 0 | 0 | 0 | [10 empty] | FALSE | 8-56. | Water, Organic Carbon, Total (SM 5310 B, SM 5310 C or EPA 9060)
171 | 8-57. | Water, Orthophosphate [as P] (EPA 300.0, EPA 300.1, EPA 365.1, EPA 365.3, EPA 9056, SM 4500-PE or SM 4500-PF) |  | Per Sample | 0 | 0 | 0 | [10 empty] | FALSE | 8-57. | Water, Orthophosphate [as P] (EPA 300.0, EPA 300.1, EPA 365.1, EPA 365.3, EPA 9056, SM 4500-PE or SM 4500-PF)
172 | 8-58. | Water, Residue-filterable [Total Dissolved Solids] (SM 2540 C) |  | Per Sample | 0 | 0 | 0 | [10 empty] | FALSE | 8-58. | Water, Residue-filterable [Total Dissolved Solids] (SM 2540 C)
173 | 8-59. | Water, Residue-nonfilterable [Total Suspended Solids] (SM 2540 D) |  | Per Sample | 0 | 0 | 0 | [10 empty] | FALSE | 8-59. | Water, Residue-nonfilterable [Total Suspended Solids] (SM 2540 D)
174 | 8-60. | Water, Sulfate (ASTM D516-02, ASTM D516-90, EPA 300.0, EPA 300.1, EPA 375.2, EPA 9038, EPA 9056 or SM 4500-SO4 C) |  | Per Sample | 0 | 0 | 0 | [10 empty] | FALSE | 8-60. | Water, Sulfate (ASTM D516-02, ASTM D516-90, EPA 300.0, EPA 300.1, EPA 375.2, EPA 9038, EPA 9056 or SM 4500-SO4 C)
175 | 8-61. | Water, Heterotrophic Plate Count (SM 9215 B or SIMPLATE) |  | Per Sample | 0 | 0 | 0 | [10 empty] | FALSE | 8-61. | Water, Heterotrophic Plate Count (SM 9215 B or SIMPLATE)
176 | 8-62. | Water, Acute Bioassay-96 Hour, Freshwater, Vertebrate/Invertebrate [Vertebrate: Pimephales promelas or Cyprinella leedsi/Invertebrate: Ceriodaphnia dubia] (EPA 2000.0/2002.0) |  | Per Sample | 0 | 0 | 0 | [10 empty] | FALSE | 8-62. | Water, Acute Bioassay-96 Hour, Freshwater, Vertebrate/Invertebrate [Vertebrate: Pimephales promelas or Cyprinella leedsi/Invertebrate: Ceriodaphnia dubia] (EPA 2000.0/2002.0)
177 | 8-63. | Water, Acute Bioassay-96 Hour, Estuarine + Marine, Vertebrate/Invertebrate [Vertebrate: Menidia beryllina, Meridia menidia or Menida peninsulae/Invertebrate: Mysidopsis bahia] (EPA 2006.0/2007.0) |  | Per Sample | 0 | 0 | 0 | [10 empty] | FALSE | 8-63. | Water, Acute Bioassay-96 Hour, Estuarine + Marine, Vertebrate/Invertebrate [Vertebrate: Menidia beryllina, Meridia menidia or Menida peninsulae/Invertebrate: Mysidopsis bahia] (EPA 2006.0/2007.0)
178 | 8-64. | Water, BTEX/MTBE + Naphthalene (EPA 8260) |  | Per Sample | 0 | 0 | 0 | [10 empty] | FALSE | 8-64. | Water, BTEX/MTBE + Naphthalene (EPA 8260)
179 | 8-65. | Water, EDC [1,2-dichloroethane] (EPA Method 8021 or 8260) |  | Per Sample | 0 | 0 | 0 | [10 empty] | FALSE | 8-65. | Water, EDC [1,2-dichloroethane] (EPA Method 8021 or 8260)
180 | 8-66. | Water, Methane (EPA SOP RSK-175) |  | Per Sample | 0 | 0 | 0 | [10 empty] | FALSE | 8-66. | Water, Methane (EPA SOP RSK-175)
181 | 8-67. | Water, Cumene (Isopropyl benzene), 1,2,4-Trimethylbenzene and 1,3,5-Trimethylbenzene (EPA 8260) |  | Per Sample | 0 | 0 | 0 | [10 empty] | FALSE | 8-67. | Water, Cumene (Isopropyl benzene), 1,2,4-Trimethylbenzene and 1,3,5-Trimethylbenzene (EPA 8260)
182 | 8-68. | Air, Total Petroleum Hydrocarbons (EPA Method 18 or TO-3) |  | Per Sample | 0 | 0 | 0 | [10 empty] | FALSE | 8-68. | Air, Total Petroleum Hydrocarbons (EPA Method 18 or TO-3)
183 | 8-69. | Air, Volatile Organic Aromatics (EPA Method TO-15) |  | Per Sample | 0 | 0 | 0 | [10 empty] | FALSE | 8-69. | Air, Volatile Organic Aromatics (EPA Method TO-15)
184 | 8-70. | Air, Polycyclic Aromatic Hydrocarbons (EPA Method TO-13) |  | Per Sample | 0 | 0 | 0 | [10 empty] | FALSE | 8-70. | Air, Polycyclic Aromatic Hydrocarbons (EPA Method TO-13)
185 | 8-71. | Air, Volatile Organic Compounds (EPA Method TO-17) |  | Per Sample | 0 | 0 | 0 | [10 empty] | FALSE | 8-71. | Air, Volatile Organic Compounds (EPA Method TO-17)
186 | 8-72. | Additional Laboratory charge for 7 Day Turnaround. This is an additional charge (percentage) above the normal rate for expedited turnaround by the laboratory for an analysis. For Example: entering 0.05 is a 5% surcharge for 7 Day Turnaround above the rate for normal turnaround. |  | % Surcharge | 0 | 0 | 0 | [10 empty] | FALSE | 8-72. | Additional Laboratory charge for 7 Day Turnaround. This is an additional charge (percentage) above the normal rate for expedited turnaround by the laboratory for an analysis. For Example: entering 0.05 is a 5% surcharge for 7 Day Turnaround above the rate for normal turnaround.
187 | 8-73. | Additional Laboratory charge for 3 Day Turnaround. This is an additional charge (percentage) above the normal rate for expedited turnaround by the laboratory for an analysis. For Example: entering 0.50 is a 50% surcharge for 3 Day Turnaround above the rate for normal turnaround. |  | % Surcharge | 0 | 0 | 0 | [10 empty] | FALSE | 8-73. | Additional Laboratory charge for 3 Day Turnaround. This is an additional charge (percentage) above the normal rate for expedited turnaround by the laboratory for an analysis. For Example: entering 0.50 is a 50% surcharge for 3 Day Turnaround above the rate for normal turnaround.
188 | 8-74. | Additional Laboratory charge for 1 Day Turnaround. This is an additional charge (percentage) above the normal rate for expedited turnaround by the laboratory for an analysis. For Example: entering 1.00 is a 100% surcharge for 1 Day Turnaround above the rate for normal turnaround. |  | % Surcharge | 0 | 0 | 0 | [10 empty] | FALSE | 8-74. | Additional Laboratory charge for 1 Day Turnaround. This is an additional charge (percentage) above the normal rate for expedited turnaround by the laboratory for an analysis. For Example: entering 1.00 is a 100% surcharge for 1 Day Turnaround above the rate for normal turnaround.
189 | 9. | SOIL SOURCE REMOVAL RELATED | [15 empty] | FALSE |  | SOIL SOURCE REMOVAL RELATED
190 | 9-1.a. | Sheet Piling Installation for ≤ 20 feet deep Excavation |  | Per Sq. Foot | 0 | 0 | 0 | [10 empty] | FALSE | 9-1.a. | Sheet Piling Installation for ≤ 20 feet deep Excavation
191 | 9-1.b. | Sheet Piling Rental for ≤ 20 feet deep Excavation |  | Per Sq. Foot/Day | 0 | 0 | 0 | [10 empty] | FALSE | 9-1.b. | Sheet Piling Rental for ≤ 20 feet deep Excavation
192 | 9-1.c. | Sheet Piling Rental for ≤ 20 feet deep Excavation |  | Per Sq. Foot/Week | 0 | 0 | 0 | [10 empty] | FALSE | 9-1.c. | Sheet Piling Rental for ≤ 20 feet deep Excavation
193 | 9-1.d. | Sheet Piling Rental for ≤ 20 feet deep Excavation |  | Per Sq. Foot/Month | 0 | 0 | 0 | [10 empty] | FALSE | 9-1.d. | Sheet Piling Rental for ≤ 20 feet deep Excavation
194 | 9-2.a. | Sheet Piling Installation for > 20 feet deep Excavation |  | Per Sq. Foot | 0 | 0 | 0 | [10 empty] | FALSE | 9-2.a. | Sheet Piling Installation for > 20 feet deep Excavation
195 | 9-2.b. | Sheet Piling Rental for > 20 feet deep Excavation |  | Per Sq. Foot/Day | 0 | 0 | 0 | [10 empty] | FALSE | 9-2.b. | Sheet Piling Rental for > 20 feet deep Excavation
196 | 9-2.c. | Sheet Piling Rental for > 20 feet deep Excavation |  | Per Sq. Foot/Week | 0 | 0 | 0 | [10 empty] | FALSE | 9-2.c. | Sheet Piling Rental for > 20 feet deep Excavation
197 | 9-2.d. | Sheet Piling Rental for > 20 feet deep Excavation |  | Per Sq. Foot/Month | 0 | 0 | 0 | [10 empty] | FALSE | 9-2.d. | Sheet Piling Rental for > 20 feet deep Excavation
198 | 9-3. | Conventional Soil Excavation and Loading ≤ 300 cubic yards |  | Per Cubic Yard | 0 | 0 | 0 | [10 empty] | FALSE | 9-3. | Conventional Soil Excavation and Loading ≤ 300 cubic yards
199 | 9-4. | Conventional Soil Excavation and Loading > 300 cubic yards |  | Per Cubic Yard | 0 | 0 | 0 | [10 empty] | FALSE | 9-4. | Conventional Soil Excavation and Loading > 300 cubic yards
200 | 9-5. | LDA Excavation and Loading Without Casing ≤ 300 cubic yards |  | Per Cubic Yard | 0 | 0 | 0 | [10 empty] | FALSE | 9-5. | LDA Excavation and Loading Without Casing ≤ 300 cubic yards
201 | 9-6. | LDA Excavation and Loading Without Casing > 300 cubic yards |  | Per Cubic Yard | 0 | 0 | 0 | [10 empty] | FALSE | 9-6. | LDA Excavation and Loading Without Casing > 300 cubic yards
202 | 9-7.a | LDA Excavation and Loading With Surface Casing ≤ 300 cubic yards |  | Per Cubic Yard | 0 | 0 | 0 | [10 empty] | FALSE | 9-7.a | LDA Excavation and Loading With Surface Casing ≤ 300 cubic yards
203 | 9-7.b. | LDA Excavation and Loading With Driven Casing ≤ 300 cubic yards |  | Per Cubic Yard | 0 | 0 | 0 | [10 empty] | FALSE | 9-7.b. | LDA Excavation and Loading With Driven Casing ≤ 300 cubic yards
204 | 9-8.a. | LDA Excavation and Loading With Surface Casing > 300 cubic yards |  | Per Cubic Yard | 0 | 0 | 0 | [10 empty] | FALSE | 9-8.a. | LDA Excavation and Loading With Surface Casing > 300 cubic yards
205 | 9-8.b. | LDA Excavation and Loading With Driven Casing > 300 cubic yards |  | Per Cubic Yard | 0 | 0 | 0 | [10 empty] | FALSE | 9-8.b. | LDA Excavation and Loading With Driven Casing > 300 cubic yards
206 | 9-9. | Flowable Fill Concrete and Installation |  | Per Cubic Yard | 0 | 0 | 0 | [10 empty] | FALSE | 9-9. | Flowable Fill Concrete and Installation
207 | 9-10. | Clean Backfill Material, Compaction and Testing (includes transport) ≤ 300 cubic yards |  | Per Cubic Yard | 0 | 0 | 0 | [10 empty] | FALSE | 9-10. | Clean Backfill Material, Compaction and Testing (includes transport) ≤ 300 cubic yards
208 | 9-11. | Clean Backfill Material, Compaction and Testing (includes transport) > 300 cubic yards |  | Per Cubic Yard | 0 | 0 | 0 | [10 empty] | FALSE | 9-11. | Clean Backfill Material, Compaction and Testing (includes transport) > 300 cubic yards
210 | 9-12.a. | Clean Overburden Used As Backfill, Compaction and Testing ≤ 300 cubic yards |  | Per Cubic Yard | 0 | 0 | 0 | [10 empty] | FALSE | 9-12.a. | Clean Overburden Used As Backfill, Compaction and Testing ≤ 300 cubic yards
211 | 9-12.b. | Clean Overburden Used As Backfill, Compaction and Testing > 300 cubic yards |  | Per Cubic Yard | 0 | 0 | 0 | [10 empty] | FALSE | 9-12.b. | Clean Overburden Used As Backfill, Compaction and Testing > 300 cubic yards
212 | 9-13. | Pea Gravel |  | Per Ton | 0 | 0 | 0 | [10 empty] | FALSE | 9-13. | Pea Gravel
213 | 9-14. | #57 Stone |  | Per Ton | 0 | 0 | 0 | [10 empty] | FALSE | 9-14. | #57 Stone
215 | 9-15. | Dewatering System, up to 12 well points (includes installation) |  | Per Day | 0 | 0 | 0 | [10 empty] | FALSE | 9-15. | Dewatering System, up to 12 well points (includes installation)
216 | 9-16. | Additional Dewatering System Well Points (2) (includes installation) |  | Per Day | 0 | 0 | 0 | [10 empty] | FALSE | 9-16. | Additional Dewatering System Well Points (2) (includes installation)
217 | 9-17. | Dewatering System, up to 12 well points (includes installation) |  | Per Week | 0 | 0 | 0 | [10 empty] | FALSE | 9-17. | Dewatering System, up to 12 well points (includes installation)
218 | 9-18. | Additional Dewatering System Well Points (2) (includes installation) |  | Per Week | 0 | 0 | 0 | [10 empty] | FALSE | 9-18. | Additional Dewatering System Well Points (2) (includes installation)
220 | 9-19. | Dewatering System, up to 12 well points (includes installation) |  | Per Month | 0 | 0 | 0 | [10 empty] | FALSE | 9-19. | Dewatering System, up to 12 well points (includes installation)
221 | 9-20. | Additional Dewatering System Well Points (2) (includes installation) |  | Per Month | 0 | 0 | 0 | [10 empty] | FALSE | 9-20. | Additional Dewatering System Well Points (2) (includes installation)
222 | 10. | PETROLEUM STORAGE TANK REMOVAL AND DISPOSAL | [15 empty] | FALSE |  | PETROLEUM STORAGE TANK REMOVAL AND DISPOSAL
223 | 10-1. | Remove and Dispose Petroleum Storage Tank - ≤ 1,000 gal. capacity |  | Per Tank | 0 | 0 | 0 | [10 empty] | FALSE | 10-1. | Remove and Dispose Petroleum Storage Tank - ≤ 1,000 gal. capacity
228 | 10-2. | Remove and Dispose Petroleum Storage Tank - > 1,000 to 5,000 gal. capacity |  | Per Tank | 0 | 0 | 0 | [10 empty] | FALSE | 10-2. | Remove and Dispose Petroleum Storage Tank - > 1,000 to 5,000 gal. capacity
229 | 10-3. | Remove and Dispose Petroleum Storage Tank - > 5,000 to 10,000 gal. capacity |  | Per Tank | 0 | 0 | 0 | [10 empty] | FALSE | 10-3. | Remove and Dispose Petroleum Storage Tank - > 5,000 to 10,000 gal. capacity
230 | 10-4. | Remove and Dispose Petroleum Storage Tank - > 10,000 gal. capacity |  | Per Tank | 0 | 0 | 0 | [10 empty] | FALSE | 10-4. | Remove and Dispose Petroleum Storage Tank - > 10,000 gal. capacity
231 | 11. | DEBRIS, WASTE AND PRODUCT REMOVAL AND DISPOSAL | [15 empty] | FALSE |  | DEBRIS, WASTE AND PRODUCT REMOVAL AND DISPOSAL
232 | 11-1. | Removal and Loading of Asphalt and/or Concrete - up to 4 inch thickness |  | Per Square Foot | 0 | 0 | 0 | [10 empty] | FALSE | 11-1. | Removal and Loading of Asphalt and/or Concrete - up to 4 inch thickness
233 | 11-2. | Additional Removal/Loading Cost for Concrete - > 4 inch thickness |  | Per Square Foot | 0 | 0 | 0 | [10 empty] | FALSE | 11-2. | Additional Removal/Loading Cost for Concrete - > 4 inch thickness
234 | 11-3. | Loading, Transport and Disposal/Recycle Clean Overburden |  | Per Ton | 0 | 0 | 0 | [10 empty] | FALSE | 11-3. | Loading, Transport and Disposal/Recycle Clean Overburden
235 | 11-4. | Transport and Disposal of Clean Concrete |  | Per Ton | 0 | 0 | 0 | [10 empty] | FALSE | 11-4. | Transport and Disposal of Clean Concrete
236 | 11-5. | Transport and Disposal of Mixed Debris |  | Per Ton | 0 | 0 | 0 | [10 empty] | FALSE | 11-5. | Transport and Disposal of Mixed Debris
237 | 11-6. | Transport and Disposal of Petroleum Impacted Soil (includes drum) |  | Per Drum | 0 | 0 | 0 | [10 empty] | FALSE | 11-6. | Transport and Disposal of Petroleum Impacted Soil (includes drum)
238 | 11-7. | Transport Petroleum Impacted Soil (bulk) ≤ 100 miles |  | Per Ton | 0 | 0 | 0 | [10 empty] | FALSE | 11-7. | Transport Petroleum Impacted Soil (bulk) ≤ 100 miles
239 | 11-8. | Transport Petroleum Impacted Soil (bulk) > 100 miles |  | Per Ton | 0 | 0 | 0 | [10 empty] | FALSE | 11-8. | Transport Petroleum Impacted Soil (bulk) > 100 miles
240 | 11-9. | Disposal of Petroleum Impacted Soil at a Landfill (bulk) ≤ 450 tons |  | Per Ton | 0 | 0 | 0 | [10 empty] | FALSE | 11-9. | Disposal of Petroleum Impacted Soil at a Landfill (bulk) ≤ 450 tons
241 | 11-10. | Disposal of Petroleum Impacted Soil at a Landfill (bulk) > 450 tons |  | Per Ton | 0 | 0 | 0 | [10 empty] | FALSE | 11-10. | Disposal of Petroleum Impacted Soil at a Landfill (bulk) > 450 tons
242 | 11-11. | Disposal of Petroleum Impacted Soil at a Thermal Treatment Facility (bulk) ≤ 450 tons |  | Per Ton | 0 | 0 | 0 | [10 empty] | FALSE | 11-11. | Disposal of Petroleum Impacted Soil at a Thermal Treatment Facility (bulk) ≤ 450 tons
243 | 11-12. | Disposal of Petroleum Impacted Soil at a Thermal Treatment Facility (bulk) > 450 tons |  | Per Ton | 0 | 0 | 0 | [10 empty] | FALSE | 11-12. | Disposal of Petroleum Impacted Soil at a Thermal Treatment Facility (bulk) > 450 tons
244 | 11-13. | Transport and Disposal of Petroleum Contact Water (includes drum) |  | Per Drum | 0 | 0 | 0 | [10 empty] | FALSE | 11-13. | Transport and Disposal of Petroleum Contact Water (includes drum)
245 | 11-14. | Transport and Disposal of Petroleum Contact Water (bulk) |  | Per Gallon | 0 | 0 | 0 | [10 empty] | FALSE | 11-14. | Transport and Disposal of Petroleum Contact Water (bulk)
246 | 11-15. | Vacuum Truck Transportation, Disposal and Extraction Operations |  | Reimbursable* | 1 | 1 | 0 | [10 empty] | FALSE | 11-15.
247 | 11-16. | Transport and Disposal of Petroleum Product (includes drum) |  | Per Drum | 0 | 0 | 0 | [10 empty] | FALSE | 11-16. | Transport and Disposal of Petroleum Product (includes drum)
248 | 11-17. | Transport and Disposal of Petroleum Product (bulk) |  | Per Gallon | 0 | 0 | 0 | [10 empty] | FALSE | 11-17. | Transport and Disposal of Petroleum Product (bulk)
249 | 11-18. | Delivery, Pick Up and Rental of 20 Cubic Yard Roll-Off Container |  | Per Week | 0 | 0 | 0 | [10 empty] | FALSE | 11-18. | Delivery, Pick Up and Rental of 20 Cubic Yard Roll-Off Container
250 | 11-19. | Additional Rental of 20 Cubic Yard Roll-Off Container |  | Per Week | 0 | 0 | 0 | [10 empty] | FALSE | 11-19. | Additional Rental of 20 Cubic Yard Roll-Off Container
251 | 12. | RESURFACING | [15 empty] | FALSE |  | RESURFACING
252 | 12-1. | Asphalt Paving - 2 inch thickness (includes sub-base) |  | Per Square Foot | 0 | 0 | 0 | [10 empty] | FALSE | 12-1. | Asphalt Paving - 2 inch thickness (includes sub-base)
253 | 12-2. | Asphalt Paving - additional 1 inch thickness |  | Per Square Foot | 0 | 0 | 0 | [10 empty] | FALSE | 12-2. | Asphalt Paving - additional 1 inch thickness
254 | 12-3. | Concrete Paving - 4 inch thickness (includes sub-base) |  | Per Square Foot | 0 | 0 | 0 | [10 empty] | FALSE | 12-3. | Concrete Paving - 4 inch thickness (includes sub-base)
255 | 12-4. | Concrete Paving - additional 1 inch thickness |  | Per Square Foot | 0 | 0 | 0 | [10 empty] | FALSE | 12-4. | Concrete Paving - additional 1 inch thickness
256 | 12-5. | Crushed Lime Rock Cover - 2 inch thickness |  | Per Square Foot | 0 | 0 | 0 | [10 empty] | FALSE | 12-5. | Crushed Lime Rock Cover - 2 inch thickness
257 | 12-6. | Grass - Sod |  | Per Square Foot | 0 | 0 | 0 | [10 empty] | FALSE | 12-6. | Grass - Sod
258 | 12-7. | Grass - Seed and Mulch |  | Per Square Foot | 0 | 0 | 0 | [10 empty] | FALSE | 12-7. | Grass - Seed and Mulch
259 | 13. | IN-SITU INJECTION | [15 empty] | FALSE |  | IN-SITU INJECTION
260 | 13-1. | Direct Push Boring with In-Situ Injection |  | Per Day | 0 | 0 | 0 | [10 empty] | FALSE | 13-1. | Direct Push Boring with In-Situ Injection
261 | 13-2. | In-Situ Injection Into Existing Well/Treatment Point |  | Per Day | 0 | 0 | 0 | [10 empty] | FALSE | 13-2. | In-Situ Injection Into Existing Well/Treatment Point
262 | 13-3. | Materials to be Injected |  | Reimbursable* | 1 | 1 | 0 | [10 empty] | FALSE
263 | 13-4. | Groundwater Injection System (not by direct push) |  | Per Week | 0 | 0 | 0 | [10 empty] | FALSE | 13-4. | Groundwater Injection System (not by direct push)
264 | 13-5. | Groundwater Injection System (not by direct push) |  | Per Month | 0 | 0 | 0 | [10 empty] | FALSE | 13-5. | Groundwater Injection System (not by direct push)
265 | 14. | TRENCHING, INTEGRATION AND STARTUP | [15 empty] | FALSE |  | TRENCHING, INTEGRATION AND STARTUP
266 | 14.A. | TRENCHING | [15 empty] | FALSE
267 | 14-1.a. | Trenching and Installation of 1-10 Plumbing (and Electrical) Lines in Trench |  | Per Linear Foot of Trench | 0 | 0 | 0 | [10 empty] | FALSE | 14-1.a. | Trenching and Installation of 1-10 Plumbing (and Electrical) Lines in Trench
268 | 14-1.b. | Trenching and Installation of 11 - 20 Lines |  | Per Linear Foot of Trench | 0 | 0 | 0 | [10 empty] | FALSE | 14-1.b. | Trenching and Installation of 11 - 20 Lines
269 | 14-1.c. | Trenching and Installation of 21 - 30 Lines |  | Per Linear Foot of Trench | 0 | 0 | 0 | [10 empty] | FALSE | 14-1.c. | Trenching and Installation of 21 - 30 Lines
270 | 14-1.d. | Trenching and Installation of Additional 1-10 Lines Greater Than 30 Lines |  | Per Linear Foot of Trench | 0 | 0 | 0 | [10 empty] | FALSE | 14-1.d. | Trenching and Installation of Additional 1-10 Lines Greater Than 30 Lines
271 | 14-2. | Installation of Plumbing (and Electrical) Lines Above Ground |  | Per Foot | 0 | 0 | 0 | [10 empty] | FALSE | 14-2. | Installation of Plumbing (and Electrical) Lines Above Ground
272 | 14-3. | Plumbing and Electrical Materials/Equipment Installed in Trench (If FDEP authorizes, submit quote(s) with Change Order) |  | Reimbursable* | 1 | 1 | 0 | [10 empty] | FALSE
273 | 14-3.a. | Traffic Bearing Trench Plates (materials) |  | Reimbursable* | 1 | 1 | 0 | [10 empty] | FALSE
274 | 14-3.b. | Infiltration Gallery Installation |  | Reimbursable* | 1 | 1 | 0 | [10 empty] | FALSE
275 | 14.B. | REMEDIATION SYSTEM INTEGRATION AND STARTUP | [15 empty] | FALSE
276 | 14-4.a. | System Installation/Integration/Startup - 1 Technology Component - 1-10 Recovery/Treatment Points |  | Per Startup | 0 | 0 | 0 | [10 empty] | FALSE | 14-4.a. | System Installation/Integration/Startup - 1 Technology Component - 1-10 Recovery/Treatment Points
277 | 14-4.b. | System Installation/Integration/Startup - 1 Technology Component - 11-20 Recovery/Treatment Points |  | Per Startup | 0 | 0 | 0 | [10 empty] | FALSE | 14-4.b. | System Installation/Integration/Startup - 1 Technology Component - 11-20 Recovery/Treatment Points
278 | 14-4.c. | System Installation/Integration/Startup - 1 Technology Component - 21-30 Recovery/Treatment Points |  | Per Startup | 0 | 0 | 0 | [10 empty] | FALSE | 14-4.c. | System Installation/Integration/Startup - 1 Technology Component - 21-30 Recovery/Treatment Points
279 | 14-4.d. | System Installation/Integration/Startup - 1 Technology Component - 1-10 Additional Recovery/Treatment Points greater Than 30 (This tem is used in conjunction with 14.4.c when needed) |  | Per Startup | 0 | 0 | 0 | [10 empty] | FALSE | 14-4.d. | System Installation/Integration/Startup - 1 Technology Component - 1-10 Additional Recovery/Treatment Points greater Than 30 (This tem is used in conjunction with 14.4.c when needed)
280 | 14-5. | System Installation/Integration/Startup – Addition of 1 Technology Component |  | Per Additional Tech Component | 0 | 0 | 0 | [10 empty] | FALSE | 14-5. | System Installation/Integration/Startup – Addition of 1 Technology Component
281 | 14-6. | Compound Construction/Fencing (materials) |  | Reimbursable* | 1 | 1 | 0 | [10 empty] | FALSE
283 | 14-7. | Utility Drop |  | Reimbursable* | 1 | 1 | 0 | [10 empty] | FALSE
285 | 14-8. | Utility Connection |  | Reimbursable* | 1 | 1 | 0 | [10 empty] | FALSE
286 | 14-9. | Utility Disconnect |  | Reimbursable* | 1 | 1 | 0 | [10 empty] | FALSE
287 | 14-10. | Utility Usage Bills |  | Reimbursable* | 1 | 1 | 0 | [10 empty] | FALSE
288 | 15. | REMEDIAL ACTION - PACKAGED WORK SCOPES (Including Remediation System Equipment) | [15 empty] | FALSE |  | REMEDIAL ACTION - PACKAGED WORK SCOPES (Including Remediation System Equipment)
289 | 15.A. | PILOT TEST PACKAGES (Including Remediation System Equipment) | [15 empty] | FALSE
290 | 15-1. | Groundwater Recovery System Pilot Test - 8 hours |  | Per Test | 0 | 0 | 0 | [10 empty] | FALSE | 15-1. | Groundwater Recovery System Pilot Test - 8 hours
292 | 15-2. | Groundwater Recovery System Pilot Test - Additional Time |  | Per 2 Hrs | 0 | 0 | 0 | [10 empty] | FALSE | 15-2. | Groundwater Recovery System Pilot Test - Additional Time
293 | 15-3. | Air Sparging or Biosparging Pilot Test - 8 hours |  | Per Test | 0 | 0 | 0 | [10 empty] | FALSE | 15-3. | Air Sparging or Biosparging Pilot Test - 8 hours
294 | 15-4. | Air Sparging or Biosparging Pilot Test - Additional Time |  | Per 2 Hrs | 0 | 0 | 0 | [10 empty] | FALSE | 15-4. | Air Sparging or Biosparging Pilot Test - Additional Time
295 | 15-5. | Vapor Extraction Pilot Test - 8 hours |  | Per Test | 0 | 0 | 0 | [10 empty] | FALSE | 15-5. | Vapor Extraction Pilot Test - 8 hours
297 | 15-6. | Vapor Extraction Pilot Test - Additional Time |  | Per 2 Hrs | 0 | 0 | 0 | [10 empty] | FALSE | 15-6. | Vapor Extraction Pilot Test - Additional Time
298 | 15-7. | Vapor Extraction/Aquifer Pumping Test - 8 hours |  | Per Test | 0 | 0 | 0 | [10 empty] | FALSE | 15-7. | Vapor Extraction/Aquifer Pumping Test - 8 hours
299 | 15-8. | Vapor Extraction/Aquifer Pumping Test - Additional Time |  | Per 2 Hrs | 0 | 0 | 0 | [10 empty] | FALSE | 15-8. | Vapor Extraction/Aquifer Pumping Test - Additional Time
300 | 15-9. | Air Sparging/Vapor Extraction Pilot Test - 8 hours |  | Per Test | 0 | 0 | 0 | [10 empty] | FALSE | 15-9. | Air Sparging/Vapor Extraction Pilot Test - 8 hours
301 | 15-10. | Air Sparging/Vapor Extraction Pilot Test - Additional Time |  | Per 2 Hrs | 0 | 0 | 0 | [10 empty] | FALSE | 15-10. | Air Sparging/Vapor Extraction Pilot Test - Additional Time
303 | 15-11. | Multi-Phase Pilot Test - 8 hours |  | Per Test | 0 | 0 | 0 | [10 empty] | FALSE | 15-11. | Multi-Phase Pilot Test - 8 hours
304 | 15-12. | Multi-Phase Pilot Test - Additional Time |  | Per 2 Hrs | 0 | 0 | 0 | [10 empty] | FALSE | 15-12. | Multi-Phase Pilot Test - Additional Time
305 | 15-13. | Air Sparging/Multiphase Extraction Pilot Test - 8 hours |  | Per Test | 0 | 0 | 0 | [10 empty] | FALSE | 15-13. | Air Sparging/Multiphase Extraction Pilot Test - 8 hours
306 | 15-14. | Air Sparging/Multiphase Extraction Pilot Test - Additional Time |  | Per 2 Hours | 0 | 0 | 0 | [10 empty] | FALSE | 15-14. | Air Sparging/Multiphase Extraction Pilot Test - Additional Time
307 | 15-15. | In-Situ Chemical Oxidation (including Ozone) Pilot Test - 8 hours |  | Per Test | 0 | 0 | 0 | [10 empty] | FALSE | 15-15. | In-Situ Chemical Oxidation (including Ozone) Pilot Test - 8 hours
309 | 15-16. | In-Situ Chemical Oxidation (including Ozone) Pilot Test - Additional Time |  | Per 2 Hrs | 0 | 0 | 0 | [10 empty] | FALSE | 15-16. | In-Situ Chemical Oxidation (including Ozone) Pilot Test - Additional Time
310 | 15.B. | SHORT TERM/EPISODIC SYSTEM OPERATION PACKAGES (Including Remediation System Equipment) | [15 empty] | FALSE
311 | 15-17. | Groundwater Treatment System Package - Medium |  | Per Day | 0 | 0 | 0 | [10 empty] | FALSE | 15-17. | Groundwater Treatment System Package - Medium
312 | 15-18. | Groundwater Treatment System Package - Medium |  | Per Week | 0 | 0 | 0 | [10 empty] | FALSE | 15-18. | Groundwater Treatment System Package - Medium
313 | 15-19. | Air Sparge System Package - Medium |  | Per Day | 0 | 0 | 0 | [10 empty] | FALSE | 15-19. | Air Sparge System Package - Medium
314 | 15-20. | Air Sparge System Package - Medium |  | Per Week | 0 | 0 | 0 | [10 empty] | FALSE | 15-20. | Air Sparge System Package - Medium
315 | 15-21. | AS/SVE System Package - Medium |  | Per Day | 0 | 0 | 0 | [10 empty] | FALSE | 15-21. | AS/SVE System Package - Medium
316 | 15-22. | AS/SVE System Package - Medium |  | Per Week | 0 | 0 | 0 | [10 empty] | FALSE | 15-22. | AS/SVE System Package - Medium
317 | 15-23. | MPE System Package - Medium |  | Per Day | 0 | 0 | 0 | [10 empty] | FALSE | 15-23. | MPE System Package - Medium
318 | 15-24. | MPE System Package - Medium |  | Per Week | 0 | 0 | 0 | [10 empty] | FALSE | 15-24. | MPE System Package - Medium
319 | 15-25. | AS/MPE System Package - Medium |  | Per Day | 0 | 0 | 0 | [10 empty] | FALSE | 15-25. | AS/MPE System Package - Medium
320 | 15-26. | AS/MPE System Package - Medium |  | Per Week | 0 | 0 | 0 | [10 empty] | FALSE | 15-26. | AS/MPE System Package - Medium
321 | 15-27. | SVE System Package - Medium |  | Per Day | 0 | 0 | 0 | [10 empty] | FALSE | 15-27. | SVE System Package - Medium
322 | 15-28. | SVE System Package - Medium |  | Per Week | 0 | 0 | 0 | [10 empty] | FALSE | 15-28. | SVE System Package - Medium
323 | 15-29. | In-Situ Chemical Oxidation (including Ozone) Package – Medium |  | Per Day | 0 | 0 | 0 | [10 empty] | FALSE | 15-29. | In-Situ Chemical Oxidation (including Ozone) Package – Medium
324 | 15-30. | In-Situ Chemical Oxidation (including Ozone) Package – Medium |  | Per Week | 0 | 0 | 0 | [10 empty] | FALSE | 15-30. | In-Situ Chemical Oxidation (including Ozone) Package – Medium
325 | 16. | MONTHLY REMEDIATION SYSTEM O&M PACKAGED WORK SCOPES (Excluding Remediation System Equipment) | [15 empty] | FALSE |  | MONTHLY REMEDIATION SYSTEM O&M PACKAGED WORK SCOPES (Excluding Remediation System Equipment)
326 | 16-1. | System O&M Package (excludes system) - Small |  | Per Month | 0 | 0 | 0 | [10 empty] | FALSE | 16-1. | System O&M Package (excludes system) - Small
327 | 16-2. | System O&M Package (excludes system) - Medium |  | Per Month | 0 | 0 | 0 | [10 empty] | FALSE | 16-2. | System O&M Package (excludes system) - Medium
328 | 16-3. | System O&M Package (excludes system) - Large |  | Per Month | 0 | 0 | 0 | [10 empty] | FALSE | 16-3. | System O&M Package (excludes system) - Large
329 | 16-4. | System O&M Package (excludes system) - Extra Large |  | Per Month | 0 | 0 | 0 | [10 empty] | FALSE | 16-4. | System O&M Package (excludes system) - Extra Large
330 | 16-5. | Supplemental System O&M Package - Add Thermox or Catox Treatment |  | Per Month | 0 | 0 | 0 | [10 empty] | FALSE | 16-5. | Supplemental System O&M Package - Add Thermox or Catox Treatment
331 | 17. | REMEDIAL ACTION SYSTEM/EQUIPMENT USE (Equipment Only, Excluding O&M) | [15 empty] | FALSE |  | REMEDIAL ACTION SYSTEM/EQUIPMENT USE (Equipment Only, Excluding O&M)
332 | 17-1. | Medium Holding Tank - 2,000 to 6,000 gal. capacity - Short Term ≤ 6 mos. |  | Per Month | 0 | 0 | 0 | [10 empty] | FALSE | 17-1. | Medium Holding Tank - 2,000 to 6,000 gal. capacity - Short Term ≤ 6 mos.
333 | 17-2. | Medium Holding Tank - 2,000 to 6,000 gal. capacity - Long Term > 6 mos. |  | Per Month | 0 | 0 | 0 | [10 empty] | FALSE | 17-2. | Medium Holding Tank - 2,000 to 6,000 gal. capacity - Long Term > 6 mos.
334 | 17-3. | Large Holding Tank > 6,000 to 10,000 gal. capacity - Short Term ≤ 6 mos. |  | Per Month | 0 | 0 | 0 | [10 empty] | FALSE | 17-3. | Large Holding Tank > 6,000 to 10,000 gal. capacity - Short Term ≤ 6 mos.
335 | 17-4. | Large Holding Tank > 6,000 to 10,000 gal. capacity - Long Term > 6 mos. |  | Per Month | 0 | 0 | 0 | [10 empty] | FALSE | 17-4. | Large Holding Tank > 6,000 to 10,000 gal. capacity - Long Term > 6 mos.
336 | 17-5. | Groundwater Treatment System - Stand Alone Small - Short Term ≤ 6 mos. |  | Per Month | 0 | 0 | 0 | [10 empty] | FALSE | 17-5. | Groundwater Treatment System - Stand Alone Small - Short Term ≤ 6 mos.
337 | 17-6. | Groundwater Treatment System - Stand Alone Small - Long Term > 6 mos. |  | Per Month | 0 | 0 | 0 | [10 empty] | FALSE | 17-6. | Groundwater Treatment System - Stand Alone Small - Long Term > 6 mos.
338 | 17-7. | Groundwater Treatment System - Stand Alone Medium - Short Term ≤ 6 mos. |  | Per Month | 0 | 0 | 0 | [10 empty] | FALSE | 17-7. | Groundwater Treatment System - Stand Alone Medium - Short Term ≤ 6 mos.
339 | 17-8. | Groundwater Treatment System - Stand Alone Medium - Long Term > 6 mos. |  | Per Month | 0 | 0 | 0 | [10 empty] | FALSE | 17-8. | Groundwater Treatment System - Stand Alone Medium - Long Term > 6 mos.
340 | 17-9. | Groundwater Treatment System - Stand Alone Large - Short Term ≤ 6 mos. |  | Per Month | 0 | 0 | 0 | [10 empty] | FALSE | 17-9. | Groundwater Treatment System - Stand Alone Large - Short Term ≤ 6 mos.
341 | 17-10. | Groundwater Treatment System - Stand Alone Large - Long Term > 6 mos. |  | Per Month | 0 | 0 | 0 | [10 empty] | FALSE | 17-10. | Groundwater Treatment System - Stand Alone Large - Long Term > 6 mos.
342 | 17-11. | Air Sparge System - Small - Short Term ≤ 6 mos. |  | Per Month | 0 | 0 | 0 | [10 empty] | FALSE | 17-11. | Air Sparge System - Small - Short Term ≤ 6 mos.
343 | 17-12. | Air Sparge System - Small - Long Term > 6 mos. |  | Per Month | 0 | 0 | 0 | [10 empty] | FALSE | 17-12. | Air Sparge System - Small - Long Term > 6 mos.
344 | 17-13. | Air Sparge System - Medium - Short Term ≤ 6 mos. |  | Per Month | 0 | 0 | 0 | [10 empty] | FALSE | 17-13. | Air Sparge System - Medium - Short Term ≤ 6 mos.
345 | 17-14. | Air Sparge System - Medium - Long Term > 6 mos. |  | Per Month | 0 | 0 | 0 | [10 empty] | FALSE | 17-14. | Air Sparge System - Medium - Long Term > 6 mos.
346 | 17-15. | Air Sparge System - Large - Short Term ≤ 6 mos. |  | Per Month | 0 | 0 | 0 | [10 empty] | FALSE | 17-15. | Air Sparge System - Large - Short Term ≤ 6 mos.
347 | 17-16. | Air Sparge System - Large - Long Term > 6 mos. |  | Per Month | 0 | 0 | 0 | [10 empty] | FALSE | 17-16. | Air Sparge System - Large - Long Term > 6 mos.
348 | 17-17. | AS/SVE System - Small - Short Term ≤ 6 mos. |  | Per Month | 0 | 0 | 0 | [10 empty] | FALSE | 17-17. | AS/SVE System - Small - Short Term ≤ 6 mos.
349 | 17-18. | AS/SVE System - Small - Long Term > 6 mos. |  | Per Month | 0 | 0 | 0 | [10 empty] | FALSE | 17-18. | AS/SVE System - Small - Long Term > 6 mos.
350 | 17-19. | AS/SVE System - Medium - Short Term ≤ 6 mos. |  | Per Month | 0 | 0 | 0 | [10 empty] | FALSE | 17-19. | AS/SVE System - Medium - Short Term ≤ 6 mos.
351 | 17-20. | AS/SVE System - Medium - Long Term > 6 mos. |  | Per Month | 0 | 0 | 0 | [10 empty] | FALSE | 17-20. | AS/SVE System - Medium - Long Term > 6 mos.
352 | 17-21. | AS/SVE System - Large - Short Term ≤ 6 mos. |  | Per Month | 0 | 0 | 0 | [10 empty] | FALSE | 17-21. | AS/SVE System - Large - Short Term ≤ 6 mos.
353 | 17-22. | AS/SVE System - Large - Long Term > 6 mos. |  | Per Month | 0 | 0 | 0 | [10 empty] | FALSE | 17-22. | AS/SVE System - Large - Long Term > 6 mos.
354 | 17-23. | MPE System - Small - Short Term ≤ 6 mos. |  | Per Month | 0 | 0 | 0 | [10 empty] | FALSE | 17-23. | MPE System - Small - Short Term ≤ 6 mos.
355 | 17-24. | MPE System - Small - Long Term > 6 mos. |  | Per Month | 0 | 0 | 0 | [10 empty] | FALSE | 17-24. | MPE System - Small - Long Term > 6 mos.
356 | 17-25. | MPE System - Medium - Short Term ≤ 6 mos. |  | Per Month | 0 | 0 | 0 | [10 empty] | FALSE | 17-25. | MPE System - Medium - Short Term ≤ 6 mos.
357 | 17-26. | MPE System - Medium - Long Term > 6 mos. |  | Per Month | 0 | 0 | 0 | [10 empty] | FALSE | 17-26. | MPE System - Medium - Long Term > 6 mos.
358 | 17-27. | MPE System - Large - Short Term ≤ 6 mos. |  | Per Month | 0 | 0 | 0 | [10 empty] | FALSE | 17-27. | MPE System - Large - Short Term ≤ 6 mos.
359 | 17-28. | MPE System - Large - Long Term > 6 mos. |  | Per Month | 0 | 0 | 0 | [10 empty] | FALSE | 17-28. | MPE System - Large - Long Term > 6 mos.
360 | 17-29. | Groundwater Treatment - Add On - Small - Short Term ≤ 6 mos. |  | Per Month | 0 | 0 | 0 | [10 empty] | FALSE | 17-29. | Groundwater Treatment - Add On - Small - Short Term ≤ 6 mos.
361 | 17-30. | Groundwater Treatment - Add On - Medium - Short Term ≤ 6 mos. |  | Per Month | 0 | 0 | 0 | [10 empty] | FALSE | 17-30. | Groundwater Treatment - Add On - Medium - Short Term ≤ 6 mos.
362 | 17-31. | Groundwater Treatment - Add On - Large - Short Term ≤ 6 mos. |  | Per Month | 0 | 0 | 0 | [10 empty] | FALSE | 17-31. | Groundwater Treatment - Add On - Large - Short Term ≤ 6 mos.
363 | 17-32. | Groundwater Treatment - Add On - Small - Long Term > 6 mos. |  | Per Month | 0 | 0 | 0 | [10 empty] | FALSE | 17-32. | Groundwater Treatment - Add On - Small - Long Term > 6 mos.
364 | 17-33. | Groundwater Treatment - Add On - Medium - Long Term > 6 mos. |  | Per Month | 0 | 0 | 0 | [10 empty] | FALSE | 17-33. | Groundwater Treatment - Add On - Medium - Long Term > 6 mos.
365 | 17-34. | Groundwater Treatment - Add On - Large - Long Term > 6 mos. |  | Per Month | 0 | 0 | 0 | [10 empty] | FALSE | 17-34. | Groundwater Treatment - Add On - Large - Long Term > 6 mos.
366 | 17-35. | Carbon Off Gas Treatment - Add On - Small - Short Term ≤ 6 mos. |  | Per Month | 0 | 0 | 0 | [10 empty] | FALSE | 17-35. | Carbon Off Gas Treatment - Add On - Small - Short Term ≤ 6 mos.
367 | 17-36. | Carbon Off Gas Treatment - Add On - Medium - Short Term ≤ 6 mos. |  | Per Month | 0 | 0 | 0 | [10 empty] | FALSE | 17-36. | Carbon Off Gas Treatment - Add On - Medium - Short Term ≤ 6 mos.
368 | 17-37. | Carbon Off Gas Treatment - Add On - Large - Short Term ≤ 6 mos. |  | Per Month | 0 | 0 | 0 | [10 empty] | FALSE | 17-37. | Carbon Off Gas Treatment - Add On - Large - Short Term ≤ 6 mos.
369 | 17-38. | Carbon Off Gas Treatment - Add On - Small- Long Term > 6 mos. |  | Per Month | 0 | 0 | 0 | [10 empty] | FALSE | 17-38. | Carbon Off Gas Treatment - Add On - Small- Long Term > 6 mos.
370 | 17-39. | Carbon Off Gas Treatment - Add On - Medium - Long Term > 6 mos. |  | Per Month | 0 | 0 | 0 | [10 empty] | FALSE | 17-39. | Carbon Off Gas Treatment - Add On - Medium - Long Term > 6 mos.
371 | 17-40. | Carbon Off Gas Treatment - Add On - Large - Long Term > 6 mos. |  | Per Month | 0 | 0 | 0 | [10 empty] | FALSE | 17-40. | Carbon Off Gas Treatment - Add On - Large - Long Term > 6 mos.
372 | 17-41. | Thermox/Catox Off Gas Treatment - Add On - Small - Short Term ≤ 6 mos. |  | Per Month | 0 | 0 | 0 | [10 empty] | FALSE | 17-41. | Thermox/Catox Off Gas Treatment - Add On - Small - Short Term ≤ 6 mos.
373 | 17-42. | Thermox/Catox Off Gas Treatment - Add On - Medium - Short Term ≤ 6 mos. |  | Per Month | 0 | 0 | 0 | [10 empty] | FALSE | 17-42. | Thermox/Catox Off Gas Treatment - Add On - Medium - Short Term ≤ 6 mos.
374 | 17-43. | Thermox/Catox Off Gas Treatment - Add On - Large - Short Term ≤ 6 mos. |  | Per Month | 0 | 0 | 0 | [10 empty] | FALSE | 17-43. | Thermox/Catox Off Gas Treatment - Add On - Large - Short Term ≤ 6 mos.
375 | 17-44. | Thermox/Catox Off Gas Treatment - Add On - Small - Long Term > 6 mos. |  | Per Month | 0 | 0 | 0 | [10 empty] | FALSE | 17-44. | Thermox/Catox Off Gas Treatment - Add On - Small - Long Term > 6 mos.
376 | 17-45. | Thermox/Catox Off Gas Treatment - Add On - Medium - Long Term > 6 mos. |  | Per Month | 0 | 0 | 0 | [10 empty] | FALSE | 17-45. | Thermox/Catox Off Gas Treatment - Add On - Medium - Long Term > 6 mos.
377 | 17-46. | Thermox/Catox Off Gas Treatment - Add On - Large - Long Term > 6 mos. |  | Per Month | 0 | 0 | 0 | [10 empty] | FALSE | 17-46. | Thermox/Catox Off Gas Treatment - Add On - Large - Long Term > 6 mos.
378 | 17-47. | Soil Vapor Extraction (SVE) System - Small - Short Term ≤ 6 Months |  | Per Month | 0 | 0 | 0 | [10 empty] | FALSE | 17-47. | Soil Vapor Extraction (SVE) System - Small - Short Term ≤ 6 Months
379 | 17-48. | Soil Vapor Extraction (SVE) System - Small - Long Term > 6 Months |  | Per Month | 0 | 0 | 0 | [10 empty] | FALSE | 17-48. | Soil Vapor Extraction (SVE) System - Small - Long Term > 6 Months
380 | 17-49. | Soil Vapor Extraction (SVE) System - Medium - Short Term ≤ 6 Months |  | Per Month | 0 | 0 | 0 | [10 empty] | FALSE | 17-49. | Soil Vapor Extraction (SVE) System - Medium - Short Term ≤ 6 Months
381 | 17-50. | Soil Vapor Extraction (SVE) System - Medium - Long Term > 6 Months |  | Per Month | 0 | 0 | 0 | [10 empty] | FALSE | 17-50. | Soil Vapor Extraction (SVE) System - Medium - Long Term > 6 Months
382 | 17-51. | Soil Vapor Extraction (SVE) System - Large - Short Term ≤ 6 Months |  | Per Month | 0 | 0 | 0 | [10 empty] | FALSE | 17-51. | Soil Vapor Extraction (SVE) System - Large - Short Term ≤ 6 Months
383 | 17-52. | Soil Vapor Extraction (SVE) System - Large - Long Term > 6 Months |  | Per Month | 0 | 0 | 0 | [10 empty] | FALSE | 17-52. | Soil Vapor Extraction (SVE) System - Large - Long Term > 6 Months
384 | 17-53. | Air Sparge/Multphase Extraction (AS/MPE) System - Small - Short Term ≤ 6 Months |  | Per Month | 0 | 0 | 0 | [10 empty] | FALSE | 17-53. | Air Sparge/Multphase Extraction (AS/MPE) System - Small - Short Term ≤ 6 Months
385 | 17-54. | Air Sparge/Multphase Extraction (AS/MPE) System - Small - Long Term > 6 Months |  | Per Month | 0 | 0 | 0 | [10 empty] | FALSE | 17-54. | Air Sparge/Multphase Extraction (AS/MPE) System - Small - Long Term > 6 Months
386 | 17-55. | Air Sparge/Multphase Extraction (AS/MPE) System - Medium - Short Term ≤ 6 Months |  | Per Month | 0 | 0 | 0 | [10 empty] | FALSE | 17-55. | Air Sparge/Multphase Extraction (AS/MPE) System - Medium - Short Term ≤ 6 Months
387 | 17-56. | Air Sparge/Multphase Extraction (AS/MPE) System - Medium - Long Term > 6 Months |  | Per Month | 0 | 0 | 0 | [10 empty] | FALSE | 17-56. | Air Sparge/Multphase Extraction (AS/MPE) System - Medium - Long Term > 6 Months
388 | 17-57. | Air Sparge/Multphase Extraction (AS/MPE) System - Large - Short Term ≤ 6 Months |  | Per Month | 0 | 0 | 0 | [10 empty] | FALSE | 17-57. | Air Sparge/Multphase Extraction (AS/MPE) System - Large - Short Term ≤ 6 Months
389 | 17-58. | Air Sparge/Multphase Extraction (AS/MPE) System - Large - Long Term > 6 Months |  | Per Month | 0 | 0 | 0 | [10 empty] | FALSE | 17-58. | Air Sparge/Multphase Extraction (AS/MPE) System - Large - Long Term > 6 Months
390 | 17-59. | In-Situ Chemical Oxidation (including Ozone) System – Small – Long Term > 6 Months |  | Per Month | 0 | 0 | 0 | [10 empty] | FALSE | 17-59. | In-Situ Chemical Oxidation (including Ozone) System – Small – Long Term > 6 Months
391 | 17-60. | In-Situ Chemical Oxidation (including Ozone) System – Small - Short Term ≤ 6 Months |  | Per Month | 0 | 0 | 0 | [10 empty] | FALSE | 17-60. | In-Situ Chemical Oxidation (including Ozone) System – Small - Short Term ≤ 6 Months
392 | 17-61. | In-Situ Chemical Oxidation (including Ozone) System – Medium – Long Term > 6 Months |  | Per Month | 0 | 0 | 0 | [10 empty] | FALSE | 17-61. | In-Situ Chemical Oxidation (including Ozone) System – Medium – Long Term > 6 Months
393 | 17-62. | In-Situ Chemical Oxidation (including Ozone) System – Medium - Short Term ≤ 6 Months |  | Per Month | 0 | 0 | 0 | [10 empty] | FALSE | 17-62. | In-Situ Chemical Oxidation (including Ozone) System – Medium - Short Term ≤ 6 Months
394 | 17-63. | In-Situ Chemical Oxidation (including Ozone) System – Large - Long Term > 6 Months |  | Per Month | 0 | 0 | 0 | [10 empty] | FALSE | 17-63. | In-Situ Chemical Oxidation (including Ozone) System – Large - Long Term > 6 Months
395 | 17-64. | In-Situ Chemical Oxidation (including Ozone) System – Large -Short Term ≤ 6 Months |  | Per Month | 0 | 0 | 0 | [10 empty] | FALSE | 17-64. | In-Situ Chemical Oxidation (including Ozone) System – Large -Short Term ≤ 6 Months
396 | 18. | REPORTS (Excluding Professional Engineering and Professional Geology Services) | [15 empty] | FALSE |  | REPORTS (Excluding Professional Engineering and Professional Geology Services)
397 | 18-1. | Soil Source Removal Report |  | Per Report | 0 | 0 | 0 | [10 empty] | FALSE | 18-1. | Soil Source Removal Report
398 | 18-2. | General Site Assessment Report |  | Per Report | 0 | 0 | 0 | [10 empty] | FALSE | 18-2. | General Site Assessment Report
399 | 18-3. | Supplemental Site Assessment Report |  | Per Report | 0 | 0 | 0 | [10 empty] | FALSE | 18-3. | Supplemental Site Assessment Report
400 | 18-4. | Receptor and Exposure Pathway Report |  | Per Report | 0 | 0 | 0 | [10 empty] | FALSE | 18-4. | Receptor and Exposure Pathway Report
401 | 18-5. | Level 1 Natural Attenuation Monitoring Plan |  | Per Plan | 0 | 0 | 0 | [10 empty] | FALSE | 18-5. | Level 1 Natural Attenuation Monitoring Plan
402 | 18-6. | Level 2 Natural Attenuation Monitoring Plan |  | Per Plan | 0 | 0 | 0 | [10 empty] | FALSE | 18-6. | Level 2 Natural Attenuation Monitoring Plan
403 | 18-7. | Natural Attenuation or Post RA Monitoring Report, Quarterly or Non-Annual |  | Per Report | 0 | 0 | 0 | [10 empty] | FALSE | 18-7. | Natural Attenuation or Post RA Monitoring Report, Quarterly or Non-Annual
404 | 18-8. | Natural Attenuation or Post RA Monitoring Report, Annual |  | Per Report | 0 | 0 | 0 | [10 empty] | FALSE | 18-8. | Natural Attenuation or Post RA Monitoring Report, Annual
405 | 18-9. | Pilot Test Plan |  | Per Plan | 0 | 0 | 0 | [10 empty] | FALSE | 18-9. | Pilot Test Plan
406 | 18-10. | Pilot Test Report |  | Per Report | 0 | 0 | 0 | [10 empty] | FALSE | 18-10. | Pilot Test Report
407 | 18-11. | Level 1 Remedial Action Plan |  | Per Plan | 0 | 0 | 0 | [10 empty] | FALSE | 18-11. | Level 1 Remedial Action Plan | bar: 3
408 | 18-12. | Level 2 Remedial Action Plan |  | Per Plan | 0 | 0 | 0 | [10 empty] | FALSE | 18-12. | Level 2 Remedial Action Plan | bar: 3
410 | 18-13. | Level 1 Limited Scope Remedial Action Plan or RAP Modification Plan |  | Per Plan | 0 | 0 | 0 | [10 empty] | FALSE | 18-13. | Level 1 Limited Scope Remedial Action Plan or RAP Modification Plan | bar: 3
411 | 18-14. | Level 2 Limited Scope Remedial Action Plan or RAP Modification Plan |  | Per Plan | 0 | 0 | 0 | [10 empty] | FALSE | 18-14. | Level 2 Limited Scope Remedial Action Plan or RAP Modification Plan | bar: 3
412 | 18-15. | Level 3 Limited Scope Remedial Action Plan or RAP Modification Plan |  | Per Plan | 0 | 0 | 0 | [10 empty] | FALSE | 18-15. | Level 3 Limited Scope Remedial Action Plan or RAP Modification Plan | bar: 3
413 | 18-16. | Level 4 Limited Scope Remedial Action Plan or RAP Modification Plan |  | Per Plan | 0 | 0 | 0 | [10 empty] | FALSE | 18-16. | Level 4 Limited Scope Remedial Action Plan or RAP Modification Plan | bar: 3
414 | 18-17. | Construction Drawings and Design Specifications |  | Per Report | 0 | 0 | 0 | [10 empty] | FALSE | 18-17. | Construction Drawings and Design Specifications | bar: 4
415 | 18-18. | As-Built Drawings (P.E. Sealed red lined modifications) |  | Per Drawings | 0 | 0 | 0 | [10 empty] | FALSE | 18-18. | As-Built Drawings (P.E. Sealed red lined modifications)
416 | 18-19. | Remedial Action Startup Report |  | Per Report | 0 | 0 | 0 | [10 empty] | FALSE | 18-19. | Remedial Action Startup Report
417 | 18-20. | Letter/NPDES Report |  | Per Report | 0 | 0 | 0 | [10 empty] | FALSE | 18-20. | Letter/NPDES Report | bar: 2
418 | 18-21. | Operation and Maintenance Report, Quarterly or Non-Annual |  | Per Report | 0 | 0 | 0 | [10 empty] | FALSE | 18-21. | Operation and Maintenance Report, Quarterly or Non-Annual
419 | 18-22. | Operation and Maintenance Annual Report |  | Per Report | 0 | 0 | 0 | [10 empty] | FALSE | 18-22. | Operation and Maintenance Annual Report
420 | 18-23. | Remedial Action General Report |  | Per Report | 0 | 0 | 0 | [10 empty] | FALSE | 18-23. | Remedial Action General Report
421 | 18-24. | Remedial Action Interim Report |  | Per Report | 0 | 0 | 0 | [10 empty] | FALSE | 18-24. | Remedial Action Interim Report | bar: 1
422 | 18-25. | Free Product Recovery Report |  | Per Report | 0 | 0 | 0 | [10 empty] | FALSE | 18-25. | Free Product Recovery Report
423 | 18-26. | Well Abandonment/Site Restoration Report |  | Per Report | 0 | 0 | 0 | [10 empty] | FALSE | 18-26. | Well Abandonment/Site Restoration Report
424 | 18-27. | Interim Assessment Report |  | Per Report | 0 | 0 | 0 | [10 empty] | FALSE | 18-27. | Interim Assessment Report
425 | 19. | PERSONNEL (Excluding Professional Engineer and Professional Geologist) | [15 empty] | FALSE |  | PERSONNEL (Excluding Professional Engineer and Professional Geologist)
426 | 19-1. | Program/Contract Manager |  | Per Hour | 0 | 0 | 0 | [10 empty] | FALSE | 19-1. | Program/Contract Manager
427 | 19-2. | Project/Site Manager |  | Per Hour | 0 | 0 | 0 | [10 empty] | FALSE | 19-2. | Project/Site Manager
428 | 19-3. | Engineer |  | Per Hour | 0 | 0 | 0 | [10 empty] | FALSE | 19-3. | Engineer
429 | 19-4. | Geologist/Geoscientist |  | Per Hour | 0 | 0 | 0 | [10 empty] | FALSE | 19-4. | Geologist/Geoscientist
430 | 19-5. | Hydrogeologist/Modeler |  | Per Hour | 0 | 0 | 0 | [10 empty] | FALSE | 19-5. | Hydrogeologist/Modeler
431 | 19-6. | Scientist/Technical Specialist |  | Per Hour | 0 | 0 | 0 | [10 empty] | FALSE | 19-6. | Scientist/Technical Specialist | bar: 2
432 | 19-7. | Assistant Scientist/Technical Specialist |  | Per Hour | 0 | 0 | 0 | [10 empty] | FALSE | 19-7. | Assistant Scientist/Technical Specialist
433 | 19-8. | Field Technician |  | Per Hour | 0 | 0 | 0 | [10 empty] | FALSE | 19-8. | Field Technician
434 | 19-9. | Draftsperson |  | Per Hour | 0 | 0 | 0 | [10 empty] | FALSE | 19-9. | Draftsperson
435 | 19-10. | Administrative Staff |  | Per Hour | 0 | 0 | 0 | [10 empty] | FALSE | 19-10. | Administrative Staff
436 | 19-11. | Laborers and Security Guards |  | Per Hour | 0 | 0 | 0 | [10 empty] | FALSE | 19-11. | Laborers and Security Guards
437 | 20. | PROFESSIONAL ENGINEERING AND PROFESSIONAL GEOLOGY SERVICES | [15 empty] | FALSE |  | PROFESSIONAL ENGINEERING AND PROFESSIONAL GEOLOGY SERVICES
438 | 20-1. | Professional Engineer |  | Per Hour | 0 | 0 | 0 | [10 empty] | FALSE | 20-1. | Professional Engineer | bar: 2
439 | 20-2. | Professional Geologist |  | Per Hour | 0 | 0 | 0 | [10 empty] | FALSE | 20-2. | Professional Geologist
440 | 20-3. | P.G. Field Oversight of Drilling and Boring and Soil-Boring Logging |  | Per Hour | 0 | 0 | 0 | [10 empty] | FALSE | 20-3. | P.G. Field Oversight of Drilling and Boring and Soil-Boring Logging
441 | 20-4. | P.G. Field Oversight of Well Installation |  | Per Hour | 0 | 0 | 0 | [10 empty] | FALSE | 20-4. | P.G. Field Oversight of Well Installation
442 | 20-5. | P.E. Project Oversight for Remediation Technology Pilot Testing |  | Per Test | 0 | 0 | 0 | [10 empty] | FALSE | 20-5. | P.E. Project Oversight for Remediation Technology Pilot Testing
443 | 20-6.a. | P.E. Project Oversight for Remediation System Integration and Startup - Small System |  | Per System | 0 | 0 | 0 | [10 empty] | FALSE | 20-6.a. | P.E. Project Oversight for Remediation System Integration and Startup - Small System
444 | 20-6.b. | P.E. Project Oversight for Remediation System Integration and Startup - Medium System |  | Per System | 0 | 0 | 0 | [10 empty] | FALSE | 20-6.b. | P.E. Project Oversight for Remediation System Integration and Startup - Medium System
445 | 20-6.c. | P.E. Project Oversight for Remediation System Integration and Startup - Large System |  | Per System | 0 | 0 | 0 | [10 empty] | FALSE | 20-6.c. | P.E. Project Oversight for Remediation System Integration and Startup - Large System
446 | 20-6.d. | P.E. Project Oversight for Remediation System Integration and Startup - Extra Large System |  | Per System | 0 | 0 | 0 | [10 empty] | FALSE | 20-6.d. | P.E. Project Oversight for Remediation System Integration and Startup - Extra Large System
447 | 20-7.a. | P.E. Project Oversight for Short Term or Episodic Remediation System Operation |  | Per Day | 0 | 0 | 0 | [10 empty] | FALSE | 20-7.a. | P.E. Project Oversight for Short Term or Episodic Remediation System Operation
448 | 20-7.b. | P.E. Project Oversight for Short Term or Episodic Remediation System Operation |  | Per Week | 0 | 0 | 0 | [10 empty] | FALSE | 20-7.b. | P.E. Project Oversight for Short Term or Episodic Remediation System Operation
449 | 20-8. | P.E. Project Oversight for Remediation System Operation and Maintenance |  | Per Month | 0 | 0 | 0 | [10 empty] | FALSE | 20-8. | P.E. Project Oversight for Remediation System Operation and Maintenance
450 | 20-9. | P.E. Review and Certification of Sufficiency of Engineering Controls (other than permanent, impermeable surface or top two feet of clean fill), with Monitoring and Maintenance Recommendations Required for a Conditional NFA |  | Per Review and Certification | 0 | 0 | 0 | [10 empty] | FALSE | 20-9. | P.E. Review and Certification of Sufficiency of Engineering Controls (other than permanent, impermeable surface or top two feet of clean fill), with Monitoring and Maintenance Recommendations Required for a Conditional NFA
451 | 20-10. | P.G. or Qualified P.E. Review and Certification of Sufficiency of Engineering Controls Limited to Permanent, Impermeable Surface or Top Two Feet of Clean Fill with Monitoring and Maintenance Recommendations Required for a Conditional NFA |  | Per Review and Certification | 0 | 0 | 0 | [10 empty] | FALSE | 20-10. | P.G. or Qualified P.E. Review and Certification of Sufficiency of Engineering Controls Limited to Permanent, Impermeable Surface or Top Two Feet of Clean Fill with Monitoring and Maintenance Recommendations Required for a Conditional NFA
452 | 20-11. | P.E. Design and Certification of Plans and Project Oversight of Installation for Engineering Controls (other than permanent, impermeable surface or top two feet of clean fill) required for a conditional NFA |  | Per Engineering Controls Installation | 0 | 0 | 0 | [10 empty] | FALSE | 20-11. | P.E. Design and Certification of Plans and Project Oversight of Installation for Engineering Controls (other than permanent, impermeable surface or top two feet of clean fill) required for a conditional NFA
453 | 20-12. | P.G. or Qualified P.E. Review, Evaluation and Certification of Plans and Project Oversight for Installation of Engineering Controls Limited to Permanent, Impermeable Surface or Top Two Feet of Clean Fill Required for a Conditional NFA |  | Per Engineering Controls Installation | 0 | 0 | 0 | [10 empty] | FALSE | 20-12. | P.G. or Qualified P.E. Review, Evaluation and Certification of Plans and Project Oversight for Installation of Engineering Controls Limited to Permanent, Impermeable Surface or Top Two Feet of Clean Fill Required for a Conditional NFA
454 | 20-13. | P.G. or P.E. Review, Evaluation and Certification of a Soil Source Removal Report That Includes a Recommendation for NFA |  | Per Report | 0 | 0 | 0 | [10 empty] | FALSE | 20-13. | P.G. or P.E. Review, Evaluation and Certification of a Soil Source Removal Report That Includes a Recommendation for NFA
455 | 20-14. | P.G. or Qualified P.E. Review, Evaluation and Certification of a General Site Assessment Report |  | Per Report | 0 | 0 | 0 | [10 empty] | FALSE | 20-14. | P.G. or Qualified P.E. Review, Evaluation and Certification of a General Site Assessment Report
456 | 20-15. | P.G. or Qualified P.E. Review, Evaluation and Certification of a Supplemental Site Assessment Report |  | Per Report | 0 | 0 | 0 | [10 empty] | FALSE | 20-15. | P.G. or Qualified P.E. Review, Evaluation and Certification of a Supplemental Site Assessment Report
457 | 20-16. | P.G. or P.E. Review, Evaluation and Certification of a Receptor and Exposure Pathway Report |  | Per Report | 0 | 0 | 0 | [10 empty] | FALSE | 20-16. | P.G. or P.E. Review, Evaluation and Certification of a Receptor and Exposure Pathway Report
458 | 20-17. | P.E. Review, Evaluation and Certification of a Level 1 Natural Attenuation Monitoring Plan |  | Per Plan | 0 | 0 | 0 | [10 empty] | FALSE | 20-17. | P.E. Review, Evaluation and Certification of a Level 1 Natural Attenuation Monitoring Plan
459 | 20-18. | P.E. Review, Evaluation and Certification of a Level 2 Natural Attenuation Monitoring Plan |  | Per Plan | 0 | 0 | 0 | [10 empty] | FALSE | 20-18. | P.E. Review, Evaluation and Certification of a Level 2 Natural Attenuation Monitoring Plan
460 | 20-19. | P.E. or P.G. Review, Evaluation and Certification of a Non-Annual Natural Attenuation or Post RA Monitoring Report That Includes a Recommendation for NFA or a Recommendation to Modify the Approved Monitoring Plan. |  | Per Report | 0 | 0 | 0 | [10 empty] | FALSE | 20-19. | P.E. or P.G. Review, Evaluation and Certification of a Non-Annual Natural Attenuation or Post RA Monitoring Report That Includes a Recommendation for NFA or a Recommendation to Modify the Approved Monitoring Plan.
461 | 20-20. | P.G or P.E. Review, Evaluation and Certification of an Annual Natural Attenuation Monitoring Report |  | Per Report | 0 | 0 | 0 | [10 empty] | FALSE | 20-20. | P.G or P.E. Review, Evaluation and Certification of an Annual Natural Attenuation Monitoring Report
462 | 20-21. | P.E. Review, Evaluation and Certification of a Pilot Test Plan |  | Per Plan | 0 | 0 | 0 | [10 empty] | FALSE | 20-21. | P.E. Review, Evaluation and Certification of a Pilot Test Plan
463 | 20-22. | P.E. Review, Evaluation and Certification of a Pilot Test Report |  | Per Report | 0 | 0 | 0 | [10 empty] | FALSE | 20-22. | P.E. Review, Evaluation and Certification of a Pilot Test Report
464 | 20-23. | P.E. Review, Evaluation and Certification of a Level 1 Remedial Action Plan |  | Per Plan | 0 | 0 | 0 | [10 empty] | FALSE | 20-23. | P.E. Review, Evaluation and Certification of a Level 1 Remedial Action Plan | bar: 3
466 | 20-24. | P.E. Review, Evaluation and Certification of a Level 2 Remedial Action Plan |  | Per Plan | 0 | 0 | 0 | [10 empty] | FALSE | 20-24. | P.E. Review, Evaluation and Certification of a Level 2 Remedial Action Plan | bar: 3
467 | 20-25. | P.E. Review, Evaluation and Certification of a Level 1 Limited Scope Remedial Action Plan or RAP Modification Plan |  | Per Plan | 0 | 0 | 0 | [10 empty] | FALSE | 20-25. | P.E. Review, Evaluation and Certification of a Level 1 Limited Scope Remedial Action Plan or RAP Modification Plan | bar: 3
468 | 20-26. | P.E. Review, Evaluation and Certification of a Level 2 Limited Scope Remedial Action Plan or RAP Modification Plan |  | Per Plan | 0 | 0 | 0 | [10 empty] | FALSE | 20-26. | P.E. Review, Evaluation and Certification of a Level 2 Limited Scope Remedial Action Plan or RAP Modification Plan | bar: 3
469 | 20-27. | P.E. Review, Evaluation and Certification of a Level 3 Limited Scope Remedial Action Plan or RAP Modification Plan |  | Per Plan | 0 | 0 | 0 | [10 empty] | FALSE | 20-27. | P.E. Review, Evaluation and Certification of a Level 3 Limited Scope Remedial Action Plan or RAP Modification Plan | bar: 3
470 | 20-28. | P.E. Review, Evaluation and Certification of a Level 4 Limited Scope Remedial Action Plan or RAP Modification Plan |  | Per Plan | 0 | 0 | 0 | [10 empty] | FALSE | 20-28. | P.E. Review, Evaluation and Certification of a Level 4 Limited Scope Remedial Action Plan or RAP Modification Plan | bar: 3
471 | 20-29. | P.E. Review, Evaluation and Certification of As-Built Drawings (P.E. sealed red lined modifications) |  | Per Set of Drawings | 0 | 0 | 0 | [10 empty] | FALSE | 20-29. | P.E. Review, Evaluation and Certification of As-Built Drawings (P.E. sealed red lined modifications)
472 | 20-30. | P.E. Review, Evaluation and Certification of a Remedial Action Startup Report That Includes a Recommendation for System Modification or Significant Change in the Course of Action |  | Per Report | 0 | 0 | 0 | [10 empty] | FALSE | 20-30. | P.E. Review, Evaluation and Certification of a Remedial Action Startup Report That Includes a Recommendation for System Modification or Significant Change in the Course of Action
473 | 20-31. | P.E. Review, Evaluation and Certification of a Non-Annual Operation and Maintenance Report That Includes Significant Proposed Changes to the Approved RAP |  | Per Report | 0 | 0 | 0 | [10 empty] | FALSE | 20-31. | P.E. Review, Evaluation and Certification of a Non-Annual Operation and Maintenance Report That Includes Significant Proposed Changes to the Approved RAP
474 | 20-32. | P.E. Review, Evaluation and Certification of an Annual Operation and Maintenance Report |  | Per Report | 0 | 0 | 0 | [10 empty] | FALSE | 20-32. | P.E. Review, Evaluation and Certification of an Annual Operation and Maintenance Report
475 | 20-33. | P.G or P.E. Review, Evaluation and Certification of a Remedial Action General Report |  | Per Report | 0 | 0 | 0 | [10 empty] | FALSE | 20-33. | P.G or P.E. Review, Evaluation and Certification of a Remedial Action General Report
476 | 20-34. | P.G or P.E. Review, Evaluation and Certification of an Interim Assessment or Remedial Action Report That Includes a Recommendation for System Modification or Significant Change in the Course of Action |  | Per Report | 0 | 0 | 0 | [10 empty] | FALSE | 20-34. | P.G or P.E. Review, Evaluation and Certification of an Interim Assessment or Remedial Action Report That Includes a Recommendation for System Modification or Significant Change in the Course of Action
477 | 20-35. | P.E. Review, Evaluation, and Certification of Construction Drawings |  | Per Set of Drawings | 0 | 0 | 0 | [10 empty] | FALSE | 20-35. | P.E. Review, Evaluation, and Certification of Construction Drawings | bar: 4
478 | 20-36. | P.E. Review, Evaluation, and Certification of Annual PARM Report |  | Per Report | 0 | 0 | 0 | [10 empty] | FALSE | 20-36. | P.E. Review, Evaluation, and Certification of Annual PARM Report
479 | 21. | MISCELLANEOUS ITEMS |  | ' | [13 empty] | FALSE |  | MISCELLANEOUS ITEMS
480 | 21-1. |  |  | Reimbursable* | 1 | 1 | 0 | [10 empty] | FALSE | 21-1. | 0
481 | 21-2. |  |  | Reimbursable* | 1 | 1 | 0 | [10 empty] | FALSE | 21-2. | 0
482 | 21-3. |  |  | Reimbursable* | 1 | 1 | 0 | [10 empty] | FALSE | 21-3. | 0
483 | 21-4. |  |  | Reimbursable* | 1 | 1 | 0 | [10 empty] | FALSE | 21-4. | 0
484 | 21-5. |  |  | Reimbursable* | 1 | 1 | 0 | [10 empty] | FALSE | 21-5. | 0
485 | 21-6. |  |  | Reimbursable* | 1 | 1 | 0 | [10 empty] | FALSE | 21-6. | 0
486 | 21-7. |  |  | Reimbursable* | 1 | 1 | 0 | [10 empty] | FALSE | 21-7. | 0
487 | 21-8. |  |  | Reimbursable* | 1 | 1 | 0 | [10 empty] | FALSE | 21-8. | 0
488 | 21-9. |  |  | Reimbursable* | 1 | 1 | 0 | [10 empty] | FALSE | 21-9. | 0
489 | 21-10. |  |  | Reimbursable* | 1 | 1 | 0 | [10 empty] | FALSE | 21-10. | 0
450 | 21-11. |  |  | Reimbursable* | 1 | 1 | 0 | [10 empty] | FALSE | 21-11. | 0
451 | 21-12. |  |  | Reimbursable* | 1 | 1 | 0 | [10 empty] | FALSE | 21-12. | 0
452 | 21-13. |  |  | Reimbursable* | 1 | 1 | 0 | [10 empty] | FALSE | 21-13. | 0
453 | 21-14. |  |  | Reimbursable* | 1 | 1 | 0 | [10 empty] | FALSE | 21-14. | 0
454 | 21-15. |  |  | Reimbursable* | 1 | 1 | 0 | [10 empty] | FALSE | 21-15. | 0
455 | 21-16. |  |  | Reimbursable* | 1 | 1 | 0 | [10 empty] | FALSE | 21-16. | 0
456 | 21-17. |  |  | Reimbursable* | 1 | 1 | 0 | [10 empty] | FALSE | 21-17. | 0
457 | 21-18. |  |  | Reimbursable* | 1 | 1 | 0 | [10 empty] | FALSE | 21-18. | 0
458 | 21-19. |  |  | Reimbursable* | 1 | 1 | 0 | [10 empty] | FALSE | 21-19. | 0
459 | 21-20. |  |  | Reimbursable* | 1 | 1 | 0 | [10 empty] | FALSE | 21-20. | 0
460 | 21-21. |  |  | Reimbursable* | 1 | 1 | 0 | [10 empty] | FALSE | 21-21. | 0
461 | 21-22. |  |  | Reimbursable* | 1 | 1 | 0 | [10 empty] | FALSE | 21-22. | 0
462 | 21-23. |  |  | Reimbursable* | 1 | 1 | 0 | [10 empty] | FALSE | 21-23. | 0
463 | 21-24. |  |  | Reimbursable* | 1 | 1 | 0 | [10 empty] | FALSE | 21-24. | 0
464 | 21-25. |  |  | Reimbursable* | 1 | 1 | 0 | [10 empty] | FALSE | 21-25. | 0
465 | 21-26. |  |  | Reimbursable* | 1 | 1 | 0 | [10 empty] | FALSE | 21-26. | 0
466 | 21-27. |  |  | Reimbursable* | 1 | 1 | 0 | [10 empty] | FALSE | 21-27. | 0
467 | 21-28. |  |  | Reimbursable* | 1 | 1 | 0 | [10 empty] | FALSE | 21-28. | 0
468 | 21-29. |  |  | Reimbursable* | 1 | 1 | 0 | [10 empty] | FALSE | 21-29. | 0
469 | 21-30. |  |  | Reimbursable* | 1 | 1 | 0 | [10 empty] | FALSE | 21-30. | 0
470 | 22. | Contingent Funding |  | ' | [13 empty] | FALSE |  | Contingent Funding
| 22-1. | Contingent Funding - Allowance only to be used as offset for field change orders |  | NOT BILLABLE | 1 | 1 | 0 | [10 empty] | FALSE | 22-1. | Contingent Funding - Allowance only to be used as offset for field change orders
| *For reimbursable pay items the cost listed is a "not to exceed" amount. Fees will be reimbursed for the pay item based on the actual invoice. Please note, the unit of measure for these items will be displayed as dollars for invoicing purposes. Please refer to the Scope of Work for additional description of these items. | [6 empty] | 10: Version 20.0 | TRUE |  | 0
Note on I7: OFFICE ACTIVITIES
Note on J7: PRE-RAP TELECONFERENCE
Note on K7: RAP PREPARATION
Note on L7: CONSTRUCTION DRAWINGS BASED ON RAP (IF NEEDED)
Note on I9: Use this item if the contractor will be new to the site. Direct Assign ATCs do not get this pay item.
Note on I17: Allowed one per contractor per site.
Note on K21: Use if a PLS is needed for utilities and/or system design layout.
Note on K388: RAP Level will be selected based on extent of contamination and anticipated technology, consult with assigned PE for appropriate RAP level.
Note on K389: RAP Level will be selected based on extent of contamination and anticipated technology, consult with assigned PE for appropriate RAP level.
Note on K390: RAP Level will be selected based on extent of contamination and anticipated technology, consult with assigned PE for appropriate RAP level.
Note on K391: RAP Level will be selected based on extent of contamination and anticipated technology, consult with assigned PE for appropriate RAP level.
Note on K392: RAP Level will be selected based on extent of contamination and anticipated technology, consult with assigned PE for appropriate RAP level.
Note on K393: RAP Level will be selected based on extent of contamination and anticipated technology, consult with assigned PE for appropriate RAP level.
Note on L394: Should be used when it is necessary to create detailed construction drawings.
Note on J397: One item for submittal of Pre-RAP Telecon notes.
Note on I401: For the Pre-RAP Teleconference, prepare a Site Summary Package at least 7 days prior to the teleconference
Note on J411: One hour for the Pre-RAP Teleconference
Note on J418: One hour for the Pre-RAP Teleconference
Note on K444: RAP Level will be selected based on extent of contamination and anticipated technology, consult with assigned PE for appropriate RAP level.
Note on K445: RAP Level will be selected based on extent of contamination and anticipated technology, consult with assigned PE for appropriate RAP level.
Note on K446: RAP Level will be selected based on extent of contamination and anticipated technology, consult with assigned PE for appropriate RAP level.
Note on K447: RAP Level will be selected based on extent of contamination and anticipated technology, consult with assigned PE for appropriate RAP level.
Note on K448: RAP Level will be selected based on extent of contamination and anticipated technology, consult with assigned PE for appropriate RAP level.
Note on K449: RAP Level will be selected based on extent of contamination and anticipated technology, consult with assigned PE for appropriate RAP level.
Note on L456: Should be used when it is necessary to create detailed construction drawings.

## RA Construction SPI
[8 empty] | 1 | 2 | 3 | 4 | 5 | 6 | 7 | 8 | 9 | 10
| Facility Name: |  | Reimbursable Pay Items require one quote if total costs are $2500 or less. | bar: 1 to 2
| 7-Digit Facility ID #: |  | Reimbursable Pay Items require three quotes if total costs are greater than $2500. | bar: 1 to 2
| County: |  | It the reimbursable pay item is spread over multiple tasks, the total cost of all tasks will | bar: 1 to 2
be used to determine if the cost is above or below $2500. | bar: 1 to 2
[8 empty] | FALSE | TRUE | TRUE | TRUE | TRUE | FALSE | FALSE | FALSE | FALSE | FALSE
spi code | PAY ITEM | DESCRIPTION |  | UNIT OF MEASURE | CONTRACTED ITEM PRICE | NEGOTIATED ITEM PRICE | TOTAL QUANTITIES | TASK 1 QUANT. | TASK 2 QUANT. | TASK 3 QUANT. | TASK 4 QUANT. | TASK 5 QUANT. | TASK 6 QUANT. | TASK 7 QUANT. | TASK 8 QUANT. | TASK 9 QUANT. | TASK 10 QUANT. | TRUE
1 | 1. | OFFICE ACTIVITIES | [15 empty] | FALSE |  | OFFICE ACTIVITIES
2 | 1-1. | File Review |  | Per Review | 0 | 0 | 0 | [10 empty] | FALSE | 1-1. | File Review | bar: 1
3 | 1-2. | Site Health & Safety Plan |  | Per Site | 0 | 0 | 0 | [10 empty] | FALSE | 1-2. | Site Health & Safety Plan | bar: 1
4 | 1-2.a. | Updated Site Health & Safety Plan for Continued Work (no cost to DEP) |  | Per Site | 0 | 0 | 0 | [10 empty] | FALSE | 1-2.a. | Updated Site Health & Safety Plan for Continued Work (no cost to DEP) | bar: 1
5 | 1-3. | Notice of Discovery of Contamination Package (initial or TPOC) |  | Per Package | 0 | 0 | 0 | [10 empty] | FALSE | 1-3. | Notice of Discovery of Contamination Package (initial or TPOC)
6 | 1-4. | Permit Fees (actual fee only, cost to obtain permit is included in applicable pay items) |  | Reimbursable* | 1 | 1 | 300 | 2: 300; 3: x | TRUE
7 | 1-5. | Obtaining Off-Site Property Access Agreement, ROW Access Agreement or Permit |  | Per Agreement | 0 | 0 | 0 | [10 empty] | FALSE | 1-5. | Obtaining Off-Site Property Access Agreement, ROW Access Agreement or Permit | bar: 1
8 | 1-6. | Project Specific Financial Guarantee Bond (if required by FDEP) |  | Reimbursable* | 1 | 1 | 0 | [10 empty] | FALSE
9 | 1-7. | 6% Handling Fee for Cost Reimbursable Items |  | % Surcharge | 0 | 0 | 300 | 0 | 300 | 0 | 0 | 0 | 0 | 0 | 0 | 0 | 0 | TRUE
10 | 1-8. | Map and Table Generation |  | Per Site | 0 | 0 | 0 | [10 empty] | FALSE | 1-8. | Map and Table Generation | bar: 1
11 | 2. | FIELD ACTIVITIES - GENERAL | [15 empty] | FALSE |  | FIELD ACTIVITIES - GENERAL
12 | 2-1. | Site Reconnaissance/Field Measurement Visit |  | Per Visit | 0 | 0 | 0 | [10 empty] | FALSE | 2-1. | Site Reconnaissance/Field Measurement Visit
13 | 2-2. | Receptor Survey and Exposure Pathway Identification |  | Per Survey | 0 | 0 | 0 | [10 empty] | FALSE | 2-2. | Receptor Survey and Exposure Pathway Identification
14 | 2-3. | Professional Land Survey subject to FDEP authorization to perform and the SPI displaying the cost not to exceed as supported by quote(s) prior to performance |  | Reimbursable* | 1 | 1 | 0 | [10 empty] | FALSE
15 | 2-4. | Contractor Oversight for Non-Price Schedule Activities |  | Per Day | 0 | 0 | 0 | [10 empty] | FALSE | 2-4. | Contractor Oversight for Non-Price Schedule Activities
16 | 2-5. | Maintenance of Traffic |  | Reimbursable* | 1 | 1 | 0 | [10 empty] | FALSE | bar: 1 to 10
17 | 3. | MOBILIZATION | [15 empty] | FALSE |  | MOBILIZATION
18 | 3-1. | Light Duty Vehicle (car or 1/2 ton truck) Mobilization |  | Per Round Trip | 0 | 0 | 0 | [10 empty] | FALSE | 3-1. | Light Duty Vehicle (car or 1/2 ton truck) Mobilization | bar: 1 to 5
19 | 3-2. | Heavy Duty/Stake Bed Truck (3/4 ton +) Mobilization |  | Per Round Trip | 0 | 0 | 0 | [10 empty] | FALSE | 3-2. | Heavy Duty/Stake Bed Truck (3/4 ton +) Mobilization | bar: 3
20 | 3-3. | Work Trailer Mobilization |  | Per Round Trip | 0 | 0 | 0 | [10 empty] | FALSE | 3-3. | Work Trailer Mobilization | bar: 3
21 | 3-4. | DPT Rig and Support Vehicles Mobilization |  | Per Round Trip | 0 | 0 | 0 | [10 empty] | FALSE | 3-4. | DPT Rig and Support Vehicles Mobilization | bar: 2
22 | 3-5. | Drill Rig and Support Vehicles Mobilization (hollow stem auger, mud rotary or sonic) |  | Per Round Trip | 0 | 0 | 0 | [10 empty] | FALSE | 3-5. | Drill Rig and Support Vehicles Mobilization (hollow stem auger, mud rotary or sonic) | bar: 2
24 | 3-6. | Excavator Mobilization |  | Per Round Trip | 0 | 0 | 0 | [10 empty] | FALSE | 3-6. | Excavator Mobilization | bar: 3
26 | 3-7. | LDA Rig and Support Vehicles Mobilization |  | Per Round Trip | 0 | 0 | 0 | [10 empty] | FALSE | 3-7. | LDA Rig and Support Vehicles Mobilization
28 | 3-8. | Loader/Backhoe Mobilization |  | Per Round Trip | 0 | 0 | 0 | [10 empty] | FALSE | 3-8. | Loader/Backhoe Mobilization | bar: 3
30 | 3-9. | Mini Excavator/Loader Mobilization |  | Per Round Trip | 0 | 0 | 0 | [10 empty] | FALSE | 3-9. | Mini Excavator/Loader Mobilization | bar: 3
31 | 3-10. | Drum Compactor Mobilization |  | Per Round Trip | 0 | 0 | 0 | [10 empty] | FALSE | 3-10. | Drum Compactor Mobilization
32 | 4. | DRILLING AND BORING | [15 empty] | FALSE |  | DRILLING AND BORING
34 | 4-1.a. | Split Spoon Sampling – 2 foot (during boring) < 50 feet |  | Per Spoon | 0 | 0 | 0 | [10 empty] | FALSE | 4-1.a. | Split Spoon Sampling – 2 foot (during boring) < 50 feet | bar: 2
36 | 4-1.b. | Split Spoon Sampling – 2 foot (during boring) 50 to 100 feet |  | Per Spoon | 0 | 0 | 0 | [10 empty] | FALSE | 4-1.b. | Split Spoon Sampling – 2 foot (during boring) 50 to 100 feet | bar: 2
37 | 4-1.c. | Split Spoon Sampling – 2 foot (during boring) > 100 feet |  | Per Spoon | 0 | 0 | 0 | [10 empty] | FALSE | 4-1.c. | Split Spoon Sampling – 2 foot (during boring) > 100 feet | bar: 2
38 | 4-1.d. | Sonic Core Sampling - 5 or 10 foot (during boring) |  | Per Core | 0 | 0 | 0 | [10 empty] | FALSE | 4-1.d. | Sonic Core Sampling - 5 or 10 foot (during boring) | bar: 2
39 | 4-2. | Hand Auger Boring ≤ 10 foot total depth |  | Per Boring | 0 | 0 | 0 | [10 empty] | FALSE | 4-2. | Hand Auger Boring ≤ 10 foot total depth | bar: 2
40 | 4-3. | Direct Push Technology (DPT) Rig and Equipment |  | Full Day | 0 | 0 | 0 | [10 empty] | FALSE | 4-3. | Direct Push Technology (DPT) Rig and Equipment | bar: 2
41 | 4-4. | DPT Membrane Interface Probe (MIP) Equipped with PID and ECD (add-on cost to DPT base rate) |  | Full Day | 0 | 0 | 0 | [10 empty] | FALSE | 4-4. | DPT Membrane Interface Probe (MIP) Equipped with PID and ECD (add-on cost to DPT base rate)
42 | 4-5. | HSA or MR Boring, ≤ 6 inch diameter, < 50 foot total depth |  | Per Foot | 0 | 0 | 0 | [10 empty] | FALSE | 4-5. | HSA or MR Boring, ≤ 6 inch diameter, < 50 foot total depth | bar: 2
43 | 4-6. | HSA or MR Boring, ≤ 6 inch diameter, 50 to 100 foot total depth |  | Per Foot | 0 | 0 | 0 | [10 empty] | FALSE | 4-6. | HSA or MR Boring, ≤ 6 inch diameter, 50 to 100 foot total depth | bar: 2
44 | 4-7. | HSA or MR Boring, ≤ 6 inch diameter, > 100 foot total depth |  | Per Foot | 0 | 0 | 0 | [10 empty] | FALSE | 4-7. | HSA or MR Boring, ≤ 6 inch diameter, > 100 foot total depth | bar: 2
45 | 4-8. | HSA or MR Boring, > 6 to 10 inch diameter, < 50 foot total depth |  | Per Foot | 0 | 0 | 0 | [10 empty] | FALSE | 4-8. | HSA or MR Boring, > 6 to 10 inch diameter, < 50 foot total depth | bar: 2
46 | 4-9. | HSA or MR Boring, > 6 to 10 inch diameter, 50 to 100 foot total depth |  | Per Foot | 0 | 0 | 0 | [10 empty] | FALSE | 4-9. | HSA or MR Boring, > 6 to 10 inch diameter, 50 to 100 foot total depth | bar: 2
48 | 4-10. | HSA or MR Boring, > 6 to 10 inch diameter, > 100 foot total depth |  | Per Foot | 0 | 0 | 0 | [10 empty] | FALSE | 4-10. | HSA or MR Boring, > 6 to 10 inch diameter, > 100 foot total depth | bar: 2
49 | 4-11. | HSA or MR Boring, > 10 to 14 inch diameter, < 50 foot total depth |  | Per Foot | 0 | 0 | 0 | [10 empty] | FALSE | 4-11. | HSA or MR Boring, > 10 to 14 inch diameter, < 50 foot total depth | bar: 2
50 | 4-12. | HSA or MR Boring, > 10 to 14 inch diameter, 50 to 100 foot total depth |  | Per Foot | 0 | 0 | 0 | [10 empty] | FALSE | 4-12. | HSA or MR Boring, > 10 to 14 inch diameter, 50 to 100 foot total depth | bar: 2
51 | 4-13. | HSA or MR Boring, > 10 to 14 inch diameter, > 100 foot total depth |  | Per Foot | 0 | 0 | 0 | [10 empty] | FALSE | 4-13. | HSA or MR Boring, > 10 to 14 inch diameter, > 100 foot total depth | bar: 2
53 | 4-14. | Sonic Boring, ≤ 6 inch diameter, < 50 foot total depth |  | Per Foot | 0 | 0 | 0 | [10 empty] | FALSE | 4-14. | Sonic Boring, ≤ 6 inch diameter, < 50 foot total depth | bar: 2
55 | 4-15. | Sonic Boring, ≤ 6 inch diameter, 50 to 100 foot total depth |  | Per Foot | 0 | 0 | 0 | [10 empty] | FALSE | 4-15. | Sonic Boring, ≤ 6 inch diameter, 50 to 100 foot total depth | bar: 2
58 | 4-16. | Sonic Boring, ≤ 6 inch diameter, > 100 foot total depth |  | Per Foot | 0 | 0 | 0 | [10 empty] | FALSE | 4-16. | Sonic Boring, ≤ 6 inch diameter, > 100 foot total depth | bar: 2
59 | 4-17. | Sonic Boring, > 6 to 10 inch diameter, < 50 foot total depth |  | Per Foot | 0 | 0 | 0 | [10 empty] | FALSE | 4-17. | Sonic Boring, > 6 to 10 inch diameter, < 50 foot total depth | bar: 2
60 | 4-18. | Sonic Boring, > 6 to 10 inch diameter, 50 to 100 foot total depth |  | Per Foot | 0 | 0 | 0 | [10 empty] | FALSE | 4-18. | Sonic Boring, > 6 to 10 inch diameter, 50 to 100 foot total depth | bar: 2
61 | 4-19. | Sonic Boring, > 6 to 10 inch diameter, > 100 foot total depth |  | Per Foot | 0 | 0 | 0 | [10 empty] | FALSE | 4-19. | Sonic Boring, > 6 to 10 inch diameter, > 100 foot total depth | bar: 2
62 | 4-20. | Sonic Boring, > 10 to 14 inch diameter, < 50 foot total depth |  | Per Foot | 0 | 0 | 0 | [10 empty] | FALSE | 4-20. | Sonic Boring, > 10 to 14 inch diameter, < 50 foot total depth | bar: 2
63 | 4-21. | Sonic Boring, > 10 to 14 inch diameter, 50 to 100 foot total depth |  | Per Foot | 0 | 0 | 0 | [10 empty] | FALSE | 4-21. | Sonic Boring, > 10 to 14 inch diameter, 50 to 100 foot total depth | bar: 2
64 | 4-22. | Sonic Boring, > 10 to 14 inch diameter, > 100 foot total depth |  | Per Foot | 0 | 0 | 0 | [10 empty] | FALSE | 4-22. | Sonic Boring, > 10 to 14 inch diameter, > 100 foot total depth | bar: 2
65 | 5. | WELL INSTALLATION | [15 empty] | FALSE |  | WELL INSTALLATION
66 | 5-1. | Well Installation - 1 inch diameter (vertical) |  | Per Foot | 0 | 0 | 0 | [10 empty] | FALSE | 5-1. | Well Installation - 1 inch diameter (vertical) | bar: 2
67 | 5-2.a. | Well Installation - 2 inch diameter (vertical) |  | Per Foot | 0 | 0 | 0 | [10 empty] | FALSE | 5-2.a. | Well Installation - 2 inch diameter (vertical) | bar: 2
68 | 5-2.b. | Horizontal Well Installation - 2 inch diameter (includes trenching) |  | Per Foot | 0 | 0 | 0 | [10 empty] | FALSE | 5-2.b. | Horizontal Well Installation - 2 inch diameter (includes trenching) | bar: 3
69 | 5-3.a. | Well Installation - 4 inch diameter (vertical) |  | Per Foot | 0 | 0 | 0 | [10 empty] | FALSE | 5-3.a. | Well Installation - 4 inch diameter (vertical) | bar: 2
70 | 5-3.b. | Horizontal Well Installation - 4 inch diameter (includes trenching) |  | Per Foot | 0 | 0 | 0 | [10 empty] | FALSE | 5-3.b. | Horizontal Well Installation - 4 inch diameter (includes trenching) | bar: 3
71 | 5-4. | Well Installation - 1.5 inch diameter (vertical) |  | Per Foot | 0 | 0 | 0 | [10 empty] | FALSE | 5-4. | Well Installation - 1.5 inch diameter (vertical) | bar: 2
72 | 5-5. | Well Installation - 6 inch diameter (vertical) |  | Per Foot | 0 | 0 | 0 | [10 empty] | FALSE | 5-5. | Well Installation - 6 inch diameter (vertical) | bar: 2
73 | 5-6. | Surface Casing - 6 inch diameter |  | Per Foot | 0 | 0 | 0 | [10 empty] | FALSE | 5-6. | Surface Casing - 6 inch diameter | bar: 2
74 | 5-7. | Surface Casing - 8 inch diameter |  | Per Foot | 0 | 0 | 0 | [10 empty] | FALSE | 5-7. | Surface Casing - 8 inch diameter | bar: 2
75 | 5-8. | Surface Casing - 10 inch diameter |  | Per Foot | 0 | 0 | 0 | [10 empty] | FALSE | 5-8. | Surface Casing - 10 inch diameter | bar: 2
76 | 5-9. | Surface Casing - 12 inch diameter |  | Per Foot | 0 | 0 | 0 | [10 empty] | FALSE | 5-9. | Surface Casing - 12 inch diameter | bar: 2
77 | 5-10.a. | Additional Well Screen > 20 feet - 1 inch diameter |  | Per Foot | 0 | 0 | 0 | [10 empty] | FALSE | 5-10.a. | Additional Well Screen > 20 feet - 1 inch diameter | bar: 2
78 | 5-10.b. | Additional Well Screen > 20 feet - 2 inch diameter |  | Per Foot | 0 | 0 | 0 | [10 empty] | FALSE | 5-10.b. | Additional Well Screen > 20 feet - 2 inch diameter | bar: 2
80 | 5-10.c. | Additional Well Screen > 20 feet - 4 inch diameter |  | Per Foot | 0 | 0 | 0 | [10 empty] | FALSE | 5-10.c. | Additional Well Screen > 20 feet - 4 inch diameter | bar: 2
81 | 5-10.d. | Additional Well Screen > 20 feet - 6 inch diameter |  | Per Foot | 0 | 0 | 0 | [10 empty] | FALSE | 5-10.d. | Additional Well Screen > 20 feet - 6 inch diameter | bar: 2
83 | 5-11. | Above Grade Well Completion |  | Per Well | 0 | 0 | 0 | [10 empty] | FALSE | 5-11. | Above Grade Well Completion | bar: 2
84 | 5-12. | Installation of Well Vault - 2 x 2 x 2 foot |  | Per Vault | 0 | 0 | 0 | [10 empty] | FALSE | 5-12. | Installation of Well Vault - 2 x 2 x 2 foot | bar: 3
85 | 5-13. | Installation of Well Vault - 4 x 4 x 2 foot |  | Per Vault | 0 | 0 | 0 | [10 empty] | FALSE | 5-13. | Installation of Well Vault - 4 x 4 x 2 foot | bar: 3
86 | 5-14. | Well Redevelopment |  | Per Well | 0 | 0 | 0 | [10 empty] | FALSE | 5-14. | Well Redevelopment | bar: 2
87 | 5-15. | Removal and Reinstallation of 8-inch Manhole and Well Pad |  | Per Well | 0 | 0 | 0 | [10 empty] | FALSE | 5-15. | Removal and Reinstallation of 8-inch Manhole and Well Pad | bar: 3
88 | 5-16. | Removal and Reinstallation of 12-inch Manhole and Well Pad |  | Per Well | 0 | 0 | 0 | [10 empty] | FALSE | 5-16. | Removal and Reinstallation of 12-inch Manhole and Well Pad | bar: 3
89 | 5-17. | Prepacked Screen |  | Per Foot | 0 | 0 | 0 | [10 empty] | FALSE | 5-17. | Prepacked Screen | bar: 2
90 | 6. | WELL ABANDONMENT | [15 empty] | FALSE |  | WELL ABANDONMENT
91 | 6-1. | Grout and Abandon Well, 1 to 2 inch diameter |  | Per Foot | 0 | 0 | 0 | [10 empty] | FALSE | 6-1. | Grout and Abandon Well, 1 to 2 inch diameter | bar: 2
92 | 6-2. | Grout and Abandon Well, > 2 to 4 inch diameter |  | Per Foot | 0 | 0 | 0 | [10 empty] | FALSE | 6-2. | Grout and Abandon Well, > 2 to 4 inch diameter | bar: 2
93 | 6-3. | Grout and Abandon Well, > 4 to 6 inch diameter |  | Per Foot | 0 | 0 | 0 | [10 empty] | FALSE | 6-3. | Grout and Abandon Well, > 4 to 6 inch diameter | bar: 2
94 | 6-4. | Grout and Abandon Well, > 6 inch diameter |  | Per Foot | 0 | 0 | 0 | [10 empty] | FALSE | 6-4. | Grout and Abandon Well, > 6 inch diameter | bar: 2
95 | 6-5. | Removal of Well Vault - 2 x 2 x 2 foot |  | Per Vault | 0 | 0 | 0 | [10 empty] | FALSE | 6-5. | Removal of Well Vault - 2 x 2 x 2 foot | bar: 2
96 | 6-6. | Removal of Well Vault - 4 x 4 x 2 foot |  | Per Vault | 0 | 0 | 0 | [10 empty] | FALSE | 6-6. | Removal of Well Vault - 4 x 4 x 2 foot | bar: 2
97 | 6-7. | Removal of Well Pad and Manhole |  | Per Well | 0 | 0 | 0 | [10 empty] | FALSE | 6-7. | Removal of Well Pad and Manhole | bar: 2
98 | 7. | SAMPLE COLLECTION AND FIELD TESTING | [15 empty] | FALSE |  | SAMPLE COLLECTION AND FIELD TESTING
99 | 7-1. | Monitoring Well Sampling with Water Level, ≤ 100 foot depth |  | Per Well | 0 | 0 | 0 | [10 empty] | FALSE | 7-1. | Monitoring Well Sampling with Water Level, ≤ 100 foot depth | bar: 2; 5
100 | 7-2. | Monitoring Well Sampling with Water Level, > 100 foot depth |  | Per Well | 0 | 0 | 0 | [10 empty] | FALSE | 7-2. | Monitoring Well Sampling with Water Level, > 100 foot depth | bar: 2; 5
101 | 7-3. | Domestic Water Well Sampling |  | Per Well | 0 | 0 | 0 | [10 empty] | FALSE | 7-3. | Domestic Water Well Sampling | bar: 2; 5
102 | 7-4. | Other Water Sampling |  | Per Sample | 0 | 0 | 0 | [10 empty] | FALSE | 7-4. | Other Water Sampling | bar: 2; 5
103 | 7-5. | Free Product Sample Collection |  | Per Sample | 0 | 0 | 0 | [10 empty] | FALSE | 7-5. | Free Product Sample Collection
104 | 7-6. | Soil/Sediment Sample Collection |  | Per Sample | 0 | 0 | 0 | [10 empty] | FALSE | 7-6. | Soil/Sediment Sample Collection | bar: 2
105 | 7-7. | Water Level/Free Product Gauging |  | Per Well | 0 | 0 | 0 | [10 empty] | FALSE | 7-7. | Water Level/Free Product Gauging | bar: 2; 5
106 | 7-8. | Free Product Gauging and Bailing |  | Per Well | 0 | 0 | 0 | [10 empty] | FALSE | 7-8. | Free Product Gauging and Bailing
107 | 7-9. | Vapor/Ambient Air Sample Collection - Passive Dosimeter, Sorbent Tube, TedlarTM Bag (or equivalent) |  | Per Sample | 0 | 0 | 0 | [10 empty] | FALSE | 7-9. | Vapor/Ambient Air Sample Collection - Passive Dosimeter, Sorbent Tube, TedlarTM Bag (or equivalent) | bar: 4 to 5
109 | 7-11. | Electronic Data Deliverables (EDD) |  | Per Sampling Event | 0 | 0 | 0 | [10 empty] | FALSE | 7-11. | Electronic Data Deliverables (EDD) | bar: 2; 5
112 | 7-14. | Encore (25 gram) |  | Per Sample | 0 | 0 | 0 | [10 empty] | FALSE | 7-14. | Encore (25 gram) | bar: 2
113 | 8. | LABORATORY ANALYSIS | [15 empty] | FALSE |  | LABORATORY ANALYSIS
114 | 8-1. | Soil, Used Oil/Unknown Product Group-Table D of Ch. 62-780, F.A.C., except for non-Priority Pollutant Organics (multiple methods) |  | Per Sample | 0 | 0 | 0 | [10 empty] | FALSE | 8-1. | Soil, Used Oil/Unknown Product Group-Table D of Ch. 62-780, F.A.C., except for non-Priority Pollutant Organics (multiple methods) | bar: 2
115 | 8-2. | Soil, BTEX + MTBE (EPA 8021 or EPA 8260) |  | Per Sample | 0 | 0 | 0 | [10 empty] | FALSE | 8-2. | Soil, BTEX + MTBE (EPA 8021 or EPA 8260) | bar: 2
116 | 8-3. | Soil, Volatile Organic Halocarbons (EPA 8021 or EPA 8260) |  | Per Sample | 0 | 0 | 0 | [10 empty] | FALSE | 8-3. | Soil, Volatile Organic Halocarbons (EPA 8021 or EPA 8260) | bar: 2
117 | 8-4. | Soil, BTEX + MTBE + VOHs (EPA 8021 or EPA 8260) |  | Per Sample | 0 | 0 | 0 | [10 empty] | FALSE | 8-4. | Soil, BTEX + MTBE + VOHs (EPA 8021 or EPA 8260) | bar: 2
118 | 8-5. | Soil, Polycyclic Aromatic Hydrocarbons (EPA 8270 or EPA 8310) |  | Per Sample | 0 | 0 | 0 | [10 empty] | FALSE | 8-5. | Soil, Polycyclic Aromatic Hydrocarbons (EPA 8270 or EPA 8310) | bar: 2
119 | 8-6. | Soil, Priority Pollutant Volatile Organics (EPA 8260) |  | Per Sample | 0 | 0 | 0 | [10 empty] | FALSE | 8-6. | Soil, Priority Pollutant Volatile Organics (EPA 8260) | bar: 2
120 | 8-7. | Soil, Priority Pollutant Extractable Organics-Base Neutral and Acid Extractables (EPA 8270 list [e.g., EPA 8081/8082 + EPA 8270]) |  | Per Sample | 0 | 0 | 0 | [10 empty] | FALSE | 8-7. | Soil, Priority Pollutant Extractable Organics-Base Neutral and Acid Extractables (EPA 8270 list [e.g., EPA 8081/8082 + EPA 8270]) | bar: 2
121 | 8-8. | Soil, Total Recoverable Petroleum Hydrocarbons (FL-PRO) |  | Per Sample | 0 | 0 | 0 | [10 empty] | FALSE | 8-8. | Soil, Total Recoverable Petroleum Hydrocarbons (FL-PRO) | bar: 2
122 | 8-8.a. | Soil, TRPH Fractionation (MADEP-EPH/VPH Method or TPHCWG Direct Method) |  | Per Sample | 0 | 0 | 0 | [10 empty] | FALSE | 8-8.a. | Soil, TRPH Fractionation (MADEP-EPH/VPH Method or TPHCWG Direct Method) | bar: 2
123 | 8-9. | Soil, PCBs [or Aroclors] (EPA 8082) |  | Per Sample | 0 | 0 | 0 | [10 empty] | FALSE | 8-9. | Soil, PCBs [or Aroclors] (EPA 8082) | bar: 2
124 | 8-10. | Soil, 8 RCRA Metals (EPA 6010 or EPA 6020 [Arsenic, Barium, Cadmium, Chromium, Lead, Selenium, Silver] and EPA 6020 or EPA 7471 [Mercury]) |  | Per Sample | 0 | 0 | 0 | [10 empty] | FALSE | 8-10. | Soil, 8 RCRA Metals (EPA 6010 or EPA 6020 [Arsenic, Barium, Cadmium, Chromium, Lead, Selenium, Silver] and EPA 6020 or EPA 7471 [Mercury]) | bar: 2
125 | 8-11. | Soil, Arsenic (EPA 6010 or EPA 6020) |  | Per Sample | 0 | 0 | 0 | [10 empty] | FALSE | 8-11. | Soil, Arsenic (EPA 6010 or EPA 6020) | bar: 2
126 | 8-12. | Soil, Cadmium (EPA 6010 or EPA 6020) |  | Per Sample | 0 | 0 | 0 | [10 empty] | FALSE | 8-12. | Soil, Cadmium (EPA 6010 or EPA 6020) | bar: 2
127 | 8-13. | Soil, Chromium (EPA 6010 or EPA 6020) |  | Per Sample | 0 | 0 | 0 | [10 empty] | FALSE | 8-13. | Soil, Chromium (EPA 6010 or EPA 6020) | bar: 2
128 | 8-14. | Soil, Lead (EPA 6010 or EPA 6020) |  | Per Sample | 0 | 0 | 0 | [10 empty] | FALSE | 8-14. | Soil, Lead (EPA 6010 or EPA 6020) | bar: 2
129 | 8-15. | Soil, Toxicity Characteristic Leaching Procedure-Extraction Only (EPA 1311) |  | Per Sample | 0 | 0 | 0 | [10 empty] | FALSE | 8-15. | Soil, Toxicity Characteristic Leaching Procedure-Extraction Only (EPA 1311) | bar: 2
130 | 8-16. | Soil, Synthetic Precipitation Leaching Procedure-Extraction Only (EPA 1312) |  | Per Sample | 0 | 0 | 0 | [10 empty] | FALSE | 8-16. | Soil, Synthetic Precipitation Leaching Procedure-Extraction Only (EPA 1312) | bar: 2
131 | 8-17. | Soil, Organic Carbon, Total (EPA 9060 or Walkey-Black) |  | Per Sample | 0 | 0 | 0 | [10 empty] | FALSE | 8-17. | Soil, Organic Carbon, Total (EPA 9060 or Walkey-Black) | bar: 2
132 | 8-18. | Soil, Dry Bulk Density (ASTM D1556-07, ASTM D2167-08, ASTM D2922-01, -04, -04e, -96e1 or ASTM D2937-10) |  | Per Sample | 0 | 0 | 0 | [10 empty] | FALSE | 8-18. | Soil, Dry Bulk Density (ASTM D1556-07, ASTM D2167-08, ASTM D2922-01, -04, -04e, -96e1 or ASTM D2937-10) | bar: 2
133 | 8-19. | Soil, Moisture Content (ASTM D2216-10) |  | Per Sample | 0 | 0 | 0 | [10 empty] | FALSE | 8-19. | Soil, Moisture Content (ASTM D2216-10) | bar: 2
134 | 8-20. | Soil, Texture, (See Gee 7 Bauder [1966]) |  | Per Sample | 0 | 0 | 0 | [10 empty] | FALSE | 8-20. | Soil, Texture, (See Gee 7 Bauder [1966]) | bar: 2
135 | 8-21. | Soil, Cumene (Isopropyl benzene), 1,2,4-Trimethylbenzene and 1,3,5-Trimethylbenzene (EPA 8260) |  | Per Sample | 0 | 0 | 0 | [10 empty] | FALSE | 8-21. | Soil, Cumene (Isopropyl benzene), 1,2,4-Trimethylbenzene and 1,3,5-Trimethylbenzene (EPA 8260) | bar: 2
136 | 8-22. | Water, Gasoline/Kerosene Analytical Group-Table C of Ch. 62-780, F.A.C. (multiple methods) |  | Per Sample | 0 | 0 | 0 | [10 empty] | FALSE | 8-22. | Water, Gasoline/Kerosene Analytical Group-Table C of Ch. 62-780, F.A.C. (multiple methods) | bar: 2; 5
137 | 8-23. | Water, Used Oil/Unknown Product Group-Table D of Ch. 62-780, F.A.C., except for non-Priority Pollutant Organics (multiple methods) |  | Per Sample | 0 | 0 | 0 | [10 empty] | FALSE | 8-23. | Water, Used Oil/Unknown Product Group-Table D of Ch. 62-780, F.A.C., except for non-Priority Pollutant Organics (multiple methods) | bar: 2; 5
138 | 8-24. | Water, BTEX + MTBE (EPA 602, EPA 624, EPA 8021 or EPA 8260) |  | Per Sample | 0 | 0 | 0 | [10 empty] | FALSE | 8-24. | Water, BTEX + MTBE (EPA 602, EPA 624, EPA 8021 or EPA 8260) | bar: 2; 5
139 | 8-25. | Water, Volatile Organic Halocarbons, except EDB (EPA 8021 or EPA 8260) |  | Per Sample | 0 | 0 | 0 | [10 empty] | FALSE | 8-25. | Water, Volatile Organic Halocarbons, except EDB (EPA 8021 or EPA 8260) | bar: 2; 5
140 | 8-26. | Water, BTEX + MTBE + VOHs (EPA 601/602, EPA 624, EPA 6021 or EPA 8260) |  | Per Sample | 0 | 0 | 0 | [10 empty] | FALSE | 8-26. | Water, BTEX + MTBE + VOHs (EPA 601/602, EPA 624, EPA 6021 or EPA 8260) | bar: 2; 5
141 | 8-27. | Water, Polycyclic Aromatic Hydrocarbons, including 1-methylnaphthalene + 2-methylnaphthalene (EPA 610 [HPLC], EPA 625, EPA 8270 or EPA 8310) |  | Per Sample | 0 | 0 | 0 | [10 empty] | FALSE | 8-27. | Water, Polycyclic Aromatic Hydrocarbons, including 1-methylnaphthalene + 2-methylnaphthalene (EPA 610 [HPLC], EPA 625, EPA 8270 or EPA 8310) | bar: 2; 5
142 | 8-28. | Water, EDB [1,2-dibromoethane or ethylene dibromide] (EPA 504.1 or EPA 8011) |  | Per Sample | 0 | 0 | 0 | [10 empty] | FALSE | 8-28. | Water, EDB [1,2-dibromoethane or ethylene dibromide] (EPA 504.1 or EPA 8011) | bar: 2; 5
143 | 8-29. | Water, EDB [1,2-dibromoethane or ethylene dibromide] (EPA 8260 SIM) |  | Per Sample | 0 | 0 | 0 | [10 empty] | FALSE | 8-29. | Water, EDB [1,2-dibromoethane or ethylene dibromide] (EPA 8260 SIM) | bar: 2; 5
144 | 8-30. | Water, Priority Pollutant Volatile Organics [for NPDES purposes only] (EPA 624) |  | Per Sample | 0 | 0 | 0 | [10 empty] | FALSE | 8-30. | Water, Priority Pollutant Volatile Organics [for NPDES purposes only] (EPA 624) | bar: 2; 5
145 | 8-31. | Water, Priority Pollutant Volatile Organics (EPA 8260) |  | Per Sample | 0 | 0 | 0 | [10 empty] | FALSE | 8-31. | Water, Priority Pollutant Volatile Organics (EPA 8260) | bar: 2; 5
146 | 8-32. | Water, Priority Pollutant Extractable Organics-Base Neutral and Acid Extractables [for NPDES purposes only] (EPA 625 list [e.g., EPA 608 + EPA 625]) |  | Per Sample | 0 | 0 | 0 | [10 empty] | FALSE | 8-32. | Water, Priority Pollutant Extractable Organics-Base Neutral and Acid Extractables [for NPDES purposes only] (EPA 625 list [e.g., EPA 608 + EPA 625]) | bar: 2; 5
147 | 8-33. | Water, Priority Pollutant Extractable Organics-Base Neutral and Acid Extractables (EPA 8270 list [e.g., EPA 8081/8082 + EPA 8270 or EPA 608 + EPA 8270) |  | Per Sample | 0 | 0 | 0 | [10 empty] | FALSE | 8-33. | Water, Priority Pollutant Extractable Organics-Base Neutral and Acid Extractables (EPA 8270 list [e.g., EPA 8081/8082 + EPA 8270 or EPA 608 + EPA 8270) | bar: 2; 5
148 | 8-34. | Water, Total Recoverable Petroleum Hydrocarbons (FL-PRO) |  | Per Sample | 0 | 0 | 0 | [10 empty] | FALSE | 8-34. | Water, Total Recoverable Petroleum Hydrocarbons (FL-PRO) | bar: 2; 5
149 | 8-35. | Water, PCBs [or Aroclors] (EPA 608 or EPA 8082) |  | Per Sample | 0 | 0 | 0 | [10 empty] | FALSE | 8-35. | Water, PCBs [or Aroclors] (EPA 608 or EPA 8082) | bar: 2; 5
150 | 8-36. | Water, Arsenic, Total (EPA 200.7, EPA 200.8, EPA 6010 or EPA 6020) |  | Per Sample | 0 | 0 | 0 | [10 empty] | FALSE | 8-36. | Water, Arsenic, Total (EPA 200.7, EPA 200.8, EPA 6010 or EPA 6020) | bar: 2; 5
151 | 8-37. | Water, Cadmium, Total (EPA 200.7, EPA 200.8, EPA 6010 or EPA 6020) |  | Per Sample | 0 | 0 | 0 | [10 empty] | FALSE | 8-37. | Water, Cadmium, Total (EPA 200.7, EPA 200.8, EPA 6010 or EPA 6020) | bar: 2; 5
152 | 8-38. | Water, Chromium, Total (EPA 200.7, EPA 200.8, EPA 6010 or EPA 6020) |  | Per Sample | 0 | 0 | 0 | [10 empty] | FALSE | 8-38. | Water, Chromium, Total (EPA 200.7, EPA 200.8, EPA 6010 or EPA 6020) | bar: 2; 5
153 | 8-39. | Water, Lead, Total (EPA 200.7, EPA 200.8, EPA 6010 or EPA 6020) |  | Per Sample | 0 | 0 | 0 | [10 empty] | FALSE | 8-39. | Water, Lead, Total (EPA 200.7, EPA 200.8, EPA 6010 or EPA 6020) | bar: 2; 5
154 | 8-40. | Water, Dissolved Lead (includes filter appropriate to sample method - EPA 200.7, 200.9, 6010B, or 7380) |  | Per Sample | 0 | 0 | 0 | [10 empty] | FALSE | 8-40. | Water, Dissolved Lead (includes filter appropriate to sample method - EPA 200.7, 200.9, 6010B, or 7380) | bar: 2; 5
155 | 8-41. | Water, Mercury, Total (EPA 245.1, EPA 6020 or EPA 7470) |  | Per Sample | 0 | 0 | 0 | [10 empty] | FALSE | 8-41. | Water, Mercury, Total (EPA 245.1, EPA 6020 or EPA 7470) | bar: 2; 5
156 | 8-42. | Water, Calcium, Total (EPA 200.7, EPA 6010 or EPA 6020) |  | Per Sample | 0 | 0 | 0 | [10 empty] | FALSE | 8-42. | Water, Calcium, Total (EPA 200.7, EPA 6010 or EPA 6020) | bar: 2; 5
157 | 8-43. | Water, Iron, Total (EPA 200.7, EPA 6010 or EPA 6020) |  | Per Sample | 0 | 0 | 0 | [10 empty] | FALSE | 8-43. | Water, Iron, Total (EPA 200.7, EPA 6010 or EPA 6020) | bar: 2; 5
158 | 8-44. | Water, Dissolved Iron (includes filter appropriate to sample method - EPA 200.7, 200.9, 6010B, or 7380) |  | Per Sample | 0 | 0 | 0 | [10 empty] | FALSE | 8-44. | Water, Dissolved Iron (includes filter appropriate to sample method - EPA 200.7, 200.9, 6010B, or 7380) | bar: 2; 5
159 | 8-45. | Water, Magnesium, Total (EPA 200.7, EPA 6010 or EPA 6020) |  | Per Sample | 0 | 0 | 0 | [10 empty] | FALSE | 8-45. | Water, Magnesium, Total (EPA 200.7, EPA 6010 or EPA 6020) | bar: 2; 5
160 | 8-46. | Water, Manganese, Total (EPA 200.7, EPA 200.8, EPA 6010 or EPA 6020) |  | Per Sample | 0 | 0 | 0 | [10 empty] | FALSE | 8-46. | Water, Manganese, Total (EPA 200.7, EPA 200.8, EPA 6010 or EPA 6020) | bar: 2; 5
161 | 8-47. | Water, Potassium, Total (EPA 200.7, EPA 6010 or EPA 6020) |  | Per Sample | 0 | 0 | 0 | [10 empty] | FALSE | 8-47. | Water, Potassium, Total (EPA 200.7, EPA 6010 or EPA 6020) | bar: 2; 5
162 | 8-48. | Water, Sodium, Total (EPA 200.7, EPA 6010 or EPA 6020) |  | Per Sample | 0 | 0 | 0 | [10 empty] | FALSE | 8-48. | Water, Sodium, Total (EPA 200.7, EPA 6010 or EPA 6020) | bar: 2; 5
163 | 8-49. | Water, Alkalinity [as CaCO3] (EPA 310.2 or SM 2320 B) |  | Per Sample | 0 | 0 | 0 | [10 empty] | FALSE | 8-49. | Water, Alkalinity [as CaCO3] (EPA 310.2 or SM 2320 B) | bar: 2; 5
164 | 8-50. | Water, Ammonia [as N] (EPA 350.1, SM 4500-NH3 C, SM 4500-NH3 D, SM 4500-NH3 G or SM 4500-NH3 H) |  | Per Sample | 0 | 0 | 0 | [10 empty] | FALSE | 8-50. | Water, Ammonia [as N] (EPA 350.1, SM 4500-NH3 C, SM 4500-NH3 D, SM 4500-NH3 G or SM 4500-NH3 H) | bar: 2; 5
165 | 8-51. | Water, Chloride (EPA 300.0, EPA 9056, EPA 9251, EPA 9053, SM 4500CI B, SM 4500CI C or SM 4500CI E) |  | Per Sample | 0 | 0 | 0 | [10 empty] | FALSE | 8-51. | Water, Chloride (EPA 300.0, EPA 9056, EPA 9251, EPA 9053, SM 4500CI B, SM 4500CI C or SM 4500CI E) | bar: 2; 5
166 | 8-52. | Water, Hardness, Total [as CaCO3] (SM 2340 B or SM 2340 C) |  | Per Sample | 0 | 0 | 0 | [10 empty] | FALSE | 8-52. | Water, Hardness, Total [as CaCO3] (SM 2340 B or SM 2340 C) | bar: 2; 5
167 | 8-53. | Water, Nitrate [as N] (EPA 300.0 or EPA 353.2) |  | Per Sample | 0 | 0 | 0 | [10 empty] | FALSE | 8-53. | Water, Nitrate [as N] (EPA 300.0 or EPA 353.2) | bar: 2; 5
168 | 8-54. | Water, Nitrate-Nitrite [as N] (EPA 300.0, EPA 353.2, SM 4500-NO3 E or SM 4500-NO3 F) |  | Per Sample | 0 | 0 | 0 | [10 empty] | FALSE | 8-54. | Water, Nitrate-Nitrite [as N] (EPA 300.0, EPA 353.2, SM 4500-NO3 E or SM 4500-NO3 F) | bar: 2; 5
169 | 8-55. | Water, Nitrite [as N] (EPA 300.0, EPA 300.1, SM 4500-NO2 B or SM 4500-NO3 F) |  | Per Sample | 0 | 0 | 0 | [10 empty] | FALSE | 8-55. | Water, Nitrite [as N] (EPA 300.0, EPA 300.1, SM 4500-NO2 B or SM 4500-NO3 F) | bar: 2; 5
170 | 8-56. | Water, Organic Carbon, Total (SM 5310 B, SM 5310 C or EPA 9060) |  | Per Sample | 0 | 0 | 0 | [10 empty] | FALSE | 8-56. | Water, Organic Carbon, Total (SM 5310 B, SM 5310 C or EPA 9060) | bar: 2; 5
171 | 8-57. | Water, Orthophosphate [as P] (EPA 300.0, EPA 300.1, EPA 365.1, EPA 365.3, EPA 9056, SM 4500-PE or SM 4500-PF) |  | Per Sample | 0 | 0 | 0 | [10 empty] | FALSE | 8-57. | Water, Orthophosphate [as P] (EPA 300.0, EPA 300.1, EPA 365.1, EPA 365.3, EPA 9056, SM 4500-PE or SM 4500-PF) | bar: 2; 5
172 | 8-58. | Water, Residue-filterable [Total Dissolved Solids] (SM 2540 C) |  | Per Sample | 0 | 0 | 0 | [10 empty] | FALSE | 8-58. | Water, Residue-filterable [Total Dissolved Solids] (SM 2540 C) | bar: 2; 5
173 | 8-59. | Water, Residue-nonfilterable [Total Suspended Solids] (SM 2540 D) |  | Per Sample | 0 | 0 | 0 | [10 empty] | FALSE | 8-59. | Water, Residue-nonfilterable [Total Suspended Solids] (SM 2540 D) | bar: 2; 5
174 | 8-60. | Water, Sulfate (ASTM D516-02, ASTM D516-90, EPA 300.0, EPA 300.1, EPA 375.2, EPA 9038, EPA 9056 or SM 4500-SO4 C) |  | Per Sample | 0 | 0 | 0 | [10 empty] | FALSE | 8-60. | Water, Sulfate (ASTM D516-02, ASTM D516-90, EPA 300.0, EPA 300.1, EPA 375.2, EPA 9038, EPA 9056 or SM 4500-SO4 C) | bar: 2; 5
175 | 8-61. | Water, Heterotrophic Plate Count (SM 9215 B or SIMPLATE) |  | Per Sample | 0 | 0 | 0 | [10 empty] | FALSE | 8-61. | Water, Heterotrophic Plate Count (SM 9215 B or SIMPLATE) | bar: 2; 5
176 | 8-62. | Water, Acute Bioassay-96 Hour, Freshwater, Vertebrate/Invertebrate [Vertebrate: Pimephales promelas or Cyprinella leedsi/Invertebrate: Ceriodaphnia dubia] (EPA 2000.0/2002.0) |  | Per Sample | 0 | 0 | 0 | [10 empty] | FALSE | 8-62. | Water, Acute Bioassay-96 Hour, Freshwater, Vertebrate/Invertebrate [Vertebrate: Pimephales promelas or Cyprinella leedsi/Invertebrate: Ceriodaphnia dubia] (EPA 2000.0/2002.0) | bar: 2; 5
177 | 8-63. | Water, Acute Bioassay-96 Hour, Estuarine + Marine, Vertebrate/Invertebrate [Vertebrate: Menidia beryllina, Meridia menidia or Menida peninsulae/Invertebrate: Mysidopsis bahia] (EPA 2006.0/2007.0) |  | Per Sample | 0 | 0 | 0 | [10 empty] | FALSE | 8-63. | Water, Acute Bioassay-96 Hour, Estuarine + Marine, Vertebrate/Invertebrate [Vertebrate: Menidia beryllina, Meridia menidia or Menida peninsulae/Invertebrate: Mysidopsis bahia] (EPA 2006.0/2007.0) | bar: 2; 5
178 | 8-64. | Water, BTEX/MTBE + Naphthalene (EPA 8260) |  | Per Sample | 0 | 0 | 0 | [10 empty] | FALSE | 8-64. | Water, BTEX/MTBE + Naphthalene (EPA 8260) | bar: 2; 5
179 | 8-65. | Water, EDC [1,2-dichloroethane] (EPA Method 8021 or 8260) |  | Per Sample | 0 | 0 | 0 | [10 empty] | FALSE | 8-65. | Water, EDC [1,2-dichloroethane] (EPA Method 8021 or 8260) | bar: 2; 5
180 | 8-66. | Water, Methane (EPA SOP RSK-175) |  | Per Sample | 0 | 0 | 0 | [10 empty] | FALSE | 8-66. | Water, Methane (EPA SOP RSK-175) | bar: 2; 5
181 | 8-67. | Water, Cumene (Isopropyl benzene), 1,2,4-Trimethylbenzene and 1,3,5-Trimethylbenzene (EPA 8260) |  | Per Sample | 0 | 0 | 0 | [10 empty] | FALSE | 8-67. | Water, Cumene (Isopropyl benzene), 1,2,4-Trimethylbenzene and 1,3,5-Trimethylbenzene (EPA 8260) | bar: 2; 5
182 | 8-68. | Air, Total Petroleum Hydrocarbons (EPA Method 18 or TO-3) |  | Per Sample | 0 | 0 | 0 | [10 empty] | FALSE | 8-68. | Air, Total Petroleum Hydrocarbons (EPA Method 18 or TO-3) | bar: 4 to 5
183 | 8-69. | Air, Volatile Organic Aromatics (EPA Method TO-15) |  | Per Sample | 0 | 0 | 0 | [10 empty] | FALSE | 8-69. | Air, Volatile Organic Aromatics (EPA Method TO-15)
184 | 8-70. | Air, Polycyclic Aromatic Hydrocarbons (EPA Method TO-13) |  | Per Sample | 0 | 0 | 0 | [10 empty] | FALSE | 8-70. | Air, Polycyclic Aromatic Hydrocarbons (EPA Method TO-13)
185 | 8-71. | Air, Volatile Organic Compounds (EPA Method TO-17) |  | Per Sample | 0 | 0 | 0 | [10 empty] | FALSE | 8-71. | Air, Volatile Organic Compounds (EPA Method TO-17)
186 | 8-72. | Additional Laboratory charge for 7 Day Turnaround. This is an additional charge (percentage) above the normal rate for expedited turnaround by the laboratory for an analysis. For Example: entering 0.05 is a 5% surcharge for 7 Day Turnaround above the rate for normal turnaround. |  | % Surcharge | 0 | 0 | 0 | [10 empty] | FALSE | 8-72. | Additional Laboratory charge for 7 Day Turnaround. This is an additional charge (percentage) above the normal rate for expedited turnaround by the laboratory for an analysis. For Example: entering 0.05 is a 5% surcharge for 7 Day Turnaround above the rate for normal turnaround.
187 | 8-73. | Additional Laboratory charge for 3 Day Turnaround. This is an additional charge (percentage) above the normal rate for expedited turnaround by the laboratory for an analysis. For Example: entering 0.50 is a 50% surcharge for 3 Day Turnaround above the rate for normal turnaround. |  | % Surcharge | 0 | 0 | 0 | [10 empty] | FALSE | 8-73. | Additional Laboratory charge for 3 Day Turnaround. This is an additional charge (percentage) above the normal rate for expedited turnaround by the laboratory for an analysis. For Example: entering 0.50 is a 50% surcharge for 3 Day Turnaround above the rate for normal turnaround.
188 | 8-74. | Additional Laboratory charge for 1 Day Turnaround. This is an additional charge (percentage) above the normal rate for expedited turnaround by the laboratory for an analysis. For Example: entering 1.00 is a 100% surcharge for 1 Day Turnaround above the rate for normal turnaround. |  | % Surcharge | 0 | 0 | 0 | [10 empty] | FALSE | 8-74. | Additional Laboratory charge for 1 Day Turnaround. This is an additional charge (percentage) above the normal rate for expedited turnaround by the laboratory for an analysis. For Example: entering 1.00 is a 100% surcharge for 1 Day Turnaround above the rate for normal turnaround.
189 | 9. | SOIL SOURCE REMOVAL RELATED | [15 empty] | FALSE |  | SOIL SOURCE REMOVAL RELATED
190 | 9-1.a. | Sheet Piling Installation for ≤ 20 feet deep Excavation |  | Per Sq. Foot | 0 | 0 | 0 | [10 empty] | FALSE | 9-1.a. | Sheet Piling Installation for ≤ 20 feet deep Excavation
191 | 9-1.b. | Sheet Piling Rental for ≤ 20 feet deep Excavation |  | Per Sq. Foot/Day | 0 | 0 | 0 | [10 empty] | FALSE | 9-1.b. | Sheet Piling Rental for ≤ 20 feet deep Excavation
192 | 9-1.c. | Sheet Piling Rental for ≤ 20 feet deep Excavation |  | Per Sq. Foot/Week | 0 | 0 | 0 | [10 empty] | FALSE | 9-1.c. | Sheet Piling Rental for ≤ 20 feet deep Excavation
193 | 9-1.d. | Sheet Piling Rental for ≤ 20 feet deep Excavation |  | Per Sq. Foot/Month | 0 | 0 | 0 | [10 empty] | FALSE | 9-1.d. | Sheet Piling Rental for ≤ 20 feet deep Excavation
194 | 9-2.a. | Sheet Piling Installation for > 20 feet deep Excavation |  | Per Sq. Foot | 0 | 0 | 0 | [10 empty] | FALSE | 9-2.a. | Sheet Piling Installation for > 20 feet deep Excavation
195 | 9-2.b. | Sheet Piling Rental for > 20 feet deep Excavation |  | Per Sq. Foot/Day | 0 | 0 | 0 | [10 empty] | FALSE | 9-2.b. | Sheet Piling Rental for > 20 feet deep Excavation
196 | 9-2.c. | Sheet Piling Rental for > 20 feet deep Excavation |  | Per Sq. Foot/Week | 0 | 0 | 0 | [10 empty] | FALSE | 9-2.c. | Sheet Piling Rental for > 20 feet deep Excavation
197 | 9-2.d. | Sheet Piling Rental for > 20 feet deep Excavation |  | Per Sq. Foot/Month | 0 | 0 | 0 | [10 empty] | FALSE | 9-2.d. | Sheet Piling Rental for > 20 feet deep Excavation
198 | 9-3. | Conventional Soil Excavation and Loading ≤ 300 cubic yards |  | Per Cubic Yard | 0 | 0 | 0 | [10 empty] | FALSE | 9-3. | Conventional Soil Excavation and Loading ≤ 300 cubic yards
199 | 9-4. | Conventional Soil Excavation and Loading > 300 cubic yards |  | Per Cubic Yard | 0 | 0 | 0 | [10 empty] | FALSE | 9-4. | Conventional Soil Excavation and Loading > 300 cubic yards
200 | 9-5. | LDA Excavation and Loading Without Casing ≤ 300 cubic yards |  | Per Cubic Yard | 0 | 0 | 0 | [10 empty] | FALSE | 9-5. | LDA Excavation and Loading Without Casing ≤ 300 cubic yards
201 | 9-6. | LDA Excavation and Loading Without Casing > 300 cubic yards |  | Per Cubic Yard | 0 | 0 | 0 | [10 empty] | FALSE | 9-6. | LDA Excavation and Loading Without Casing > 300 cubic yards
202 | 9-7.a | LDA Excavation and Loading With Surface Casing ≤ 300 cubic yards |  | Per Cubic Yard | 0 | 0 | 0 | [10 empty] | FALSE | 9-7.a | LDA Excavation and Loading With Surface Casing ≤ 300 cubic yards
203 | 9-7.b. | LDA Excavation and Loading With Driven Casing ≤ 300 cubic yards |  | Per Cubic Yard | 0 | 0 | 0 | [10 empty] | FALSE | 9-7.b. | LDA Excavation and Loading With Driven Casing ≤ 300 cubic yards
204 | 9-8.a. | LDA Excavation and Loading With Surface Casing > 300 cubic yards |  | Per Cubic Yard | 0 | 0 | 0 | [10 empty] | FALSE | 9-8.a. | LDA Excavation and Loading With Surface Casing > 300 cubic yards
205 | 9-8.b. | LDA Excavation and Loading With Driven Casing > 300 cubic yards |  | Per Cubic Yard | 0 | 0 | 0 | [10 empty] | FALSE | 9-8.b. | LDA Excavation and Loading With Driven Casing > 300 cubic yards
206 | 9-9. | Flowable Fill Concrete and Installation |  | Per Cubic Yard | 0 | 0 | 0 | [10 empty] | FALSE | 9-9. | Flowable Fill Concrete and Installation
207 | 9-10. | Clean Backfill Material, Compaction and Testing (includes transport) ≤ 300 cubic yards |  | Per Cubic Yard | 0 | 0 | 0 | [10 empty] | FALSE | 9-10. | Clean Backfill Material, Compaction and Testing (includes transport) ≤ 300 cubic yards
208 | 9-11. | Clean Backfill Material, Compaction and Testing (includes transport) > 300 cubic yards |  | Per Cubic Yard | 0 | 0 | 0 | [10 empty] | FALSE | 9-11. | Clean Backfill Material, Compaction and Testing (includes transport) > 300 cubic yards
210 | 9-12.a. | Clean Overburden Used As Backfill, Compaction and Testing ≤ 300 cubic yards |  | Per Cubic Yard | 0 | 0 | 0 | [10 empty] | FALSE | 9-12.a. | Clean Overburden Used As Backfill, Compaction and Testing ≤ 300 cubic yards
211 | 9-12.b. | Clean Overburden Used As Backfill, Compaction and Testing > 300 cubic yards |  | Per Cubic Yard | 0 | 0 | 0 | [10 empty] | FALSE | 9-12.b. | Clean Overburden Used As Backfill, Compaction and Testing > 300 cubic yards
212 | 9-13. | Pea Gravel |  | Per Ton | 0 | 0 | 0 | [10 empty] | FALSE | 9-13. | Pea Gravel
213 | 9-14. | #57 Stone |  | Per Ton | 0 | 0 | 0 | [10 empty] | FALSE | 9-14. | #57 Stone
215 | 9-15. | Dewatering System, up to 12 well points (includes installation) |  | Per Day | 0 | 0 | 0 | [10 empty] | FALSE | 9-15. | Dewatering System, up to 12 well points (includes installation)
216 | 9-16. | Additional Dewatering System Well Points (2) (includes installation) |  | Per Day | 0 | 0 | 0 | [10 empty] | FALSE | 9-16. | Additional Dewatering System Well Points (2) (includes installation)
217 | 9-17. | Dewatering System, up to 12 well points (includes installation) |  | Per Week | 0 | 0 | 0 | [10 empty] | FALSE | 9-17. | Dewatering System, up to 12 well points (includes installation)
218 | 9-18. | Additional Dewatering System Well Points (2) (includes installation) |  | Per Week | 0 | 0 | 0 | [10 empty] | FALSE | 9-18. | Additional Dewatering System Well Points (2) (includes installation)
220 | 9-19. | Dewatering System, up to 12 well points (includes installation) |  | Per Month | 0 | 0 | 0 | [10 empty] | FALSE | 9-19. | Dewatering System, up to 12 well points (includes installation)
221 | 9-20. | Additional Dewatering System Well Points (2) (includes installation) |  | Per Month | 0 | 0 | 0 | [10 empty] | FALSE | 9-20. | Additional Dewatering System Well Points (2) (includes installation)
222 | 10. | PETROLEUM STORAGE TANK REMOVAL AND DISPOSAL | [15 empty] | FALSE |  | PETROLEUM STORAGE TANK REMOVAL AND DISPOSAL
223 | 10-1. | Remove and Dispose Petroleum Storage Tank - ≤ 1,000 gal. capacity |  | Per Tank | 0 | 0 | 0 | [10 empty] | FALSE | 10-1. | Remove and Dispose Petroleum Storage Tank - ≤ 1,000 gal. capacity
228 | 10-2. | Remove and Dispose Petroleum Storage Tank - > 1,000 to 5,000 gal. capacity |  | Per Tank | 0 | 0 | 0 | [10 empty] | FALSE | 10-2. | Remove and Dispose Petroleum Storage Tank - > 1,000 to 5,000 gal. capacity
229 | 10-3. | Remove and Dispose Petroleum Storage Tank - > 5,000 to 10,000 gal. capacity |  | Per Tank | 0 | 0 | 0 | [10 empty] | FALSE | 10-3. | Remove and Dispose Petroleum Storage Tank - > 5,000 to 10,000 gal. capacity
230 | 10-4. | Remove and Dispose Petroleum Storage Tank - > 10,000 gal. capacity |  | Per Tank | 0 | 0 | 0 | [10 empty] | FALSE | 10-4. | Remove and Dispose Petroleum Storage Tank - > 10,000 gal. capacity
231 | 11. | DEBRIS, WASTE AND PRODUCT REMOVAL AND DISPOSAL | [15 empty] | FALSE |  | DEBRIS, WASTE AND PRODUCT REMOVAL AND DISPOSAL
232 | 11-1. | Removal and Loading of Asphalt and/or Concrete - up to 4 inch thickness |  | Per Square Foot | 0 | 0 | 0 | [10 empty] | FALSE | 11-1. | Removal and Loading of Asphalt and/or Concrete - up to 4 inch thickness | bar: 3
233 | 11-2. | Additional Removal/Loading Cost for Concrete - > 4 inch thickness |  | Per Square Foot | 0 | 0 | 0 | [10 empty] | FALSE | 11-2. | Additional Removal/Loading Cost for Concrete - > 4 inch thickness | bar: 3
234 | 11-3. | Loading, Transport and Disposal/Recycle Clean Overburden |  | Per Ton | 0 | 0 | 0 | [10 empty] | FALSE | 11-3. | Loading, Transport and Disposal/Recycle Clean Overburden
235 | 11-4. | Transport and Disposal of Clean Concrete |  | Per Ton | 0 | 0 | 0 | [10 empty] | FALSE | 11-4. | Transport and Disposal of Clean Concrete
236 | 11-5. | Transport and Disposal of Mixed Debris |  | Per Ton | 0 | 0 | 0 | [10 empty] | FALSE | 11-5. | Transport and Disposal of Mixed Debris
237 | 11-6. | Transport and Disposal of Petroleum Impacted Soil (includes drum) |  | Per Drum | 0 | 0 | 0 | [10 empty] | FALSE | 11-6. | Transport and Disposal of Petroleum Impacted Soil (includes drum) | bar: 2
238 | 11-7. | Transport Petroleum Impacted Soil (bulk) ≤ 100 miles |  | Per Ton | 0 | 0 | 0 | [10 empty] | FALSE | 11-7. | Transport Petroleum Impacted Soil (bulk) ≤ 100 miles
239 | 11-8. | Transport Petroleum Impacted Soil (bulk) > 100 miles |  | Per Ton | 0 | 0 | 0 | [10 empty] | FALSE | 11-8. | Transport Petroleum Impacted Soil (bulk) > 100 miles
240 | 11-9. | Disposal of Petroleum Impacted Soil at a Landfill (bulk) ≤ 450 tons |  | Per Ton | 0 | 0 | 0 | [10 empty] | FALSE | 11-9. | Disposal of Petroleum Impacted Soil at a Landfill (bulk) ≤ 450 tons
241 | 11-10. | Disposal of Petroleum Impacted Soil at a Landfill (bulk) > 450 tons |  | Per Ton | 0 | 0 | 0 | [10 empty] | FALSE | 11-10. | Disposal of Petroleum Impacted Soil at a Landfill (bulk) > 450 tons
242 | 11-11. | Disposal of Petroleum Impacted Soil at a Thermal Treatment Facility (bulk) ≤ 450 tons |  | Per Ton | 0 | 0 | 0 | [10 empty] | FALSE | 11-11. | Disposal of Petroleum Impacted Soil at a Thermal Treatment Facility (bulk) ≤ 450 tons
243 | 11-12. | Disposal of Petroleum Impacted Soil at a Thermal Treatment Facility (bulk) > 450 tons |  | Per Ton | 0 | 0 | 0 | [10 empty] | FALSE | 11-12. | Disposal of Petroleum Impacted Soil at a Thermal Treatment Facility (bulk) > 450 tons
244 | 11-13. | Transport and Disposal of Petroleum Contact Water (includes drum) |  | Per Drum | 0 | 0 | 0 | [10 empty] | FALSE | 11-13. | Transport and Disposal of Petroleum Contact Water (includes drum) | bar: 2
245 | 11-14. | Transport and Disposal of Petroleum Contact Water (bulk) |  | Per Gallon | 0 | 0 | 0 | [10 empty] | FALSE | 11-14. | Transport and Disposal of Petroleum Contact Water (bulk)
246 | 11-15. | Vacuum Truck Transportation, Disposal and Extraction Operations |  | Reimbursable* | 1 | 1 | 0 | [10 empty] | FALSE | 11-15.
247 | 11-16. | Transport and Disposal of Petroleum Product (includes drum) |  | Per Drum | 0 | 0 | 0 | [10 empty] | FALSE | 11-16. | Transport and Disposal of Petroleum Product (includes drum)
248 | 11-17. | Transport and Disposal of Petroleum Product (bulk) |  | Per Gallon | 0 | 0 | 0 | [10 empty] | FALSE | 11-17. | Transport and Disposal of Petroleum Product (bulk)
249 | 11-18. | Delivery, Pick Up and Rental of 20 Cubic Yard Roll-Off Container |  | Per Week | 0 | 0 | 0 | [10 empty] | FALSE | 11-18. | Delivery, Pick Up and Rental of 20 Cubic Yard Roll-Off Container
250 | 11-19. | Additional Rental of 20 Cubic Yard Roll-Off Container |  | Per Week | 0 | 0 | 0 | [10 empty] | FALSE | 11-19. | Additional Rental of 20 Cubic Yard Roll-Off Container
251 | 12. | RESURFACING | [15 empty] | FALSE |  | RESURFACING
252 | 12-1. | Asphalt Paving - 2 inch thickness (includes sub-base) |  | Per Square Foot | 0 | 0 | 0 | [10 empty] | FALSE | 12-1. | Asphalt Paving - 2 inch thickness (includes sub-base) | bar: 3
253 | 12-2. | Asphalt Paving - additional 1 inch thickness |  | Per Square Foot | 0 | 0 | 0 | [10 empty] | FALSE | 12-2. | Asphalt Paving - additional 1 inch thickness | bar: 3
254 | 12-3. | Concrete Paving - 4 inch thickness (includes sub-base) |  | Per Square Foot | 0 | 0 | 0 | [10 empty] | FALSE | 12-3. | Concrete Paving - 4 inch thickness (includes sub-base) | bar: 3
255 | 12-4. | Concrete Paving - additional 1 inch thickness |  | Per Square Foot | 0 | 0 | 0 | [10 empty] | FALSE | 12-4. | Concrete Paving - additional 1 inch thickness | bar: 3
256 | 12-5. | Crushed Lime Rock Cover - 2 inch thickness |  | Per Square Foot | 0 | 0 | 0 | [10 empty] | FALSE | 12-5. | Crushed Lime Rock Cover - 2 inch thickness
257 | 12-6. | Grass - Sod |  | Per Square Foot | 0 | 0 | 0 | [10 empty] | FALSE | 12-6. | Grass - Sod | bar: 3
258 | 12-7. | Grass - Seed and Mulch |  | Per Square Foot | 0 | 0 | 0 | [10 empty] | FALSE | 12-7. | Grass - Seed and Mulch
259 | 13. | IN-SITU INJECTION | [15 empty] | FALSE |  | IN-SITU INJECTION
260 | 13-1. | Direct Push Boring with In-Situ Injection |  | Per Day | 0 | 0 | 0 | [10 empty] | FALSE | 13-1. | Direct Push Boring with In-Situ Injection | bar: 4
261 | 13-2. | In-Situ Injection Into Existing Well/Treatment Point |  | Per Day | 0 | 0 | 0 | [10 empty] | FALSE | 13-2. | In-Situ Injection Into Existing Well/Treatment Point | bar: 4
262 | 13-3. | Materials to be Injected |  | Reimbursable* | 1 | 1 | 0 | [10 empty] | FALSE | bar: 1 to 10
263 | 13-4. | Groundwater Injection System (not by direct push) |  | Per Week | 0 | 0 | 0 | [10 empty] | FALSE | 13-4. | Groundwater Injection System (not by direct push) | bar: 4
264 | 13-5. | Groundwater Injection System (not by direct push) |  | Per Month | 0 | 0 | 0 | [10 empty] | FALSE | 13-5. | Groundwater Injection System (not by direct push) | bar: 4
265 | 14. | TRENCHING, INTEGRATION AND STARTUP | [15 empty] | FALSE |  | TRENCHING, INTEGRATION AND STARTUP
266 | 14.A. | TRENCHING | [15 empty] | FALSE
267 | 14-1.a. | Trenching and Installation of 1-10 Plumbing (and Electrical) Lines in Trench |  | Per Linear Foot of Trench | 0 | 0 | 0 | [10 empty] | FALSE | 14-1.a. | Trenching and Installation of 1-10 Plumbing (and Electrical) Lines in Trench | bar: 3
268 | 14-1.b. | Trenching and Installation of 11 - 20 Lines |  | Per Linear Foot of Trench | 0 | 0 | 0 | [10 empty] | FALSE | 14-1.b. | Trenching and Installation of 11 - 20 Lines | bar: 3
269 | 14-1.c. | Trenching and Installation of 21 - 30 Lines |  | Per Linear Foot of Trench | 0 | 0 | 0 | [10 empty] | FALSE | 14-1.c. | Trenching and Installation of 21 - 30 Lines | bar: 3
270 | 14-1.d. | Trenching and Installation of Additional 1-10 Lines Greater Than 30 Lines |  | Per Linear Foot of Trench | 0 | 0 | 0 | [10 empty] | FALSE | 14-1.d. | Trenching and Installation of Additional 1-10 Lines Greater Than 30 Lines | bar: 3
271 | 14-2. | Installation of Plumbing (and Electrical) Lines Above Ground |  | Per Foot | 0 | 0 | 0 | [10 empty] | FALSE | 14-2. | Installation of Plumbing (and Electrical) Lines Above Ground | bar: 3
272 | 14-3. | Plumbing and Electrical Materials/Equipment Installed in Trench (If FDEP authorizes, submit quote(s) with Change Order) |  | Reimbursable* | 1 | 1 | 0 | [10 empty] | FALSE | bar: 1 to 10
273 | 14-3.a. | Traffic Bearing Trench Plates (materials) |  | Reimbursable* | 1 | 1 | 0 | [10 empty] | FALSE | bar: 1 to 10
274 | 14-3.b. | Infiltration Gallery Installation |  | Reimbursable* | 1 | 1 | 0 | [10 empty] | FALSE | bar: 1 to 10
275 | 14.B. | REMEDIATION SYSTEM INTEGRATION AND STARTUP | [15 empty] | FALSE
276 | 14-4.a. | System Installation/Integration/Startup - 1 Technology Component - 1-10 Recovery/Treatment Points |  | Per Startup | 0 | 0 | 0 | [10 empty] | FALSE | 14-4.a. | System Installation/Integration/Startup - 1 Technology Component - 1-10 Recovery/Treatment Points | bar: 4
277 | 14-4.b. | System Installation/Integration/Startup - 1 Technology Component - 11-20 Recovery/Treatment Points |  | Per Startup | 0 | 0 | 0 | [10 empty] | FALSE | 14-4.b. | System Installation/Integration/Startup - 1 Technology Component - 11-20 Recovery/Treatment Points | bar: 4
278 | 14-4.c. | System Installation/Integration/Startup - 1 Technology Component - 21-30 Recovery/Treatment Points |  | Per Startup | 0 | 0 | 0 | [10 empty] | FALSE | 14-4.c. | System Installation/Integration/Startup - 1 Technology Component - 21-30 Recovery/Treatment Points | bar: 4
279 | 14-4.d. | System Installation/Integration/Startup - 1 Technology Component - 1-10 Additional Recovery/Treatment Points greater Than 30 (This tem is used in conjunction with 14.4.c when needed) |  | Per Startup | 0 | 0 | 0 | [10 empty] | FALSE | 14-4.d. | System Installation/Integration/Startup - 1 Technology Component - 1-10 Additional Recovery/Treatment Points greater Than 30 (This tem is used in conjunction with 14.4.c when needed) | bar: 4
280 | 14-5. | System Installation/Integration/Startup – Addition of 1 Technology Component |  | Per Additional Tech Component | 0 | 0 | 0 | [10 empty] | FALSE | 14-5. | System Installation/Integration/Startup – Addition of 1 Technology Component | bar: 4
281 | 14-6. | Compound Construction/Fencing (materials) |  | Reimbursable* | 1 | 1 | 0 | [10 empty] | FALSE | bar: 1 to 10
283 | 14-7. | Utility Drop |  | Reimbursable* | 1 | 1 | 0 | [10 empty] | FALSE | bar: 1 to 10
285 | 14-8. | Utility Connection |  | Reimbursable* | 1 | 1 | 0 | [10 empty] | FALSE | bar: 1 to 10
286 | 14-9. | Utility Disconnect |  | Reimbursable* | 1 | 1 | 0 | [10 empty] | FALSE | bar: 1 to 10
287 | 14-10. | Utility Usage Bills |  | Reimbursable* | 1 | 1 | 0 | [10 empty] | FALSE | bar: 1 to 10
288 | 15. | REMEDIAL ACTION - PACKAGED WORK SCOPES (Including Remediation System Equipment) | [15 empty] | FALSE |  | REMEDIAL ACTION - PACKAGED WORK SCOPES (Including Remediation System Equipment)
289 | 15.A. | PILOT TEST PACKAGES (Including Remediation System Equipment) | [15 empty] | FALSE
290 | 15-1. | Groundwater Recovery System Pilot Test - 8 hours |  | Per Test | 0 | 0 | 0 | [10 empty] | FALSE | 15-1. | Groundwater Recovery System Pilot Test - 8 hours
292 | 15-2. | Groundwater Recovery System Pilot Test - Additional Time |  | Per 2 Hrs | 0 | 0 | 0 | [10 empty] | FALSE | 15-2. | Groundwater Recovery System Pilot Test - Additional Time
293 | 15-3. | Air Sparging or Biosparging Pilot Test - 8 hours |  | Per Test | 0 | 0 | 0 | [10 empty] | FALSE | 15-3. | Air Sparging or Biosparging Pilot Test - 8 hours
294 | 15-4. | Air Sparging or Biosparging Pilot Test - Additional Time |  | Per 2 Hrs | 0 | 0 | 0 | [10 empty] | FALSE | 15-4. | Air Sparging or Biosparging Pilot Test - Additional Time
295 | 15-5. | Vapor Extraction Pilot Test - 8 hours |  | Per Test | 0 | 0 | 0 | [10 empty] | FALSE | 15-5. | Vapor Extraction Pilot Test - 8 hours
297 | 15-6. | Vapor Extraction Pilot Test - Additional Time |  | Per 2 Hrs | 0 | 0 | 0 | [10 empty] | FALSE | 15-6. | Vapor Extraction Pilot Test - Additional Time
298 | 15-7. | Vapor Extraction/Aquifer Pumping Test - 8 hours |  | Per Test | 0 | 0 | 0 | [10 empty] | FALSE | 15-7. | Vapor Extraction/Aquifer Pumping Test - 8 hours
299 | 15-8. | Vapor Extraction/Aquifer Pumping Test - Additional Time |  | Per 2 Hrs | 0 | 0 | 0 | [10 empty] | FALSE | 15-8. | Vapor Extraction/Aquifer Pumping Test - Additional Time
300 | 15-9. | Air Sparging/Vapor Extraction Pilot Test - 8 hours |  | Per Test | 0 | 0 | 0 | [10 empty] | FALSE | 15-9. | Air Sparging/Vapor Extraction Pilot Test - 8 hours
301 | 15-10. | Air Sparging/Vapor Extraction Pilot Test - Additional Time |  | Per 2 Hrs | 0 | 0 | 0 | [10 empty] | FALSE | 15-10. | Air Sparging/Vapor Extraction Pilot Test - Additional Time
303 | 15-11. | Multi-Phase Pilot Test - 8 hours |  | Per Test | 0 | 0 | 0 | [10 empty] | FALSE | 15-11. | Multi-Phase Pilot Test - 8 hours
304 | 15-12. | Multi-Phase Pilot Test - Additional Time |  | Per 2 Hrs | 0 | 0 | 0 | [10 empty] | FALSE | 15-12. | Multi-Phase Pilot Test - Additional Time
305 | 15-13. | Air Sparging/Multiphase Extraction Pilot Test - 8 hours |  | Per Test | 0 | 0 | 0 | [10 empty] | FALSE | 15-13. | Air Sparging/Multiphase Extraction Pilot Test - 8 hours
306 | 15-14. | Air Sparging/Multiphase Extraction Pilot Test - Additional Time |  | Per 2 Hours | 0 | 0 | 0 | [10 empty] | FALSE | 15-14. | Air Sparging/Multiphase Extraction Pilot Test - Additional Time
307 | 15-15. | In-Situ Chemical Oxidation (including Ozone) Pilot Test - 8 hours |  | Per Test | 0 | 0 | 0 | [10 empty] | FALSE | 15-15. | In-Situ Chemical Oxidation (including Ozone) Pilot Test - 8 hours
309 | 15-16. | In-Situ Chemical Oxidation (including Ozone) Pilot Test - Additional Time |  | Per 2 Hrs | 0 | 0 | 0 | [10 empty] | FALSE | 15-16. | In-Situ Chemical Oxidation (including Ozone) Pilot Test - Additional Time
310 | 15.B. | SHORT TERM/EPISODIC SYSTEM OPERATION PACKAGES (Including Remediation System Equipment) | [15 empty] | FALSE
311 | 15-17. | Groundwater Treatment System Package - Medium |  | Per Day | 0 | 0 | 0 | [10 empty] | FALSE | 15-17. | Groundwater Treatment System Package - Medium | bar: 4
312 | 15-18. | Groundwater Treatment System Package - Medium |  | Per Week | 0 | 0 | 0 | [10 empty] | FALSE | 15-18. | Groundwater Treatment System Package - Medium | bar: 4
313 | 15-19. | Air Sparge System Package - Medium |  | Per Day | 0 | 0 | 0 | [10 empty] | FALSE | 15-19. | Air Sparge System Package - Medium | bar: 4
314 | 15-20. | Air Sparge System Package - Medium |  | Per Week | 0 | 0 | 0 | [10 empty] | FALSE | 15-20. | Air Sparge System Package - Medium | bar: 4
315 | 15-21. | AS/SVE System Package - Medium |  | Per Day | 0 | 0 | 0 | [10 empty] | FALSE | 15-21. | AS/SVE System Package - Medium | bar: 4
316 | 15-22. | AS/SVE System Package - Medium |  | Per Week | 0 | 0 | 0 | [10 empty] | FALSE | 15-22. | AS/SVE System Package - Medium | bar: 4
317 | 15-23. | MPE System Package - Medium |  | Per Day | 0 | 0 | 0 | [10 empty] | FALSE | 15-23. | MPE System Package - Medium | bar: 4
318 | 15-24. | MPE System Package - Medium |  | Per Week | 0 | 0 | 0 | [10 empty] | FALSE | 15-24. | MPE System Package - Medium | bar: 4
319 | 15-25. | AS/MPE System Package - Medium |  | Per Day | 0 | 0 | 0 | [10 empty] | FALSE | 15-25. | AS/MPE System Package - Medium | bar: 4
320 | 15-26. | AS/MPE System Package - Medium |  | Per Week | 0 | 0 | 0 | [10 empty] | FALSE | 15-26. | AS/MPE System Package - Medium | bar: 4
321 | 15-27. | SVE System Package - Medium |  | Per Day | 0 | 0 | 0 | [10 empty] | FALSE | 15-27. | SVE System Package - Medium | bar: 4
322 | 15-28. | SVE System Package - Medium |  | Per Week | 0 | 0 | 0 | [10 empty] | FALSE | 15-28. | SVE System Package - Medium | bar: 4
323 | 15-29. | In-Situ Chemical Oxidation (including Ozone) Package – Medium |  | Per Day | 0 | 0 | 0 | [10 empty] | FALSE | 15-29. | In-Situ Chemical Oxidation (including Ozone) Package – Medium | bar: 4
324 | 15-30. | In-Situ Chemical Oxidation (including Ozone) Package – Medium |  | Per Week | 0 | 0 | 0 | [10 empty] | FALSE | 15-30. | In-Situ Chemical Oxidation (including Ozone) Package – Medium | bar: 4
325 | 16. | MONTHLY REMEDIATION SYSTEM O&M PACKAGED WORK SCOPES (Excluding Remediation System Equipment) | [15 empty] | FALSE |  | MONTHLY REMEDIATION SYSTEM O&M PACKAGED WORK SCOPES (Excluding Remediation System Equipment)
326 | 16-1. | System O&M Package (excludes system) - Small |  | Per Month | 0 | 0 | 0 | [10 empty] | FALSE | 16-1. | System O&M Package (excludes system) - Small | bar: 5
327 | 16-2. | System O&M Package (excludes system) - Medium |  | Per Month | 0 | 0 | 0 | [10 empty] | FALSE | 16-2. | System O&M Package (excludes system) - Medium | bar: 5
328 | 16-3. | System O&M Package (excludes system) - Large |  | Per Month | 0 | 0 | 0 | [10 empty] | FALSE | 16-3. | System O&M Package (excludes system) - Large | bar: 5
329 | 16-4. | System O&M Package (excludes system) - Extra Large |  | Per Month | 0 | 0 | 0 | [10 empty] | FALSE | 16-4. | System O&M Package (excludes system) - Extra Large | bar: 5
330 | 16-5. | Supplemental System O&M Package - Add Thermox or Catox Treatment |  | Per Month | 0 | 0 | 0 | [10 empty] | FALSE | 16-5. | Supplemental System O&M Package - Add Thermox or Catox Treatment | bar: 5
331 | 17. | REMEDIAL ACTION SYSTEM/EQUIPMENT USE (Equipment Only, Excluding O&M) | [15 empty] | FALSE |  | REMEDIAL ACTION SYSTEM/EQUIPMENT USE (Equipment Only, Excluding O&M)
332 | 17-1. | Medium Holding Tank - 2,000 to 6,000 gal. capacity - Short Term ≤ 6 mos. |  | Per Month | 0 | 0 | 0 | [10 empty] | FALSE | 17-1. | Medium Holding Tank - 2,000 to 6,000 gal. capacity - Short Term ≤ 6 mos.
333 | 17-2. | Medium Holding Tank - 2,000 to 6,000 gal. capacity - Long Term > 6 mos. |  | Per Month | 0 | 0 | 0 | [10 empty] | FALSE | 17-2. | Medium Holding Tank - 2,000 to 6,000 gal. capacity - Long Term > 6 mos.
334 | 17-3. | Large Holding Tank > 6,000 to 10,000 gal. capacity - Short Term ≤ 6 mos. |  | Per Month | 0 | 0 | 0 | [10 empty] | FALSE | 17-3. | Large Holding Tank > 6,000 to 10,000 gal. capacity - Short Term ≤ 6 mos.
335 | 17-4. | Large Holding Tank > 6,000 to 10,000 gal. capacity - Long Term > 6 mos. |  | Per Month | 0 | 0 | 0 | [10 empty] | FALSE | 17-4. | Large Holding Tank > 6,000 to 10,000 gal. capacity - Long Term > 6 mos.
336 | 17-5. | Groundwater Treatment System - Stand Alone Small - Short Term ≤ 6 mos. |  | Per Month | 0 | 0 | 0 | [10 empty] | FALSE | 17-5. | Groundwater Treatment System - Stand Alone Small - Short Term ≤ 6 mos. | bar: 4
337 | 17-6. | Groundwater Treatment System - Stand Alone Small - Long Term > 6 mos. |  | Per Month | 0 | 0 | 0 | [10 empty] | FALSE | 17-6. | Groundwater Treatment System - Stand Alone Small - Long Term > 6 mos. | bar: 4
338 | 17-7. | Groundwater Treatment System - Stand Alone Medium - Short Term ≤ 6 mos. |  | Per Month | 0 | 0 | 0 | [10 empty] | FALSE | 17-7. | Groundwater Treatment System - Stand Alone Medium - Short Term ≤ 6 mos. | bar: 4
339 | 17-8. | Groundwater Treatment System - Stand Alone Medium - Long Term > 6 mos. |  | Per Month | 0 | 0 | 0 | [10 empty] | FALSE | 17-8. | Groundwater Treatment System - Stand Alone Medium - Long Term > 6 mos. | bar: 4
340 | 17-9. | Groundwater Treatment System - Stand Alone Large - Short Term ≤ 6 mos. |  | Per Month | 0 | 0 | 0 | [10 empty] | FALSE | 17-9. | Groundwater Treatment System - Stand Alone Large - Short Term ≤ 6 mos. | bar: 4
341 | 17-10. | Groundwater Treatment System - Stand Alone Large - Long Term > 6 mos. |  | Per Month | 0 | 0 | 0 | [10 empty] | FALSE | 17-10. | Groundwater Treatment System - Stand Alone Large - Long Term > 6 mos. | bar: 4
342 | 17-11. | Air Sparge System - Small - Short Term ≤ 6 mos. |  | Per Month | 0 | 0 | 0 | [10 empty] | FALSE | 17-11. | Air Sparge System - Small - Short Term ≤ 6 mos. | bar: 4
343 | 17-12. | Air Sparge System - Small - Long Term > 6 mos. |  | Per Month | 0 | 0 | 0 | [10 empty] | FALSE | 17-12. | Air Sparge System - Small - Long Term > 6 mos. | bar: 4
344 | 17-13. | Air Sparge System - Medium - Short Term ≤ 6 mos. |  | Per Month | 0 | 0 | 0 | [10 empty] | FALSE | 17-13. | Air Sparge System - Medium - Short Term ≤ 6 mos. | bar: 4
345 | 17-14. | Air Sparge System - Medium - Long Term > 6 mos. |  | Per Month | 0 | 0 | 0 | [10 empty] | FALSE | 17-14. | Air Sparge System - Medium - Long Term > 6 mos. | bar: 4
346 | 17-15. | Air Sparge System - Large - Short Term ≤ 6 mos. |  | Per Month | 0 | 0 | 0 | [10 empty] | FALSE | 17-15. | Air Sparge System - Large - Short Term ≤ 6 mos. | bar: 4
347 | 17-16. | Air Sparge System - Large - Long Term > 6 mos. |  | Per Month | 0 | 0 | 0 | [10 empty] | FALSE | 17-16. | Air Sparge System - Large - Long Term > 6 mos. | bar: 4
348 | 17-17. | AS/SVE System - Small - Short Term ≤ 6 mos. |  | Per Month | 0 | 0 | 0 | [10 empty] | FALSE | 17-17. | AS/SVE System - Small - Short Term ≤ 6 mos. | bar: 4
349 | 17-18. | AS/SVE System - Small - Long Term > 6 mos. |  | Per Month | 0 | 0 | 0 | [10 empty] | FALSE | 17-18. | AS/SVE System - Small - Long Term > 6 mos. | bar: 4
350 | 17-19. | AS/SVE System - Medium - Short Term ≤ 6 mos. |  | Per Month | 0 | 0 | 0 | [10 empty] | FALSE | 17-19. | AS/SVE System - Medium - Short Term ≤ 6 mos. | bar: 4
351 | 17-20. | AS/SVE System - Medium - Long Term > 6 mos. |  | Per Month | 0 | 0 | 0 | [10 empty] | FALSE | 17-20. | AS/SVE System - Medium - Long Term > 6 mos. | bar: 4
352 | 17-21. | AS/SVE System - Large - Short Term ≤ 6 mos. |  | Per Month | 0 | 0 | 0 | [10 empty] | FALSE | 17-21. | AS/SVE System - Large - Short Term ≤ 6 mos. | bar: 4
353 | 17-22. | AS/SVE System - Large - Long Term > 6 mos. |  | Per Month | 0 | 0 | 0 | [10 empty] | FALSE | 17-22. | AS/SVE System - Large - Long Term > 6 mos. | bar: 4
354 | 17-23. | MPE System - Small - Short Term ≤ 6 mos. |  | Per Month | 0 | 0 | 0 | [10 empty] | FALSE | 17-23. | MPE System - Small - Short Term ≤ 6 mos. | bar: 4
355 | 17-24. | MPE System - Small - Long Term > 6 mos. |  | Per Month | 0 | 0 | 0 | [10 empty] | FALSE | 17-24. | MPE System - Small - Long Term > 6 mos. | bar: 4
356 | 17-25. | MPE System - Medium - Short Term ≤ 6 mos. |  | Per Month | 0 | 0 | 0 | [10 empty] | FALSE | 17-25. | MPE System - Medium - Short Term ≤ 6 mos. | bar: 4
357 | 17-26. | MPE System - Medium - Long Term > 6 mos. |  | Per Month | 0 | 0 | 0 | [10 empty] | FALSE | 17-26. | MPE System - Medium - Long Term > 6 mos. | bar: 4
358 | 17-27. | MPE System - Large - Short Term ≤ 6 mos. |  | Per Month | 0 | 0 | 0 | [10 empty] | FALSE | 17-27. | MPE System - Large - Short Term ≤ 6 mos. | bar: 4
359 | 17-28. | MPE System - Large - Long Term > 6 mos. |  | Per Month | 0 | 0 | 0 | [10 empty] | FALSE | 17-28. | MPE System - Large - Long Term > 6 mos. | bar: 4
360 | 17-29. | Groundwater Treatment - Add On - Small - Short Term ≤ 6 mos. |  | Per Month | 0 | 0 | 0 | [10 empty] | FALSE | 17-29. | Groundwater Treatment - Add On - Small - Short Term ≤ 6 mos. | bar: 4
361 | 17-30. | Groundwater Treatment - Add On - Medium - Short Term ≤ 6 mos. |  | Per Month | 0 | 0 | 0 | [10 empty] | FALSE | 17-30. | Groundwater Treatment - Add On - Medium - Short Term ≤ 6 mos. | bar: 4
362 | 17-31. | Groundwater Treatment - Add On - Large - Short Term ≤ 6 mos. |  | Per Month | 0 | 0 | 0 | [10 empty] | FALSE | 17-31. | Groundwater Treatment - Add On - Large - Short Term ≤ 6 mos. | bar: 4
363 | 17-32. | Groundwater Treatment - Add On - Small - Long Term > 6 mos. |  | Per Month | 0 | 0 | 0 | [10 empty] | FALSE | 17-32. | Groundwater Treatment - Add On - Small - Long Term > 6 mos. | bar: 4
364 | 17-33. | Groundwater Treatment - Add On - Medium - Long Term > 6 mos. |  | Per Month | 0 | 0 | 0 | [10 empty] | FALSE | 17-33. | Groundwater Treatment - Add On - Medium - Long Term > 6 mos. | bar: 4
365 | 17-34. | Groundwater Treatment - Add On - Large - Long Term > 6 mos. |  | Per Month | 0 | 0 | 0 | [10 empty] | FALSE | 17-34. | Groundwater Treatment - Add On - Large - Long Term > 6 mos. | bar: 4
366 | 17-35. | Carbon Off Gas Treatment - Add On - Small - Short Term ≤ 6 mos. |  | Per Month | 0 | 0 | 0 | [10 empty] | FALSE | 17-35. | Carbon Off Gas Treatment - Add On - Small - Short Term ≤ 6 mos. | bar: 4
367 | 17-36. | Carbon Off Gas Treatment - Add On - Medium - Short Term ≤ 6 mos. |  | Per Month | 0 | 0 | 0 | [10 empty] | FALSE | 17-36. | Carbon Off Gas Treatment - Add On - Medium - Short Term ≤ 6 mos. | bar: 4
368 | 17-37. | Carbon Off Gas Treatment - Add On - Large - Short Term ≤ 6 mos. |  | Per Month | 0 | 0 | 0 | [10 empty] | FALSE | 17-37. | Carbon Off Gas Treatment - Add On - Large - Short Term ≤ 6 mos. | bar: 4
369 | 17-38. | Carbon Off Gas Treatment - Add On - Small- Long Term > 6 mos. |  | Per Month | 0 | 0 | 0 | [10 empty] | FALSE | 17-38. | Carbon Off Gas Treatment - Add On - Small- Long Term > 6 mos. | bar: 4
370 | 17-39. | Carbon Off Gas Treatment - Add On - Medium - Long Term > 6 mos. |  | Per Month | 0 | 0 | 0 | [10 empty] | FALSE | 17-39. | Carbon Off Gas Treatment - Add On - Medium - Long Term > 6 mos. | bar: 4
371 | 17-40. | Carbon Off Gas Treatment - Add On - Large - Long Term > 6 mos. |  | Per Month | 0 | 0 | 0 | [10 empty] | FALSE | 17-40. | Carbon Off Gas Treatment - Add On - Large - Long Term > 6 mos. | bar: 4
372 | 17-41. | Thermox/Catox Off Gas Treatment - Add On - Small - Short Term ≤ 6 mos. |  | Per Month | 0 | 0 | 0 | [10 empty] | FALSE | 17-41. | Thermox/Catox Off Gas Treatment - Add On - Small - Short Term ≤ 6 mos. | bar: 4
373 | 17-42. | Thermox/Catox Off Gas Treatment - Add On - Medium - Short Term ≤ 6 mos. |  | Per Month | 0 | 0 | 0 | [10 empty] | FALSE | 17-42. | Thermox/Catox Off Gas Treatment - Add On - Medium - Short Term ≤ 6 mos. | bar: 4
374 | 17-43. | Thermox/Catox Off Gas Treatment - Add On - Large - Short Term ≤ 6 mos. |  | Per Month | 0 | 0 | 0 | [10 empty] | FALSE | 17-43. | Thermox/Catox Off Gas Treatment - Add On - Large - Short Term ≤ 6 mos. | bar: 4
375 | 17-44. | Thermox/Catox Off Gas Treatment - Add On - Small - Long Term > 6 mos. |  | Per Month | 0 | 0 | 0 | [10 empty] | FALSE | 17-44. | Thermox/Catox Off Gas Treatment - Add On - Small - Long Term > 6 mos. | bar: 4
376 | 17-45. | Thermox/Catox Off Gas Treatment - Add On - Medium - Long Term > 6 mos. |  | Per Month | 0 | 0 | 0 | [10 empty] | FALSE | 17-45. | Thermox/Catox Off Gas Treatment - Add On - Medium - Long Term > 6 mos. | bar: 4
377 | 17-46. | Thermox/Catox Off Gas Treatment - Add On - Large - Long Term > 6 mos. |  | Per Month | 0 | 0 | 0 | [10 empty] | FALSE | 17-46. | Thermox/Catox Off Gas Treatment - Add On - Large - Long Term > 6 mos. | bar: 4
378 | 17-47. | Soil Vapor Extraction (SVE) System - Small - Short Term ≤ 6 Months |  | Per Month | 0 | 0 | 0 | [10 empty] | FALSE | 17-47. | Soil Vapor Extraction (SVE) System - Small - Short Term ≤ 6 Months | bar: 4
379 | 17-48. | Soil Vapor Extraction (SVE) System - Small - Long Term > 6 Months |  | Per Month | 0 | 0 | 0 | [10 empty] | FALSE | 17-48. | Soil Vapor Extraction (SVE) System - Small - Long Term > 6 Months | bar: 4
380 | 17-49. | Soil Vapor Extraction (SVE) System - Medium - Short Term ≤ 6 Months |  | Per Month | 0 | 0 | 0 | [10 empty] | FALSE | 17-49. | Soil Vapor Extraction (SVE) System - Medium - Short Term ≤ 6 Months | bar: 4
381 | 17-50. | Soil Vapor Extraction (SVE) System - Medium - Long Term > 6 Months |  | Per Month | 0 | 0 | 0 | [10 empty] | FALSE | 17-50. | Soil Vapor Extraction (SVE) System - Medium - Long Term > 6 Months | bar: 4
382 | 17-51. | Soil Vapor Extraction (SVE) System - Large - Short Term ≤ 6 Months |  | Per Month | 0 | 0 | 0 | [10 empty] | FALSE | 17-51. | Soil Vapor Extraction (SVE) System - Large - Short Term ≤ 6 Months | bar: 4
383 | 17-52. | Soil Vapor Extraction (SVE) System - Large - Long Term > 6 Months |  | Per Month | 0 | 0 | 0 | [10 empty] | FALSE | 17-52. | Soil Vapor Extraction (SVE) System - Large - Long Term > 6 Months | bar: 4
384 | 17-53. | Air Sparge/Multphase Extraction (AS/MPE) System - Small - Short Term ≤ 6 Months |  | Per Month | 0 | 0 | 0 | [10 empty] | FALSE | 17-53. | Air Sparge/Multphase Extraction (AS/MPE) System - Small - Short Term ≤ 6 Months | bar: 4
385 | 17-54. | Air Sparge/Multphase Extraction (AS/MPE) System - Small - Long Term > 6 Months |  | Per Month | 0 | 0 | 0 | [10 empty] | FALSE | 17-54. | Air Sparge/Multphase Extraction (AS/MPE) System - Small - Long Term > 6 Months | bar: 4
386 | 17-55. | Air Sparge/Multphase Extraction (AS/MPE) System - Medium - Short Term ≤ 6 Months |  | Per Month | 0 | 0 | 0 | [10 empty] | FALSE | 17-55. | Air Sparge/Multphase Extraction (AS/MPE) System - Medium - Short Term ≤ 6 Months | bar: 4
387 | 17-56. | Air Sparge/Multphase Extraction (AS/MPE) System - Medium - Long Term > 6 Months |  | Per Month | 0 | 0 | 0 | [10 empty] | FALSE | 17-56. | Air Sparge/Multphase Extraction (AS/MPE) System - Medium - Long Term > 6 Months | bar: 4
388 | 17-57. | Air Sparge/Multphase Extraction (AS/MPE) System - Large - Short Term ≤ 6 Months |  | Per Month | 0 | 0 | 0 | [10 empty] | FALSE | 17-57. | Air Sparge/Multphase Extraction (AS/MPE) System - Large - Short Term ≤ 6 Months | bar: 4
389 | 17-58. | Air Sparge/Multphase Extraction (AS/MPE) System - Large - Long Term > 6 Months |  | Per Month | 0 | 0 | 0 | [10 empty] | FALSE | 17-58. | Air Sparge/Multphase Extraction (AS/MPE) System - Large - Long Term > 6 Months | bar: 4
390 | 17-59. | In-Situ Chemical Oxidation (including Ozone) System – Small – Long Term > 6 Months |  | Per Month | 0 | 0 | 0 | [10 empty] | FALSE | 17-59. | In-Situ Chemical Oxidation (including Ozone) System – Small – Long Term > 6 Months | bar: 4
391 | 17-60. | In-Situ Chemical Oxidation (including Ozone) System – Small - Short Term ≤ 6 Months |  | Per Month | 0 | 0 | 0 | [10 empty] | FALSE | 17-60. | In-Situ Chemical Oxidation (including Ozone) System – Small - Short Term ≤ 6 Months | bar: 4
392 | 17-61. | In-Situ Chemical Oxidation (including Ozone) System – Medium – Long Term > 6 Months |  | Per Month | 0 | 0 | 0 | [10 empty] | FALSE | 17-61. | In-Situ Chemical Oxidation (including Ozone) System – Medium – Long Term > 6 Months | bar: 4
393 | 17-62. | In-Situ Chemical Oxidation (including Ozone) System – Medium - Short Term ≤ 6 Months |  | Per Month | 0 | 0 | 0 | [10 empty] | FALSE | 17-62. | In-Situ Chemical Oxidation (including Ozone) System – Medium - Short Term ≤ 6 Months | bar: 4
394 | 17-63. | In-Situ Chemical Oxidation (including Ozone) System – Large - Long Term > 6 Months |  | Per Month | 0 | 0 | 0 | [10 empty] | FALSE | 17-63. | In-Situ Chemical Oxidation (including Ozone) System – Large - Long Term > 6 Months | bar: 4
395 | 17-64. | In-Situ Chemical Oxidation (including Ozone) System – Large -Short Term ≤ 6 Months |  | Per Month | 0 | 0 | 0 | [10 empty] | FALSE | 17-64. | In-Situ Chemical Oxidation (including Ozone) System – Large -Short Term ≤ 6 Months | bar: 4
396 | 18. | REPORTS (Excluding Professional Engineering and Professional Geology Services) | [15 empty] | FALSE |  | REPORTS (Excluding Professional Engineering and Professional Geology Services)
397 | 18-1. | Soil Source Removal Report |  | Per Report | 0 | 0 | 0 | [10 empty] | FALSE | 18-1. | Soil Source Removal Report
398 | 18-2. | General Site Assessment Report |  | Per Report | 0 | 0 | 0 | [10 empty] | FALSE | 18-2. | General Site Assessment Report
399 | 18-3. | Supplemental Site Assessment Report |  | Per Report | 0 | 0 | 0 | [10 empty] | FALSE | 18-3. | Supplemental Site Assessment Report
400 | 18-4. | Receptor and Exposure Pathway Report |  | Per Report | 0 | 0 | 0 | [10 empty] | FALSE | 18-4. | Receptor and Exposure Pathway Report
401 | 18-5. | Level 1 Natural Attenuation Monitoring Plan |  | Per Plan | 0 | 0 | 0 | [10 empty] | FALSE | 18-5. | Level 1 Natural Attenuation Monitoring Plan
402 | 18-6. | Level 2 Natural Attenuation Monitoring Plan |  | Per Plan | 0 | 0 | 0 | [10 empty] | FALSE | 18-6. | Level 2 Natural Attenuation Monitoring Plan
403 | 18-7. | Natural Attenuation or Post RA Monitoring Report, Quarterly or Non-Annual |  | Per Report | 0 | 0 | 0 | [10 empty] | FALSE | 18-7. | Natural Attenuation or Post RA Monitoring Report, Quarterly or Non-Annual
404 | 18-8. | Natural Attenuation or Post RA Monitoring Report, Annual |  | Per Report | 0 | 0 | 0 | [10 empty] | FALSE | 18-8. | Natural Attenuation or Post RA Monitoring Report, Annual
405 | 18-9. | Pilot Test Plan |  | Per Plan | 0 | 0 | 0 | [10 empty] | FALSE | 18-9. | Pilot Test Plan
406 | 18-10. | Pilot Test Report |  | Per Report | 0 | 0 | 0 | [10 empty] | FALSE | 18-10. | Pilot Test Report
407 | 18-11. | Level 1 Remedial Action Plan |  | Per Plan | 0 | 0 | 0 | [10 empty] | FALSE | 18-11. | Level 1 Remedial Action Plan
408 | 18-12. | Level 2 Remedial Action Plan |  | Per Plan | 0 | 0 | 0 | [10 empty] | FALSE | 18-12. | Level 2 Remedial Action Plan
410 | 18-13. | Level 1 Limited Scope Remedial Action Plan or RAP Modification Plan |  | Per Plan | 0 | 0 | 0 | [10 empty] | FALSE | 18-13. | Level 1 Limited Scope Remedial Action Plan or RAP Modification Plan
411 | 18-14. | Level 2 Limited Scope Remedial Action Plan or RAP Modification Plan |  | Per Plan | 0 | 0 | 0 | [10 empty] | FALSE | 18-14. | Level 2 Limited Scope Remedial Action Plan or RAP Modification Plan
412 | 18-15. | Level 3 Limited Scope Remedial Action Plan or RAP Modification Plan |  | Per Plan | 0 | 0 | 0 | [10 empty] | FALSE | 18-15. | Level 3 Limited Scope Remedial Action Plan or RAP Modification Plan
413 | 18-16. | Level 4 Limited Scope Remedial Action Plan or RAP Modification Plan |  | Per Plan | 0 | 0 | 0 | [10 empty] | FALSE | 18-16. | Level 4 Limited Scope Remedial Action Plan or RAP Modification Plan
414 | 18-17. | Construction Drawings and Design Specifications |  | Per Report | 0 | 0 | 0 | [10 empty] | FALSE | 18-17. | Construction Drawings and Design Specifications
415 | 18-18. | As-Built Drawings (P.E. Sealed red lined modifications) |  | Per Drawings | 0 | 0 | 0 | [10 empty] | FALSE | 18-18. | As-Built Drawings (P.E. Sealed red lined modifications) | bar: 3
416 | 18-19. | Remedial Action Startup Report |  | Per Report | 0 | 0 | 0 | [10 empty] | FALSE | 18-19. | Remedial Action Startup Report | bar: 4
417 | 18-20. | Letter/NPDES Report |  | Per Report | 0 | 0 | 0 | [10 empty] | FALSE | 18-20. | Letter/NPDES Report | bar: 2
418 | 18-21. | Operation and Maintenance Report, Quarterly or Non-Annual |  | Per Report | 0 | 0 | 0 | [10 empty] | FALSE | 18-21. | Operation and Maintenance Report, Quarterly or Non-Annual | bar: 5
419 | 18-22. | Operation and Maintenance Annual Report |  | Per Report | 0 | 0 | 0 | [10 empty] | FALSE | 18-22. | Operation and Maintenance Annual Report
420 | 18-23. | Remedial Action General Report |  | Per Report | 0 | 0 | 0 | [10 empty] | FALSE | 18-23. | Remedial Action General Report | bar: 4
421 | 18-24. | Remedial Action Interim Report |  | Per Report | 0 | 0 | 0 | [10 empty] | FALSE | 18-24. | Remedial Action Interim Report | bar: 2
422 | 18-25. | Free Product Recovery Report |  | Per Report | 0 | 0 | 0 | [10 empty] | FALSE | 18-25. | Free Product Recovery Report
423 | 18-26. | Well Abandonment/Site Restoration Report |  | Per Report | 0 | 0 | 0 | [10 empty] | FALSE | 18-26. | Well Abandonment/Site Restoration Report
424 | 18-27. | Interim Assessment Report |  | Per Report | 0 | 0 | 0 | [10 empty] | FALSE | 18-27. | Interim Assessment Report
425 | 19. | PERSONNEL (Excluding Professional Engineer and Professional Geologist) | [15 empty] | FALSE |  | PERSONNEL (Excluding Professional Engineer and Professional Geologist)
426 | 19-1. | Program/Contract Manager |  | Per Hour | 0 | 0 | 0 | [10 empty] | FALSE | 19-1. | Program/Contract Manager
427 | 19-2. | Project/Site Manager |  | Per Hour | 0 | 0 | 0 | [10 empty] | FALSE | 19-2. | Project/Site Manager
428 | 19-3. | Engineer |  | Per Hour | 0 | 0 | 0 | [10 empty] | FALSE | 19-3. | Engineer
429 | 19-4. | Geologist/Geoscientist |  | Per Hour | 0 | 0 | 0 | [10 empty] | FALSE | 19-4. | Geologist/Geoscientist
430 | 19-5. | Hydrogeologist/Modeler |  | Per Hour | 0 | 0 | 0 | [10 empty] | FALSE | 19-5. | Hydrogeologist/Modeler
431 | 19-6. | Scientist/Technical Specialist |  | Per Hour | 0 | 0 | 0 | [10 empty] | FALSE | 19-6. | Scientist/Technical Specialist | bar: 1
432 | 19-7. | Assistant Scientist/Technical Specialist |  | Per Hour | 0 | 0 | 0 | [10 empty] | FALSE | 19-7. | Assistant Scientist/Technical Specialist
433 | 19-8. | Field Technician |  | Per Hour | 0 | 0 | 0 | [10 empty] | FALSE | 19-8. | Field Technician | bar: 1
434 | 19-9. | Draftsperson |  | Per Hour | 0 | 0 | 0 | [10 empty] | FALSE | 19-9. | Draftsperson
435 | 19-10. | Administrative Staff |  | Per Hour | 0 | 0 | 0 | [10 empty] | FALSE | 19-10. | Administrative Staff
436 | 19-11. | Laborers and Security Guards |  | Per Hour | 0 | 0 | 0 | [10 empty] | FALSE | 19-11. | Laborers and Security Guards
437 | 20. | PROFESSIONAL ENGINEERING AND PROFESSIONAL GEOLOGY SERVICES | [15 empty] | FALSE |  | PROFESSIONAL ENGINEERING AND PROFESSIONAL GEOLOGY SERVICES
438 | 20-1. | Professional Engineer |  | Per Hour | 0 | 0 | 0 | [10 empty] | FALSE | 20-1. | Professional Engineer
439 | 20-2. | Professional Geologist |  | Per Hour | 0 | 0 | 0 | [10 empty] | FALSE | 20-2. | Professional Geologist
440 | 20-3. | P.G. Field Oversight of Drilling and Boring and Soil-Boring Logging |  | Per Hour | 0 | 0 | 0 | [10 empty] | FALSE | 20-3. | P.G. Field Oversight of Drilling and Boring and Soil-Boring Logging
441 | 20-4. | P.G. Field Oversight of Well Installation |  | Per Hour | 0 | 0 | 0 | [10 empty] | FALSE | 20-4. | P.G. Field Oversight of Well Installation
442 | 20-5. | P.E. Project Oversight for Remediation Technology Pilot Testing |  | Per Test | 0 | 0 | 0 | [10 empty] | FALSE | 20-5. | P.E. Project Oversight for Remediation Technology Pilot Testing
443 | 20-6.a. | P.E. Project Oversight for Remediation System Integration and Startup - Small System |  | Per System | 0 | 0 | 0 | [10 empty] | FALSE | 20-6.a. | P.E. Project Oversight for Remediation System Integration and Startup - Small System | bar: 4
444 | 20-6.b. | P.E. Project Oversight for Remediation System Integration and Startup - Medium System |  | Per System | 0 | 0 | 0 | [10 empty] | FALSE | 20-6.b. | P.E. Project Oversight for Remediation System Integration and Startup - Medium System | bar: 4
445 | 20-6.c. | P.E. Project Oversight for Remediation System Integration and Startup - Large System |  | Per System | 0 | 0 | 0 | [10 empty] | FALSE | 20-6.c. | P.E. Project Oversight for Remediation System Integration and Startup - Large System | bar: 4
446 | 20-6.d. | P.E. Project Oversight for Remediation System Integration and Startup - Extra Large System |  | Per System | 0 | 0 | 0 | [10 empty] | FALSE | 20-6.d. | P.E. Project Oversight for Remediation System Integration and Startup - Extra Large System | bar: 4
447 | 20-7.a. | P.E. Project Oversight for Short Term or Episodic Remediation System Operation |  | Per Day | 0 | 0 | 0 | [10 empty] | FALSE | 20-7.a. | P.E. Project Oversight for Short Term or Episodic Remediation System Operation | bar: 4
448 | 20-7.b. | P.E. Project Oversight for Short Term or Episodic Remediation System Operation |  | Per Week | 0 | 0 | 0 | [10 empty] | FALSE | 20-7.b. | P.E. Project Oversight for Short Term or Episodic Remediation System Operation | bar: 4
449 | 20-8. | P.E. Project Oversight for Remediation System Operation and Maintenance |  | Per Month | 0 | 0 | 0 | [10 empty] | FALSE | 20-8. | P.E. Project Oversight for Remediation System Operation and Maintenance | bar: 5
450 | 20-9. | P.E. Review and Certification of Sufficiency of Engineering Controls (other than permanent, impermeable surface or top two feet of clean fill), with Monitoring and Maintenance Recommendations Required for a Conditional NFA |  | Per Review and Certification | 0 | 0 | 0 | [10 empty] | FALSE | 20-9. | P.E. Review and Certification of Sufficiency of Engineering Controls (other than permanent, impermeable surface or top two feet of clean fill), with Monitoring and Maintenance Recommendations Required for a Conditional NFA
451 | 20-10. | P.G. or Qualified P.E. Review and Certification of Sufficiency of Engineering Controls Limited to Permanent, Impermeable Surface or Top Two Feet of Clean Fill with Monitoring and Maintenance Recommendations Required for a Conditional NFA |  | Per Review and Certification | 0 | 0 | 0 | [10 empty] | FALSE | 20-10. | P.G. or Qualified P.E. Review and Certification of Sufficiency of Engineering Controls Limited to Permanent, Impermeable Surface or Top Two Feet of Clean Fill with Monitoring and Maintenance Recommendations Required for a Conditional NFA
452 | 20-11. | P.E. Design and Certification of Plans and Project Oversight of Installation for Engineering Controls (other than permanent, impermeable surface or top two feet of clean fill) required for a conditional NFA |  | Per Engineering Controls Installation | 0 | 0 | 0 | [10 empty] | FALSE | 20-11. | P.E. Design and Certification of Plans and Project Oversight of Installation for Engineering Controls (other than permanent, impermeable surface or top two feet of clean fill) required for a conditional NFA
453 | 20-12. | P.G. or Qualified P.E. Review, Evaluation and Certification of Plans and Project Oversight for Installation of Engineering Controls Limited to Permanent, Impermeable Surface or Top Two Feet of Clean Fill Required for a Conditional NFA |  | Per Engineering Controls Installation | 0 | 0 | 0 | [10 empty] | FALSE | 20-12. | P.G. or Qualified P.E. Review, Evaluation and Certification of Plans and Project Oversight for Installation of Engineering Controls Limited to Permanent, Impermeable Surface or Top Two Feet of Clean Fill Required for a Conditional NFA
454 | 20-13. | P.G. or P.E. Review, Evaluation and Certification of a Soil Source Removal Report That Includes a Recommendation for NFA |  | Per Report | 0 | 0 | 0 | [10 empty] | FALSE | 20-13. | P.G. or P.E. Review, Evaluation and Certification of a Soil Source Removal Report That Includes a Recommendation for NFA
455 | 20-14. | P.G. or Qualified P.E. Review, Evaluation and Certification of a General Site Assessment Report |  | Per Report | 0 | 0 | 0 | [10 empty] | FALSE | 20-14. | P.G. or Qualified P.E. Review, Evaluation and Certification of a General Site Assessment Report
456 | 20-15. | P.G. or Qualified P.E. Review, Evaluation and Certification of a Supplemental Site Assessment Report |  | Per Report | 0 | 0 | 0 | [10 empty] | FALSE | 20-15. | P.G. or Qualified P.E. Review, Evaluation and Certification of a Supplemental Site Assessment Report
457 | 20-16. | P.G. or P.E. Review, Evaluation and Certification of a Receptor and Exposure Pathway Report |  | Per Report | 0 | 0 | 0 | [10 empty] | FALSE | 20-16. | P.G. or P.E. Review, Evaluation and Certification of a Receptor and Exposure Pathway Report
458 | 20-17. | P.E. Review, Evaluation and Certification of a Level 1 Natural Attenuation Monitoring Plan |  | Per Plan | 0 | 0 | 0 | [10 empty] | FALSE | 20-17. | P.E. Review, Evaluation and Certification of a Level 1 Natural Attenuation Monitoring Plan
459 | 20-18. | P.E. Review, Evaluation and Certification of a Level 2 Natural Attenuation Monitoring Plan |  | Per Plan | 0 | 0 | 0 | [10 empty] | FALSE | 20-18. | P.E. Review, Evaluation and Certification of a Level 2 Natural Attenuation Monitoring Plan
460 | 20-19. | P.E. or P.G. Review, Evaluation and Certification of a Non-Annual Natural Attenuation or Post RA Monitoring Report That Includes a Recommendation for NFA or a Recommendation to Modify the Approved Monitoring Plan. |  | Per Report | 0 | 0 | 0 | [10 empty] | FALSE | 20-19. | P.E. or P.G. Review, Evaluation and Certification of a Non-Annual Natural Attenuation or Post RA Monitoring Report That Includes a Recommendation for NFA or a Recommendation to Modify the Approved Monitoring Plan.
461 | 20-20. | P.G or P.E. Review, Evaluation and Certification of an Annual Natural Attenuation Monitoring Report |  | Per Report | 0 | 0 | 0 | [10 empty] | FALSE | 20-20. | P.G or P.E. Review, Evaluation and Certification of an Annual Natural Attenuation Monitoring Report
462 | 20-21. | P.E. Review, Evaluation and Certification of a Pilot Test Plan |  | Per Plan | 0 | 0 | 0 | [10 empty] | FALSE | 20-21. | P.E. Review, Evaluation and Certification of a Pilot Test Plan
463 | 20-22. | P.E. Review, Evaluation and Certification of a Pilot Test Report |  | Per Report | 0 | 0 | 0 | [10 empty] | FALSE | 20-22. | P.E. Review, Evaluation and Certification of a Pilot Test Report
464 | 20-23. | P.E. Review, Evaluation and Certification of a Level 1 Remedial Action Plan |  | Per Plan | 0 | 0 | 0 | [10 empty] | FALSE | 20-23. | P.E. Review, Evaluation and Certification of a Level 1 Remedial Action Plan
466 | 20-24. | P.E. Review, Evaluation and Certification of a Level 2 Remedial Action Plan |  | Per Plan | 0 | 0 | 0 | [10 empty] | FALSE | 20-24. | P.E. Review, Evaluation and Certification of a Level 2 Remedial Action Plan
467 | 20-25. | P.E. Review, Evaluation and Certification of a Level 1 Limited Scope Remedial Action Plan or RAP Modification Plan |  | Per Plan | 0 | 0 | 0 | [10 empty] | FALSE | 20-25. | P.E. Review, Evaluation and Certification of a Level 1 Limited Scope Remedial Action Plan or RAP Modification Plan
468 | 20-26. | P.E. Review, Evaluation and Certification of a Level 2 Limited Scope Remedial Action Plan or RAP Modification Plan |  | Per Plan | 0 | 0 | 0 | [10 empty] | FALSE | 20-26. | P.E. Review, Evaluation and Certification of a Level 2 Limited Scope Remedial Action Plan or RAP Modification Plan
469 | 20-27. | P.E. Review, Evaluation and Certification of a Level 3 Limited Scope Remedial Action Plan or RAP Modification Plan |  | Per Plan | 0 | 0 | 0 | [10 empty] | FALSE | 20-27. | P.E. Review, Evaluation and Certification of a Level 3 Limited Scope Remedial Action Plan or RAP Modification Plan
470 | 20-28. | P.E. Review, Evaluation and Certification of a Level 4 Limited Scope Remedial Action Plan or RAP Modification Plan |  | Per Plan | 0 | 0 | 0 | [10 empty] | FALSE | 20-28. | P.E. Review, Evaluation and Certification of a Level 4 Limited Scope Remedial Action Plan or RAP Modification Plan
471 | 20-29. | P.E. Review, Evaluation and Certification of As-Built Drawings (P.E. sealed red lined modifications) |  | Per Set of Drawings | 0 | 0 | 0 | [10 empty] | FALSE | 20-29. | P.E. Review, Evaluation and Certification of As-Built Drawings (P.E. sealed red lined modifications) | bar: 3
472 | 20-30. | P.E. Review, Evaluation and Certification of a Remedial Action Startup Report That Includes a Recommendation for System Modification or Significant Change in the Course of Action |  | Per Report | 0 | 0 | 0 | [10 empty] | FALSE | 20-30. | P.E. Review, Evaluation and Certification of a Remedial Action Startup Report That Includes a Recommendation for System Modification or Significant Change in the Course of Action | bar: 4
473 | 20-31. | P.E. Review, Evaluation and Certification of a Non-Annual Operation and Maintenance Report That Includes Significant Proposed Changes to the Approved RAP |  | Per Report | 0 | 0 | 0 | [10 empty] | FALSE | 20-31. | P.E. Review, Evaluation and Certification of a Non-Annual Operation and Maintenance Report That Includes Significant Proposed Changes to the Approved RAP
474 | 20-32. | P.E. Review, Evaluation and Certification of an Annual Operation and Maintenance Report |  | Per Report | 0 | 0 | 0 | [10 empty] | FALSE | 20-32. | P.E. Review, Evaluation and Certification of an Annual Operation and Maintenance Report
475 | 20-33. | P.G or P.E. Review, Evaluation and Certification of a Remedial Action General Report |  | Per Report | 0 | 0 | 0 | [10 empty] | FALSE | 20-33. | P.G or P.E. Review, Evaluation and Certification of a Remedial Action General Report
476 | 20-34. | P.G or P.E. Review, Evaluation and Certification of an Interim Assessment or Remedial Action Report That Includes a Recommendation for System Modification or Significant Change in the Course of Action |  | Per Report | 0 | 0 | 0 | [10 empty] | FALSE | 20-34. | P.G or P.E. Review, Evaluation and Certification of an Interim Assessment or Remedial Action Report That Includes a Recommendation for System Modification or Significant Change in the Course of Action
477 | 20-35. | P.E. Review, Evaluation, and Certification of Construction Drawings |  | Per Set of Drawings | 0 | 0 | 0 | [10 empty] | FALSE | 20-35. | P.E. Review, Evaluation, and Certification of Construction Drawings
478 | 20-36. | P.E. Review, Evaluation, and Certification of Annual PARM Report |  | Per Report | 0 | 0 | 0 | [10 empty] | FALSE | 20-36. | P.E. Review, Evaluation, and Certification of Annual PARM Report
479 | 21. | MISCELLANEOUS ITEMS |  | ' | [13 empty] | FALSE |  | MISCELLANEOUS ITEMS
480 | 21-1. |  |  | Reimbursable* | 1 | 1 | 0 | [10 empty] | FALSE | 21-1. | 0
481 | 21-2. |  |  | Reimbursable* | 1 | 1 | 0 | [10 empty] | FALSE | 21-2. | 0
482 | 21-3. |  |  | Reimbursable* | 1 | 1 | 0 | [10 empty] | FALSE | 21-3. | 0
483 | 21-4. |  |  | Reimbursable* | 1 | 1 | 0 | [10 empty] | FALSE | 21-4. | 0
484 | 21-5. |  |  | Reimbursable* | 1 | 1 | 0 | [10 empty] | FALSE | 21-5. | 0
485 | 21-6. |  |  | Reimbursable* | 1 | 1 | 0 | [10 empty] | FALSE | 21-6. | 0
486 | 21-7. |  |  | Reimbursable* | 1 | 1 | 0 | [10 empty] | FALSE | 21-7. | 0
487 | 21-8. |  |  | Reimbursable* | 1 | 1 | 0 | [10 empty] | FALSE | 21-8. | 0
488 | 21-9. |  |  | Reimbursable* | 1 | 1 | 0 | [10 empty] | FALSE | 21-9. | 0
489 | 21-10. |  |  | Reimbursable* | 1 | 1 | 0 | [10 empty] | FALSE | 21-10. | 0
450 | 21-11. |  |  | Reimbursable* | 1 | 1 | 0 | [10 empty] | FALSE | 21-11. | 0
451 | 21-12. |  |  | Reimbursable* | 1 | 1 | 0 | [10 empty] | FALSE | 21-12. | 0
452 | 21-13. |  |  | Reimbursable* | 1 | 1 | 0 | [10 empty] | FALSE | 21-13. | 0
453 | 21-14. |  |  | Reimbursable* | 1 | 1 | 0 | [10 empty] | FALSE | 21-14. | 0
454 | 21-15. |  |  | Reimbursable* | 1 | 1 | 0 | [10 empty] | FALSE | 21-15. | 0
455 | 21-16. |  |  | Reimbursable* | 1 | 1 | 0 | [10 empty] | FALSE | 21-16. | 0
456 | 21-17. |  |  | Reimbursable* | 1 | 1 | 0 | [10 empty] | FALSE | 21-17. | 0
457 | 21-18. |  |  | Reimbursable* | 1 | 1 | 0 | [10 empty] | FALSE | 21-18. | 0
458 | 21-19. |  |  | Reimbursable* | 1 | 1 | 0 | [10 empty] | FALSE | 21-19. | 0
459 | 21-20. |  |  | Reimbursable* | 1 | 1 | 0 | [10 empty] | FALSE | 21-20. | 0
460 | 21-21. |  |  | Reimbursable* | 1 | 1 | 0 | [10 empty] | FALSE | 21-21. | 0
461 | 21-22. |  |  | Reimbursable* | 1 | 1 | 0 | [10 empty] | FALSE | 21-22. | 0
462 | 21-23. |  |  | Reimbursable* | 1 | 1 | 0 | [10 empty] | FALSE | 21-23. | 0
463 | 21-24. |  |  | Reimbursable* | 1 | 1 | 0 | [10 empty] | FALSE | 21-24. | 0
464 | 21-25. |  |  | Reimbursable* | 1 | 1 | 0 | [10 empty] | FALSE | 21-25. | 0
465 | 21-26. |  |  | Reimbursable* | 1 | 1 | 0 | [10 empty] | FALSE | 21-26. | 0
466 | 21-27. |  |  | Reimbursable* | 1 | 1 | 0 | [10 empty] | FALSE | 21-27. | 0
467 | 21-28. |  |  | Reimbursable* | 1 | 1 | 0 | [10 empty] | FALSE | 21-28. | 0
468 | 21-29. |  |  | Reimbursable* | 1 | 1 | 0 | [10 empty] | FALSE | 21-29. | 0
469 | 21-30. |  |  | Reimbursable* | 1 | 1 | 0 | [10 empty] | FALSE | 21-30. | 0
470 | 22. | Contingent Funding |  | ' | [13 empty] | FALSE |  | Contingent Funding
| 22-1. | Contingent Funding - Allowance only to be used as offset for field change orders |  | NOT BILLABLE | 1 | 1 | 0 | [10 empty] | FALSE | 22-1. | Contingent Funding - Allowance only to be used as offset for field change orders
| *For reimbursable pay items the cost listed is a "not to exceed" amount. Fees will be reimbursed for the pay item based on the actual invoice. Please note, the unit of measure for these items will be displayed as dollars for invoicing purposes. Please refer to the Scope of Work for additional description of these items. | [6 empty] | 10: Version 20.0 | TRUE |  | 0
*For deep monitoring wells, the footage for the surface casing should use pay items 4-11 through 4-13 (depending on depth), and pay items 4-5 through 4-7 for the installation of the deep well. *Example: If you are installing a deep well to 50 feet with 40 feet of surface casing, you would have 40 feet under 4-11, and 50 feet under 4-6. *Well installation items use the full footage of the 2-inch well and surface casing. *Example: for the well above, you would have 50 feet for 5-2.a and 40 feet for 5-6.
Note on I7: OFFICE ACTIVITIES
Note on J7: TREATMENT WELL INSTALLATION
Note on K7: TRENCHING AND SYSTEM CONSTRUCTION
Note on L7: SYSTEM STARTUP OR INJECTION
Note on M7: QUARTER 1 O&M
Note on I9: Use this item if the contractor will be new to the site. Direct Assign ATCs do not get this pay item.
Note on I10: Use this item if the contractor will be new to the site. Direct Assign ATCs do not get this pay item.
Note on I11: Use this item for Direct Assign work scopes for continuing work.
Note on J13: Typically used for installing monitor wells, unit rate with number of units equal to estimated/quoted costs. A good default is $300.
Note on K13: Construction permits if needed for system installation, electrical, etc.
Note on I14: Used for any off-site properties where work will be performed, or for ROW permits (permit fees should use pay item 1-4, and Maintenance of Traffic equipment should be included in pay item 2-5).
Note on J16: This cell will be locked and automatically calculate from the reimbursable items. Check to be sure it has a cost if you have reimbursable items.
Note on K16: This cell will be locked and automatically calculate from the reimbursable items. Check to be sure it has a cost if you have reimbursable items.
Note on I17: Allowed one per contractor per site.
Note on J23: Used for any work performed in the right-of-way that requires maintenance of traffic (lane closure) equipment.
Note on K23: Used for any work performed in the right-of-way that requires maintenance of traffic (lane closure) equipment.
Note on I25: If a pre-drilling meeting is required, one mobilization for driller, one mobilization for ATC.
Note on J25: Contractor is typically allowed one mobilization per week, unless they are performing two different tasks (well install and groundwater sampling), that are separated by at least a day. One mobilization per vehicle (typically 1 vehicle).
Note on K25: Contractor is typically allowed one mobilization per week, unless they are performing two different tasks (well install and groundwater sampling), that are separated by at least a day. One mobilization per vehicle (typically 1 vehicle).
Note on L25: Contractor is typically allowed one mobilization per week, unless they are performing two different tasks (well install and groundwater sampling), that are separated by at least a day. One mobilization per vehicle (typically 1 vehicle).
Note on M25: Contractor is typically allowed one mobilization per week, unless they are performing two different tasks (well install and groundwater sampling), that are separated by at least a day. One mobilization per vehicle (typically 1 vehicle). Only for quarterly O&M Sampling, mobilization included in O&M Monthly pay item.
Note on K26: One mobilization per week for system installation.
Note on K27: One mobilization per week for system installation.
Note on J28: Mobilization for drilling is allowed once per week.
Note on J29: Mobilization for drilling is allowed once per week.
Note on K30: May be used for trenching activities. If equipment is kept on-site for multiple weeks, only one mobilization is authorized.
Note on K32: May be used for trenching activities. If equipment is kept on-site for multiple weeks, only one mobilization is authorized.
Note on K33: May be used for trenching activities. If equipment is kept on-site for multiple weeks, only one mobilization is authorized.
Note on J36: This pay item includes the total depth where soil sampling is performed and clearing the top of the borehole by hand (no additional hand augering item to clear the first five feet). Costs are in addition to advancing the boring by HSA or sonic boring. Costs for top footage sampled by hand are also included.
Note on J37: This pay item includes the total depth where soil sampling is performed and clearing the top of the borehole by hand (no additional hand augering item to clear the first five feet). Costs are in addition to advancing the boring by HSA or sonic boring. Costs for top footage sampled by hand are also included.
Note on J38: This pay item includes the total depth where soil sampling is performed and clearing the top of the borehole by hand (no additional hand augering item to clear the first five feet). Costs are in addition to advancing the boring by HSA or sonic boring. Costs for top footage sampled by hand are also included.
Note on J39: This pay item includes the total depth where soil sampling is performed and clearing the top of the borehole by hand (no additional hand augering item to clear the first five feet). Costs are in addition to advancing the boring by HSA or sonic boring. Costs for top footage sampled by hand are also included.
Note on J40: Used if the depth of the soil boring 10 feet BLS or less. If hand auger is required for depths greater than 10 feet BLS, a section 21 quote is required.
Note on J41: A full day is defined here as 10 hours. The default expectation is to achieve a minimum of 140-190 feet of probe rod advancement per day unless exceptions based on project specific conditions are approved in advance by the Petroleum Restoration Program Site Manager. The item is not prorated, but they cannot do a half day of work on two seperate days and claim two days of DPT. Includes groundwater sampling and using an HSA attachment to advance boreholes for monitoring wells with a combo rig.
Note on J43: Typically used for mud rotary or hollow stem auger drilling.
Note on J44: Typically used for mud rotary or hollow stem auger drilling.
Note on J45: Typically used for mud rotary or hollow stem auger drilling.
Note on J46: Used to install 2-inch diameter wells (typically 8-inch outer diameter augers).
Note on J47: Used to install 2-inch diameter wells (typically 8-inch outer diameter augers).
Note on J48: Used to install 2-inch diameter wells (typically 8-inch outer diameter augers).
Note on J49: Used to install 4-inch and larger wells (typically 12-inch outer diameter augers).
Note on J50: Used to install 4-inch and larger wells (typically 12-inch outer diameter augers).
Note on J51: Used to install 4-inch and larger wells (typically 12-inch outer diameter augers).
Note on J52: Typically used to install 2-inch diameter monitoring wells.
Note on J53: Typically used to install 2-inch diameter monitoring wells.
Note on J54: Typically used to install 2-inch diameter monitoring wells.
Note on J55: Typically used to install 2” diameter wells, 4” diameter wells and temporary outer casing for a 2” diameter well
Note on J56: Typically used to install 2” diameter wells, 4” diameter wells and temporary outer casing for a 2” diameter well
Note on J57: Typically used to install 2” diameter wells, 4” diameter wells and temporary outer casing for a 2” diameter well
Note on J58: Typically used to install a 6-inch diameter well, for temporary outer casing on a 4-inch deep well, or if a second temporary outer casing is required.
Note on J59: Typically used to install a 6-inch diameter well, for temporary outer casing on a 4-inch deep well, or if a second temporary outer casing is required.
Note on J60: Typically used to install a 6-inch diameter well, for temporary outer casing on a 4-inch deep well, or if a second temporary outer casing is required.
Note on J62: Well installation items based on well diameter. This is in addition to the boring items in Section 4. Well installation includes the standard 8-inch and 12-inch manholes and concrete well pad.
Note on J63: Well installation items based on well diameter. This is in addition to the boring items in Section 4. Well installation includes the standard 8-inch and 12-inch manholes and concrete well pad.
Note on K64: Horizontal well installation based on diameter. Includes all equipment, labor and material to trench and install a well.
Note on J65: Well installation items based on well diameter. This is in addition to the boring items in Section 4. Well installation includes the standard 8-inch and 12-inch manholes and concrete well pad.
Note on K66: Horizontal well installation based on diameter. Includes all equipment, labor and material to trench and install a well.
Note on J67: Well installation items based on well diameter. This is in addition to the boring items in Section 4. Well installation includes the standard 8-inch and 12-inch manholes and concrete well pad.
Note on J68: Well installation items based on well diameter. This is in addition to the boring items in Section 4. Well installation includes the standard 8-inch and 12-inch manholes and concrete well pad.
Note on J69: Well installation items based on well diameter. This is in addition to the boring items in Section 4. Well installation includes the standard 8-inch and 12-inch manholes and concrete well pad.
Note on J70: Well installation items based on well diameter. This is in addition to the boring items in Section 4. Well installation includes the standard 8-inch and 12-inch manholes and concrete well pad.
Note on J71: Well installation items based on well diameter. This is in addition to the boring items in Section 4. Well installation includes the standard 8-inch and 12-inch manholes and concrete well pad.
Note on J72: Well installation items based on well diameter. This is in addition to the boring items in Section 4. Well installation includes the standard 8-inch and 12-inch manholes and concrete well pad.
Note on J73: Check with your professional before using well screen >20 feet.
Note on J74: Check with your professional before using well screen >20 feet.
Note on J75: Check with your professional before using well screen >20 feet.
Note on J76: Check with your professional before using well screen >20 feet.
Note on J77: Only used for stick-up wells and pads (area prone to surface flooding, or with dense vegetation).
Note on K78: Only used if you are installing the 2-foot/4-foot square vaults (typically used for injection wells or other treatment wells with piping/fittings at the wellhead). Not for standard manholes.
Note on K79: Only used if you are installing the 2-foot/4-foot square vaults (typically used for injection wells or other treatment wells with piping/fittings at the wellhead). Not for standard manholes.
Note on J80: Used if an existing well is silted up or required overpurging.
Note on K81: Used for removal and disposal of well pad and manhole based on diameter, and reinstallation of well pad and manhole, without well abandonment.
Note on K82: Used for removal and disposal of well pad and manhole based on diameter, and reinstallation of well pad and manhole, without well abandonment.
Note on J83: Used for pre-pack monitor wells, if a well needs to be installed with DPT due to access restrictions.
Note on J85: Use for grouting the monitoring wells to the surface and removing the well pads and manholes.
Note on J86: Use for grouting the monitoring wells to the surface and removing the well pads and manholes.
Note on J87: Use for grouting the monitoring wells to the surface and removing the well pads and manholes.
Note on J88: Use for grouting the monitoring wells to the surface and removing the well pads and manholes.
Note on J89: Only used if you are removing the 2-foot/4-foot square vaults (typically used for injection wells or other treatment wells with piping/fittings at the wellhead). Not for standard manholes.
Note on J90: Only used if you are removing the 2-foot/4-foot square vaults (typically used for injection wells or other treatment wells with piping/fittings at the wellhead). Not for standard manholes.
Note on J91: Used for removal and disposal of well pad and manhole, and restoration of surface cover to match surrounding conditions, without well abandonment.
Note on J92: BASELINE SAMPLING
Note on L92: STARTUP SAMPLING
Note on M92: O&M SAMPLING
Note on J93: Used for Monitor Well Sampling.
Note on M93: Used for Monitor Well Sampling.
Note on J94: Used for Monitor Well Sampling.
Note on M94: Used for Monitor Well Sampling.
Note on J95: Used for sampling potable/irrigation wells.
Note on M95: Used for sampling potable/irrigation wells.
Note on J96: Other Water Sampling - surface water, tap water, remediation system influent/effluent
Note on M96: Other Water Sampling - surface water, tap water, remediation system influent/effluent
Note on J98: Used for collection of soil/sediment samples. One unit allowed per sample analysis suite, unless SPLP is proposed, then add pay item 7-14.
Note on J99: Only used to gauge depth to water/product for wells you are not sampling. Monitoring well sampling includes gauging depth to water. If wells have a history of being dry or having submerged well screens, you can include additional gauging items in case wells cannot be sampled and can only be gauged. This will prevent the need for a change order later.
Note on M99: Only used to gauge depth to water/product for wells you are not sampling. Monitoring well sampling includes gauging depth to water. If wells have a history of being dry or having submerged well screens, you can include additional gauging items in case wells cannot be sampled and can only be gauged. This will prevent the need for a change order later.
Note on L101: Remediation System Vapor Sampling.
Note on M101: Remediation System Vapor Sampling.
Note on J102: For preparation and submittal of ADaPT files. Allowable once per sampling event.
Note on M102: For preparation and submittal of ADaPT files. Allowable once per sampling event.
Note on J103: Use for all BTEX/MTBE SPLP samples collected. Pay item is invoiced regardless of the actual analytical samples processed. Encore sampling is not required for PAHs or TRPH (but may used for TRPH per guidance).
Note on J105: Make sure the method you select matches what is required in the Scope of Work. If the analysis you need is not in this section, list in Section 21. A quote from the laboratory will be needed for rates in Section 21.
Note on J106: Make sure the method you select matches what is required in the Scope of Work. If the analysis you need is not in this section, list in Section 21. A quote from the laboratory will be needed for rates in Section 21.
Note on J107: Make sure the method you select matches what is required in the Scope of Work. If the analysis you need is not in this section, list in Section 21. A quote from the laboratory will be needed for rates in Section 21.
Note on J108: Make sure the method you select matches what is required in the Scope of Work. If the analysis you need is not in this section, list in Section 21. A quote from the laboratory will be needed for rates in Section 21.
Note on J109: Make sure the method you select matches what is required in the Scope of Work. If the analysis you need is not in this section, list in Section 21. A quote from the laboratory will be needed for rates in Section 21.
Note on J110: Make sure the method you select matches what is required in the Scope of Work. If the analysis you need is not in this section, list in Section 21. A quote from the laboratory will be needed for rates in Section 21.
Note on J111: Make sure the method you select matches what is required in the Scope of Work. If the analysis you need is not in this section, list in Section 21. A quote from the laboratory will be needed for rates in Section 21.
Note on J112: Make sure the method you select matches what is required in the Scope of Work. If the analysis you need is not in this section, list in Section 21. A quote from the laboratory will be needed for rates in Section 21.
Note on J113: Make sure the method you select matches what is required in the Scope of Work. If the analysis you need is not in this section, list in Section 21. A quote from the laboratory will be needed for rates in Section 21.
Note on J114: Make sure the method you select matches what is required in the Scope of Work. If the analysis you need is not in this section, list in Section 21. A quote from the laboratory will be needed for rates in Section 21.
Note on J115: Make sure the method you select matches what is required in the Scope of Work. If the analysis you need is not in this section, list in Section 21. A quote from the laboratory will be needed for rates in Section 21.
Note on J116: Make sure the method you select matches what is required in the Scope of Work. If the analysis you need is not in this section, list in Section 21. A quote from the laboratory will be needed for rates in Section 21.
Note on J117: Make sure the method you select matches what is required in the Scope of Work. If the analysis you need is not in this section, list in Section 21. A quote from the laboratory will be needed for rates in Section 21.
Note on J118: Make sure the method you select matches what is required in the Scope of Work. If the analysis you need is not in this section, list in Section 21. A quote from the laboratory will be needed for rates in Section 21.
Note on J119: Make sure the method you select matches what is required in the Scope of Work. If the analysis you need is not in this section, list in Section 21. A quote from the laboratory will be needed for rates in Section 21.
Note on J120: Make sure the method you select matches what is required in the Scope of Work. If the analysis you need is not in this section, list in Section 21. A quote from the laboratory will be needed for rates in Section 21.
Note on J121: Make sure the method you select matches what is required in the Scope of Work. If the analysis you need is not in this section, list in Section 21. A quote from the laboratory will be needed for rates in Section 21.
Note on J122: Make sure the method you select matches what is required in the Scope of Work. If the analysis you need is not in this section, list in Section 21. A quote from the laboratory will be needed for rates in Section 21.
Note on J123: Make sure the method you select matches what is required in the Scope of Work. If the analysis you need is not in this section, list in Section 21. A quote from the laboratory will be needed for rates in Section 21.
Note on J124: Make sure the method you select matches what is required in the Scope of Work. If the analysis you need is not in this section, list in Section 21. A quote from the laboratory will be needed for rates in Section 21.
Note on J125: Make sure the method you select matches what is required in the Scope of Work. If the analysis you need is not in this section, list in Section 21. A quote from the laboratory will be needed for rates in Section 21.
Note on J126: Make sure the method you select matches what is required in the Scope of Work. If the analysis you need is not in this section, list in Section 21. A quote from the laboratory will be needed for rates in Section 21.
Note on J127: Make sure the method you select matches what is required in the Scope of Work. If the analysis you need is not in this section, list in Section 21. A quote from the laboratory will be needed for rates in Section 21.
Note on M127: Make sure the method you select matches what is required in the Scope of Work. If the analysis you need is not in this section, list in Section 21. A quote from the laboratory will be needed for rates in Section 21.
Note on J128: Make sure the method you select matches what is required in the Scope of Work. If the analysis you need is not in this section, list in Section 21. A quote from the laboratory will be needed for rates in Section 21.
Note on M128: Make sure the method you select matches what is required in the Scope of Work. If the analysis you need is not in this section, list in Section 21. A quote from the laboratory will be needed for rates in Section 21.
Note on J129: Make sure the method you select matches what is required in the Scope of Work. If the analysis you need is not in this section, list in Section 21. A quote from the laboratory will be needed for rates in Section 21.
Note on M129: Make sure the method you select matches what is required in the Scope of Work. If the analysis you need is not in this section, list in Section 21. A quote from the laboratory will be needed for rates in Section 21.
Note on J130: Make sure the method you select matches what is required in the Scope of Work. If the analysis you need is not in this section, list in Section 21. A quote from the laboratory will be needed for rates in Section 21.
Note on M130: Make sure the method you select matches what is required in the Scope of Work. If the analysis you need is not in this section, list in Section 21. A quote from the laboratory will be needed for rates in Section 21.
Note on J131: Make sure the method you select matches what is required in the Scope of Work. If the analysis you need is not in this section, list in Section 21. A quote from the laboratory will be needed for rates in Section 21.
Note on M131: Make sure the method you select matches what is required in the Scope of Work. If the analysis you need is not in this section, list in Section 21. A quote from the laboratory will be needed for rates in Section 21.
Note on J132: Make sure the method you select matches what is required in the Scope of Work. If the analysis you need is not in this section, list in Section 21. A quote from the laboratory will be needed for rates in Section 21.
Note on M132: Make sure the method you select matches what is required in the Scope of Work. If the analysis you need is not in this section, list in Section 21. A quote from the laboratory will be needed for rates in Section 21.
Note on J133: Make sure the method you select matches what is required in the Scope of Work. If the analysis you need is not in this section, list in Section 21. A quote from the laboratory will be needed for rates in Section 21.
Note on M133: Make sure the method you select matches what is required in the Scope of Work. If the analysis you need is not in this section, list in Section 21. A quote from the laboratory will be needed for rates in Section 21.
Note on J134: Make sure the method you select matches what is required in the Scope of Work. If the analysis you need is not in this section, list in Section 21. A quote from the laboratory will be needed for rates in Section 21.
Note on M134: Make sure the method you select matches what is required in the Scope of Work. If the analysis you need is not in this section, list in Section 21. A quote from the laboratory will be needed for rates in Section 21.
Note on J135: Make sure the method you select matches what is required in the Scope of Work. If the analysis you need is not in this section, list in Section 21. A quote from the laboratory will be needed for rates in Section 21.
Note on M135: Make sure the method you select matches what is required in the Scope of Work. If the analysis you need is not in this section, list in Section 21. A quote from the laboratory will be needed for rates in Section 21.
Note on J136: Make sure the method you select matches what is required in the Scope of Work. If the analysis you need is not in this section, list in Section 21. A quote from the laboratory will be needed for rates in Section 21.
Note on M136: Make sure the method you select matches what is required in the Scope of Work. If the analysis you need is not in this section, list in Section 21. A quote from the laboratory will be needed for rates in Section 21.
Note on J137: Make sure the method you select matches what is required in the Scope of Work. If the analysis you need is not in this section, list in Section 21. A quote from the laboratory will be needed for rates in Section 21.
Note on M137: Make sure the method you select matches what is required in the Scope of Work. If the analysis you need is not in this section, list in Section 21. A quote from the laboratory will be needed for rates in Section 21.
Note on J138: Make sure the method you select matches what is required in the Scope of Work. If the analysis you need is not in this section, list in Section 21. A quote from the laboratory will be needed for rates in Section 21.
Note on M138: Make sure the method you select matches what is required in the Scope of Work. If the analysis you need is not in this section, list in Section 21. A quote from the laboratory will be needed for rates in Section 21.
Note on J139: Make sure the method you select matches what is required in the Scope of Work. If the analysis you need is not in this section, list in Section 21. A quote from the laboratory will be needed for rates in Section 21.
Note on M139: Make sure the method you select matches what is required in the Scope of Work. If the analysis you need is not in this section, list in Section 21. A quote from the laboratory will be needed for rates in Section 21.
Note on J140: Make sure the method you select matches what is required in the Scope of Work. If the analysis you need is not in this section, list in Section 21. A quote from the laboratory will be needed for rates in Section 21.
Note on M140: Make sure the method you select matches what is required in the Scope of Work. If the analysis you need is not in this section, list in Section 21. A quote from the laboratory will be needed for rates in Section 21.
Note on J141: Make sure the method you select matches what is required in the Scope of Work. If the analysis you need is not in this section, list in Section 21. A quote from the laboratory will be needed for rates in Section 21.
Note on M141: Make sure the method you select matches what is required in the Scope of Work. If the analysis you need is not in this section, list in Section 21. A quote from the laboratory will be needed for rates in Section 21.
Note on J142: Make sure the method you select matches what is required in the Scope of Work. If the analysis you need is not in this section, list in Section 21. A quote from the laboratory will be needed for rates in Section 21.
Note on M142: Make sure the method you select matches what is required in the Scope of Work. If the analysis you need is not in this section, list in Section 21. A quote from the laboratory will be needed for rates in Section 21.
Note on J143: Make sure the method you select matches what is required in the Scope of Work. If the analysis you need is not in this section, list in Section 21. A quote from the laboratory will be needed for rates in Section 21.
Note on M143: Make sure the method you select matches what is required in the Scope of Work. If the analysis you need is not in this section, list in Section 21. A quote from the laboratory will be needed for rates in Section 21.
Note on J144: Make sure the method you select matches what is required in the Scope of Work. If the analysis you need is not in this section, list in Section 21. A quote from the laboratory will be needed for rates in Section 21.
Note on M144: Make sure the method you select matches what is required in the Scope of Work. If the analysis you need is not in this section, list in Section 21. A quote from the laboratory will be needed for rates in Section 21.
Note on J145: Make sure the method you select matches what is required in the Scope of Work. If the analysis you need is not in this section, list in Section 21. A quote from the laboratory will be needed for rates in Section 21.
Note on M145: Make sure the method you select matches what is required in the Scope of Work. If the analysis you need is not in this section, list in Section 21. A quote from the laboratory will be needed for rates in Section 21.
Note on J146: Make sure the method you select matches what is required in the Scope of Work. If the analysis you need is not in this section, list in Section 21. A quote from the laboratory will be needed for rates in Section 21.
Note on M146: Make sure the method you select matches what is required in the Scope of Work. If the analysis you need is not in this section, list in Section 21. A quote from the laboratory will be needed for rates in Section 21.
Note on J147: Make sure the method you select matches what is required in the Scope of Work. If the analysis you need is not in this section, list in Section 21. A quote from the laboratory will be needed for rates in Section 21.
Note on M147: Make sure the method you select matches what is required in the Scope of Work. If the analysis you need is not in this section, list in Section 21. A quote from the laboratory will be needed for rates in Section 21.
Note on J148: Make sure the method you select matches what is required in the Scope of Work. If the analysis you need is not in this section, list in Section 21. A quote from the laboratory will be needed for rates in Section 21.
Note on M148: Make sure the method you select matches what is required in the Scope of Work. If the analysis you need is not in this section, list in Section 21. A quote from the laboratory will be needed for rates in Section 21.
Note on J149: Make sure the method you select matches what is required in the Scope of Work. If the analysis you need is not in this section, list in Section 21. A quote from the laboratory will be needed for rates in Section 21.
Note on M149: Make sure the method you select matches what is required in the Scope of Work. If the analysis you need is not in this section, list in Section 21. A quote from the laboratory will be needed for rates in Section 21.
Note on J150: Make sure the method you select matches what is required in the Scope of Work. If the analysis you need is not in this section, list in Section 21. A quote from the laboratory will be needed for rates in Section 21.
Note on M150: Make sure the method you select matches what is required in the Scope of Work. If the analysis you need is not in this section, list in Section 21. A quote from the laboratory will be needed for rates in Section 21.
Note on J151: Make sure the method you select matches what is required in the Scope of Work. If the analysis you need is not in this section, list in Section 21. A quote from the laboratory will be needed for rates in Section 21.
Note on M151: Make sure the method you select matches what is required in the Scope of Work. If the analysis you need is not in this section, list in Section 21. A quote from the laboratory will be needed for rates in Section 21.
Note on J152: Make sure the method you select matches what is required in the Scope of Work. If the analysis you need is not in this section, list in Section 21. A quote from the laboratory will be needed for rates in Section 21.
Note on M152: Make sure the method you select matches what is required in the Scope of Work. If the analysis you need is not in this section, list in Section 21. A quote from the laboratory will be needed for rates in Section 21.
Note on J153: Make sure the method you select matches what is required in the Scope of Work. If the analysis you need is not in this section, list in Section 21. A quote from the laboratory will be needed for rates in Section 21.
Note on M153: Make sure the method you select matches what is required in the Scope of Work. If the analysis you need is not in this section, list in Section 21. A quote from the laboratory will be needed for rates in Section 21.
Note on J154: Make sure the method you select matches what is required in the Scope of Work. If the analysis you need is not in this section, list in Section 21. A quote from the laboratory will be needed for rates in Section 21.
Note on M154: Make sure the method you select matches what is required in the Scope of Work. If the analysis you need is not in this section, list in Section 21. A quote from the laboratory will be needed for rates in Section 21.
Note on J155: Make sure the method you select matches what is required in the Scope of Work. If the analysis you need is not in this section, list in Section 21. A quote from the laboratory will be needed for rates in Section 21.
Note on M155: Make sure the method you select matches what is required in the Scope of Work. If the analysis you need is not in this section, list in Section 21. A quote from the laboratory will be needed for rates in Section 21.
Note on J156: Make sure the method you select matches what is required in the Scope of Work. If the analysis you need is not in this section, list in Section 21. A quote from the laboratory will be needed for rates in Section 21.
Note on M156: Make sure the method you select matches what is required in the Scope of Work. If the analysis you need is not in this section, list in Section 21. A quote from the laboratory will be needed for rates in Section 21.
Note on J157: Make sure the method you select matches what is required in the Scope of Work. If the analysis you need is not in this section, list in Section 21. A quote from the laboratory will be needed for rates in Section 21.
Note on M157: Make sure the method you select matches what is required in the Scope of Work. If the analysis you need is not in this section, list in Section 21. A quote from the laboratory will be needed for rates in Section 21.
Note on J158: Make sure the method you select matches what is required in the Scope of Work. If the analysis you need is not in this section, list in Section 21. A quote from the laboratory will be needed for rates in Section 21.
Note on M158: Make sure the method you select matches what is required in the Scope of Work. If the analysis you need is not in this section, list in Section 21. A quote from the laboratory will be needed for rates in Section 21.
Note on J159: Make sure the method you select matches what is required in the Scope of Work. If the analysis you need is not in this section, list in Section 21. A quote from the laboratory will be needed for rates in Section 21.
Note on M159: Make sure the method you select matches what is required in the Scope of Work. If the analysis you need is not in this section, list in Section 21. A quote from the laboratory will be needed for rates in Section 21.
Note on J160: Make sure the method you select matches what is required in the Scope of Work. If the analysis you need is not in this section, list in Section 21. A quote from the laboratory will be needed for rates in Section 21.
Note on M160: Make sure the method you select matches what is required in the Scope of Work. If the analysis you need is not in this section, list in Section 21. A quote from the laboratory will be needed for rates in Section 21.
Note on J161: Make sure the method you select matches what is required in the Scope of Work. If the analysis you need is not in this section, list in Section 21. A quote from the laboratory will be needed for rates in Section 21.
Note on M161: Make sure the method you select matches what is required in the Scope of Work. If the analysis you need is not in this section, list in Section 21. A quote from the laboratory will be needed for rates in Section 21.
Note on J162: Make sure the method you select matches what is required in the Scope of Work. If the analysis you need is not in this section, list in Section 21. A quote from the laboratory will be needed for rates in Section 21.
Note on M162: Make sure the method you select matches what is required in the Scope of Work. If the analysis you need is not in this section, list in Section 21. A quote from the laboratory will be needed for rates in Section 21.
Note on J163: Make sure the method you select matches what is required in the Scope of Work. If the analysis you need is not in this section, list in Section 21. A quote from the laboratory will be needed for rates in Section 21.
Note on M163: Make sure the method you select matches what is required in the Scope of Work. If the analysis you need is not in this section, list in Section 21. A quote from the laboratory will be needed for rates in Section 21.
Note on J164: Make sure the method you select matches what is required in the Scope of Work. If the analysis you need is not in this section, list in Section 21. A quote from the laboratory will be needed for rates in Section 21.
Note on M164: Make sure the method you select matches what is required in the Scope of Work. If the analysis you need is not in this section, list in Section 21. A quote from the laboratory will be needed for rates in Section 21.
Note on J165: Make sure the method you select matches what is required in the Scope of Work. If the analysis you need is not in this section, list in Section 21. A quote from the laboratory will be needed for rates in Section 21.
Note on M165: Make sure the method you select matches what is required in the Scope of Work. If the analysis you need is not in this section, list in Section 21. A quote from the laboratory will be needed for rates in Section 21.
Note on J166: Make sure the method you select matches what is required in the Scope of Work. If the analysis you need is not in this section, list in Section 21. A quote from the laboratory will be needed for rates in Section 21.
Note on M166: Make sure the method you select matches what is required in the Scope of Work. If the analysis you need is not in this section, list in Section 21. A quote from the laboratory will be needed for rates in Section 21.
Note on J167: Make sure the method you select matches what is required in the Scope of Work. If the analysis you need is not in this section, list in Section 21. A quote from the laboratory will be needed for rates in Section 21.
Note on M167: Make sure the method you select matches what is required in the Scope of Work. If the analysis you need is not in this section, list in Section 21. A quote from the laboratory will be needed for rates in Section 21.
Note on J168: Make sure the method you select matches what is required in the Scope of Work. If the analysis you need is not in this section, list in Section 21. A quote from the laboratory will be needed for rates in Section 21.
Note on M168: Make sure the method you select matches what is required in the Scope of Work. If the analysis you need is not in this section, list in Section 21. A quote from the laboratory will be needed for rates in Section 21.
Note on J169: Make sure the method you select matches what is required in the Scope of Work. If the analysis you need is not in this section, list in Section 21. A quote from the laboratory will be needed for rates in Section 21.
Note on M169: Make sure the method you select matches what is required in the Scope of Work. If the analysis you need is not in this section, list in Section 21. A quote from the laboratory will be needed for rates in Section 21.
Note on J170: Make sure the method you select matches what is required in the Scope of Work. If the analysis you need is not in this section, list in Section 21. A quote from the laboratory will be needed for rates in Section 21.
Note on M170: Make sure the method you select matches what is required in the Scope of Work. If the analysis you need is not in this section, list in Section 21. A quote from the laboratory will be needed for rates in Section 21.
Note on J171: Make sure the method you select matches what is required in the Scope of Work. If the analysis you need is not in this section, list in Section 21. A quote from the laboratory will be needed for rates in Section 21.
Note on M171: Make sure the method you select matches what is required in the Scope of Work. If the analysis you need is not in this section, list in Section 21. A quote from the laboratory will be needed for rates in Section 21.
Note on J172: Make sure the method you select matches what is required in the Scope of Work. If the analysis you need is not in this section, list in Section 21. A quote from the laboratory will be needed for rates in Section 21.
Note on M172: Make sure the method you select matches what is required in the Scope of Work. If the analysis you need is not in this section, list in Section 21. A quote from the laboratory will be needed for rates in Section 21.
Note on L173: Make sure the method you select matches what is required in the Scope of Work. If the analysis you need is not in this section, list in Section 21. A quote from the laboratory will be needed for rates in Section 21.
Note on M173: Make sure the method you select matches what is required in the Scope of Work. If the analysis you need is not in this section, list in Section 21. A quote from the laboratory will be needed for rates in Section 21.
Note on K216: Used for removal and loading concrete/asphalt up to 4” thick during trenching.
Note on K217: Used in conjunction with Pay Item 11-1 for removal and loading concrete greater than 4” thick during trenching.
Note on J221: Used for drill cuttings. Assume 1 drum per 10 feet of drilling.
Note on J228: Used for development/purge water if it cannot be spread on an impervious surface. Assume 1 drum per 5 wells for development, and 1 drum per 10-15 wells for typical groundwater sampling.
Note on K236: Used if trenched area will be resurfaced in asphalt up to 2” thick. Area should match RAC Table and asphalt should extend 3” beyond the trench on both sides.
Note on K237: Used in conjunction with Pay Item 12-1 if the trenched area to be resurfaced in asphalt is greater than 2” thick. Area should match RAC Table and asphalt should extend 3” beyond the trench on both sides.
Note on K238: Used if the trenched area will be resurfaced in concrete up to 4” thick. Area should match RAC Table and concrete should extend 3” beyond the trench on both sides.
Note on K239: Used in conjunction with Pay Item 12-3 if the trenched area to be resurfaced in concrete is greater than 4” thick. Area should match RAC Table and concrete should extend 3” beyond the trench on both sides.
Note on K241: Used if the trenched area to be covered in sod. Area should match RAC Table.
Note on L243: Used if injection is the approved remedial technology.
Note on L244: Based on approved remediation technology in the RAP.
Note on L245: Based on approved remediation technology in the RAP.
Note on L246: Quote required.
Note on L247: Based on approved remediation technology in the RAP.
Note on L248: Based on approved remediation technology in the RAP.
Note on K251: Includes all labor and equipment associated with excavating the trench, installing the piping and equipment, and backfill/compaction of the trench per the Remedial Action Construction Table in the SOW.
Note on K252: Includes all labor and equipment associated with excavating the trench, installing the piping and equipment, and backfill/compaction of the trench per the Remedial Action Construction Table in the SOW.
Note on K253: Includes all labor and equipment associated with excavating the trench, installing the piping and equipment, and backfill/compaction of the trench per the Remedial Action Construction Table in the SOW.
Note on K254: Includes all labor and equipment associated with excavating the trench, installing the piping and equipment, and backfill/compaction of the trench per the Remedial Action Construction Table in the SOW.
Note on K255: Includes all labor/equipment to install aboveground piping.
Note on K256: Quote required.
Note on K257: Quote required.
Note on K258: Includes labor and materials for installation of infiltration gallery excluding trenching (use Pay Items 14-1 through 14-4) and special backfill requirements pea gravel and 57 stone (use Section 9 pay items).
Note on L260: Pay Item should be scoped based on the approved RAP. Subject pay item does not include the final electrical connection from meter to treatment system which is now included in reimbursable Pay Item 14-8.
Note on L261: Pay Item should be scoped based on the approved RAP. Subject pay item does not include the final electrical connection from meter to treatment system which is now included in reimbursable Pay Item 14-8.
Note on L262: Pay Item should be scoped based on the approved RAP. Subject pay item does not include the final electrical connection from meter to treatment system which is now included in reimbursable Pay Item 14-8.
Note on L263: Pay Item should be scoped based on the approved RAP. Subject pay item does not include the final electrical connection from meter to treatment system which is now included in reimbursable Pay Item 14-8.
Note on L264: Pay items should be scoped based on the approved RAP.
Note on L265: Quote required.
Note on L266: Quote required.
Note on L267: Quote required.
Note on L268: Quote required.
Note on L269: Used for utility costs incurred for operation of treatment systems. Quotes are not required as estimated monthly/quarterly costs are sufficient.
Note on L289: Used for short term/episodic treatment which are fully loaded pay items including all mobilizations, labor, equipment and materials to perform the short term remediation with the exception of rental/fuel cost for generator.
Note on L290: Used for short term/episodic treatment which are fully loaded pay items including all mobilizations, labor, equipment and materials to perform the short term remediation with the exception of rental/fuel cost for generator.
Note on L291: Used for short term/episodic treatment which are fully loaded pay items including all mobilizations, labor, equipment and materials to perform the short term remediation with the exception of rental/fuel cost for generator.
Note on L292: Used for short term/episodic treatment which are fully loaded pay items including all mobilizations, labor, equipment and materials to perform the short term remediation with the exception of rental/fuel cost for generator.
Note on L293: Used for short term/episodic treatment which are fully loaded pay items including all mobilizations, labor, equipment and materials to perform the short term remediation with the exception of rental/fuel cost for generator.
Note on L294: Used for short term/episodic treatment which are fully loaded pay items including all mobilizations, labor, equipment and materials to perform the short term remediation with the exception of rental/fuel cost for generator.
Note on L295: Used for short term/episodic treatment which are fully loaded pay items including all mobilizations, labor, equipment and materials to perform the short term remediation with the exception of rental/fuel cost for generator.
Note on L296: Used for short term/episodic treatment which are fully loaded pay items including all mobilizations, labor, equipment and materials to perform the short term remediation with the exception of rental/fuel cost for generator.
Note on L297: Used for short term/episodic treatment which are fully loaded pay items including all mobilizations, labor, equipment and materials to perform the short term remediation with the exception of rental/fuel cost for generator.
Note on L298: Used for short term/episodic treatment which are fully loaded pay items including all mobilizations, labor, equipment and materials to perform the short term remediation with the exception of rental/fuel cost for generator.
Note on L299: Used for short term/episodic treatment which are fully loaded pay items including all mobilizations, labor, equipment and materials to perform the short term remediation with the exception of rental/fuel cost for generator.
Note on L300: Used for short term/episodic treatment which are fully loaded pay items including all mobilizations, labor, equipment and materials to perform the short term remediation with the exception of rental/fuel cost for generator.
Note on L301: Used for short term/episodic treatment which are fully loaded pay items including all mobilizations, labor, equipment and materials to perform the short term remediation with the exception of rental/fuel cost for generator.
Note on L302: Used for short term/episodic treatment which are fully loaded pay items including all mobilizations, labor, equipment and materials to perform the short term remediation with the exception of rental/fuel cost for generator.
Note on M304: One pay item per month, based on the approved RAP system size.
Note on M305: One pay item per month, based on the approved RAP system size.
Note on M306: One pay item per month, based on the approved RAP system size.
Note on M307: One pay item per month, based on the approved RAP system size.
Note on M308: One pay item per month, based on the approved RAP system size.
Note on L314: Pay items should be scoped based on the approved RAP.
Note on L315: Pay items should be scoped based on the approved RAP.
Note on L316: Pay items should be scoped based on the approved RAP.
Note on L317: Pay items should be scoped based on the approved RAP.
Note on L318: Pay items should be scoped based on the approved RAP.
Note on L319: Pay items should be scoped based on the approved RAP.
Note on L320: Pay items should be scoped based on the approved RAP.
Note on L321: Pay items should be scoped based on the approved RAP.
Note on L322: Pay items should be scoped based on the approved RAP.
Note on L323: Pay items should be scoped based on the approved RAP.
Note on L324: Pay items should be scoped based on the approved RAP.
Note on L325: Pay items should be scoped based on the approved RAP.
Note on L326: Pay items should be scoped based on the approved RAP.
Note on L327: Pay items should be scoped based on the approved RAP.
Note on L328: Pay items should be scoped based on the approved RAP.
Note on L329: Pay items should be scoped based on the approved RAP.
Note on L330: Pay items should be scoped based on the approved RAP.
Note on L331: Pay items should be scoped based on the approved RAP.
Note on L332: Pay items should be scoped based on the approved RAP.
Note on L333: Pay items should be scoped based on the approved RAP.
Note on L334: Pay items should be scoped based on the approved RAP.
Note on L335: Pay items should be scoped based on the approved RAP.
Note on L336: Pay items should be scoped based on the approved RAP.
Note on L337: Pay items should be scoped based on the approved RAP.
Note on L338: Pay items should be scoped based on the approved RAP.
Note on L339: Pay items should be scoped based on the approved RAP.
Note on L340: Pay items should be scoped based on the approved RAP.
Note on L341: Pay items should be scoped based on the approved RAP.
Note on L342: Pay items should be scoped based on the approved RAP.
Note on L343: Pay items should be scoped based on the approved RAP.
Note on L344: Pay items should be scoped based on the approved RAP.
Note on L345: Pay items should be scoped based on the approved RAP.
Note on L346: Pay items should be scoped based on the approved RAP.
Note on L347: Pay items should be scoped based on the approved RAP.
Note on L348: Pay items should be scoped based on the approved RAP.
Note on L349: Pay items should be scoped based on the approved RAP.
Note on L350: Pay items should be scoped based on the approved RAP.
Note on L351: Pay items should be scoped based on the approved RAP.
Note on L352: Pay items should be scoped based on the approved RAP.
Note on L353: Pay items should be scoped based on the approved RAP.
Note on L354: Pay items should be scoped based on the approved RAP.
Note on L355: Pay items should be scoped based on the approved RAP.
Note on L356: Pay items should be scoped based on the approved RAP.
Note on L357: Pay items should be scoped based on the approved RAP.
Note on L358: Pay items should be scoped based on the approved RAP.
Note on L359: Pay items should be scoped based on the approved RAP.
Note on L360: Pay items should be scoped based on the approved RAP.
Note on L361: Pay items should be scoped based on the approved RAP.
Note on L362: Pay items should be scoped based on the approved RAP.
Note on L363: Pay items should be scoped based on the approved RAP.
Note on L364: Pay items should be scoped based on the approved RAP.
Note on L365: Pay items should be scoped based on the approved RAP.
Note on L366: Pay items should be scoped based on the approved RAP.
Note on L367: Pay items should be scoped based on the approved RAP.
Note on L368: Pay items should be scoped based on the approved RAP.
Note on L369: Pay items should be scoped based on the approved RAP.
Note on L370: Pay items should be scoped based on the approved RAP.
Note on L371: Pay items should be scoped based on the approved RAP.
Note on L372: Pay items should be scoped based on the approved RAP.
Note on L373: Pay items should be scoped based on the approved RAP.
Note on K392: One item for remediation system installation.
Note on L393: One item if using a system for remediation.
Note on J394: If only well installation performed, one item will be approved.
Note on L397: One item if remediation is based on injection.
Note on J398: Used if baseline sampling is performed.
Note on I408: One unit allowed for each the ATC and the driller if a Pre Drilling Meeting is required.
Note on I410: One unit allowed for each the ATC and the driller if a Pre Drilling Meeting is required.
Note on L420: Based on approved RAP. Requires on-site PE oversight.
Note on L421: Based on approved RAP. Requires on-site PE oversight.
Note on L422: Based on approved RAP. Requires on-site PE oversight.
Note on L423: Based on approved RAP. Requires on-site PE oversight.
Note on L424: Based on approved RAP. Requires on-site PE oversight.
Note on L425: Based on approved RAP. Requires on-site PE oversight.
Note on M426: One pay item per month. Does not require on-site oversight.

## O&M SPI
[8 empty] | 1 | 2 | 3 | 4 | 5 | 6 | 7 | 8 | 9 | 10
| Facility Name: |  | Reimbursable Pay Items require one quote if total costs are $2500 or less. | bar: 1 to 2
| 7-Digit Facility ID #: |  | Reimbursable Pay Items require three quotes if total costs are greater than $2500. | bar: 1 to 2
| County: |  | It the reimbursable pay item is spread over multiple tasks, the total cost of all tasks will | bar: 1 to 2
be used to determine if the cost is above or below $2500. | bar: 1 to 2
[8 empty] | FALSE | FALSE | FALSE | FALSE | FALSE | FALSE | FALSE | FALSE | FALSE | FALSE
spi code | PAY ITEM | DESCRIPTION |  | UNIT OF MEASURE | CONTRACTED ITEM PRICE | NEGOTIATED ITEM PRICE | TOTAL QUANTITIES | TASK 1 QUANT. | TASK 2 QUANT. | TASK 3 QUANT. | TASK 4 QUANT. | TASK 5 QUANT. | TASK 6 QUANT. | TASK 7 QUANT. | TASK 8 QUANT. | TASK 9 QUANT. | TASK 10 QUANT. | TRUE
1 | 1. | OFFICE ACTIVITIES | [15 empty] | FALSE |  | OFFICE ACTIVITIES
2 | 1-1. | File Review |  | Per Review | 0 | 0 | 0 | [10 empty] | FALSE | 1-1. | File Review
3 | 1-2. | Site Health & Safety Plan |  | Per Site | 0 | 0 | 0 | [10 empty] | FALSE | 1-2. | Site Health & Safety Plan
4 | 1-2.a. | Updated Site Health & Safety Plan for Continued Work (no cost to DEP) |  | Per Site | 0 | 0 | 0 | [10 empty] | FALSE | 1-2.a. | Updated Site Health & Safety Plan for Continued Work (no cost to DEP) | bar: 1
5 | 1-3. | Notice of Discovery of Contamination Package (initial or TPOC) |  | Per Package | 0 | 0 | 0 | [10 empty] | FALSE | 1-3. | Notice of Discovery of Contamination Package (initial or TPOC)
6 | 1-4. | Permit Fees (actual fee only, cost to obtain permit is included in applicable pay items) |  | Reimbursable* | 1 | 1 | 0 | [10 empty] | FALSE
7 | 1-5. | Obtaining Off-Site Property Access Agreement, ROW Access Agreement or Permit |  | Per Agreement | 0 | 0 | 0 | [10 empty] | FALSE | 1-5. | Obtaining Off-Site Property Access Agreement, ROW Access Agreement or Permit
8 | 1-6. | Project Specific Financial Guarantee Bond (if required by FDEP) |  | Reimbursable* | 1 | 1 | 0 | [10 empty] | FALSE
9 | 1-7. | 6% Handling Fee for Cost Reimbursable Items |  | % Surcharge | 0 | 0 | 0 | 0 | 0 | 0 | 0 | 0 | 0 | 0 | 0 | 0 | 0 | FALSE
10 | 1-8. | Map and Table Generation |  | Per Site | 0 | 0 | 0 | [10 empty] | FALSE | 1-8. | Map and Table Generation
11 | 2. | FIELD ACTIVITIES - GENERAL | [15 empty] | FALSE |  | FIELD ACTIVITIES - GENERAL
12 | 2-1. | Site Reconnaissance/Field Measurement Visit |  | Per Visit | 0 | 0 | 0 | [10 empty] | FALSE | 2-1. | Site Reconnaissance/Field Measurement Visit
13 | 2-2. | Receptor Survey and Exposure Pathway Identification |  | Per Survey | 0 | 0 | 0 | [10 empty] | FALSE | 2-2. | Receptor Survey and Exposure Pathway Identification
14 | 2-3. | Professional Land Survey subject to FDEP authorization to perform and the SPI displaying the cost not to exceed as supported by quote(s) prior to performance |  | Reimbursable* | 1 | 1 | 0 | [10 empty] | FALSE
15 | 2-4. | Contractor Oversight for Non-Price Schedule Activities |  | Per Day | 0 | 0 | 0 | [10 empty] | FALSE | 2-4. | Contractor Oversight for Non-Price Schedule Activities
16 | 2-5. | Maintenance of Traffic |  | Reimbursable* | 1 | 1 | 0 | [10 empty] | FALSE
17 | 3. | MOBILIZATION | [15 empty] | FALSE |  | MOBILIZATION
18 | 3-1. | Light Duty Vehicle (car or 1/2 ton truck) Mobilization |  | Per Round Trip | 0 | 0 | 0 | [10 empty] | FALSE | 3-1. | Light Duty Vehicle (car or 1/2 ton truck) Mobilization | bar: 2
19 | 3-2. | Heavy Duty/Stake Bed Truck (3/4 ton +) Mobilization |  | Per Round Trip | 0 | 0 | 0 | [10 empty] | FALSE | 3-2. | Heavy Duty/Stake Bed Truck (3/4 ton +) Mobilization
20 | 3-3. | Work Trailer Mobilization |  | Per Round Trip | 0 | 0 | 0 | [10 empty] | FALSE | 3-3. | Work Trailer Mobilization
21 | 3-4. | DPT Rig and Support Vehicles Mobilization |  | Per Round Trip | 0 | 0 | 0 | [10 empty] | FALSE | 3-4. | DPT Rig and Support Vehicles Mobilization
22 | 3-5. | Drill Rig and Support Vehicles Mobilization (hollow stem auger, mud rotary or sonic) |  | Per Round Trip | 0 | 0 | 0 | [10 empty] | FALSE | 3-5. | Drill Rig and Support Vehicles Mobilization (hollow stem auger, mud rotary or sonic)
24 | 3-6. | Excavator Mobilization |  | Per Round Trip | 0 | 0 | 0 | [10 empty] | FALSE | 3-6. | Excavator Mobilization
26 | 3-7. | LDA Rig and Support Vehicles Mobilization |  | Per Round Trip | 0 | 0 | 0 | [10 empty] | FALSE | 3-7. | LDA Rig and Support Vehicles Mobilization
28 | 3-8. | Loader/Backhoe Mobilization |  | Per Round Trip | 0 | 0 | 0 | [10 empty] | FALSE | 3-8. | Loader/Backhoe Mobilization
30 | 3-9. | Mini Excavator/Loader Mobilization |  | Per Round Trip | 0 | 0 | 0 | [10 empty] | FALSE | 3-9. | Mini Excavator/Loader Mobilization
31 | 3-10. | Drum Compactor Mobilization |  | Per Round Trip | 0 | 0 | 0 | [10 empty] | FALSE | 3-10. | Drum Compactor Mobilization
32 | 4. | DRILLING AND BORING | [15 empty] | FALSE |  | DRILLING AND BORING
34 | 4-1.a. | Split Spoon Sampling – 2 foot (during boring) < 50 feet |  | Per Spoon | 0 | 0 | 0 | [10 empty] | FALSE | 4-1.a. | Split Spoon Sampling – 2 foot (during boring) < 50 feet
36 | 4-1.b. | Split Spoon Sampling – 2 foot (during boring) 50 to 100 feet |  | Per Spoon | 0 | 0 | 0 | [10 empty] | FALSE | 4-1.b. | Split Spoon Sampling – 2 foot (during boring) 50 to 100 feet
37 | 4-1.c. | Split Spoon Sampling – 2 foot (during boring) > 100 feet |  | Per Spoon | 0 | 0 | 0 | [10 empty] | FALSE | 4-1.c. | Split Spoon Sampling – 2 foot (during boring) > 100 feet
38 | 4-1.d. | Sonic Core Sampling - 5 or 10 foot (during boring) |  | Per Core | 0 | 0 | 0 | [10 empty] | FALSE | 4-1.d. | Sonic Core Sampling - 5 or 10 foot (during boring)
39 | 4-2. | Hand Auger Boring ≤ 10 foot total depth |  | Per Boring | 0 | 0 | 0 | [10 empty] | FALSE | 4-2. | Hand Auger Boring ≤ 10 foot total depth
40 | 4-3. | Direct Push Technology (DPT) Rig and Equipment |  | Full Day | 0 | 0 | 0 | [10 empty] | FALSE | 4-3. | Direct Push Technology (DPT) Rig and Equipment
41 | 4-4. | DPT Membrane Interface Probe (MIP) Equipped with PID and ECD (add-on cost to DPT base rate) |  | Full Day | 0 | 0 | 0 | [10 empty] | FALSE | 4-4. | DPT Membrane Interface Probe (MIP) Equipped with PID and ECD (add-on cost to DPT base rate)
42 | 4-5. | HSA or MR Boring, ≤ 6 inch diameter, < 50 foot total depth |  | Per Foot | 0 | 0 | 0 | [10 empty] | FALSE | 4-5. | HSA or MR Boring, ≤ 6 inch diameter, < 50 foot total depth
43 | 4-6. | HSA or MR Boring, ≤ 6 inch diameter, 50 to 100 foot total depth |  | Per Foot | 0 | 0 | 0 | [10 empty] | FALSE | 4-6. | HSA or MR Boring, ≤ 6 inch diameter, 50 to 100 foot total depth
44 | 4-7. | HSA or MR Boring, ≤ 6 inch diameter, > 100 foot total depth |  | Per Foot | 0 | 0 | 0 | [10 empty] | FALSE | 4-7. | HSA or MR Boring, ≤ 6 inch diameter, > 100 foot total depth
45 | 4-8. | HSA or MR Boring, > 6 to 10 inch diameter, < 50 foot total depth |  | Per Foot | 0 | 0 | 0 | [10 empty] | FALSE | 4-8. | HSA or MR Boring, > 6 to 10 inch diameter, < 50 foot total depth
46 | 4-9. | HSA or MR Boring, > 6 to 10 inch diameter, 50 to 100 foot total depth |  | Per Foot | 0 | 0 | 0 | [10 empty] | FALSE | 4-9. | HSA or MR Boring, > 6 to 10 inch diameter, 50 to 100 foot total depth
48 | 4-10. | HSA or MR Boring, > 6 to 10 inch diameter, > 100 foot total depth |  | Per Foot | 0 | 0 | 0 | [10 empty] | FALSE | 4-10. | HSA or MR Boring, > 6 to 10 inch diameter, > 100 foot total depth
49 | 4-11. | HSA or MR Boring, > 10 to 14 inch diameter, < 50 foot total depth |  | Per Foot | 0 | 0 | 0 | [10 empty] | FALSE | 4-11. | HSA or MR Boring, > 10 to 14 inch diameter, < 50 foot total depth
50 | 4-12. | HSA or MR Boring, > 10 to 14 inch diameter, 50 to 100 foot total depth |  | Per Foot | 0 | 0 | 0 | [10 empty] | FALSE | 4-12. | HSA or MR Boring, > 10 to 14 inch diameter, 50 to 100 foot total depth
51 | 4-13. | HSA or MR Boring, > 10 to 14 inch diameter, > 100 foot total depth |  | Per Foot | 0 | 0 | 0 | [10 empty] | FALSE | 4-13. | HSA or MR Boring, > 10 to 14 inch diameter, > 100 foot total depth
53 | 4-14. | Sonic Boring, ≤ 6 inch diameter, < 50 foot total depth |  | Per Foot | 0 | 0 | 0 | [10 empty] | FALSE | 4-14. | Sonic Boring, ≤ 6 inch diameter, < 50 foot total depth
55 | 4-15. | Sonic Boring, ≤ 6 inch diameter, 50 to 100 foot total depth |  | Per Foot | 0 | 0 | 0 | [10 empty] | FALSE | 4-15. | Sonic Boring, ≤ 6 inch diameter, 50 to 100 foot total depth
58 | 4-16. | Sonic Boring, ≤ 6 inch diameter, > 100 foot total depth |  | Per Foot | 0 | 0 | 0 | [10 empty] | FALSE | 4-16. | Sonic Boring, ≤ 6 inch diameter, > 100 foot total depth
59 | 4-17. | Sonic Boring, > 6 to 10 inch diameter, < 50 foot total depth |  | Per Foot | 0 | 0 | 0 | [10 empty] | FALSE | 4-17. | Sonic Boring, > 6 to 10 inch diameter, < 50 foot total depth
60 | 4-18. | Sonic Boring, > 6 to 10 inch diameter, 50 to 100 foot total depth |  | Per Foot | 0 | 0 | 0 | [10 empty] | FALSE | 4-18. | Sonic Boring, > 6 to 10 inch diameter, 50 to 100 foot total depth
61 | 4-19. | Sonic Boring, > 6 to 10 inch diameter, > 100 foot total depth |  | Per Foot | 0 | 0 | 0 | [10 empty] | FALSE | 4-19. | Sonic Boring, > 6 to 10 inch diameter, > 100 foot total depth
62 | 4-20. | Sonic Boring, > 10 to 14 inch diameter, < 50 foot total depth |  | Per Foot | 0 | 0 | 0 | [10 empty] | FALSE | 4-20. | Sonic Boring, > 10 to 14 inch diameter, < 50 foot total depth
63 | 4-21. | Sonic Boring, > 10 to 14 inch diameter, 50 to 100 foot total depth |  | Per Foot | 0 | 0 | 0 | [10 empty] | FALSE | 4-21. | Sonic Boring, > 10 to 14 inch diameter, 50 to 100 foot total depth
64 | 4-22. | Sonic Boring, > 10 to 14 inch diameter, > 100 foot total depth |  | Per Foot | 0 | 0 | 0 | [10 empty] | FALSE | 4-22. | Sonic Boring, > 10 to 14 inch diameter, > 100 foot total depth
65 | 5. | WELL INSTALLATION | [15 empty] | FALSE |  | WELL INSTALLATION
66 | 5-1. | Well Installation - 1 inch diameter (vertical) |  | Per Foot | 0 | 0 | 0 | [10 empty] | FALSE | 5-1. | Well Installation - 1 inch diameter (vertical)
67 | 5-2.a. | Well Installation - 2 inch diameter (vertical) |  | Per Foot | 0 | 0 | 0 | [10 empty] | FALSE | 5-2.a. | Well Installation - 2 inch diameter (vertical)
68 | 5-2.b. | Horizontal Well Installation - 2 inch diameter (includes trenching) |  | Per Foot | 0 | 0 | 0 | [10 empty] | FALSE | 5-2.b. | Horizontal Well Installation - 2 inch diameter (includes trenching)
69 | 5-3.a. | Well Installation - 4 inch diameter (vertical) |  | Per Foot | 0 | 0 | 0 | [10 empty] | FALSE | 5-3.a. | Well Installation - 4 inch diameter (vertical)
70 | 5-3.b. | Horizontal Well Installation - 4 inch diameter (includes trenching) |  | Per Foot | 0 | 0 | 0 | [10 empty] | FALSE | 5-3.b. | Horizontal Well Installation - 4 inch diameter (includes trenching)
71 | 5-4. | Well Installation - 1.5 inch diameter (vertical) |  | Per Foot | 0 | 0 | 0 | [10 empty] | FALSE | 5-4. | Well Installation - 1.5 inch diameter (vertical)
72 | 5-5. | Well Installation - 6 inch diameter (vertical) |  | Per Foot | 0 | 0 | 0 | [10 empty] | FALSE | 5-5. | Well Installation - 6 inch diameter (vertical)
73 | 5-6. | Surface Casing - 6 inch diameter |  | Per Foot | 0 | 0 | 0 | [10 empty] | FALSE | 5-6. | Surface Casing - 6 inch diameter
74 | 5-7. | Surface Casing - 8 inch diameter |  | Per Foot | 0 | 0 | 0 | [10 empty] | FALSE | 5-7. | Surface Casing - 8 inch diameter
75 | 5-8. | Surface Casing - 10 inch diameter |  | Per Foot | 0 | 0 | 0 | [10 empty] | FALSE | 5-8. | Surface Casing - 10 inch diameter
76 | 5-9. | Surface Casing - 12 inch diameter |  | Per Foot | 0 | 0 | 0 | [10 empty] | FALSE | 5-9. | Surface Casing - 12 inch diameter
77 | 5-10.a. | Additional Well Screen > 20 feet - 1 inch diameter |  | Per Foot | 0 | 0 | 0 | [10 empty] | FALSE | 5-10.a. | Additional Well Screen > 20 feet - 1 inch diameter
78 | 5-10.b. | Additional Well Screen > 20 feet - 2 inch diameter |  | Per Foot | 0 | 0 | 0 | [10 empty] | FALSE | 5-10.b. | Additional Well Screen > 20 feet - 2 inch diameter
80 | 5-10.c. | Additional Well Screen > 20 feet - 4 inch diameter |  | Per Foot | 0 | 0 | 0 | [10 empty] | FALSE | 5-10.c. | Additional Well Screen > 20 feet - 4 inch diameter
81 | 5-10.d. | Additional Well Screen > 20 feet - 6 inch diameter |  | Per Foot | 0 | 0 | 0 | [10 empty] | FALSE | 5-10.d. | Additional Well Screen > 20 feet - 6 inch diameter
83 | 5-11. | Above Grade Well Completion |  | Per Well | 0 | 0 | 0 | [10 empty] | FALSE | 5-11. | Above Grade Well Completion
84 | 5-12. | Installation of Well Vault - 2 x 2 x 2 foot |  | Per Vault | 0 | 0 | 0 | [10 empty] | FALSE | 5-12. | Installation of Well Vault - 2 x 2 x 2 foot
85 | 5-13. | Installation of Well Vault - 4 x 4 x 2 foot |  | Per Vault | 0 | 0 | 0 | [10 empty] | FALSE | 5-13. | Installation of Well Vault - 4 x 4 x 2 foot
86 | 5-14. | Well Redevelopment |  | Per Well | 0 | 0 | 0 | [10 empty] | FALSE | 5-14. | Well Redevelopment
87 | 5-15. | Removal and Reinstallation of 8-inch Manhole and Well Pad |  | Per Well | 0 | 0 | 0 | [10 empty] | FALSE | 5-15. | Removal and Reinstallation of 8-inch Manhole and Well Pad
88 | 5-16. | Removal and Reinstallation of 12-inch Manhole and Well Pad |  | Per Well | 0 | 0 | 0 | [10 empty] | FALSE | 5-16. | Removal and Reinstallation of 12-inch Manhole and Well Pad
89 | 5-17. | Prepacked Screen |  | Per Foot | 0 | 0 | 0 | [10 empty] | FALSE | 5-17. | Prepacked Screen
90 | 6. | WELL ABANDONMENT | [15 empty] | FALSE |  | WELL ABANDONMENT
91 | 6-1. | Grout and Abandon Well, 1 to 2 inch diameter |  | Per Foot | 0 | 0 | 0 | [10 empty] | FALSE | 6-1. | Grout and Abandon Well, 1 to 2 inch diameter
92 | 6-2. | Grout and Abandon Well, > 2 to 4 inch diameter |  | Per Foot | 0 | 0 | 0 | [10 empty] | FALSE | 6-2. | Grout and Abandon Well, > 2 to 4 inch diameter
93 | 6-3. | Grout and Abandon Well, > 4 to 6 inch diameter |  | Per Foot | 0 | 0 | 0 | [10 empty] | FALSE | 6-3. | Grout and Abandon Well, > 4 to 6 inch diameter
94 | 6-4. | Grout and Abandon Well, > 6 inch diameter |  | Per Foot | 0 | 0 | 0 | [10 empty] | FALSE | 6-4. | Grout and Abandon Well, > 6 inch diameter
95 | 6-5. | Removal of Well Vault - 2 x 2 x 2 foot |  | Per Vault | 0 | 0 | 0 | [10 empty] | FALSE | 6-5. | Removal of Well Vault - 2 x 2 x 2 foot
96 | 6-6. | Removal of Well Vault - 4 x 4 x 2 foot |  | Per Vault | 0 | 0 | 0 | [10 empty] | FALSE | 6-6. | Removal of Well Vault - 4 x 4 x 2 foot
97 | 6-7. | Removal of Well Pad and Manhole |  | Per Well | 0 | 0 | 0 | [10 empty] | FALSE | 6-7. | Removal of Well Pad and Manhole
98 | 7. | SAMPLE COLLECTION AND FIELD TESTING | [15 empty] | FALSE |  | SAMPLE COLLECTION AND FIELD TESTING
99 | 7-1. | Monitoring Well Sampling with Water Level, ≤ 100 foot depth |  | Per Well | 0 | 0 | 0 | [10 empty] | FALSE | 7-1. | Monitoring Well Sampling with Water Level, ≤ 100 foot depth | bar: 2
100 | 7-2. | Monitoring Well Sampling with Water Level, > 100 foot depth |  | Per Well | 0 | 0 | 0 | [10 empty] | FALSE | 7-2. | Monitoring Well Sampling with Water Level, > 100 foot depth | bar: 2
101 | 7-3. | Domestic Water Well Sampling |  | Per Well | 0 | 0 | 0 | [10 empty] | FALSE | 7-3. | Domestic Water Well Sampling | bar: 2
102 | 7-4. | Other Water Sampling |  | Per Sample | 0 | 0 | 0 | [10 empty] | FALSE | 7-4. | Other Water Sampling | bar: 2
103 | 7-5. | Free Product Sample Collection |  | Per Sample | 0 | 0 | 0 | [10 empty] | FALSE | 7-5. | Free Product Sample Collection
104 | 7-6. | Soil/Sediment Sample Collection |  | Per Sample | 0 | 0 | 0 | [10 empty] | FALSE | 7-6. | Soil/Sediment Sample Collection
105 | 7-7. | Water Level/Free Product Gauging |  | Per Well | 0 | 0 | 0 | [10 empty] | FALSE | 7-7. | Water Level/Free Product Gauging | bar: 2
106 | 7-8. | Free Product Gauging and Bailing |  | Per Well | 0 | 0 | 0 | [10 empty] | FALSE | 7-8. | Free Product Gauging and Bailing
107 | 7-9. | Vapor/Ambient Air Sample Collection - Passive Dosimeter, Sorbent Tube, TedlarTM Bag (or equivalent) |  | Per Sample | 0 | 0 | 0 | [10 empty] | FALSE | 7-9. | Vapor/Ambient Air Sample Collection - Passive Dosimeter, Sorbent Tube, TedlarTM Bag (or equivalent)
108 | 7-10. | Vapor/Ambient Air Sample Collection - SUMMATM Canister (or equivalent) |  | Per Sample | 0 | 0 | 0 | [10 empty] | FALSE | 7-10. | Vapor/Ambient Air Sample Collection - SUMMATM Canister (or equivalent) | bar: 2
109 | 7-11. | Electronic Data Deliverables (EDD) |  | Per Sampling Event | 0 | 0 | 0 | [10 empty] | FALSE | 7-11. | Electronic Data Deliverables (EDD) | bar: 2
110 | 7-12. | Survey Latitude/Longitude of Existing Monitor Wells |  | Per Well | 0 | 0 | 0 | [10 empty] | FALSE | 7-12. | Survey Latitude/Longitude of Existing Monitor Wells
111 | 7-13. | Survey Latitude/Longitude of New Monitor Wells |  | Per Well | 0 | 0 | 0 | [10 empty] | FALSE | 7-13. | Survey Latitude/Longitude of New Monitor Wells
112 | 7-14. | Encore (25 gram) |  | Per Sample | 0 | 0 | 0 | [10 empty] | FALSE | 7-14. | Encore (25 gram)
113 | 8. | LABORATORY ANALYSIS | [15 empty] | FALSE |  | LABORATORY ANALYSIS
114 | 8-1. | Soil, Used Oil/Unknown Product Group-Table D of Ch. 62-780, F.A.C., except for non-Priority Pollutant Organics (multiple methods) |  | Per Sample | 0 | 0 | 0 | [10 empty] | FALSE | 8-1. | Soil, Used Oil/Unknown Product Group-Table D of Ch. 62-780, F.A.C., except for non-Priority Pollutant Organics (multiple methods)
115 | 8-2. | Soil, BTEX + MTBE (EPA 8021 or EPA 8260) |  | Per Sample | 0 | 0 | 0 | [10 empty] | FALSE | 8-2. | Soil, BTEX + MTBE (EPA 8021 or EPA 8260)
116 | 8-3. | Soil, Volatile Organic Halocarbons (EPA 8021 or EPA 8260) |  | Per Sample | 0 | 0 | 0 | [10 empty] | FALSE | 8-3. | Soil, Volatile Organic Halocarbons (EPA 8021 or EPA 8260)
117 | 8-4. | Soil, BTEX + MTBE + VOHs (EPA 8021 or EPA 8260) |  | Per Sample | 0 | 0 | 0 | [10 empty] | FALSE | 8-4. | Soil, BTEX + MTBE + VOHs (EPA 8021 or EPA 8260)
118 | 8-5. | Soil, Polycyclic Aromatic Hydrocarbons (EPA 8270 or EPA 8310) |  | Per Sample | 0 | 0 | 0 | [10 empty] | FALSE | 8-5. | Soil, Polycyclic Aromatic Hydrocarbons (EPA 8270 or EPA 8310)
119 | 8-6. | Soil, Priority Pollutant Volatile Organics (EPA 8260) |  | Per Sample | 0 | 0 | 0 | [10 empty] | FALSE | 8-6. | Soil, Priority Pollutant Volatile Organics (EPA 8260)
120 | 8-7. | Soil, Priority Pollutant Extractable Organics-Base Neutral and Acid Extractables (EPA 8270 list [e.g., EPA 8081/8082 + EPA 8270]) |  | Per Sample | 0 | 0 | 0 | [10 empty] | FALSE | 8-7. | Soil, Priority Pollutant Extractable Organics-Base Neutral and Acid Extractables (EPA 8270 list [e.g., EPA 8081/8082 + EPA 8270])
121 | 8-8. | Soil, Total Recoverable Petroleum Hydrocarbons (FL-PRO) |  | Per Sample | 0 | 0 | 0 | [10 empty] | FALSE | 8-8. | Soil, Total Recoverable Petroleum Hydrocarbons (FL-PRO)
122 | 8-8.a. | Soil, TRPH Fractionation (MADEP-EPH/VPH Method or TPHCWG Direct Method) |  | Per Sample | 0 | 0 | 0 | [10 empty] | FALSE | 8-8.a. | Soil, TRPH Fractionation (MADEP-EPH/VPH Method or TPHCWG Direct Method)
123 | 8-9. | Soil, PCBs [or Aroclors] (EPA 8082) |  | Per Sample | 0 | 0 | 0 | [10 empty] | FALSE | 8-9. | Soil, PCBs [or Aroclors] (EPA 8082)
124 | 8-10. | Soil, 8 RCRA Metals (EPA 6010 or EPA 6020 [Arsenic, Barium, Cadmium, Chromium, Lead, Selenium, Silver] and EPA 6020 or EPA 7471 [Mercury]) |  | Per Sample | 0 | 0 | 0 | [10 empty] | FALSE | 8-10. | Soil, 8 RCRA Metals (EPA 6010 or EPA 6020 [Arsenic, Barium, Cadmium, Chromium, Lead, Selenium, Silver] and EPA 6020 or EPA 7471 [Mercury])
125 | 8-11. | Soil, Arsenic (EPA 6010 or EPA 6020) |  | Per Sample | 0 | 0 | 0 | [10 empty] | FALSE | 8-11. | Soil, Arsenic (EPA 6010 or EPA 6020)
126 | 8-12. | Soil, Cadmium (EPA 6010 or EPA 6020) |  | Per Sample | 0 | 0 | 0 | [10 empty] | FALSE | 8-12. | Soil, Cadmium (EPA 6010 or EPA 6020)
127 | 8-13. | Soil, Chromium (EPA 6010 or EPA 6020) |  | Per Sample | 0 | 0 | 0 | [10 empty] | FALSE | 8-13. | Soil, Chromium (EPA 6010 or EPA 6020)
128 | 8-14. | Soil, Lead (EPA 6010 or EPA 6020) |  | Per Sample | 0 | 0 | 0 | [10 empty] | FALSE | 8-14. | Soil, Lead (EPA 6010 or EPA 6020)
129 | 8-15. | Soil, Toxicity Characteristic Leaching Procedure-Extraction Only (EPA 1311) |  | Per Sample | 0 | 0 | 0 | [10 empty] | FALSE | 8-15. | Soil, Toxicity Characteristic Leaching Procedure-Extraction Only (EPA 1311)
130 | 8-16. | Soil, Synthetic Precipitation Leaching Procedure-Extraction Only (EPA 1312) |  | Per Sample | 0 | 0 | 0 | [10 empty] | FALSE | 8-16. | Soil, Synthetic Precipitation Leaching Procedure-Extraction Only (EPA 1312)
131 | 8-17. | Soil, Organic Carbon, Total (EPA 9060 or Walkey-Black) |  | Per Sample | 0 | 0 | 0 | [10 empty] | FALSE | 8-17. | Soil, Organic Carbon, Total (EPA 9060 or Walkey-Black)
132 | 8-18. | Soil, Dry Bulk Density (ASTM D1556-07, ASTM D2167-08, ASTM D2922-01, -04, -04e, -96e1 or ASTM D2937-10) |  | Per Sample | 0 | 0 | 0 | [10 empty] | FALSE | 8-18. | Soil, Dry Bulk Density (ASTM D1556-07, ASTM D2167-08, ASTM D2922-01, -04, -04e, -96e1 or ASTM D2937-10)
133 | 8-19. | Soil, Moisture Content (ASTM D2216-10) |  | Per Sample | 0 | 0 | 0 | [10 empty] | FALSE | 8-19. | Soil, Moisture Content (ASTM D2216-10)
134 | 8-20. | Soil, Texture, (See Gee 7 Bauder [1966]) |  | Per Sample | 0 | 0 | 0 | [10 empty] | FALSE | 8-20. | Soil, Texture, (See Gee 7 Bauder [1966])
135 | 8-21. | Soil, Cumene (Isopropyl benzene), 1,2,4-Trimethylbenzene and 1,3,5-Trimethylbenzene (EPA 8260) |  | Per Sample | 0 | 0 | 0 | [10 empty] | FALSE | 8-21. | Soil, Cumene (Isopropyl benzene), 1,2,4-Trimethylbenzene and 1,3,5-Trimethylbenzene (EPA 8260)
136 | 8-22. | Water, Gasoline/Kerosene Analytical Group-Table C of Ch. 62-780, F.A.C. (multiple methods) |  | Per Sample | 0 | 0 | 0 | [10 empty] | FALSE | 8-22. | Water, Gasoline/Kerosene Analytical Group-Table C of Ch. 62-780, F.A.C. (multiple methods) | bar: 2
137 | 8-23. | Water, Used Oil/Unknown Product Group-Table D of Ch. 62-780, F.A.C., except for non-Priority Pollutant Organics (multiple methods) |  | Per Sample | 0 | 0 | 0 | [10 empty] | FALSE | 8-23. | Water, Used Oil/Unknown Product Group-Table D of Ch. 62-780, F.A.C., except for non-Priority Pollutant Organics (multiple methods) | bar: 2
138 | 8-24. | Water, BTEX + MTBE (EPA 602, EPA 624, EPA 8021 or EPA 8260) |  | Per Sample | 0 | 0 | 0 | [10 empty] | FALSE | 8-24. | Water, BTEX + MTBE (EPA 602, EPA 624, EPA 8021 or EPA 8260) | bar: 2
139 | 8-25. | Water, Volatile Organic Halocarbons, except EDB (EPA 8021 or EPA 8260) |  | Per Sample | 0 | 0 | 0 | [10 empty] | FALSE | 8-25. | Water, Volatile Organic Halocarbons, except EDB (EPA 8021 or EPA 8260) | bar: 2
140 | 8-26. | Water, BTEX + MTBE + VOHs (EPA 601/602, EPA 624, EPA 6021 or EPA 8260) |  | Per Sample | 0 | 0 | 0 | [10 empty] | FALSE | 8-26. | Water, BTEX + MTBE + VOHs (EPA 601/602, EPA 624, EPA 6021 or EPA 8260) | bar: 2
141 | 8-27. | Water, Polycyclic Aromatic Hydrocarbons, including 1-methylnaphthalene + 2-methylnaphthalene (EPA 610 [HPLC], EPA 625, EPA 8270 or EPA 8310) |  | Per Sample | 0 | 0 | 0 | [10 empty] | FALSE | 8-27. | Water, Polycyclic Aromatic Hydrocarbons, including 1-methylnaphthalene + 2-methylnaphthalene (EPA 610 [HPLC], EPA 625, EPA 8270 or EPA 8310) | bar: 2
142 | 8-28. | Water, EDB [1,2-dibromoethane or ethylene dibromide] (EPA 504.1 or EPA 8011) |  | Per Sample | 0 | 0 | 0 | [10 empty] | FALSE | 8-28. | Water, EDB [1,2-dibromoethane or ethylene dibromide] (EPA 504.1 or EPA 8011) | bar: 2
143 | 8-29. | Water, EDB [1,2-dibromoethane or ethylene dibromide] (EPA 8260 SIM) |  | Per Sample | 0 | 0 | 0 | [10 empty] | FALSE | 8-29. | Water, EDB [1,2-dibromoethane or ethylene dibromide] (EPA 8260 SIM) | bar: 2
144 | 8-30. | Water, Priority Pollutant Volatile Organics [for NPDES purposes only] (EPA 624) |  | Per Sample | 0 | 0 | 0 | [10 empty] | FALSE | 8-30. | Water, Priority Pollutant Volatile Organics [for NPDES purposes only] (EPA 624) | bar: 2
145 | 8-31. | Water, Priority Pollutant Volatile Organics (EPA 8260) |  | Per Sample | 0 | 0 | 0 | [10 empty] | FALSE | 8-31. | Water, Priority Pollutant Volatile Organics (EPA 8260) | bar: 2
146 | 8-32. | Water, Priority Pollutant Extractable Organics-Base Neutral and Acid Extractables [for NPDES purposes only] (EPA 625 list [e.g., EPA 608 + EPA 625]) |  | Per Sample | 0 | 0 | 0 | [10 empty] | FALSE | 8-32. | Water, Priority Pollutant Extractable Organics-Base Neutral and Acid Extractables [for NPDES purposes only] (EPA 625 list [e.g., EPA 608 + EPA 625]) | bar: 2
147 | 8-33. | Water, Priority Pollutant Extractable Organics-Base Neutral and Acid Extractables (EPA 8270 list [e.g., EPA 8081/8082 + EPA 8270 or EPA 608 + EPA 8270) |  | Per Sample | 0 | 0 | 0 | [10 empty] | FALSE | 8-33. | Water, Priority Pollutant Extractable Organics-Base Neutral and Acid Extractables (EPA 8270 list [e.g., EPA 8081/8082 + EPA 8270 or EPA 608 + EPA 8270) | bar: 2
148 | 8-34. | Water, Total Recoverable Petroleum Hydrocarbons (FL-PRO) |  | Per Sample | 0 | 0 | 0 | [10 empty] | FALSE | 8-34. | Water, Total Recoverable Petroleum Hydrocarbons (FL-PRO) | bar: 2
149 | 8-35. | Water, PCBs [or Aroclors] (EPA 608 or EPA 8082) |  | Per Sample | 0 | 0 | 0 | [10 empty] | FALSE | 8-35. | Water, PCBs [or Aroclors] (EPA 608 or EPA 8082) | bar: 2
150 | 8-36. | Water, Arsenic, Total (EPA 200.7, EPA 200.8, EPA 6010 or EPA 6020) |  | Per Sample | 0 | 0 | 0 | [10 empty] | FALSE | 8-36. | Water, Arsenic, Total (EPA 200.7, EPA 200.8, EPA 6010 or EPA 6020) | bar: 2
151 | 8-37. | Water, Cadmium, Total (EPA 200.7, EPA 200.8, EPA 6010 or EPA 6020) |  | Per Sample | 0 | 0 | 0 | [10 empty] | FALSE | 8-37. | Water, Cadmium, Total (EPA 200.7, EPA 200.8, EPA 6010 or EPA 6020) | bar: 2
152 | 8-38. | Water, Chromium, Total (EPA 200.7, EPA 200.8, EPA 6010 or EPA 6020) |  | Per Sample | 0 | 0 | 0 | [10 empty] | FALSE | 8-38. | Water, Chromium, Total (EPA 200.7, EPA 200.8, EPA 6010 or EPA 6020) | bar: 2
153 | 8-39. | Water, Lead, Total (EPA 200.7, EPA 200.8, EPA 6010 or EPA 6020) |  | Per Sample | 0 | 0 | 0 | [10 empty] | FALSE | 8-39. | Water, Lead, Total (EPA 200.7, EPA 200.8, EPA 6010 or EPA 6020) | bar: 2
154 | 8-40. | Water, Dissolved Lead (includes filter appropriate to sample method - EPA 200.7, 200.9, 6010B, or 7380) |  | Per Sample | 0 | 0 | 0 | [10 empty] | FALSE | 8-40. | Water, Dissolved Lead (includes filter appropriate to sample method - EPA 200.7, 200.9, 6010B, or 7380) | bar: 2
155 | 8-41. | Water, Mercury, Total (EPA 245.1, EPA 6020 or EPA 7470) |  | Per Sample | 0 | 0 | 0 | [10 empty] | FALSE | 8-41. | Water, Mercury, Total (EPA 245.1, EPA 6020 or EPA 7470) | bar: 2
156 | 8-42. | Water, Calcium, Total (EPA 200.7, EPA 6010 or EPA 6020) |  | Per Sample | 0 | 0 | 0 | [10 empty] | FALSE | 8-42. | Water, Calcium, Total (EPA 200.7, EPA 6010 or EPA 6020) | bar: 2
157 | 8-43. | Water, Iron, Total (EPA 200.7, EPA 6010 or EPA 6020) |  | Per Sample | 0 | 0 | 0 | [10 empty] | FALSE | 8-43. | Water, Iron, Total (EPA 200.7, EPA 6010 or EPA 6020) | bar: 2
158 | 8-44. | Water, Dissolved Iron (includes filter appropriate to sample method - EPA 200.7, 200.9, 6010B, or 7380) |  | Per Sample | 0 | 0 | 0 | [10 empty] | FALSE | 8-44. | Water, Dissolved Iron (includes filter appropriate to sample method - EPA 200.7, 200.9, 6010B, or 7380) | bar: 2
159 | 8-45. | Water, Magnesium, Total (EPA 200.7, EPA 6010 or EPA 6020) |  | Per Sample | 0 | 0 | 0 | [10 empty] | FALSE | 8-45. | Water, Magnesium, Total (EPA 200.7, EPA 6010 or EPA 6020) | bar: 2
160 | 8-46. | Water, Manganese, Total (EPA 200.7, EPA 200.8, EPA 6010 or EPA 6020) |  | Per Sample | 0 | 0 | 0 | [10 empty] | FALSE | 8-46. | Water, Manganese, Total (EPA 200.7, EPA 200.8, EPA 6010 or EPA 6020) | bar: 2
161 | 8-47. | Water, Potassium, Total (EPA 200.7, EPA 6010 or EPA 6020) |  | Per Sample | 0 | 0 | 0 | [10 empty] | FALSE | 8-47. | Water, Potassium, Total (EPA 200.7, EPA 6010 or EPA 6020) | bar: 2
162 | 8-48. | Water, Sodium, Total (EPA 200.7, EPA 6010 or EPA 6020) |  | Per Sample | 0 | 0 | 0 | [10 empty] | FALSE | 8-48. | Water, Sodium, Total (EPA 200.7, EPA 6010 or EPA 6020) | bar: 2
163 | 8-49. | Water, Alkalinity [as CaCO3] (EPA 310.2 or SM 2320 B) |  | Per Sample | 0 | 0 | 0 | [10 empty] | FALSE | 8-49. | Water, Alkalinity [as CaCO3] (EPA 310.2 or SM 2320 B) | bar: 2
164 | 8-50. | Water, Ammonia [as N] (EPA 350.1, SM 4500-NH3 C, SM 4500-NH3 D, SM 4500-NH3 G or SM 4500-NH3 H) |  | Per Sample | 0 | 0 | 0 | [10 empty] | FALSE | 8-50. | Water, Ammonia [as N] (EPA 350.1, SM 4500-NH3 C, SM 4500-NH3 D, SM 4500-NH3 G or SM 4500-NH3 H) | bar: 2
165 | 8-51. | Water, Chloride (EPA 300.0, EPA 9056, EPA 9251, EPA 9053, SM 4500CI B, SM 4500CI C or SM 4500CI E) |  | Per Sample | 0 | 0 | 0 | [10 empty] | FALSE | 8-51. | Water, Chloride (EPA 300.0, EPA 9056, EPA 9251, EPA 9053, SM 4500CI B, SM 4500CI C or SM 4500CI E) | bar: 2
166 | 8-52. | Water, Hardness, Total [as CaCO3] (SM 2340 B or SM 2340 C) |  | Per Sample | 0 | 0 | 0 | [10 empty] | FALSE | 8-52. | Water, Hardness, Total [as CaCO3] (SM 2340 B or SM 2340 C) | bar: 2
167 | 8-53. | Water, Nitrate [as N] (EPA 300.0 or EPA 353.2) |  | Per Sample | 0 | 0 | 0 | [10 empty] | FALSE | 8-53. | Water, Nitrate [as N] (EPA 300.0 or EPA 353.2) | bar: 2
168 | 8-54. | Water, Nitrate-Nitrite [as N] (EPA 300.0, EPA 353.2, SM 4500-NO3 E or SM 4500-NO3 F) |  | Per Sample | 0 | 0 | 0 | [10 empty] | FALSE | 8-54. | Water, Nitrate-Nitrite [as N] (EPA 300.0, EPA 353.2, SM 4500-NO3 E or SM 4500-NO3 F) | bar: 2
169 | 8-55. | Water, Nitrite [as N] (EPA 300.0, EPA 300.1, SM 4500-NO2 B or SM 4500-NO3 F) |  | Per Sample | 0 | 0 | 0 | [10 empty] | FALSE | 8-55. | Water, Nitrite [as N] (EPA 300.0, EPA 300.1, SM 4500-NO2 B or SM 4500-NO3 F) | bar: 2
170 | 8-56. | Water, Organic Carbon, Total (SM 5310 B, SM 5310 C or EPA 9060) |  | Per Sample | 0 | 0 | 0 | [10 empty] | FALSE | 8-56. | Water, Organic Carbon, Total (SM 5310 B, SM 5310 C or EPA 9060) | bar: 2
171 | 8-57. | Water, Orthophosphate [as P] (EPA 300.0, EPA 300.1, EPA 365.1, EPA 365.3, EPA 9056, SM 4500-PE or SM 4500-PF) |  | Per Sample | 0 | 0 | 0 | [10 empty] | FALSE | 8-57. | Water, Orthophosphate [as P] (EPA 300.0, EPA 300.1, EPA 365.1, EPA 365.3, EPA 9056, SM 4500-PE or SM 4500-PF) | bar: 2
172 | 8-58. | Water, Residue-filterable [Total Dissolved Solids] (SM 2540 C) |  | Per Sample | 0 | 0 | 0 | [10 empty] | FALSE | 8-58. | Water, Residue-filterable [Total Dissolved Solids] (SM 2540 C) | bar: 2
173 | 8-59. | Water, Residue-nonfilterable [Total Suspended Solids] (SM 2540 D) |  | Per Sample | 0 | 0 | 0 | [10 empty] | FALSE | 8-59. | Water, Residue-nonfilterable [Total Suspended Solids] (SM 2540 D) | bar: 2
174 | 8-60. | Water, Sulfate (ASTM D516-02, ASTM D516-90, EPA 300.0, EPA 300.1, EPA 375.2, EPA 9038, EPA 9056 or SM 4500-SO4 C) |  | Per Sample | 0 | 0 | 0 | [10 empty] | FALSE | 8-60. | Water, Sulfate (ASTM D516-02, ASTM D516-90, EPA 300.0, EPA 300.1, EPA 375.2, EPA 9038, EPA 9056 or SM 4500-SO4 C) | bar: 2
175 | 8-61. | Water, Heterotrophic Plate Count (SM 9215 B or SIMPLATE) |  | Per Sample | 0 | 0 | 0 | [10 empty] | FALSE | 8-61. | Water, Heterotrophic Plate Count (SM 9215 B or SIMPLATE) | bar: 2
176 | 8-62. | Water, Acute Bioassay-96 Hour, Freshwater, Vertebrate/Invertebrate [Vertebrate: Pimephales promelas or Cyprinella leedsi/Invertebrate: Ceriodaphnia dubia] (EPA 2000.0/2002.0) |  | Per Sample | 0 | 0 | 0 | [10 empty] | FALSE | 8-62. | Water, Acute Bioassay-96 Hour, Freshwater, Vertebrate/Invertebrate [Vertebrate: Pimephales promelas or Cyprinella leedsi/Invertebrate: Ceriodaphnia dubia] (EPA 2000.0/2002.0) | bar: 2
177 | 8-63. | Water, Acute Bioassay-96 Hour, Estuarine + Marine, Vertebrate/Invertebrate [Vertebrate: Menidia beryllina, Meridia menidia or Menida peninsulae/Invertebrate: Mysidopsis bahia] (EPA 2006.0/2007.0) |  | Per Sample | 0 | 0 | 0 | [10 empty] | FALSE | 8-63. | Water, Acute Bioassay-96 Hour, Estuarine + Marine, Vertebrate/Invertebrate [Vertebrate: Menidia beryllina, Meridia menidia or Menida peninsulae/Invertebrate: Mysidopsis bahia] (EPA 2006.0/2007.0) | bar: 2
178 | 8-64. | Water, BTEX/MTBE + Naphthalene (EPA 8260) |  | Per Sample | 0 | 0 | 0 | [10 empty] | FALSE | 8-64. | Water, BTEX/MTBE + Naphthalene (EPA 8260) | bar: 2
179 | 8-65. | Water, EDC [1,2-dichloroethane] (EPA Method 8021 or 8260) |  | Per Sample | 0 | 0 | 0 | [10 empty] | FALSE | 8-65. | Water, EDC [1,2-dichloroethane] (EPA Method 8021 or 8260) | bar: 2
180 | 8-66. | Water, Methane (EPA SOP RSK-175) |  | Per Sample | 0 | 0 | 0 | [10 empty] | FALSE | 8-66. | Water, Methane (EPA SOP RSK-175) | bar: 2
181 | 8-67. | Water, Cumene (Isopropyl benzene), 1,2,4-Trimethylbenzene and 1,3,5-Trimethylbenzene (EPA 8260) |  | Per Sample | 0 | 0 | 0 | [10 empty] | FALSE | 8-67. | Water, Cumene (Isopropyl benzene), 1,2,4-Trimethylbenzene and 1,3,5-Trimethylbenzene (EPA 8260) | bar: 2
182 | 8-68. | Air, Total Petroleum Hydrocarbons (EPA Method 18 or TO-3) |  | Per Sample | 0 | 0 | 0 | [10 empty] | FALSE | 8-68. | Air, Total Petroleum Hydrocarbons (EPA Method 18 or TO-3) | bar: 2
183 | 8-69. | Air, Volatile Organic Aromatics (EPA Method TO-15) |  | Per Sample | 0 | 0 | 0 | [10 empty] | FALSE | 8-69. | Air, Volatile Organic Aromatics (EPA Method TO-15)
184 | 8-70. | Air, Polycyclic Aromatic Hydrocarbons (EPA Method TO-13) |  | Per Sample | 0 | 0 | 0 | [10 empty] | FALSE | 8-70. | Air, Polycyclic Aromatic Hydrocarbons (EPA Method TO-13)
185 | 8-71. | Air, Volatile Organic Compounds (EPA Method TO-17) |  | Per Sample | 0 | 0 | 0 | [10 empty] | FALSE | 8-71. | Air, Volatile Organic Compounds (EPA Method TO-17)
186 | 8-72. | Additional Laboratory charge for 7 Day Turnaround. This is an additional charge (percentage) above the normal rate for expedited turnaround by the laboratory for an analysis. For Example: entering 0.05 is a 5% surcharge for 7 Day Turnaround above the rate for normal turnaround. |  | % Surcharge | 0 | 0 | 0 | [10 empty] | FALSE | 8-72. | Additional Laboratory charge for 7 Day Turnaround. This is an additional charge (percentage) above the normal rate for expedited turnaround by the laboratory for an analysis. For Example: entering 0.05 is a 5% surcharge for 7 Day Turnaround above the rate for normal turnaround.
187 | 8-73. | Additional Laboratory charge for 3 Day Turnaround. This is an additional charge (percentage) above the normal rate for expedited turnaround by the laboratory for an analysis. For Example: entering 0.50 is a 50% surcharge for 3 Day Turnaround above the rate for normal turnaround. |  | % Surcharge | 0 | 0 | 0 | [10 empty] | FALSE | 8-73. | Additional Laboratory charge for 3 Day Turnaround. This is an additional charge (percentage) above the normal rate for expedited turnaround by the laboratory for an analysis. For Example: entering 0.50 is a 50% surcharge for 3 Day Turnaround above the rate for normal turnaround.
188 | 8-74. | Additional Laboratory charge for 1 Day Turnaround. This is an additional charge (percentage) above the normal rate for expedited turnaround by the laboratory for an analysis. For Example: entering 1.00 is a 100% surcharge for 1 Day Turnaround above the rate for normal turnaround. |  | % Surcharge | 0 | 0 | 0 | [10 empty] | FALSE | 8-74. | Additional Laboratory charge for 1 Day Turnaround. This is an additional charge (percentage) above the normal rate for expedited turnaround by the laboratory for an analysis. For Example: entering 1.00 is a 100% surcharge for 1 Day Turnaround above the rate for normal turnaround.
189 | 9. | SOIL SOURCE REMOVAL RELATED | [15 empty] | FALSE |  | SOIL SOURCE REMOVAL RELATED
190 | 9-1.a. | Sheet Piling Installation for ≤ 20 feet deep Excavation |  | Per Sq. Foot | 0 | 0 | 0 | [10 empty] | FALSE | 9-1.a. | Sheet Piling Installation for ≤ 20 feet deep Excavation
191 | 9-1.b. | Sheet Piling Rental for ≤ 20 feet deep Excavation |  | Per Sq. Foot/Day | 0 | 0 | 0 | [10 empty] | FALSE | 9-1.b. | Sheet Piling Rental for ≤ 20 feet deep Excavation
192 | 9-1.c. | Sheet Piling Rental for ≤ 20 feet deep Excavation |  | Per Sq. Foot/Week | 0 | 0 | 0 | [10 empty] | FALSE | 9-1.c. | Sheet Piling Rental for ≤ 20 feet deep Excavation
193 | 9-1.d. | Sheet Piling Rental for ≤ 20 feet deep Excavation |  | Per Sq. Foot/Month | 0 | 0 | 0 | [10 empty] | FALSE | 9-1.d. | Sheet Piling Rental for ≤ 20 feet deep Excavation
194 | 9-2.a. | Sheet Piling Installation for > 20 feet deep Excavation |  | Per Sq. Foot | 0 | 0 | 0 | [10 empty] | FALSE | 9-2.a. | Sheet Piling Installation for > 20 feet deep Excavation
195 | 9-2.b. | Sheet Piling Rental for > 20 feet deep Excavation |  | Per Sq. Foot/Day | 0 | 0 | 0 | [10 empty] | FALSE | 9-2.b. | Sheet Piling Rental for > 20 feet deep Excavation
196 | 9-2.c. | Sheet Piling Rental for > 20 feet deep Excavation |  | Per Sq. Foot/Week | 0 | 0 | 0 | [10 empty] | FALSE | 9-2.c. | Sheet Piling Rental for > 20 feet deep Excavation
197 | 9-2.d. | Sheet Piling Rental for > 20 feet deep Excavation |  | Per Sq. Foot/Month | 0 | 0 | 0 | [10 empty] | FALSE | 9-2.d. | Sheet Piling Rental for > 20 feet deep Excavation
198 | 9-3. | Conventional Soil Excavation and Loading ≤ 300 cubic yards |  | Per Cubic Yard | 0 | 0 | 0 | [10 empty] | FALSE | 9-3. | Conventional Soil Excavation and Loading ≤ 300 cubic yards
199 | 9-4. | Conventional Soil Excavation and Loading > 300 cubic yards |  | Per Cubic Yard | 0 | 0 | 0 | [10 empty] | FALSE | 9-4. | Conventional Soil Excavation and Loading > 300 cubic yards
200 | 9-5. | LDA Excavation and Loading Without Casing ≤ 300 cubic yards |  | Per Cubic Yard | 0 | 0 | 0 | [10 empty] | FALSE | 9-5. | LDA Excavation and Loading Without Casing ≤ 300 cubic yards
201 | 9-6. | LDA Excavation and Loading Without Casing > 300 cubic yards |  | Per Cubic Yard | 0 | 0 | 0 | [10 empty] | FALSE | 9-6. | LDA Excavation and Loading Without Casing > 300 cubic yards
202 | 9-7.a | LDA Excavation and Loading With Surface Casing ≤ 300 cubic yards |  | Per Cubic Yard | 0 | 0 | 0 | [10 empty] | FALSE | 9-7.a | LDA Excavation and Loading With Surface Casing ≤ 300 cubic yards
203 | 9-7.b. | LDA Excavation and Loading With Driven Casing ≤ 300 cubic yards |  | Per Cubic Yard | 0 | 0 | 0 | [10 empty] | FALSE | 9-7.b. | LDA Excavation and Loading With Driven Casing ≤ 300 cubic yards
204 | 9-8.a. | LDA Excavation and Loading With Surface Casing > 300 cubic yards |  | Per Cubic Yard | 0 | 0 | 0 | [10 empty] | FALSE | 9-8.a. | LDA Excavation and Loading With Surface Casing > 300 cubic yards
205 | 9-8.b. | LDA Excavation and Loading With Driven Casing > 300 cubic yards |  | Per Cubic Yard | 0 | 0 | 0 | [10 empty] | FALSE | 9-8.b. | LDA Excavation and Loading With Driven Casing > 300 cubic yards
206 | 9-9. | Flowable Fill Concrete and Installation |  | Per Cubic Yard | 0 | 0 | 0 | [10 empty] | FALSE | 9-9. | Flowable Fill Concrete and Installation
207 | 9-10. | Clean Backfill Material, Compaction and Testing (includes transport) ≤ 300 cubic yards |  | Per Cubic Yard | 0 | 0 | 0 | [10 empty] | FALSE | 9-10. | Clean Backfill Material, Compaction and Testing (includes transport) ≤ 300 cubic yards
208 | 9-11. | Clean Backfill Material, Compaction and Testing (includes transport) > 300 cubic yards |  | Per Cubic Yard | 0 | 0 | 0 | [10 empty] | FALSE | 9-11. | Clean Backfill Material, Compaction and Testing (includes transport) > 300 cubic yards
210 | 9-12.a. | Clean Overburden Used As Backfill, Compaction and Testing ≤ 300 cubic yards |  | Per Cubic Yard | 0 | 0 | 0 | [10 empty] | FALSE | 9-12.a. | Clean Overburden Used As Backfill, Compaction and Testing ≤ 300 cubic yards
211 | 9-12.b. | Clean Overburden Used As Backfill, Compaction and Testing > 300 cubic yards |  | Per Cubic Yard | 0 | 0 | 0 | [10 empty] | FALSE | 9-12.b. | Clean Overburden Used As Backfill, Compaction and Testing > 300 cubic yards
212 | 9-13. | Pea Gravel |  | Per Ton | 0 | 0 | 0 | [10 empty] | FALSE | 9-13. | Pea Gravel
213 | 9-14. | #57 Stone |  | Per Ton | 0 | 0 | 0 | [10 empty] | FALSE | 9-14. | #57 Stone
215 | 9-15. | Dewatering System, up to 12 well points (includes installation) |  | Per Day | 0 | 0 | 0 | [10 empty] | FALSE | 9-15. | Dewatering System, up to 12 well points (includes installation)
216 | 9-16. | Additional Dewatering System Well Points (2) (includes installation) |  | Per Day | 0 | 0 | 0 | [10 empty] | FALSE | 9-16. | Additional Dewatering System Well Points (2) (includes installation)
217 | 9-17. | Dewatering System, up to 12 well points (includes installation) |  | Per Week | 0 | 0 | 0 | [10 empty] | FALSE | 9-17. | Dewatering System, up to 12 well points (includes installation)
218 | 9-18. | Additional Dewatering System Well Points (2) (includes installation) |  | Per Week | 0 | 0 | 0 | [10 empty] | FALSE | 9-18. | Additional Dewatering System Well Points (2) (includes installation)
220 | 9-19. | Dewatering System, up to 12 well points (includes installation) |  | Per Month | 0 | 0 | 0 | [10 empty] | FALSE | 9-19. | Dewatering System, up to 12 well points (includes installation)
221 | 9-20. | Additional Dewatering System Well Points (2) (includes installation) |  | Per Month | 0 | 0 | 0 | [10 empty] | FALSE | 9-20. | Additional Dewatering System Well Points (2) (includes installation)
222 | 10. | PETROLEUM STORAGE TANK REMOVAL AND DISPOSAL | [15 empty] | FALSE |  | PETROLEUM STORAGE TANK REMOVAL AND DISPOSAL
223 | 10-1. | Remove and Dispose Petroleum Storage Tank - ≤ 1,000 gal. capacity |  | Per Tank | 0 | 0 | 0 | [10 empty] | FALSE | 10-1. | Remove and Dispose Petroleum Storage Tank - ≤ 1,000 gal. capacity
228 | 10-2. | Remove and Dispose Petroleum Storage Tank - > 1,000 to 5,000 gal. capacity |  | Per Tank | 0 | 0 | 0 | [10 empty] | FALSE | 10-2. | Remove and Dispose Petroleum Storage Tank - > 1,000 to 5,000 gal. capacity
229 | 10-3. | Remove and Dispose Petroleum Storage Tank - > 5,000 to 10,000 gal. capacity |  | Per Tank | 0 | 0 | 0 | [10 empty] | FALSE | 10-3. | Remove and Dispose Petroleum Storage Tank - > 5,000 to 10,000 gal. capacity
230 | 10-4. | Remove and Dispose Petroleum Storage Tank - > 10,000 gal. capacity |  | Per Tank | 0 | 0 | 0 | [10 empty] | FALSE | 10-4. | Remove and Dispose Petroleum Storage Tank - > 10,000 gal. capacity
231 | 11. | DEBRIS, WASTE AND PRODUCT REMOVAL AND DISPOSAL | [15 empty] | FALSE |  | DEBRIS, WASTE AND PRODUCT REMOVAL AND DISPOSAL
232 | 11-1. | Removal and Loading of Asphalt and/or Concrete - up to 4 inch thickness |  | Per Square Foot | 0 | 0 | 0 | [10 empty] | FALSE | 11-1. | Removal and Loading of Asphalt and/or Concrete - up to 4 inch thickness
233 | 11-2. | Additional Removal/Loading Cost for Concrete - > 4 inch thickness |  | Per Square Foot | 0 | 0 | 0 | [10 empty] | FALSE | 11-2. | Additional Removal/Loading Cost for Concrete - > 4 inch thickness
234 | 11-3. | Loading, Transport and Disposal/Recycle Clean Overburden |  | Per Ton | 0 | 0 | 0 | [10 empty] | FALSE | 11-3. | Loading, Transport and Disposal/Recycle Clean Overburden
235 | 11-4. | Transport and Disposal of Clean Concrete |  | Per Ton | 0 | 0 | 0 | [10 empty] | FALSE | 11-4. | Transport and Disposal of Clean Concrete
236 | 11-5. | Transport and Disposal of Mixed Debris |  | Per Ton | 0 | 0 | 0 | [10 empty] | FALSE | 11-5. | Transport and Disposal of Mixed Debris
237 | 11-6. | Transport and Disposal of Petroleum Impacted Soil (includes drum) |  | Per Drum | 0 | 0 | 0 | [10 empty] | FALSE | 11-6. | Transport and Disposal of Petroleum Impacted Soil (includes drum)
238 | 11-7. | Transport Petroleum Impacted Soil (bulk) ≤ 100 miles |  | Per Ton | 0 | 0 | 0 | [10 empty] | FALSE | 11-7. | Transport Petroleum Impacted Soil (bulk) ≤ 100 miles
239 | 11-8. | Transport Petroleum Impacted Soil (bulk) > 100 miles |  | Per Ton | 0 | 0 | 0 | [10 empty] | FALSE | 11-8. | Transport Petroleum Impacted Soil (bulk) > 100 miles
240 | 11-9. | Disposal of Petroleum Impacted Soil at a Landfill (bulk) ≤ 450 tons |  | Per Ton | 0 | 0 | 0 | [10 empty] | FALSE | 11-9. | Disposal of Petroleum Impacted Soil at a Landfill (bulk) ≤ 450 tons
241 | 11-10. | Disposal of Petroleum Impacted Soil at a Landfill (bulk) > 450 tons |  | Per Ton | 0 | 0 | 0 | [10 empty] | FALSE | 11-10. | Disposal of Petroleum Impacted Soil at a Landfill (bulk) > 450 tons
242 | 11-11. | Disposal of Petroleum Impacted Soil at a Thermal Treatment Facility (bulk) ≤ 450 tons |  | Per Ton | 0 | 0 | 0 | [10 empty] | FALSE | 11-11. | Disposal of Petroleum Impacted Soil at a Thermal Treatment Facility (bulk) ≤ 450 tons
243 | 11-12. | Disposal of Petroleum Impacted Soil at a Thermal Treatment Facility (bulk) > 450 tons |  | Per Ton | 0 | 0 | 0 | [10 empty] | FALSE | 11-12. | Disposal of Petroleum Impacted Soil at a Thermal Treatment Facility (bulk) > 450 tons
244 | 11-13. | Transport and Disposal of Petroleum Contact Water (includes drum) |  | Per Drum | 0 | 0 | 0 | [10 empty] | FALSE | 11-13. | Transport and Disposal of Petroleum Contact Water (includes drum)
245 | 11-14. | Transport and Disposal of Petroleum Contact Water (bulk) |  | Per Gallon | 0 | 0 | 0 | [10 empty] | FALSE | 11-14. | Transport and Disposal of Petroleum Contact Water (bulk)
246 | 11-15. | Vacuum Truck Transportation, Disposal and Extraction Operations |  | Reimbursable* | 1 | 1 | 0 | [10 empty] | FALSE | 11-15.
247 | 11-16. | Transport and Disposal of Petroleum Product (includes drum) |  | Per Drum | 0 | 0 | 0 | [10 empty] | FALSE | 11-16. | Transport and Disposal of Petroleum Product (includes drum)
248 | 11-17. | Transport and Disposal of Petroleum Product (bulk) |  | Per Gallon | 0 | 0 | 0 | [10 empty] | FALSE | 11-17. | Transport and Disposal of Petroleum Product (bulk)
249 | 11-18. | Delivery, Pick Up and Rental of 20 Cubic Yard Roll-Off Container |  | Per Week | 0 | 0 | 0 | [10 empty] | FALSE | 11-18. | Delivery, Pick Up and Rental of 20 Cubic Yard Roll-Off Container
250 | 11-19. | Additional Rental of 20 Cubic Yard Roll-Off Container |  | Per Week | 0 | 0 | 0 | [10 empty] | FALSE | 11-19. | Additional Rental of 20 Cubic Yard Roll-Off Container
251 | 12. | RESURFACING | [15 empty] | FALSE |  | RESURFACING
252 | 12-1. | Asphalt Paving - 2 inch thickness (includes sub-base) |  | Per Square Foot | 0 | 0 | 0 | [10 empty] | FALSE | 12-1. | Asphalt Paving - 2 inch thickness (includes sub-base)
253 | 12-2. | Asphalt Paving - additional 1 inch thickness |  | Per Square Foot | 0 | 0 | 0 | [10 empty] | FALSE | 12-2. | Asphalt Paving - additional 1 inch thickness
254 | 12-3. | Concrete Paving - 4 inch thickness (includes sub-base) |  | Per Square Foot | 0 | 0 | 0 | [10 empty] | FALSE | 12-3. | Concrete Paving - 4 inch thickness (includes sub-base)
255 | 12-4. | Concrete Paving - additional 1 inch thickness |  | Per Square Foot | 0 | 0 | 0 | [10 empty] | FALSE | 12-4. | Concrete Paving - additional 1 inch thickness
256 | 12-5. | Crushed Lime Rock Cover - 2 inch thickness |  | Per Square Foot | 0 | 0 | 0 | [10 empty] | FALSE | 12-5. | Crushed Lime Rock Cover - 2 inch thickness
257 | 12-6. | Grass - Sod |  | Per Square Foot | 0 | 0 | 0 | [10 empty] | FALSE | 12-6. | Grass - Sod
258 | 12-7. | Grass - Seed and Mulch |  | Per Square Foot | 0 | 0 | 0 | [10 empty] | FALSE | 12-7. | Grass - Seed and Mulch
259 | 13. | IN-SITU INJECTION | [15 empty] | FALSE |  | IN-SITU INJECTION
260 | 13-1. | Direct Push Boring with In-Situ Injection |  | Per Day | 0 | 0 | 0 | [10 empty] | FALSE | 13-1. | Direct Push Boring with In-Situ Injection
261 | 13-2. | In-Situ Injection Into Existing Well/Treatment Point |  | Per Day | 0 | 0 | 0 | [10 empty] | FALSE | 13-2. | In-Situ Injection Into Existing Well/Treatment Point
262 | 13-3. | Materials to be Injected |  | Reimbursable* | 1 | 1 | 0 | [10 empty] | FALSE
263 | 13-4. | Groundwater Injection System (not by direct push) |  | Per Week | 0 | 0 | 0 | [10 empty] | FALSE | 13-4. | Groundwater Injection System (not by direct push)
264 | 13-5. | Groundwater Injection System (not by direct push) |  | Per Month | 0 | 0 | 0 | [10 empty] | FALSE | 13-5. | Groundwater Injection System (not by direct push)
265 | 14. | TRENCHING, INTEGRATION AND STARTUP | [15 empty] | FALSE |  | TRENCHING, INTEGRATION AND STARTUP
266 | 14.A. | TRENCHING | [15 empty] | FALSE
267 | 14-1.a. | Trenching and Installation of 1-10 Plumbing (and Electrical) Lines in Trench |  | Per Linear Foot of Trench | 0 | 0 | 0 | [10 empty] | FALSE | 14-1.a. | Trenching and Installation of 1-10 Plumbing (and Electrical) Lines in Trench
268 | 14-1.b. | Trenching and Installation of 11 - 20 Lines |  | Per Linear Foot of Trench | 0 | 0 | 0 | [10 empty] | FALSE | 14-1.b. | Trenching and Installation of 11 - 20 Lines
269 | 14-1.c. | Trenching and Installation of 21 - 30 Lines |  | Per Linear Foot of Trench | 0 | 0 | 0 | [10 empty] | FALSE | 14-1.c. | Trenching and Installation of 21 - 30 Lines
270 | 14-1.d. | Trenching and Installation of Additional 1-10 Lines Greater Than 30 Lines |  | Per Linear Foot of Trench | 0 | 0 | 0 | [10 empty] | FALSE | 14-1.d. | Trenching and Installation of Additional 1-10 Lines Greater Than 30 Lines
271 | 14-2. | Installation of Plumbing (and Electrical) Lines Above Ground |  | Per Foot | 0 | 0 | 0 | [10 empty] | FALSE | 14-2. | Installation of Plumbing (and Electrical) Lines Above Ground
272 | 14-3. | Plumbing and Electrical Materials/Equipment Installed in Trench (If FDEP authorizes, submit quote(s) with Change Order) |  | Reimbursable* | 1 | 1 | 0 | [10 empty] | FALSE
273 | 14-3.a. | Traffic Bearing Trench Plates (materials) |  | Reimbursable* | 1 | 1 | 0 | [10 empty] | FALSE
274 | 14-3.b. | Infiltration Gallery Installation |  | Reimbursable* | 1 | 1 | 0 | [10 empty] | FALSE
275 | 14.B. | REMEDIATION SYSTEM INTEGRATION AND STARTUP | [15 empty] | FALSE
276 | 14-4.a. | System Installation/Integration/Startup - 1 Technology Component - 1-10 Recovery/Treatment Points |  | Per Startup | 0 | 0 | 0 | [10 empty] | FALSE | 14-4.a. | System Installation/Integration/Startup - 1 Technology Component - 1-10 Recovery/Treatment Points
277 | 14-4.b. | System Installation/Integration/Startup - 1 Technology Component - 11-20 Recovery/Treatment Points |  | Per Startup | 0 | 0 | 0 | [10 empty] | FALSE | 14-4.b. | System Installation/Integration/Startup - 1 Technology Component - 11-20 Recovery/Treatment Points
278 | 14-4.c. | System Installation/Integration/Startup - 1 Technology Component - 21-30 Recovery/Treatment Points |  | Per Startup | 0 | 0 | 0 | [10 empty] | FALSE | 14-4.c. | System Installation/Integration/Startup - 1 Technology Component - 21-30 Recovery/Treatment Points
279 | 14-4.d. | System Installation/Integration/Startup - 1 Technology Component - 1-10 Additional Recovery/Treatment Points greater Than 30 (This tem is used in conjunction with 14.4.c when needed) |  | Per Startup | 0 | 0 | 0 | [10 empty] | FALSE | 14-4.d. | System Installation/Integration/Startup - 1 Technology Component - 1-10 Additional Recovery/Treatment Points greater Than 30 (This tem is used in conjunction with 14.4.c when needed)
280 | 14-5. | System Installation/Integration/Startup – Addition of 1 Technology Component |  | Per Additional Tech Component | 0 | 0 | 0 | [10 empty] | FALSE | 14-5. | System Installation/Integration/Startup – Addition of 1 Technology Component
281 | 14-6. | Compound Construction/Fencing (materials) |  | Reimbursable* | 1 | 1 | 0 | [10 empty] | FALSE
283 | 14-7. | Utility Drop |  | Reimbursable* | 1 | 1 | 0 | [10 empty] | FALSE
285 | 14-8. | Utility Connection |  | Reimbursable* | 1 | 1 | 0 | [10 empty] | FALSE
286 | 14-9. | Utility Disconnect |  | Reimbursable* | 1 | 1 | 0 | [10 empty] | FALSE
287 | 14-10. | Utility Usage Bills |  | Reimbursable* | 1 | 1 | 0 | [10 empty] | FALSE | bar: 1 to 10
288 | 15. | REMEDIAL ACTION - PACKAGED WORK SCOPES (Including Remediation System Equipment) | [15 empty] | FALSE |  | REMEDIAL ACTION - PACKAGED WORK SCOPES (Including Remediation System Equipment)
289 | 15.A. | PILOT TEST PACKAGES (Including Remediation System Equipment) | [15 empty] | FALSE
290 | 15-1. | Groundwater Recovery System Pilot Test - 8 hours |  | Per Test | 0 | 0 | 0 | [10 empty] | FALSE | 15-1. | Groundwater Recovery System Pilot Test - 8 hours
292 | 15-2. | Groundwater Recovery System Pilot Test - Additional Time |  | Per 2 Hrs | 0 | 0 | 0 | [10 empty] | FALSE | 15-2. | Groundwater Recovery System Pilot Test - Additional Time
293 | 15-3. | Air Sparging or Biosparging Pilot Test - 8 hours |  | Per Test | 0 | 0 | 0 | [10 empty] | FALSE | 15-3. | Air Sparging or Biosparging Pilot Test - 8 hours
294 | 15-4. | Air Sparging or Biosparging Pilot Test - Additional Time |  | Per 2 Hrs | 0 | 0 | 0 | [10 empty] | FALSE | 15-4. | Air Sparging or Biosparging Pilot Test - Additional Time
295 | 15-5. | Vapor Extraction Pilot Test - 8 hours |  | Per Test | 0 | 0 | 0 | [10 empty] | FALSE | 15-5. | Vapor Extraction Pilot Test - 8 hours
297 | 15-6. | Vapor Extraction Pilot Test - Additional Time |  | Per 2 Hrs | 0 | 0 | 0 | [10 empty] | FALSE | 15-6. | Vapor Extraction Pilot Test - Additional Time
298 | 15-7. | Vapor Extraction/Aquifer Pumping Test - 8 hours |  | Per Test | 0 | 0 | 0 | [10 empty] | FALSE | 15-7. | Vapor Extraction/Aquifer Pumping Test - 8 hours
299 | 15-8. | Vapor Extraction/Aquifer Pumping Test - Additional Time |  | Per 2 Hrs | 0 | 0 | 0 | [10 empty] | FALSE | 15-8. | Vapor Extraction/Aquifer Pumping Test - Additional Time
300 | 15-9. | Air Sparging/Vapor Extraction Pilot Test - 8 hours |  | Per Test | 0 | 0 | 0 | [10 empty] | FALSE | 15-9. | Air Sparging/Vapor Extraction Pilot Test - 8 hours
301 | 15-10. | Air Sparging/Vapor Extraction Pilot Test - Additional Time |  | Per 2 Hrs | 0 | 0 | 0 | [10 empty] | FALSE | 15-10. | Air Sparging/Vapor Extraction Pilot Test - Additional Time
303 | 15-11. | Multi-Phase Pilot Test - 8 hours |  | Per Test | 0 | 0 | 0 | [10 empty] | FALSE | 15-11. | Multi-Phase Pilot Test - 8 hours
304 | 15-12. | Multi-Phase Pilot Test - Additional Time |  | Per 2 Hrs | 0 | 0 | 0 | [10 empty] | FALSE | 15-12. | Multi-Phase Pilot Test - Additional Time
305 | 15-13. | Air Sparging/Multiphase Extraction Pilot Test - 8 hours |  | Per Test | 0 | 0 | 0 | [10 empty] | FALSE | 15-13. | Air Sparging/Multiphase Extraction Pilot Test - 8 hours
306 | 15-14. | Air Sparging/Multiphase Extraction Pilot Test - Additional Time |  | Per 2 Hours | 0 | 0 | 0 | [10 empty] | FALSE | 15-14. | Air Sparging/Multiphase Extraction Pilot Test - Additional Time
307 | 15-15. | In-Situ Chemical Oxidation (including Ozone) Pilot Test - 8 hours |  | Per Test | 0 | 0 | 0 | [10 empty] | FALSE | 15-15. | In-Situ Chemical Oxidation (including Ozone) Pilot Test - 8 hours
309 | 15-16. | In-Situ Chemical Oxidation (including Ozone) Pilot Test - Additional Time |  | Per 2 Hrs | 0 | 0 | 0 | [10 empty] | FALSE | 15-16. | In-Situ Chemical Oxidation (including Ozone) Pilot Test - Additional Time
310 | 15.B. | SHORT TERM/EPISODIC SYSTEM OPERATION PACKAGES (Including Remediation System Equipment) | [15 empty] | FALSE
311 | 15-17. | Groundwater Treatment System Package - Medium |  | Per Day | 0 | 0 | 0 | [10 empty] | FALSE | 15-17. | Groundwater Treatment System Package - Medium | bar: 2
312 | 15-18. | Groundwater Treatment System Package - Medium |  | Per Week | 0 | 0 | 0 | [10 empty] | FALSE | 15-18. | Groundwater Treatment System Package - Medium | bar: 2
313 | 15-19. | Air Sparge System Package - Medium |  | Per Day | 0 | 0 | 0 | [10 empty] | FALSE | 15-19. | Air Sparge System Package - Medium | bar: 2
314 | 15-20. | Air Sparge System Package - Medium |  | Per Week | 0 | 0 | 0 | [10 empty] | FALSE | 15-20. | Air Sparge System Package - Medium | bar: 2
315 | 15-21. | AS/SVE System Package - Medium |  | Per Day | 0 | 0 | 0 | [10 empty] | FALSE | 15-21. | AS/SVE System Package - Medium | bar: 2
316 | 15-22. | AS/SVE System Package - Medium |  | Per Week | 0 | 0 | 0 | [10 empty] | FALSE | 15-22. | AS/SVE System Package - Medium | bar: 2
317 | 15-23. | MPE System Package - Medium |  | Per Day | 0 | 0 | 0 | [10 empty] | FALSE | 15-23. | MPE System Package - Medium | bar: 2
318 | 15-24. | MPE System Package - Medium |  | Per Week | 0 | 0 | 0 | [10 empty] | FALSE | 15-24. | MPE System Package - Medium | bar: 2
319 | 15-25. | AS/MPE System Package - Medium |  | Per Day | 0 | 0 | 0 | [10 empty] | FALSE | 15-25. | AS/MPE System Package - Medium | bar: 2
320 | 15-26. | AS/MPE System Package - Medium |  | Per Week | 0 | 0 | 0 | [10 empty] | FALSE | 15-26. | AS/MPE System Package - Medium | bar: 2
321 | 15-27. | SVE System Package - Medium |  | Per Day | 0 | 0 | 0 | [10 empty] | FALSE | 15-27. | SVE System Package - Medium | bar: 2
322 | 15-28. | SVE System Package - Medium |  | Per Week | 0 | 0 | 0 | [10 empty] | FALSE | 15-28. | SVE System Package - Medium | bar: 2
323 | 15-29. | In-Situ Chemical Oxidation (including Ozone) Package – Medium |  | Per Day | 0 | 0 | 0 | [10 empty] | FALSE | 15-29. | In-Situ Chemical Oxidation (including Ozone) Package – Medium | bar: 2
324 | 15-30. | In-Situ Chemical Oxidation (including Ozone) Package – Medium |  | Per Week | 0 | 0 | 0 | [10 empty] | FALSE | 15-30. | In-Situ Chemical Oxidation (including Ozone) Package – Medium | bar: 2
325 | 16. | MONTHLY REMEDIATION SYSTEM O&M PACKAGED WORK SCOPES (Excluding Remediation System Equipment) | [15 empty] | FALSE |  | MONTHLY REMEDIATION SYSTEM O&M PACKAGED WORK SCOPES (Excluding Remediation System Equipment)
326 | 16-1. | System O&M Package (excludes system) - Small |  | Per Month | 0 | 0 | 0 | [10 empty] | FALSE | 16-1. | System O&M Package (excludes system) - Small | bar: 2
327 | 16-2. | System O&M Package (excludes system) - Medium |  | Per Month | 0 | 0 | 0 | [10 empty] | FALSE | 16-2. | System O&M Package (excludes system) - Medium | bar: 2
328 | 16-3. | System O&M Package (excludes system) - Large |  | Per Month | 0 | 0 | 0 | [10 empty] | FALSE | 16-3. | System O&M Package (excludes system) - Large | bar: 2
329 | 16-4. | System O&M Package (excludes system) - Extra Large |  | Per Month | 0 | 0 | 0 | [10 empty] | FALSE | 16-4. | System O&M Package (excludes system) - Extra Large | bar: 2
330 | 16-5. | Supplemental System O&M Package - Add Thermox or Catox Treatment |  | Per Month | 0 | 0 | 0 | [10 empty] | FALSE | 16-5. | Supplemental System O&M Package - Add Thermox or Catox Treatment | bar: 2
331 | 17. | REMEDIAL ACTION SYSTEM/EQUIPMENT USE (Equipment Only, Excluding O&M) | [15 empty] | FALSE |  | REMEDIAL ACTION SYSTEM/EQUIPMENT USE (Equipment Only, Excluding O&M)
332 | 17-1. | Medium Holding Tank - 2,000 to 6,000 gal. capacity - Short Term ≤ 6 mos. |  | Per Month | 0 | 0 | 0 | [10 empty] | FALSE | 17-1. | Medium Holding Tank - 2,000 to 6,000 gal. capacity - Short Term ≤ 6 mos.
333 | 17-2. | Medium Holding Tank - 2,000 to 6,000 gal. capacity - Long Term > 6 mos. |  | Per Month | 0 | 0 | 0 | [10 empty] | FALSE | 17-2. | Medium Holding Tank - 2,000 to 6,000 gal. capacity - Long Term > 6 mos.
334 | 17-3. | Large Holding Tank > 6,000 to 10,000 gal. capacity - Short Term ≤ 6 mos. |  | Per Month | 0 | 0 | 0 | [10 empty] | FALSE | 17-3. | Large Holding Tank > 6,000 to 10,000 gal. capacity - Short Term ≤ 6 mos.
335 | 17-4. | Large Holding Tank > 6,000 to 10,000 gal. capacity - Long Term > 6 mos. |  | Per Month | 0 | 0 | 0 | [10 empty] | FALSE | 17-4. | Large Holding Tank > 6,000 to 10,000 gal. capacity - Long Term > 6 mos.
336 | 17-5. | Groundwater Treatment System - Stand Alone Small - Short Term ≤ 6 mos. |  | Per Month | 0 | 0 | 0 | [10 empty] | FALSE | 17-5. | Groundwater Treatment System - Stand Alone Small - Short Term ≤ 6 mos. | bar: 2
337 | 17-6. | Groundwater Treatment System - Stand Alone Small - Long Term > 6 mos. |  | Per Month | 0 | 0 | 0 | [10 empty] | FALSE | 17-6. | Groundwater Treatment System - Stand Alone Small - Long Term > 6 mos. | bar: 2
338 | 17-7. | Groundwater Treatment System - Stand Alone Medium - Short Term ≤ 6 mos. |  | Per Month | 0 | 0 | 0 | [10 empty] | FALSE | 17-7. | Groundwater Treatment System - Stand Alone Medium - Short Term ≤ 6 mos. | bar: 2
339 | 17-8. | Groundwater Treatment System - Stand Alone Medium - Long Term > 6 mos. |  | Per Month | 0 | 0 | 0 | [10 empty] | FALSE | 17-8. | Groundwater Treatment System - Stand Alone Medium - Long Term > 6 mos. | bar: 2
340 | 17-9. | Groundwater Treatment System - Stand Alone Large - Short Term ≤ 6 mos. |  | Per Month | 0 | 0 | 0 | [10 empty] | FALSE | 17-9. | Groundwater Treatment System - Stand Alone Large - Short Term ≤ 6 mos. | bar: 2
341 | 17-10. | Groundwater Treatment System - Stand Alone Large - Long Term > 6 mos. |  | Per Month | 0 | 0 | 0 | [10 empty] | FALSE | 17-10. | Groundwater Treatment System - Stand Alone Large - Long Term > 6 mos. | bar: 2
342 | 17-11. | Air Sparge System - Small - Short Term ≤ 6 mos. |  | Per Month | 0 | 0 | 0 | [10 empty] | FALSE | 17-11. | Air Sparge System - Small - Short Term ≤ 6 mos. | bar: 2
343 | 17-12. | Air Sparge System - Small - Long Term > 6 mos. |  | Per Month | 0 | 0 | 0 | [10 empty] | FALSE | 17-12. | Air Sparge System - Small - Long Term > 6 mos. | bar: 2
344 | 17-13. | Air Sparge System - Medium - Short Term ≤ 6 mos. |  | Per Month | 0 | 0 | 0 | [10 empty] | FALSE | 17-13. | Air Sparge System - Medium - Short Term ≤ 6 mos. | bar: 2
345 | 17-14. | Air Sparge System - Medium - Long Term > 6 mos. |  | Per Month | 0 | 0 | 0 | [10 empty] | FALSE | 17-14. | Air Sparge System - Medium - Long Term > 6 mos. | bar: 2
346 | 17-15. | Air Sparge System - Large - Short Term ≤ 6 mos. |  | Per Month | 0 | 0 | 0 | [10 empty] | FALSE | 17-15. | Air Sparge System - Large - Short Term ≤ 6 mos. | bar: 2
347 | 17-16. | Air Sparge System - Large - Long Term > 6 mos. |  | Per Month | 0 | 0 | 0 | [10 empty] | FALSE | 17-16. | Air Sparge System - Large - Long Term > 6 mos. | bar: 2
348 | 17-17. | AS/SVE System - Small - Short Term ≤ 6 mos. |  | Per Month | 0 | 0 | 0 | [10 empty] | FALSE | 17-17. | AS/SVE System - Small - Short Term ≤ 6 mos. | bar: 2
349 | 17-18. | AS/SVE System - Small - Long Term > 6 mos. |  | Per Month | 0 | 0 | 0 | [10 empty] | FALSE | 17-18. | AS/SVE System - Small - Long Term > 6 mos. | bar: 2
350 | 17-19. | AS/SVE System - Medium - Short Term ≤ 6 mos. |  | Per Month | 0 | 0 | 0 | [10 empty] | FALSE | 17-19. | AS/SVE System - Medium - Short Term ≤ 6 mos. | bar: 2
351 | 17-20. | AS/SVE System - Medium - Long Term > 6 mos. |  | Per Month | 0 | 0 | 0 | [10 empty] | FALSE | 17-20. | AS/SVE System - Medium - Long Term > 6 mos. | bar: 2
352 | 17-21. | AS/SVE System - Large - Short Term ≤ 6 mos. |  | Per Month | 0 | 0 | 0 | [10 empty] | FALSE | 17-21. | AS/SVE System - Large - Short Term ≤ 6 mos. | bar: 2
353 | 17-22. | AS/SVE System - Large - Long Term > 6 mos. |  | Per Month | 0 | 0 | 0 | [10 empty] | FALSE | 17-22. | AS/SVE System - Large - Long Term > 6 mos. | bar: 2
354 | 17-23. | MPE System - Small - Short Term ≤ 6 mos. |  | Per Month | 0 | 0 | 0 | [10 empty] | FALSE | 17-23. | MPE System - Small - Short Term ≤ 6 mos. | bar: 2
355 | 17-24. | MPE System - Small - Long Term > 6 mos. |  | Per Month | 0 | 0 | 0 | [10 empty] | FALSE | 17-24. | MPE System - Small - Long Term > 6 mos. | bar: 2
356 | 17-25. | MPE System - Medium - Short Term ≤ 6 mos. |  | Per Month | 0 | 0 | 0 | [10 empty] | FALSE | 17-25. | MPE System - Medium - Short Term ≤ 6 mos. | bar: 2
357 | 17-26. | MPE System - Medium - Long Term > 6 mos. |  | Per Month | 0 | 0 | 0 | [10 empty] | FALSE | 17-26. | MPE System - Medium - Long Term > 6 mos. | bar: 2
358 | 17-27. | MPE System - Large - Short Term ≤ 6 mos. |  | Per Month | 0 | 0 | 0 | [10 empty] | FALSE | 17-27. | MPE System - Large - Short Term ≤ 6 mos. | bar: 2
359 | 17-28. | MPE System - Large - Long Term > 6 mos. |  | Per Month | 0 | 0 | 0 | [10 empty] | FALSE | 17-28. | MPE System - Large - Long Term > 6 mos. | bar: 2
360 | 17-29. | Groundwater Treatment - Add On - Small - Short Term ≤ 6 mos. |  | Per Month | 0 | 0 | 0 | [10 empty] | FALSE | 17-29. | Groundwater Treatment - Add On - Small - Short Term ≤ 6 mos. | bar: 2
361 | 17-30. | Groundwater Treatment - Add On - Medium - Short Term ≤ 6 mos. |  | Per Month | 0 | 0 | 0 | [10 empty] | FALSE | 17-30. | Groundwater Treatment - Add On - Medium - Short Term ≤ 6 mos. | bar: 2
362 | 17-31. | Groundwater Treatment - Add On - Large - Short Term ≤ 6 mos. |  | Per Month | 0 | 0 | 0 | [10 empty] | FALSE | 17-31. | Groundwater Treatment - Add On - Large - Short Term ≤ 6 mos. | bar: 2
363 | 17-32. | Groundwater Treatment - Add On - Small - Long Term > 6 mos. |  | Per Month | 0 | 0 | 0 | [10 empty] | FALSE | 17-32. | Groundwater Treatment - Add On - Small - Long Term > 6 mos. | bar: 2
364 | 17-33. | Groundwater Treatment - Add On - Medium - Long Term > 6 mos. |  | Per Month | 0 | 0 | 0 | [10 empty] | FALSE | 17-33. | Groundwater Treatment - Add On - Medium - Long Term > 6 mos. | bar: 2
365 | 17-34. | Groundwater Treatment - Add On - Large - Long Term > 6 mos. |  | Per Month | 0 | 0 | 0 | [10 empty] | FALSE | 17-34. | Groundwater Treatment - Add On - Large - Long Term > 6 mos. | bar: 2
366 | 17-35. | Carbon Off Gas Treatment - Add On - Small - Short Term ≤ 6 mos. |  | Per Month | 0 | 0 | 0 | [10 empty] | FALSE | 17-35. | Carbon Off Gas Treatment - Add On - Small - Short Term ≤ 6 mos. | bar: 2
367 | 17-36. | Carbon Off Gas Treatment - Add On - Medium - Short Term ≤ 6 mos. |  | Per Month | 0 | 0 | 0 | [10 empty] | FALSE | 17-36. | Carbon Off Gas Treatment - Add On - Medium - Short Term ≤ 6 mos. | bar: 2
368 | 17-37. | Carbon Off Gas Treatment - Add On - Large - Short Term ≤ 6 mos. |  | Per Month | 0 | 0 | 0 | [10 empty] | FALSE | 17-37. | Carbon Off Gas Treatment - Add On - Large - Short Term ≤ 6 mos. | bar: 2
369 | 17-38. | Carbon Off Gas Treatment - Add On - Small- Long Term > 6 mos. |  | Per Month | 0 | 0 | 0 | [10 empty] | FALSE | 17-38. | Carbon Off Gas Treatment - Add On - Small- Long Term > 6 mos. | bar: 2
370 | 17-39. | Carbon Off Gas Treatment - Add On - Medium - Long Term > 6 mos. |  | Per Month | 0 | 0 | 0 | [10 empty] | FALSE | 17-39. | Carbon Off Gas Treatment - Add On - Medium - Long Term > 6 mos. | bar: 2
371 | 17-40. | Carbon Off Gas Treatment - Add On - Large - Long Term > 6 mos. |  | Per Month | 0 | 0 | 0 | [10 empty] | FALSE | 17-40. | Carbon Off Gas Treatment - Add On - Large - Long Term > 6 mos. | bar: 2
372 | 17-41. | Thermox/Catox Off Gas Treatment - Add On - Small - Short Term ≤ 6 mos. |  | Per Month | 0 | 0 | 0 | [10 empty] | FALSE | 17-41. | Thermox/Catox Off Gas Treatment - Add On - Small - Short Term ≤ 6 mos. | bar: 2
373 | 17-42. | Thermox/Catox Off Gas Treatment - Add On - Medium - Short Term ≤ 6 mos. |  | Per Month | 0 | 0 | 0 | [10 empty] | FALSE | 17-42. | Thermox/Catox Off Gas Treatment - Add On - Medium - Short Term ≤ 6 mos. | bar: 2
374 | 17-43. | Thermox/Catox Off Gas Treatment - Add On - Large - Short Term ≤ 6 mos. |  | Per Month | 0 | 0 | 0 | [10 empty] | FALSE | 17-43. | Thermox/Catox Off Gas Treatment - Add On - Large - Short Term ≤ 6 mos. | bar: 2
375 | 17-44. | Thermox/Catox Off Gas Treatment - Add On - Small - Long Term > 6 mos. |  | Per Month | 0 | 0 | 0 | [10 empty] | FALSE | 17-44. | Thermox/Catox Off Gas Treatment - Add On - Small - Long Term > 6 mos. | bar: 2
376 | 17-45. | Thermox/Catox Off Gas Treatment - Add On - Medium - Long Term > 6 mos. |  | Per Month | 0 | 0 | 0 | [10 empty] | FALSE | 17-45. | Thermox/Catox Off Gas Treatment - Add On - Medium - Long Term > 6 mos. | bar: 2
377 | 17-46. | Thermox/Catox Off Gas Treatment - Add On - Large - Long Term > 6 mos. |  | Per Month | 0 | 0 | 0 | [10 empty] | FALSE | 17-46. | Thermox/Catox Off Gas Treatment - Add On - Large - Long Term > 6 mos. | bar: 2
378 | 17-47. | Soil Vapor Extraction (SVE) System - Small - Short Term ≤ 6 Months |  | Per Month | 0 | 0 | 0 | [10 empty] | FALSE | 17-47. | Soil Vapor Extraction (SVE) System - Small - Short Term ≤ 6 Months | bar: 2
379 | 17-48. | Soil Vapor Extraction (SVE) System - Small - Long Term > 6 Months |  | Per Month | 0 | 0 | 0 | [10 empty] | FALSE | 17-48. | Soil Vapor Extraction (SVE) System - Small - Long Term > 6 Months | bar: 2
380 | 17-49. | Soil Vapor Extraction (SVE) System - Medium - Short Term ≤ 6 Months |  | Per Month | 0 | 0 | 0 | [10 empty] | FALSE | 17-49. | Soil Vapor Extraction (SVE) System - Medium - Short Term ≤ 6 Months | bar: 2
381 | 17-50. | Soil Vapor Extraction (SVE) System - Medium - Long Term > 6 Months |  | Per Month | 0 | 0 | 0 | [10 empty] | FALSE | 17-50. | Soil Vapor Extraction (SVE) System - Medium - Long Term > 6 Months | bar: 2
382 | 17-51. | Soil Vapor Extraction (SVE) System - Large - Short Term ≤ 6 Months |  | Per Month | 0 | 0 | 0 | [10 empty] | FALSE | 17-51. | Soil Vapor Extraction (SVE) System - Large - Short Term ≤ 6 Months | bar: 2
383 | 17-52. | Soil Vapor Extraction (SVE) System - Large - Long Term > 6 Months |  | Per Month | 0 | 0 | 0 | [10 empty] | FALSE | 17-52. | Soil Vapor Extraction (SVE) System - Large - Long Term > 6 Months | bar: 2
384 | 17-53. | Air Sparge/Multphase Extraction (AS/MPE) System - Small - Short Term ≤ 6 Months |  | Per Month | 0 | 0 | 0 | [10 empty] | FALSE | 17-53. | Air Sparge/Multphase Extraction (AS/MPE) System - Small - Short Term ≤ 6 Months | bar: 2
385 | 17-54. | Air Sparge/Multphase Extraction (AS/MPE) System - Small - Long Term > 6 Months |  | Per Month | 0 | 0 | 0 | [10 empty] | FALSE | 17-54. | Air Sparge/Multphase Extraction (AS/MPE) System - Small - Long Term > 6 Months | bar: 2
386 | 17-55. | Air Sparge/Multphase Extraction (AS/MPE) System - Medium - Short Term ≤ 6 Months |  | Per Month | 0 | 0 | 0 | [10 empty] | FALSE | 17-55. | Air Sparge/Multphase Extraction (AS/MPE) System - Medium - Short Term ≤ 6 Months | bar: 2
387 | 17-56. | Air Sparge/Multphase Extraction (AS/MPE) System - Medium - Long Term > 6 Months |  | Per Month | 0 | 0 | 0 | [10 empty] | FALSE | 17-56. | Air Sparge/Multphase Extraction (AS/MPE) System - Medium - Long Term > 6 Months | bar: 2
388 | 17-57. | Air Sparge/Multphase Extraction (AS/MPE) System - Large - Short Term ≤ 6 Months |  | Per Month | 0 | 0 | 0 | [10 empty] | FALSE | 17-57. | Air Sparge/Multphase Extraction (AS/MPE) System - Large - Short Term ≤ 6 Months | bar: 2
389 | 17-58. | Air Sparge/Multphase Extraction (AS/MPE) System - Large - Long Term > 6 Months |  | Per Month | 0 | 0 | 0 | [10 empty] | FALSE | 17-58. | Air Sparge/Multphase Extraction (AS/MPE) System - Large - Long Term > 6 Months | bar: 2
390 | 17-59. | In-Situ Chemical Oxidation (including Ozone) System – Small – Long Term > 6 Months |  | Per Month | 0 | 0 | 0 | [10 empty] | FALSE | 17-59. | In-Situ Chemical Oxidation (including Ozone) System – Small – Long Term > 6 Months | bar: 2
391 | 17-60. | In-Situ Chemical Oxidation (including Ozone) System – Small - Short Term ≤ 6 Months |  | Per Month | 0 | 0 | 0 | [10 empty] | FALSE | 17-60. | In-Situ Chemical Oxidation (including Ozone) System – Small - Short Term ≤ 6 Months | bar: 2
392 | 17-61. | In-Situ Chemical Oxidation (including Ozone) System – Medium – Long Term > 6 Months |  | Per Month | 0 | 0 | 0 | [10 empty] | FALSE | 17-61. | In-Situ Chemical Oxidation (including Ozone) System – Medium – Long Term > 6 Months | bar: 2
393 | 17-62. | In-Situ Chemical Oxidation (including Ozone) System – Medium - Short Term ≤ 6 Months |  | Per Month | 0 | 0 | 0 | [10 empty] | FALSE | 17-62. | In-Situ Chemical Oxidation (including Ozone) System – Medium - Short Term ≤ 6 Months | bar: 2
394 | 17-63. | In-Situ Chemical Oxidation (including Ozone) System – Large - Long Term > 6 Months |  | Per Month | 0 | 0 | 0 | [10 empty] | FALSE | 17-63. | In-Situ Chemical Oxidation (including Ozone) System – Large - Long Term > 6 Months | bar: 2
395 | 17-64. | In-Situ Chemical Oxidation (including Ozone) System – Large -Short Term ≤ 6 Months |  | Per Month | 0 | 0 | 0 | [10 empty] | FALSE | 17-64. | In-Situ Chemical Oxidation (including Ozone) System – Large -Short Term ≤ 6 Months | bar: 2
396 | 18. | REPORTS (Excluding Professional Engineering and Professional Geology Services) | [15 empty] | FALSE |  | REPORTS (Excluding Professional Engineering and Professional Geology Services)
397 | 18-1. | Soil Source Removal Report |  | Per Report | 0 | 0 | 0 | [10 empty] | FALSE | 18-1. | Soil Source Removal Report
398 | 18-2. | General Site Assessment Report |  | Per Report | 0 | 0 | 0 | [10 empty] | FALSE | 18-2. | General Site Assessment Report
399 | 18-3. | Supplemental Site Assessment Report |  | Per Report | 0 | 0 | 0 | [10 empty] | FALSE | 18-3. | Supplemental Site Assessment Report
400 | 18-4. | Receptor and Exposure Pathway Report |  | Per Report | 0 | 0 | 0 | [10 empty] | FALSE | 18-4. | Receptor and Exposure Pathway Report
401 | 18-5. | Level 1 Natural Attenuation Monitoring Plan |  | Per Plan | 0 | 0 | 0 | [10 empty] | FALSE | 18-5. | Level 1 Natural Attenuation Monitoring Plan
402 | 18-6. | Level 2 Natural Attenuation Monitoring Plan |  | Per Plan | 0 | 0 | 0 | [10 empty] | FALSE | 18-6. | Level 2 Natural Attenuation Monitoring Plan
403 | 18-7. | Natural Attenuation or Post RA Monitoring Report, Quarterly or Non-Annual |  | Per Report | 0 | 0 | 0 | [10 empty] | FALSE | 18-7. | Natural Attenuation or Post RA Monitoring Report, Quarterly or Non-Annual
404 | 18-8. | Natural Attenuation or Post RA Monitoring Report, Annual |  | Per Report | 0 | 0 | 0 | [10 empty] | FALSE | 18-8. | Natural Attenuation or Post RA Monitoring Report, Annual
405 | 18-9. | Pilot Test Plan |  | Per Plan | 0 | 0 | 0 | [10 empty] | FALSE | 18-9. | Pilot Test Plan
406 | 18-10. | Pilot Test Report |  | Per Report | 0 | 0 | 0 | [10 empty] | FALSE | 18-10. | Pilot Test Report
407 | 18-11. | Level 1 Remedial Action Plan |  | Per Plan | 0 | 0 | 0 | [10 empty] | FALSE | 18-11. | Level 1 Remedial Action Plan
408 | 18-12. | Level 2 Remedial Action Plan |  | Per Plan | 0 | 0 | 0 | [10 empty] | FALSE | 18-12. | Level 2 Remedial Action Plan
410 | 18-13. | Level 1 Limited Scope Remedial Action Plan or RAP Modification Plan |  | Per Plan | 0 | 0 | 0 | [10 empty] | FALSE | 18-13. | Level 1 Limited Scope Remedial Action Plan or RAP Modification Plan
411 | 18-14. | Level 2 Limited Scope Remedial Action Plan or RAP Modification Plan |  | Per Plan | 0 | 0 | 0 | [10 empty] | FALSE | 18-14. | Level 2 Limited Scope Remedial Action Plan or RAP Modification Plan
412 | 18-15. | Level 3 Limited Scope Remedial Action Plan or RAP Modification Plan |  | Per Plan | 0 | 0 | 0 | [10 empty] | FALSE | 18-15. | Level 3 Limited Scope Remedial Action Plan or RAP Modification Plan
413 | 18-16. | Level 4 Limited Scope Remedial Action Plan or RAP Modification Plan |  | Per Plan | 0 | 0 | 0 | [10 empty] | FALSE | 18-16. | Level 4 Limited Scope Remedial Action Plan or RAP Modification Plan
414 | 18-17. | Construction Drawings and Design Specifications |  | Per Report | 0 | 0 | 0 | [10 empty] | FALSE | 18-17. | Construction Drawings and Design Specifications
415 | 18-18. | As-Built Drawings (P.E. Sealed red lined modifications) |  | Per Drawings | 0 | 0 | 0 | [10 empty] | FALSE | 18-18. | As-Built Drawings (P.E. Sealed red lined modifications)
416 | 18-19. | Remedial Action Startup Report |  | Per Report | 0 | 0 | 0 | [10 empty] | FALSE | 18-19. | Remedial Action Startup Report
417 | 18-20. | Letter/NPDES Report |  | Per Report | 0 | 0 | 0 | [10 empty] | FALSE | 18-20. | Letter/NPDES Report
418 | 18-21. | Operation and Maintenance Report, Quarterly or Non-Annual |  | Per Report | 0 | 0 | 0 | [10 empty] | FALSE | 18-21. | Operation and Maintenance Report, Quarterly or Non-Annual | bar: 2
419 | 18-22. | Operation and Maintenance Annual Report |  | Per Report | 0 | 0 | 0 | [10 empty] | FALSE | 18-22. | Operation and Maintenance Annual Report | bar: 2
420 | 18-23. | Remedial Action General Report |  | Per Report | 0 | 0 | 0 | [10 empty] | FALSE | 18-23. | Remedial Action General Report
421 | 18-24. | Remedial Action Interim Report |  | Per Report | 0 | 0 | 0 | [10 empty] | FALSE | 18-24. | Remedial Action Interim Report
422 | 18-25. | Free Product Recovery Report |  | Per Report | 0 | 0 | 0 | [10 empty] | FALSE | 18-25. | Free Product Recovery Report
423 | 18-26. | Well Abandonment/Site Restoration Report |  | Per Report | 0 | 0 | 0 | [10 empty] | FALSE | 18-26. | Well Abandonment/Site Restoration Report
424 | 18-27. | Interim Assessment Report |  | Per Report | 0 | 0 | 0 | [10 empty] | FALSE | 18-27. | Interim Assessment Report
425 | 19. | PERSONNEL (Excluding Professional Engineer and Professional Geologist) | [15 empty] | FALSE |  | PERSONNEL (Excluding Professional Engineer and Professional Geologist)
426 | 19-1. | Program/Contract Manager |  | Per Hour | 0 | 0 | 0 | [10 empty] | FALSE | 19-1. | Program/Contract Manager
427 | 19-2. | Project/Site Manager |  | Per Hour | 0 | 0 | 0 | [10 empty] | FALSE | 19-2. | Project/Site Manager
428 | 19-3. | Engineer |  | Per Hour | 0 | 0 | 0 | [10 empty] | FALSE | 19-3. | Engineer
429 | 19-4. | Geologist/Geoscientist |  | Per Hour | 0 | 0 | 0 | [10 empty] | FALSE | 19-4. | Geologist/Geoscientist
430 | 19-5. | Hydrogeologist/Modeler |  | Per Hour | 0 | 0 | 0 | [10 empty] | FALSE | 19-5. | Hydrogeologist/Modeler
431 | 19-6. | Scientist/Technical Specialist |  | Per Hour | 0 | 0 | 0 | [10 empty] | FALSE | 19-6. | Scientist/Technical Specialist
432 | 19-7. | Assistant Scientist/Technical Specialist |  | Per Hour | 0 | 0 | 0 | [10 empty] | FALSE | 19-7. | Assistant Scientist/Technical Specialist
433 | 19-8. | Field Technician |  | Per Hour | 0 | 0 | 0 | [10 empty] | FALSE | 19-8. | Field Technician
434 | 19-9. | Draftsperson |  | Per Hour | 0 | 0 | 0 | [10 empty] | FALSE | 19-9. | Draftsperson
435 | 19-10. | Administrative Staff |  | Per Hour | 0 | 0 | 0 | [10 empty] | FALSE | 19-10. | Administrative Staff
436 | 19-11. | Laborers and Security Guards |  | Per Hour | 0 | 0 | 0 | [10 empty] | FALSE | 19-11. | Laborers and Security Guards
437 | 20. | PROFESSIONAL ENGINEERING AND PROFESSIONAL GEOLOGY SERVICES | [15 empty] | FALSE |  | PROFESSIONAL ENGINEERING AND PROFESSIONAL GEOLOGY SERVICES
438 | 20-1. | Professional Engineer |  | Per Hour | 0 | 0 | 0 | [10 empty] | FALSE | 20-1. | Professional Engineer
439 | 20-2. | Professional Geologist |  | Per Hour | 0 | 0 | 0 | [10 empty] | FALSE | 20-2. | Professional Geologist
440 | 20-3. | P.G. Field Oversight of Drilling and Boring and Soil-Boring Logging |  | Per Hour | 0 | 0 | 0 | [10 empty] | FALSE | 20-3. | P.G. Field Oversight of Drilling and Boring and Soil-Boring Logging
441 | 20-4. | P.G. Field Oversight of Well Installation |  | Per Hour | 0 | 0 | 0 | [10 empty] | FALSE | 20-4. | P.G. Field Oversight of Well Installation
442 | 20-5. | P.E. Project Oversight for Remediation Technology Pilot Testing |  | Per Test | 0 | 0 | 0 | [10 empty] | FALSE | 20-5. | P.E. Project Oversight for Remediation Technology Pilot Testing
443 | 20-6.a. | P.E. Project Oversight for Remediation System Integration and Startup - Small System |  | Per System | 0 | 0 | 0 | [10 empty] | FALSE | 20-6.a. | P.E. Project Oversight for Remediation System Integration and Startup - Small System
444 | 20-6.b. | P.E. Project Oversight for Remediation System Integration and Startup - Medium System |  | Per System | 0 | 0 | 0 | [10 empty] | FALSE | 20-6.b. | P.E. Project Oversight for Remediation System Integration and Startup - Medium System
445 | 20-6.c. | P.E. Project Oversight for Remediation System Integration and Startup - Large System |  | Per System | 0 | 0 | 0 | [10 empty] | FALSE | 20-6.c. | P.E. Project Oversight for Remediation System Integration and Startup - Large System
446 | 20-6.d. | P.E. Project Oversight for Remediation System Integration and Startup - Extra Large System |  | Per System | 0 | 0 | 0 | [10 empty] | FALSE | 20-6.d. | P.E. Project Oversight for Remediation System Integration and Startup - Extra Large System
447 | 20-7.a. | P.E. Project Oversight for Short Term or Episodic Remediation System Operation |  | Per Day | 0 | 0 | 0 | [10 empty] | FALSE | 20-7.a. | P.E. Project Oversight for Short Term or Episodic Remediation System Operation | bar: 2
448 | 20-7.b. | P.E. Project Oversight for Short Term or Episodic Remediation System Operation |  | Per Week | 0 | 0 | 0 | [10 empty] | FALSE | 20-7.b. | P.E. Project Oversight for Short Term or Episodic Remediation System Operation | bar: 2
449 | 20-8. | P.E. Project Oversight for Remediation System Operation and Maintenance |  | Per Month | 0 | 0 | 0 | [10 empty] | FALSE | 20-8. | P.E. Project Oversight for Remediation System Operation and Maintenance | bar: 2
450 | 20-9. | P.E. Review and Certification of Sufficiency of Engineering Controls (other than permanent, impermeable surface or top two feet of clean fill), with Monitoring and Maintenance Recommendations Required for a Conditional NFA |  | Per Review and Certification | 0 | 0 | 0 | [10 empty] | FALSE | 20-9. | P.E. Review and Certification of Sufficiency of Engineering Controls (other than permanent, impermeable surface or top two feet of clean fill), with Monitoring and Maintenance Recommendations Required for a Conditional NFA
451 | 20-10. | P.G. or Qualified P.E. Review and Certification of Sufficiency of Engineering Controls Limited to Permanent, Impermeable Surface or Top Two Feet of Clean Fill with Monitoring and Maintenance Recommendations Required for a Conditional NFA |  | Per Review and Certification | 0 | 0 | 0 | [10 empty] | FALSE | 20-10. | P.G. or Qualified P.E. Review and Certification of Sufficiency of Engineering Controls Limited to Permanent, Impermeable Surface or Top Two Feet of Clean Fill with Monitoring and Maintenance Recommendations Required for a Conditional NFA
452 | 20-11. | P.E. Design and Certification of Plans and Project Oversight of Installation for Engineering Controls (other than permanent, impermeable surface or top two feet of clean fill) required for a conditional NFA |  | Per Engineering Controls Installation | 0 | 0 | 0 | [10 empty] | FALSE | 20-11. | P.E. Design and Certification of Plans and Project Oversight of Installation for Engineering Controls (other than permanent, impermeable surface or top two feet of clean fill) required for a conditional NFA
453 | 20-12. | P.G. or Qualified P.E. Review, Evaluation and Certification of Plans and Project Oversight for Installation of Engineering Controls Limited to Permanent, Impermeable Surface or Top Two Feet of Clean Fill Required for a Conditional NFA |  | Per Engineering Controls Installation | 0 | 0 | 0 | [10 empty] | FALSE | 20-12. | P.G. or Qualified P.E. Review, Evaluation and Certification of Plans and Project Oversight for Installation of Engineering Controls Limited to Permanent, Impermeable Surface or Top Two Feet of Clean Fill Required for a Conditional NFA
454 | 20-13. | P.G. or P.E. Review, Evaluation and Certification of a Soil Source Removal Report That Includes a Recommendation for NFA |  | Per Report | 0 | 0 | 0 | [10 empty] | FALSE | 20-13. | P.G. or P.E. Review, Evaluation and Certification of a Soil Source Removal Report That Includes a Recommendation for NFA
455 | 20-14. | P.G. or Qualified P.E. Review, Evaluation and Certification of a General Site Assessment Report |  | Per Report | 0 | 0 | 0 | [10 empty] | FALSE | 20-14. | P.G. or Qualified P.E. Review, Evaluation and Certification of a General Site Assessment Report
456 | 20-15. | P.G. or Qualified P.E. Review, Evaluation and Certification of a Supplemental Site Assessment Report |  | Per Report | 0 | 0 | 0 | [10 empty] | FALSE | 20-15. | P.G. or Qualified P.E. Review, Evaluation and Certification of a Supplemental Site Assessment Report
457 | 20-16. | P.G. or P.E. Review, Evaluation and Certification of a Receptor and Exposure Pathway Report |  | Per Report | 0 | 0 | 0 | [10 empty] | FALSE | 20-16. | P.G. or P.E. Review, Evaluation and Certification of a Receptor and Exposure Pathway Report
458 | 20-17. | P.E. Review, Evaluation and Certification of a Level 1 Natural Attenuation Monitoring Plan |  | Per Plan | 0 | 0 | 0 | [10 empty] | FALSE | 20-17. | P.E. Review, Evaluation and Certification of a Level 1 Natural Attenuation Monitoring Plan
459 | 20-18. | P.E. Review, Evaluation and Certification of a Level 2 Natural Attenuation Monitoring Plan |  | Per Plan | 0 | 0 | 0 | [10 empty] | FALSE | 20-18. | P.E. Review, Evaluation and Certification of a Level 2 Natural Attenuation Monitoring Plan
460 | 20-19. | P.E. or P.G. Review, Evaluation and Certification of a Non-Annual Natural Attenuation or Post RA Monitoring Report That Includes a Recommendation for NFA or a Recommendation to Modify the Approved Monitoring Plan. |  | Per Report | 0 | 0 | 0 | [10 empty] | FALSE | 20-19. | P.E. or P.G. Review, Evaluation and Certification of a Non-Annual Natural Attenuation or Post RA Monitoring Report That Includes a Recommendation for NFA or a Recommendation to Modify the Approved Monitoring Plan.
461 | 20-20. | P.G or P.E. Review, Evaluation and Certification of an Annual Natural Attenuation Monitoring Report |  | Per Report | 0 | 0 | 0 | [10 empty] | FALSE | 20-20. | P.G or P.E. Review, Evaluation and Certification of an Annual Natural Attenuation Monitoring Report
462 | 20-21. | P.E. Review, Evaluation and Certification of a Pilot Test Plan |  | Per Plan | 0 | 0 | 0 | [10 empty] | FALSE | 20-21. | P.E. Review, Evaluation and Certification of a Pilot Test Plan
463 | 20-22. | P.E. Review, Evaluation and Certification of a Pilot Test Report |  | Per Report | 0 | 0 | 0 | [10 empty] | FALSE | 20-22. | P.E. Review, Evaluation and Certification of a Pilot Test Report
464 | 20-23. | P.E. Review, Evaluation and Certification of a Level 1 Remedial Action Plan |  | Per Plan | 0 | 0 | 0 | [10 empty] | FALSE | 20-23. | P.E. Review, Evaluation and Certification of a Level 1 Remedial Action Plan
466 | 20-24. | P.E. Review, Evaluation and Certification of a Level 2 Remedial Action Plan |  | Per Plan | 0 | 0 | 0 | [10 empty] | FALSE | 20-24. | P.E. Review, Evaluation and Certification of a Level 2 Remedial Action Plan
467 | 20-25. | P.E. Review, Evaluation and Certification of a Level 1 Limited Scope Remedial Action Plan or RAP Modification Plan |  | Per Plan | 0 | 0 | 0 | [10 empty] | FALSE | 20-25. | P.E. Review, Evaluation and Certification of a Level 1 Limited Scope Remedial Action Plan or RAP Modification Plan
468 | 20-26. | P.E. Review, Evaluation and Certification of a Level 2 Limited Scope Remedial Action Plan or RAP Modification Plan |  | Per Plan | 0 | 0 | 0 | [10 empty] | FALSE | 20-26. | P.E. Review, Evaluation and Certification of a Level 2 Limited Scope Remedial Action Plan or RAP Modification Plan
469 | 20-27. | P.E. Review, Evaluation and Certification of a Level 3 Limited Scope Remedial Action Plan or RAP Modification Plan |  | Per Plan | 0 | 0 | 0 | [10 empty] | FALSE | 20-27. | P.E. Review, Evaluation and Certification of a Level 3 Limited Scope Remedial Action Plan or RAP Modification Plan
470 | 20-28. | P.E. Review, Evaluation and Certification of a Level 4 Limited Scope Remedial Action Plan or RAP Modification Plan |  | Per Plan | 0 | 0 | 0 | [10 empty] | FALSE | 20-28. | P.E. Review, Evaluation and Certification of a Level 4 Limited Scope Remedial Action Plan or RAP Modification Plan
471 | 20-29. | P.E. Review, Evaluation and Certification of As-Built Drawings (P.E. sealed red lined modifications) |  | Per Set of Drawings | 0 | 0 | 0 | [10 empty] | FALSE | 20-29. | P.E. Review, Evaluation and Certification of As-Built Drawings (P.E. sealed red lined modifications)
472 | 20-30. | P.E. Review, Evaluation and Certification of a Remedial Action Startup Report That Includes a Recommendation for System Modification or Significant Change in the Course of Action |  | Per Report | 0 | 0 | 0 | [10 empty] | FALSE | 20-30. | P.E. Review, Evaluation and Certification of a Remedial Action Startup Report That Includes a Recommendation for System Modification or Significant Change in the Course of Action
473 | 20-31. | P.E. Review, Evaluation and Certification of a Non-Annual Operation and Maintenance Report That Includes Significant Proposed Changes to the Approved RAP |  | Per Report | 0 | 0 | 0 | [10 empty] | FALSE | 20-31. | P.E. Review, Evaluation and Certification of a Non-Annual Operation and Maintenance Report That Includes Significant Proposed Changes to the Approved RAP | bar: 2
474 | 20-32. | P.E. Review, Evaluation and Certification of an Annual Operation and Maintenance Report |  | Per Report | 0 | 0 | 0 | [10 empty] | FALSE | 20-32. | P.E. Review, Evaluation and Certification of an Annual Operation and Maintenance Report | bar: 2
475 | 20-33. | P.G or P.E. Review, Evaluation and Certification of a Remedial Action General Report |  | Per Report | 0 | 0 | 0 | [10 empty] | FALSE | 20-33. | P.G or P.E. Review, Evaluation and Certification of a Remedial Action General Report
476 | 20-34. | P.G or P.E. Review, Evaluation and Certification of an Interim Assessment or Remedial Action Report That Includes a Recommendation for System Modification or Significant Change in the Course of Action |  | Per Report | 0 | 0 | 0 | [10 empty] | FALSE | 20-34. | P.G or P.E. Review, Evaluation and Certification of an Interim Assessment or Remedial Action Report That Includes a Recommendation for System Modification or Significant Change in the Course of Action
477 | 20-35. | P.E. Review, Evaluation, and Certification of Construction Drawings |  | Per Set of Drawings | 0 | 0 | 0 | [10 empty] | FALSE | 20-35. | P.E. Review, Evaluation, and Certification of Construction Drawings
478 | 20-36. | P.E. Review, Evaluation, and Certification of Annual PARM Report |  | Per Report | 0 | 0 | 0 | [10 empty] | FALSE | 20-36. | P.E. Review, Evaluation, and Certification of Annual PARM Report
479 | 21. | MISCELLANEOUS ITEMS |  | ' | [13 empty] | FALSE |  | MISCELLANEOUS ITEMS
480 | 21-1. |  |  | Reimbursable* | 1 | 1 | 0 | [10 empty] | FALSE | 21-1. | 0
481 | 21-2. |  |  | Reimbursable* | 1 | 1 | 0 | [10 empty] | FALSE | 21-2. | 0
482 | 21-3. |  |  | Reimbursable* | 1 | 1 | 0 | [10 empty] | FALSE | 21-3. | 0
483 | 21-4. |  |  | Reimbursable* | 1 | 1 | 0 | [10 empty] | FALSE | 21-4. | 0
484 | 21-5. |  |  | Reimbursable* | 1 | 1 | 0 | [10 empty] | FALSE | 21-5. | 0
485 | 21-6. |  |  | Reimbursable* | 1 | 1 | 0 | [10 empty] | FALSE | 21-6. | 0
486 | 21-7. |  |  | Reimbursable* | 1 | 1 | 0 | [10 empty] | FALSE | 21-7. | 0
487 | 21-8. |  |  | Reimbursable* | 1 | 1 | 0 | [10 empty] | FALSE | 21-8. | 0
488 | 21-9. |  |  | Reimbursable* | 1 | 1 | 0 | [10 empty] | FALSE | 21-9. | 0
489 | 21-10. |  |  | Reimbursable* | 1 | 1 | 0 | [10 empty] | FALSE | 21-10. | 0
450 | 21-11. |  |  | Reimbursable* | 1 | 1 | 0 | [10 empty] | FALSE | 21-11. | 0
451 | 21-12. |  |  | Reimbursable* | 1 | 1 | 0 | [10 empty] | FALSE | 21-12. | 0
452 | 21-13. |  |  | Reimbursable* | 1 | 1 | 0 | [10 empty] | FALSE | 21-13. | 0
453 | 21-14. |  |  | Reimbursable* | 1 | 1 | 0 | [10 empty] | FALSE | 21-14. | 0
454 | 21-15. |  |  | Reimbursable* | 1 | 1 | 0 | [10 empty] | FALSE | 21-15. | 0
455 | 21-16. |  |  | Reimbursable* | 1 | 1 | 0 | [10 empty] | FALSE | 21-16. | 0
456 | 21-17. |  |  | Reimbursable* | 1 | 1 | 0 | [10 empty] | FALSE | 21-17. | 0
457 | 21-18. |  |  | Reimbursable* | 1 | 1 | 0 | [10 empty] | FALSE | 21-18. | 0
458 | 21-19. |  |  | Reimbursable* | 1 | 1 | 0 | [10 empty] | FALSE | 21-19. | 0
459 | 21-20. |  |  | Reimbursable* | 1 | 1 | 0 | [10 empty] | FALSE | 21-20. | 0
460 | 21-21. |  |  | Reimbursable* | 1 | 1 | 0 | [10 empty] | FALSE | 21-21. | 0
461 | 21-22. |  |  | Reimbursable* | 1 | 1 | 0 | [10 empty] | FALSE | 21-22. | 0
462 | 21-23. |  |  | Reimbursable* | 1 | 1 | 0 | [10 empty] | FALSE | 21-23. | 0
463 | 21-24. |  |  | Reimbursable* | 1 | 1 | 0 | [10 empty] | FALSE | 21-24. | 0
464 | 21-25. |  |  | Reimbursable* | 1 | 1 | 0 | [10 empty] | FALSE | 21-25. | 0
465 | 21-26. |  |  | Reimbursable* | 1 | 1 | 0 | [10 empty] | FALSE | 21-26. | 0
466 | 21-27. |  |  | Reimbursable* | 1 | 1 | 0 | [10 empty] | FALSE | 21-27. | 0
467 | 21-28. |  |  | Reimbursable* | 1 | 1 | 0 | [10 empty] | FALSE | 21-28. | 0
468 | 21-29. |  |  | Reimbursable* | 1 | 1 | 0 | [10 empty] | FALSE | 21-29. | 0
469 | 21-30. |  |  | Reimbursable* | 1 | 1 | 0 | [10 empty] | FALSE | 21-30. | 0
470 | 22. | Contingent Funding |  | ' | [13 empty] | FALSE |  | Contingent Funding
| 22-1. | Contingent Funding - Allowance only to be used as offset for field change orders |  | NOT BILLABLE | 1 | 1 | 0 | [10 empty] | FALSE | 22-1. | Contingent Funding - Allowance only to be used as offset for field change orders
| *For reimbursable pay items the cost listed is a "not to exceed" amount. Fees will be reimbursed for the pay item based on the actual invoice. Please note, the unit of measure for these items will be displayed as dollars for invoicing purposes. Please refer to the Scope of Work for additional description of these items. | [6 empty] | 10: Version 20.0 | TRUE |  | 0
Note on I7: OFFICE ACTIVITIES
Note on J7: QUARTERLY/ANNUAL O&M
Note on I11: Use this item for Direct Assign work scopes for continuing work.
Note on J25: Contractor is typically allowed one mobilization per week, unless they are performing two different tasks (well install and groundwater sampling), that are separated by at least a day. One mobilization per vehicle (typically 1 vehicle). Only allowed for groundwater sampling event, mobilization is included in the monthly O&M pay item.
Note on J93: Used for Monitor Well Sampling.
Note on J94: Used for Monitor Well Sampling.
Note on J95: Used for sampling potable/irrigation wells.
Note on J96: Used for collecting samples from surface water, tap water and for collecting groundwater grab samples.
Note on J99: Only used to gauge depth to water/product for wells you are not sampling. Monitoring well sampling includes gauging depth to water. If wells have a history of being dry or having submerged well screens, you can include additional gauging items in case wells cannot be sampled and can only be gauged. This will prevent the need for a change order later.
Note on J102: Remediation System Vapor Sampling.
Note on J103: For preparation and submittal of ADaPT files. Allowable once per sampling event.
Note on J130: Make sure the method you select matches what is required in the Scope of Work. If the analysis you need is not in this section, list in Section 21. A quote from the laboratory will be needed for rates in Section 21.
Note on J131: Make sure the method you select matches what is required in the Scope of Work. If the analysis you need is not in this section, list in Section 21. A quote from the laboratory will be needed for rates in Section 21.
Note on J132: Make sure the method you select matches what is required in the Scope of Work. If the analysis you need is not in this section, list in Section 21. A quote from the laboratory will be needed for rates in Section 21.
Note on J133: Make sure the method you select matches what is required in the Scope of Work. If the analysis you need is not in this section, list in Section 21. A quote from the laboratory will be needed for rates in Section 21.
Note on J134: Make sure the method you select matches what is required in the Scope of Work. If the analysis you need is not in this section, list in Section 21. A quote from the laboratory will be needed for rates in Section 21.
Note on J135: Make sure the method you select matches what is required in the Scope of Work. If the analysis you need is not in this section, list in Section 21. A quote from the laboratory will be needed for rates in Section 21.
Note on J136: Make sure the method you select matches what is required in the Scope of Work. If the analysis you need is not in this section, list in Section 21. A quote from the laboratory will be needed for rates in Section 21.
Note on J137: Make sure the method you select matches what is required in the Scope of Work. If the analysis you need is not in this section, list in Section 21. A quote from the laboratory will be needed for rates in Section 21.
Note on J138: Make sure the method you select matches what is required in the Scope of Work. If the analysis you need is not in this section, list in Section 21. A quote from the laboratory will be needed for rates in Section 21.
Note on J139: Make sure the method you select matches what is required in the Scope of Work. If the analysis you need is not in this section, list in Section 21. A quote from the laboratory will be needed for rates in Section 21.
Note on J140: Make sure the method you select matches what is required in the Scope of Work. If the analysis you need is not in this section, list in Section 21. A quote from the laboratory will be needed for rates in Section 21.
Note on J141: Make sure the method you select matches what is required in the Scope of Work. If the analysis you need is not in this section, list in Section 21. A quote from the laboratory will be needed for rates in Section 21.
Note on J142: Make sure the method you select matches what is required in the Scope of Work. If the analysis you need is not in this section, list in Section 21. A quote from the laboratory will be needed for rates in Section 21.
Note on J143: Make sure the method you select matches what is required in the Scope of Work. If the analysis you need is not in this section, list in Section 21. A quote from the laboratory will be needed for rates in Section 21.
Note on J144: Make sure the method you select matches what is required in the Scope of Work. If the analysis you need is not in this section, list in Section 21. A quote from the laboratory will be needed for rates in Section 21.
Note on J145: Make sure the method you select matches what is required in the Scope of Work. If the analysis you need is not in this section, list in Section 21. A quote from the laboratory will be needed for rates in Section 21.
Note on J146: Make sure the method you select matches what is required in the Scope of Work. If the analysis you need is not in this section, list in Section 21. A quote from the laboratory will be needed for rates in Section 21.
Note on J147: Make sure the method you select matches what is required in the Scope of Work. If the analysis you need is not in this section, list in Section 21. A quote from the laboratory will be needed for rates in Section 21.
Note on J148: Make sure the method you select matches what is required in the Scope of Work. If the analysis you need is not in this section, list in Section 21. A quote from the laboratory will be needed for rates in Section 21.
Note on J149: Make sure the method you select matches what is required in the Scope of Work. If the analysis you need is not in this section, list in Section 21. A quote from the laboratory will be needed for rates in Section 21.
Note on J150: Make sure the method you select matches what is required in the Scope of Work. If the analysis you need is not in this section, list in Section 21. A quote from the laboratory will be needed for rates in Section 21.
Note on J151: Make sure the method you select matches what is required in the Scope of Work. If the analysis you need is not in this section, list in Section 21. A quote from the laboratory will be needed for rates in Section 21.
Note on J152: Make sure the method you select matches what is required in the Scope of Work. If the analysis you need is not in this section, list in Section 21. A quote from the laboratory will be needed for rates in Section 21.
Note on J153: Make sure the method you select matches what is required in the Scope of Work. If the analysis you need is not in this section, list in Section 21. A quote from the laboratory will be needed for rates in Section 21.
Note on J154: Make sure the method you select matches what is required in the Scope of Work. If the analysis you need is not in this section, list in Section 21. A quote from the laboratory will be needed for rates in Section 21.
Note on J155: Make sure the method you select matches what is required in the Scope of Work. If the analysis you need is not in this section, list in Section 21. A quote from the laboratory will be needed for rates in Section 21.
Note on J156: Make sure the method you select matches what is required in the Scope of Work. If the analysis you need is not in this section, list in Section 21. A quote from the laboratory will be needed for rates in Section 21.
Note on J157: Make sure the method you select matches what is required in the Scope of Work. If the analysis you need is not in this section, list in Section 21. A quote from the laboratory will be needed for rates in Section 21.
Note on J158: Make sure the method you select matches what is required in the Scope of Work. If the analysis you need is not in this section, list in Section 21. A quote from the laboratory will be needed for rates in Section 21.
Note on J159: Make sure the method you select matches what is required in the Scope of Work. If the analysis you need is not in this section, list in Section 21. A quote from the laboratory will be needed for rates in Section 21.
Note on J160: Make sure the method you select matches what is required in the Scope of Work. If the analysis you need is not in this section, list in Section 21. A quote from the laboratory will be needed for rates in Section 21.
Note on J161: Make sure the method you select matches what is required in the Scope of Work. If the analysis you need is not in this section, list in Section 21. A quote from the laboratory will be needed for rates in Section 21.
Note on J162: Make sure the method you select matches what is required in the Scope of Work. If the analysis you need is not in this section, list in Section 21. A quote from the laboratory will be needed for rates in Section 21.
Note on J163: Make sure the method you select matches what is required in the Scope of Work. If the analysis you need is not in this section, list in Section 21. A quote from the laboratory will be needed for rates in Section 21.
Note on J164: Make sure the method you select matches what is required in the Scope of Work. If the analysis you need is not in this section, list in Section 21. A quote from the laboratory will be needed for rates in Section 21.
Note on J165: Make sure the method you select matches what is required in the Scope of Work. If the analysis you need is not in this section, list in Section 21. A quote from the laboratory will be needed for rates in Section 21.
Note on J166: Make sure the method you select matches what is required in the Scope of Work. If the analysis you need is not in this section, list in Section 21. A quote from the laboratory will be needed for rates in Section 21.
Note on J167: Make sure the method you select matches what is required in the Scope of Work. If the analysis you need is not in this section, list in Section 21. A quote from the laboratory will be needed for rates in Section 21.
Note on J168: Make sure the method you select matches what is required in the Scope of Work. If the analysis you need is not in this section, list in Section 21. A quote from the laboratory will be needed for rates in Section 21.
Note on J169: Make sure the method you select matches what is required in the Scope of Work. If the analysis you need is not in this section, list in Section 21. A quote from the laboratory will be needed for rates in Section 21.
Note on J170: Make sure the method you select matches what is required in the Scope of Work. If the analysis you need is not in this section, list in Section 21. A quote from the laboratory will be needed for rates in Section 21.
Note on J171: Make sure the method you select matches what is required in the Scope of Work. If the analysis you need is not in this section, list in Section 21. A quote from the laboratory will be needed for rates in Section 21.
Note on J172: Make sure the method you select matches what is required in the Scope of Work. If the analysis you need is not in this section, list in Section 21. A quote from the laboratory will be needed for rates in Section 21.
Note on J173: Make sure the method you select matches what is required in the Scope of Work. If the analysis you need is not in this section, list in Section 21. A quote from the laboratory will be needed for rates in Section 21.
Note on J174: Make sure the method you select matches what is required in the Scope of Work. If the analysis you need is not in this section, list in Section 21. A quote from the laboratory will be needed for rates in Section 21.
Note on J175: Make sure the method you select matches what is required in the Scope of Work. If the analysis you need is not in this section, list in Section 21. A quote from the laboratory will be needed for rates in Section 21.
Note on J176: Make sure the method you select matches what is required in the Scope of Work. If the analysis you need is not in this section, list in Section 21. A quote from the laboratory will be needed for rates in Section 21.
Note on J272: Quote required.
Note on J292: Pay items should be scoped based on the approved RAP.
Note on J293: Pay items should be scoped based on the approved RAP.
Note on J294: Pay items should be scoped based on the approved RAP.
Note on J295: Pay items should be scoped based on the approved RAP.
Note on J296: Pay items should be scoped based on the approved RAP.
Note on J297: Pay items should be scoped based on the approved RAP.
Note on J298: Pay items should be scoped based on the approved RAP.
Note on J299: Pay items should be scoped based on the approved RAP.
Note on J300: Pay items should be scoped based on the approved RAP.
Note on J301: Pay items should be scoped based on the approved RAP.
Note on J302: Pay items should be scoped based on the approved RAP.
Note on J303: Pay items should be scoped based on the approved RAP.
Note on J304: Pay items should be scoped based on the approved RAP.
Note on J305: Pay items should be scoped based on the approved RAP.
Note on J307: One pay item per month, based on the approved RAP system size.
Note on J308: One pay item per month, based on the approved RAP system size.
Note on J309: One pay item per month, based on the approved RAP system size.
Note on J310: One pay item per month, based on the approved RAP system size.
Note on J311: One pay item per month, based on the approved RAP system size.
Note on J317: Pay items should be scoped based on the approved RAP.
Note on J318: Pay items should be scoped based on the approved RAP.
Note on J319: Pay items should be scoped based on the approved RAP.
Note on J320: Pay items should be scoped based on the approved RAP.
Note on J321: Pay items should be scoped based on the approved RAP.
Note on J322: Pay items should be scoped based on the approved RAP.
Note on J323: Pay items should be scoped based on the approved RAP.
Note on J324: Pay items should be scoped based on the approved RAP.
Note on J325: Pay items should be scoped based on the approved RAP.
Note on J326: Pay items should be scoped based on the approved RAP.
Note on J327: Pay items should be scoped based on the approved RAP.
Note on J328: Pay items should be scoped based on the approved RAP.
Note on J329: Pay items should be scoped based on the approved RAP.
Note on J330: Pay items should be scoped based on the approved RAP.
Note on J331: Pay items should be scoped based on the approved RAP.
Note on J332: Pay items should be scoped based on the approved RAP.
Note on J333: Pay items should be scoped based on the approved RAP.
Note on J334: Pay items should be scoped based on the approved RAP.
Note on J335: Pay items should be scoped based on the approved RAP.
Note on J336: Pay items should be scoped based on the approved RAP.
Note on J337: Pay items should be scoped based on the approved RAP.
Note on J338: Pay items should be scoped based on the approved RAP.
Note on J339: Pay items should be scoped based on the approved RAP.
Note on J340: Pay items should be scoped based on the approved RAP.
Note on J341: Pay items should be scoped based on the approved RAP.
Note on J342: Pay items should be scoped based on the approved RAP.
Note on J343: Pay items should be scoped based on the approved RAP.
Note on J344: Pay items should be scoped based on the approved RAP.
Note on J345: Pay items should be scoped based on the approved RAP.
Note on J346: Pay items should be scoped based on the approved RAP.
Note on J347: Pay items should be scoped based on the approved RAP.
Note on J348: Pay items should be scoped based on the approved RAP.
Note on J349: Pay items should be scoped based on the approved RAP.
Note on J350: Pay items should be scoped based on the approved RAP.
Note on J351: Pay items should be scoped based on the approved RAP.
Note on J352: Pay items should be scoped based on the approved RAP.
Note on J353: Pay items should be scoped based on the approved RAP.
Note on J354: Pay items should be scoped based on the approved RAP.
Note on J355: Pay items should be scoped based on the approved RAP.
Note on J356: Pay items should be scoped based on the approved RAP.
Note on J357: Pay items should be scoped based on the approved RAP.
Note on J358: Pay items should be scoped based on the approved RAP.
Note on J359: Pay items should be scoped based on the approved RAP.
Note on J360: Pay items should be scoped based on the approved RAP.
Note on J361: Pay items should be scoped based on the approved RAP.
Note on J362: Pay items should be scoped based on the approved RAP.
Note on J363: Pay items should be scoped based on the approved RAP.
Note on J364: Pay items should be scoped based on the approved RAP.
Note on J365: Pay items should be scoped based on the approved RAP.
Note on J366: Pay items should be scoped based on the approved RAP.
Note on J367: Pay items should be scoped based on the approved RAP.
Note on J368: Pay items should be scoped based on the approved RAP.
Note on J369: Pay items should be scoped based on the approved RAP.
Note on J370: Pay items should be scoped based on the approved RAP.
Note on J371: Pay items should be scoped based on the approved RAP.
Note on J372: Pay items should be scoped based on the approved RAP.
Note on J373: Pay items should be scoped based on the approved RAP.
Note on J374: Pay items should be scoped based on the approved RAP.
Note on J375: Pay items should be scoped based on the approved RAP.
Note on J376: Pay items should be scoped based on the approved RAP.
Note on J427: Based on approved RAP. Requires on-site PE oversight.
Note on J428: Based on approved RAP. Requires on-site PE oversight.
Note on J429: One pay item per month. Does not require on-site oversight.

## Source Removal SPI
[8 empty] | 1 | 2 | 3 | 4 | 5 | 6 | 7 | 8 | 9 | 10
| Facility Name: |  | Reimbursable Pay Items require one quote if total costs are $2500 or less. | bar: 1 to 2
| 7-Digit Facility ID #: |  | Reimbursable Pay Items require three quotes if total costs are greater than $2500. | bar: 1 to 2
| County: |  | It the reimbursable pay item is spread over multiple tasks, the total cost of all tasks will | bar: 1 to 2
be used to determine if the cost is above or below $2500. | bar: 1 to 2
[8 empty] | FALSE | TRUE | FALSE | FALSE | FALSE | FALSE | FALSE | FALSE | FALSE | FALSE
spi code | PAY ITEM | DESCRIPTION |  | UNIT OF MEASURE | CONTRACTED ITEM PRICE | NEGOTIATED ITEM PRICE | TOTAL QUANTITIES | TASK 1 QUANT. | TASK 2 QUANT. | TASK 3 QUANT. | TASK 4 QUANT. | TASK 5 QUANT. | TASK 6 QUANT. | TASK 7 QUANT. | TASK 8 QUANT. | TASK 9 QUANT. | TASK 10 QUANT. | TRUE
1 | 1. | OFFICE ACTIVITIES | [15 empty] | FALSE |  | OFFICE ACTIVITIES
2 | 1-1. | File Review |  | Per Review | 0 | 0 | 0 | [10 empty] | FALSE | 1-1. | File Review
3 | 1-2. | Site Health & Safety Plan |  | Per Site | 0 | 0 | 0 | [10 empty] | FALSE | 1-2. | Site Health & Safety Plan
4 | 1-2.a. | Updated Site Health & Safety Plan for Continued Work (no cost to DEP) |  | Per Site | 0 | 0 | 0 | [10 empty] | FALSE | 1-2.a. | Updated Site Health & Safety Plan for Continued Work (no cost to DEP) | bar: 1
5 | 1-3. | Notice of Discovery of Contamination Package (initial or TPOC) |  | Per Package | 0 | 0 | 0 | [10 empty] | FALSE | 1-3. | Notice of Discovery of Contamination Package (initial or TPOC)
6 | 1-4. | Permit Fees (actual fee only, cost to obtain permit is included in applicable pay items) |  | Reimbursable* | 1 | 1 | 300 | 2: 300 | TRUE
7 | 1-5. | Obtaining Off-Site Property Access Agreement, ROW Access Agreement or Permit |  | Per Agreement | 0 | 0 | 0 | [10 empty] | FALSE | 1-5. | Obtaining Off-Site Property Access Agreement, ROW Access Agreement or Permit | bar: 2
8 | 1-6. | Project Specific Financial Guarantee Bond (if required by FDEP) |  | Reimbursable* | 1 | 1 | 0 | [10 empty] | FALSE
9 | 1-7. | 6% Handling Fee for Cost Reimbursable Items |  | % Surcharge | 0 | 0 | 300 | 0 | 300 | 0 | 0 | 0 | 0 | 0 | 0 | 0 | 0 | TRUE
10 | 1-8. | Map and Table Generation |  | Per Site | 0 | 0 | 0 | [10 empty] | FALSE | 1-8. | Map and Table Generation
11 | 2. | FIELD ACTIVITIES - GENERAL | [15 empty] | FALSE |  | FIELD ACTIVITIES - GENERAL
12 | 2-1. | Site Reconnaissance/Field Measurement Visit |  | Per Visit | 0 | 0 | 0 | [10 empty] | FALSE | 2-1. | Site Reconnaissance/Field Measurement Visit
13 | 2-2. | Receptor Survey and Exposure Pathway Identification |  | Per Survey | 0 | 0 | 0 | [10 empty] | FALSE | 2-2. | Receptor Survey and Exposure Pathway Identification
14 | 2-3. | Professional Land Survey subject to FDEP authorization to perform and the SPI displaying the cost not to exceed as supported by quote(s) prior to performance |  | Reimbursable* | 1 | 1 | 0 | [10 empty] | FALSE
15 | 2-4. | Contractor Oversight for Non-Price Schedule Activities |  | Per Day | 0 | 0 | 0 | [10 empty] | FALSE | 2-4. | Contractor Oversight for Non-Price Schedule Activities
16 | 2-5. | Maintenance of Traffic |  | Reimbursable* | 1 | 1 | 0 | [10 empty] | FALSE | bar: 1 to 10
17 | 3. | MOBILIZATION | [15 empty] | FALSE |  | MOBILIZATION
18 | 3-1. | Light Duty Vehicle (car or 1/2 ton truck) Mobilization |  | Per Round Trip | 0 | 0 | 0 | [10 empty] | FALSE | 3-1. | Light Duty Vehicle (car or 1/2 ton truck) Mobilization | bar: 1 to 3
19 | 3-2. | Heavy Duty/Stake Bed Truck (3/4 ton +) Mobilization |  | Per Round Trip | 0 | 0 | 0 | [10 empty] | FALSE | 3-2. | Heavy Duty/Stake Bed Truck (3/4 ton +) Mobilization | bar: 3
20 | 3-3. | Work Trailer Mobilization |  | Per Round Trip | 0 | 0 | 0 | [10 empty] | FALSE | 3-3. | Work Trailer Mobilization | bar: 3
21 | 3-4. | DPT Rig and Support Vehicles Mobilization |  | Per Round Trip | 0 | 0 | 0 | [10 empty] | FALSE | 3-4. | DPT Rig and Support Vehicles Mobilization | bar: 2
22 | 3-5. | Drill Rig and Support Vehicles Mobilization (hollow stem auger, mud rotary or sonic) |  | Per Round Trip | 0 | 0 | 0 | [10 empty] | FALSE | 3-5. | Drill Rig and Support Vehicles Mobilization (hollow stem auger, mud rotary or sonic) | bar: 2
24 | 3-6. | Excavator Mobilization |  | Per Round Trip | 0 | 0 | 0 | [10 empty] | FALSE | 3-6. | Excavator Mobilization | bar: 3
26 | 3-7. | LDA Rig and Support Vehicles Mobilization |  | Per Round Trip | 0 | 0 | 0 | [10 empty] | FALSE | 3-7. | LDA Rig and Support Vehicles Mobilization | bar: 3
28 | 3-8. | Loader/Backhoe Mobilization |  | Per Round Trip | 0 | 0 | 0 | [10 empty] | FALSE | 3-8. | Loader/Backhoe Mobilization | bar: 3
30 | 3-9. | Mini Excavator/Loader Mobilization |  | Per Round Trip | 0 | 0 | 0 | [10 empty] | FALSE | 3-9. | Mini Excavator/Loader Mobilization | bar: 3
31 | 3-10. | Drum Compactor Mobilization |  | Per Round Trip | 0 | 0 | 0 | [10 empty] | FALSE | 3-10. | Drum Compactor Mobilization | bar: 3
32 | 4. | DRILLING AND BORING | [15 empty] | FALSE |  | DRILLING AND BORING
34 | 4-1.a. | Split Spoon Sampling – 2 foot (during boring) < 50 feet |  | Per Spoon | 0 | 0 | 0 | [10 empty] | FALSE | 4-1.a. | Split Spoon Sampling – 2 foot (during boring) < 50 feet | bar: 2
36 | 4-1.b. | Split Spoon Sampling – 2 foot (during boring) 50 to 100 feet |  | Per Spoon | 0 | 0 | 0 | [10 empty] | FALSE | 4-1.b. | Split Spoon Sampling – 2 foot (during boring) 50 to 100 feet | bar: 2
37 | 4-1.c. | Split Spoon Sampling – 2 foot (during boring) > 100 feet |  | Per Spoon | 0 | 0 | 0 | [10 empty] | FALSE | 4-1.c. | Split Spoon Sampling – 2 foot (during boring) > 100 feet | bar: 2
38 | 4-1.d. | Sonic Core Sampling - 5 or 10 foot (during boring) |  | Per Core | 0 | 0 | 0 | [10 empty] | FALSE | 4-1.d. | Sonic Core Sampling - 5 or 10 foot (during boring) | bar: 2
39 | 4-2. | Hand Auger Boring ≤ 10 foot total depth |  | Per Boring | 0 | 0 | 0 | [10 empty] | FALSE | 4-2. | Hand Auger Boring ≤ 10 foot total depth | bar: 2
40 | 4-3. | Direct Push Technology (DPT) Rig and Equipment |  | Full Day | 0 | 0 | 0 | [10 empty] | FALSE | 4-3. | Direct Push Technology (DPT) Rig and Equipment | bar: 2
41 | 4-4. | DPT Membrane Interface Probe (MIP) Equipped with PID and ECD (add-on cost to DPT base rate) |  | Full Day | 0 | 0 | 0 | [10 empty] | FALSE | 4-4. | DPT Membrane Interface Probe (MIP) Equipped with PID and ECD (add-on cost to DPT base rate)
42 | 4-5. | HSA or MR Boring, ≤ 6 inch diameter, < 50 foot total depth |  | Per Foot | 0 | 0 | 0 | [10 empty] | FALSE | 4-5. | HSA or MR Boring, ≤ 6 inch diameter, < 50 foot total depth | bar: 2
43 | 4-6. | HSA or MR Boring, ≤ 6 inch diameter, 50 to 100 foot total depth |  | Per Foot | 0 | 0 | 0 | [10 empty] | FALSE | 4-6. | HSA or MR Boring, ≤ 6 inch diameter, 50 to 100 foot total depth | bar: 2
44 | 4-7. | HSA or MR Boring, ≤ 6 inch diameter, > 100 foot total depth |  | Per Foot | 0 | 0 | 0 | [10 empty] | FALSE | 4-7. | HSA or MR Boring, ≤ 6 inch diameter, > 100 foot total depth | bar: 2
45 | 4-8. | HSA or MR Boring, > 6 to 10 inch diameter, < 50 foot total depth |  | Per Foot | 0 | 0 | 0 | [10 empty] | FALSE | 4-8. | HSA or MR Boring, > 6 to 10 inch diameter, < 50 foot total depth | bar: 2
46 | 4-9. | HSA or MR Boring, > 6 to 10 inch diameter, 50 to 100 foot total depth |  | Per Foot | 0 | 0 | 0 | [10 empty] | FALSE | 4-9. | HSA or MR Boring, > 6 to 10 inch diameter, 50 to 100 foot total depth | bar: 2
48 | 4-10. | HSA or MR Boring, > 6 to 10 inch diameter, > 100 foot total depth |  | Per Foot | 0 | 0 | 0 | [10 empty] | FALSE | 4-10. | HSA or MR Boring, > 6 to 10 inch diameter, > 100 foot total depth | bar: 2
49 | 4-11. | HSA or MR Boring, > 10 to 14 inch diameter, < 50 foot total depth |  | Per Foot | 0 | 0 | 0 | [10 empty] | FALSE | 4-11. | HSA or MR Boring, > 10 to 14 inch diameter, < 50 foot total depth | bar: 2
50 | 4-12. | HSA or MR Boring, > 10 to 14 inch diameter, 50 to 100 foot total depth |  | Per Foot | 0 | 0 | 0 | [10 empty] | FALSE | 4-12. | HSA or MR Boring, > 10 to 14 inch diameter, 50 to 100 foot total depth | bar: 2
51 | 4-13. | HSA or MR Boring, > 10 to 14 inch diameter, > 100 foot total depth |  | Per Foot | 0 | 0 | 0 | [10 empty] | FALSE | 4-13. | HSA or MR Boring, > 10 to 14 inch diameter, > 100 foot total depth | bar: 2
53 | 4-14. | Sonic Boring, ≤ 6 inch diameter, < 50 foot total depth |  | Per Foot | 0 | 0 | 0 | [10 empty] | FALSE | 4-14. | Sonic Boring, ≤ 6 inch diameter, < 50 foot total depth | bar: 2
55 | 4-15. | Sonic Boring, ≤ 6 inch diameter, 50 to 100 foot total depth |  | Per Foot | 0 | 0 | 0 | [10 empty] | FALSE | 4-15. | Sonic Boring, ≤ 6 inch diameter, 50 to 100 foot total depth | bar: 2
58 | 4-16. | Sonic Boring, ≤ 6 inch diameter, > 100 foot total depth |  | Per Foot | 0 | 0 | 0 | [10 empty] | FALSE | 4-16. | Sonic Boring, ≤ 6 inch diameter, > 100 foot total depth | bar: 2
59 | 4-17. | Sonic Boring, > 6 to 10 inch diameter, < 50 foot total depth |  | Per Foot | 0 | 0 | 0 | [10 empty] | FALSE | 4-17. | Sonic Boring, > 6 to 10 inch diameter, < 50 foot total depth | bar: 2
60 | 4-18. | Sonic Boring, > 6 to 10 inch diameter, 50 to 100 foot total depth |  | Per Foot | 0 | 0 | 0 | [10 empty] | FALSE | 4-18. | Sonic Boring, > 6 to 10 inch diameter, 50 to 100 foot total depth | bar: 2
61 | 4-19. | Sonic Boring, > 6 to 10 inch diameter, > 100 foot total depth |  | Per Foot | 0 | 0 | 0 | [10 empty] | FALSE | 4-19. | Sonic Boring, > 6 to 10 inch diameter, > 100 foot total depth | bar: 2
62 | 4-20. | Sonic Boring, > 10 to 14 inch diameter, < 50 foot total depth |  | Per Foot | 0 | 0 | 0 | [10 empty] | FALSE | 4-20. | Sonic Boring, > 10 to 14 inch diameter, < 50 foot total depth | bar: 2
63 | 4-21. | Sonic Boring, > 10 to 14 inch diameter, 50 to 100 foot total depth |  | Per Foot | 0 | 0 | 0 | [10 empty] | FALSE | 4-21. | Sonic Boring, > 10 to 14 inch diameter, 50 to 100 foot total depth | bar: 2
64 | 4-22. | Sonic Boring, > 10 to 14 inch diameter, > 100 foot total depth |  | Per Foot | 0 | 0 | 0 | [10 empty] | FALSE | 4-22. | Sonic Boring, > 10 to 14 inch diameter, > 100 foot total depth | bar: 2
65 | 5. | WELL INSTALLATION | [15 empty] | FALSE |  | WELL INSTALLATION
66 | 5-1. | Well Installation - 1 inch diameter (vertical) |  | Per Foot | 0 | 0 | 0 | [10 empty] | FALSE | 5-1. | Well Installation - 1 inch diameter (vertical) | bar: 2
67 | 5-2.a. | Well Installation - 2 inch diameter (vertical) |  | Per Foot | 0 | 0 | 0 | [10 empty] | FALSE | 5-2.a. | Well Installation - 2 inch diameter (vertical) | bar: 2
68 | 5-2.b. | Horizontal Well Installation - 2 inch diameter (includes trenching) |  | Per Foot | 0 | 0 | 0 | [10 empty] | FALSE | 5-2.b. | Horizontal Well Installation - 2 inch diameter (includes trenching)
69 | 5-3.a. | Well Installation - 4 inch diameter (vertical) |  | Per Foot | 0 | 0 | 0 | [10 empty] | FALSE | 5-3.a. | Well Installation - 4 inch diameter (vertical) | bar: 2
70 | 5-3.b. | Horizontal Well Installation - 4 inch diameter (includes trenching) |  | Per Foot | 0 | 0 | 0 | [10 empty] | FALSE | 5-3.b. | Horizontal Well Installation - 4 inch diameter (includes trenching)
71 | 5-4. | Well Installation - 1.5 inch diameter (vertical) |  | Per Foot | 0 | 0 | 0 | [10 empty] | FALSE | 5-4. | Well Installation - 1.5 inch diameter (vertical) | bar: 2
72 | 5-5. | Well Installation - 6 inch diameter (vertical) |  | Per Foot | 0 | 0 | 0 | [10 empty] | FALSE | 5-5. | Well Installation - 6 inch diameter (vertical) | bar: 2
73 | 5-6. | Surface Casing - 6 inch diameter |  | Per Foot | 0 | 0 | 0 | [10 empty] | FALSE | 5-6. | Surface Casing - 6 inch diameter | bar: 2
74 | 5-7. | Surface Casing - 8 inch diameter |  | Per Foot | 0 | 0 | 0 | [10 empty] | FALSE | 5-7. | Surface Casing - 8 inch diameter | bar: 2
75 | 5-8. | Surface Casing - 10 inch diameter |  | Per Foot | 0 | 0 | 0 | [10 empty] | FALSE | 5-8. | Surface Casing - 10 inch diameter | bar: 2
76 | 5-9. | Surface Casing - 12 inch diameter |  | Per Foot | 0 | 0 | 0 | [10 empty] | FALSE | 5-9. | Surface Casing - 12 inch diameter | bar: 2
77 | 5-10.a. | Additional Well Screen > 20 feet - 1 inch diameter |  | Per Foot | 0 | 0 | 0 | [10 empty] | FALSE | 5-10.a. | Additional Well Screen > 20 feet - 1 inch diameter | bar: 2
78 | 5-10.b. | Additional Well Screen > 20 feet - 2 inch diameter |  | Per Foot | 0 | 0 | 0 | [10 empty] | FALSE | 5-10.b. | Additional Well Screen > 20 feet - 2 inch diameter | bar: 2
80 | 5-10.c. | Additional Well Screen > 20 feet - 4 inch diameter |  | Per Foot | 0 | 0 | 0 | [10 empty] | FALSE | 5-10.c. | Additional Well Screen > 20 feet - 4 inch diameter | bar: 2
81 | 5-10.d. | Additional Well Screen > 20 feet - 6 inch diameter |  | Per Foot | 0 | 0 | 0 | [10 empty] | FALSE | 5-10.d. | Additional Well Screen > 20 feet - 6 inch diameter | bar: 2
83 | 5-11. | Above Grade Well Completion |  | Per Well | 0 | 0 | 0 | [10 empty] | FALSE | 5-11. | Above Grade Well Completion | bar: 2
84 | 5-12. | Installation of Well Vault - 2 x 2 x 2 foot |  | Per Vault | 0 | 0 | 0 | [10 empty] | FALSE | 5-12. | Installation of Well Vault - 2 x 2 x 2 foot
85 | 5-13. | Installation of Well Vault - 4 x 4 x 2 foot |  | Per Vault | 0 | 0 | 0 | [10 empty] | FALSE | 5-13. | Installation of Well Vault - 4 x 4 x 2 foot
86 | 5-14. | Well Redevelopment |  | Per Well | 0 | 0 | 0 | [10 empty] | FALSE | 5-14. | Well Redevelopment | bar: 2
87 | 5-15. | Removal and Reinstallation of 8-inch Manhole and Well Pad |  | Per Well | 0 | 0 | 0 | [10 empty] | FALSE | 5-15. | Removal and Reinstallation of 8-inch Manhole and Well Pad
88 | 5-16. | Removal and Reinstallation of 12-inch Manhole and Well Pad |  | Per Well | 0 | 0 | 0 | [10 empty] | FALSE | 5-16. | Removal and Reinstallation of 12-inch Manhole and Well Pad
89 | 5-17. | Prepacked Screen |  | Per Foot | 0 | 0 | 0 | [10 empty] | FALSE | 5-17. | Prepacked Screen | bar: 2
90 | 6. | WELL ABANDONMENT | [15 empty] | FALSE |  | WELL ABANDONMENT
91 | 6-1. | Grout and Abandon Well, 1 to 2 inch diameter |  | Per Foot | 0 | 0 | 0 | [10 empty] | FALSE | 6-1. | Grout and Abandon Well, 1 to 2 inch diameter | bar: 2
92 | 6-2. | Grout and Abandon Well, > 2 to 4 inch diameter |  | Per Foot | 0 | 0 | 0 | [10 empty] | FALSE | 6-2. | Grout and Abandon Well, > 2 to 4 inch diameter | bar: 2
93 | 6-3. | Grout and Abandon Well, > 4 to 6 inch diameter |  | Per Foot | 0 | 0 | 0 | [10 empty] | FALSE | 6-3. | Grout and Abandon Well, > 4 to 6 inch diameter | bar: 2
94 | 6-4. | Grout and Abandon Well, > 6 inch diameter |  | Per Foot | 0 | 0 | 0 | [10 empty] | FALSE | 6-4. | Grout and Abandon Well, > 6 inch diameter | bar: 2
95 | 6-5. | Removal of Well Vault - 2 x 2 x 2 foot |  | Per Vault | 0 | 0 | 0 | [10 empty] | FALSE | 6-5. | Removal of Well Vault - 2 x 2 x 2 foot | bar: 2
96 | 6-6. | Removal of Well Vault - 4 x 4 x 2 foot |  | Per Vault | 0 | 0 | 0 | [10 empty] | FALSE | 6-6. | Removal of Well Vault - 4 x 4 x 2 foot | bar: 2
97 | 6-7. | Removal of Well Pad and Manhole |  | Per Well | 0 | 0 | 0 | [10 empty] | FALSE | 6-7. | Removal of Well Pad and Manhole | bar: 2
98 | 7. | SAMPLE COLLECTION AND FIELD TESTING | [15 empty] | FALSE |  | SAMPLE COLLECTION AND FIELD TESTING
99 | 7-1. | Monitoring Well Sampling with Water Level, ≤ 100 foot depth |  | Per Well | 0 | 0 | 0 | [10 empty] | FALSE | 7-1. | Monitoring Well Sampling with Water Level, ≤ 100 foot depth | bar: 2
100 | 7-2. | Monitoring Well Sampling with Water Level, > 100 foot depth |  | Per Well | 0 | 0 | 0 | [10 empty] | FALSE | 7-2. | Monitoring Well Sampling with Water Level, > 100 foot depth | bar: 2
101 | 7-3. | Domestic Water Well Sampling |  | Per Well | 0 | 0 | 0 | [10 empty] | FALSE | 7-3. | Domestic Water Well Sampling | bar: 2
102 | 7-4. | Other Water Sampling |  | Per Sample | 0 | 0 | 0 | [10 empty] | FALSE | 7-4. | Other Water Sampling | bar: 2
103 | 7-5. | Free Product Sample Collection |  | Per Sample | 0 | 0 | 0 | [10 empty] | FALSE | 7-5. | Free Product Sample Collection
104 | 7-6. | Soil/Sediment Sample Collection |  | Per Sample | 0 | 0 | 0 | [10 empty] | FALSE | 7-6. | Soil/Sediment Sample Collection | bar: 2 to 3
105 | 7-7. | Water Level/Free Product Gauging |  | Per Well | 0 | 0 | 0 | [10 empty] | FALSE | 7-7. | Water Level/Free Product Gauging | bar: 2
106 | 7-8. | Free Product Gauging and Bailing |  | Per Well | 0 | 0 | 0 | [10 empty] | FALSE | 7-8. | Free Product Gauging and Bailing
107 | 7-9. | Vapor/Ambient Air Sample Collection - Passive Dosimeter, Sorbent Tube, TedlarTM Bag (or equivalent) |  | Per Sample | 0 | 0 | 0 | [10 empty] | FALSE | 7-9. | Vapor/Ambient Air Sample Collection - Passive Dosimeter, Sorbent Tube, TedlarTM Bag (or equivalent)
108 | 7-10. | Vapor/Ambient Air Sample Collection - SUMMATM Canister (or equivalent) |  | Per Sample | 0 | 0 | 0 | [10 empty] | FALSE | 7-10. | Vapor/Ambient Air Sample Collection - SUMMATM Canister (or equivalent)
109 | 7-11. | Electronic Data Deliverables (EDD) |  | Per Sampling Event | 0 | 0 | 0 | [10 empty] | FALSE | 7-11. | Electronic Data Deliverables (EDD) | bar: 2 to 3
110 | 7-12. | Survey Latitude/Longitude of Existing Monitor Wells |  | Per Well | 0 | 0 | 0 | [10 empty] | FALSE | 7-12. | Survey Latitude/Longitude of Existing Monitor Wells
111 | 7-13. | Survey Latitude/Longitude of New Monitor Wells |  | Per Well | 0 | 0 | 0 | [10 empty] | FALSE | 7-13. | Survey Latitude/Longitude of New Monitor Wells
112 | 7-14. | Encore (25 gram) |  | Per Sample | 0 | 0 | 0 | [10 empty] | FALSE | 7-14. | Encore (25 gram) | bar: 2
113 | 8. | LABORATORY ANALYSIS | [15 empty] | FALSE |  | LABORATORY ANALYSIS
114 | 8-1. | Soil, Used Oil/Unknown Product Group-Table D of Ch. 62-780, F.A.C., except for non-Priority Pollutant Organics (multiple methods) |  | Per Sample | 0 | 0 | 0 | [10 empty] | FALSE | 8-1. | Soil, Used Oil/Unknown Product Group-Table D of Ch. 62-780, F.A.C., except for non-Priority Pollutant Organics (multiple methods) | bar: 2 to 3
115 | 8-2. | Soil, BTEX + MTBE (EPA 8021 or EPA 8260) |  | Per Sample | 0 | 0 | 0 | [10 empty] | FALSE | 8-2. | Soil, BTEX + MTBE (EPA 8021 or EPA 8260) | bar: 2 to 3
116 | 8-3. | Soil, Volatile Organic Halocarbons (EPA 8021 or EPA 8260) |  | Per Sample | 0 | 0 | 0 | [10 empty] | FALSE | 8-3. | Soil, Volatile Organic Halocarbons (EPA 8021 or EPA 8260) | bar: 2 to 3
117 | 8-4. | Soil, BTEX + MTBE + VOHs (EPA 8021 or EPA 8260) |  | Per Sample | 0 | 0 | 0 | [10 empty] | FALSE | 8-4. | Soil, BTEX + MTBE + VOHs (EPA 8021 or EPA 8260) | bar: 2 to 3
118 | 8-5. | Soil, Polycyclic Aromatic Hydrocarbons (EPA 8270 or EPA 8310) |  | Per Sample | 0 | 0 | 0 | [10 empty] | FALSE | 8-5. | Soil, Polycyclic Aromatic Hydrocarbons (EPA 8270 or EPA 8310) | bar: 2 to 3
119 | 8-6. | Soil, Priority Pollutant Volatile Organics (EPA 8260) |  | Per Sample | 0 | 0 | 0 | [10 empty] | FALSE | 8-6. | Soil, Priority Pollutant Volatile Organics (EPA 8260) | bar: 2 to 3
120 | 8-7. | Soil, Priority Pollutant Extractable Organics-Base Neutral and Acid Extractables (EPA 8270 list [e.g., EPA 8081/8082 + EPA 8270]) |  | Per Sample | 0 | 0 | 0 | [10 empty] | FALSE | 8-7. | Soil, Priority Pollutant Extractable Organics-Base Neutral and Acid Extractables (EPA 8270 list [e.g., EPA 8081/8082 + EPA 8270]) | bar: 2 to 3
121 | 8-8. | Soil, Total Recoverable Petroleum Hydrocarbons (FL-PRO) |  | Per Sample | 0 | 0 | 0 | [10 empty] | FALSE | 8-8. | Soil, Total Recoverable Petroleum Hydrocarbons (FL-PRO) | bar: 2 to 3
122 | 8-8.a. | Soil, TRPH Fractionation (MADEP-EPH/VPH Method or TPHCWG Direct Method) |  | Per Sample | 0 | 0 | 0 | [10 empty] | FALSE | 8-8.a. | Soil, TRPH Fractionation (MADEP-EPH/VPH Method or TPHCWG Direct Method) | bar: 2 to 3
123 | 8-9. | Soil, PCBs [or Aroclors] (EPA 8082) |  | Per Sample | 0 | 0 | 0 | [10 empty] | FALSE | 8-9. | Soil, PCBs [or Aroclors] (EPA 8082) | bar: 2 to 3
124 | 8-10. | Soil, 8 RCRA Metals (EPA 6010 or EPA 6020 [Arsenic, Barium, Cadmium, Chromium, Lead, Selenium, Silver] and EPA 6020 or EPA 7471 [Mercury]) |  | Per Sample | 0 | 0 | 0 | [10 empty] | FALSE | 8-10. | Soil, 8 RCRA Metals (EPA 6010 or EPA 6020 [Arsenic, Barium, Cadmium, Chromium, Lead, Selenium, Silver] and EPA 6020 or EPA 7471 [Mercury]) | bar: 2 to 3
125 | 8-11. | Soil, Arsenic (EPA 6010 or EPA 6020) |  | Per Sample | 0 | 0 | 0 | [10 empty] | FALSE | 8-11. | Soil, Arsenic (EPA 6010 or EPA 6020) | bar: 2 to 3
126 | 8-12. | Soil, Cadmium (EPA 6010 or EPA 6020) |  | Per Sample | 0 | 0 | 0 | [10 empty] | FALSE | 8-12. | Soil, Cadmium (EPA 6010 or EPA 6020) | bar: 2 to 3
127 | 8-13. | Soil, Chromium (EPA 6010 or EPA 6020) |  | Per Sample | 0 | 0 | 0 | [10 empty] | FALSE | 8-13. | Soil, Chromium (EPA 6010 or EPA 6020) | bar: 2 to 3
128 | 8-14. | Soil, Lead (EPA 6010 or EPA 6020) |  | Per Sample | 0 | 0 | 0 | [10 empty] | FALSE | 8-14. | Soil, Lead (EPA 6010 or EPA 6020) | bar: 2 to 3
129 | 8-15. | Soil, Toxicity Characteristic Leaching Procedure-Extraction Only (EPA 1311) |  | Per Sample | 0 | 0 | 0 | [10 empty] | FALSE | 8-15. | Soil, Toxicity Characteristic Leaching Procedure-Extraction Only (EPA 1311) | bar: 2 to 3
130 | 8-16. | Soil, Synthetic Precipitation Leaching Procedure-Extraction Only (EPA 1312) |  | Per Sample | 0 | 0 | 0 | [10 empty] | FALSE | 8-16. | Soil, Synthetic Precipitation Leaching Procedure-Extraction Only (EPA 1312) | bar: 2 to 3
131 | 8-17. | Soil, Organic Carbon, Total (EPA 9060 or Walkey-Black) |  | Per Sample | 0 | 0 | 0 | [10 empty] | FALSE | 8-17. | Soil, Organic Carbon, Total (EPA 9060 or Walkey-Black) | bar: 2 to 3
132 | 8-18. | Soil, Dry Bulk Density (ASTM D1556-07, ASTM D2167-08, ASTM D2922-01, -04, -04e, -96e1 or ASTM D2937-10) |  | Per Sample | 0 | 0 | 0 | [10 empty] | FALSE | 8-18. | Soil, Dry Bulk Density (ASTM D1556-07, ASTM D2167-08, ASTM D2922-01, -04, -04e, -96e1 or ASTM D2937-10) | bar: 2 to 3
133 | 8-19. | Soil, Moisture Content (ASTM D2216-10) |  | Per Sample | 0 | 0 | 0 | [10 empty] | FALSE | 8-19. | Soil, Moisture Content (ASTM D2216-10) | bar: 2 to 3
134 | 8-20. | Soil, Texture, (See Gee 7 Bauder [1966]) |  | Per Sample | 0 | 0 | 0 | [10 empty] | FALSE | 8-20. | Soil, Texture, (See Gee 7 Bauder [1966]) | bar: 2 to 3
135 | 8-21. | Soil, Cumene (Isopropyl benzene), 1,2,4-Trimethylbenzene and 1,3,5-Trimethylbenzene (EPA 8260) |  | Per Sample | 0 | 0 | 0 | [10 empty] | FALSE | 8-21. | Soil, Cumene (Isopropyl benzene), 1,2,4-Trimethylbenzene and 1,3,5-Trimethylbenzene (EPA 8260) | bar: 2 to 3
136 | 8-22. | Water, Gasoline/Kerosene Analytical Group-Table C of Ch. 62-780, F.A.C. (multiple methods) |  | Per Sample | 0 | 0 | 0 | [10 empty] | FALSE | 8-22. | Water, Gasoline/Kerosene Analytical Group-Table C of Ch. 62-780, F.A.C. (multiple methods) | bar: 2
137 | 8-23. | Water, Used Oil/Unknown Product Group-Table D of Ch. 62-780, F.A.C., except for non-Priority Pollutant Organics (multiple methods) |  | Per Sample | 0 | 0 | 0 | [10 empty] | FALSE | 8-23. | Water, Used Oil/Unknown Product Group-Table D of Ch. 62-780, F.A.C., except for non-Priority Pollutant Organics (multiple methods) | bar: 2
138 | 8-24. | Water, BTEX + MTBE (EPA 602, EPA 624, EPA 8021 or EPA 8260) |  | Per Sample | 0 | 0 | 0 | [10 empty] | FALSE | 8-24. | Water, BTEX + MTBE (EPA 602, EPA 624, EPA 8021 or EPA 8260) | bar: 2
139 | 8-25. | Water, Volatile Organic Halocarbons, except EDB (EPA 8021 or EPA 8260) |  | Per Sample | 0 | 0 | 0 | [10 empty] | FALSE | 8-25. | Water, Volatile Organic Halocarbons, except EDB (EPA 8021 or EPA 8260) | bar: 2
140 | 8-26. | Water, BTEX + MTBE + VOHs (EPA 601/602, EPA 624, EPA 6021 or EPA 8260) |  | Per Sample | 0 | 0 | 0 | [10 empty] | FALSE | 8-26. | Water, BTEX + MTBE + VOHs (EPA 601/602, EPA 624, EPA 6021 or EPA 8260) | bar: 2
141 | 8-27. | Water, Polycyclic Aromatic Hydrocarbons, including 1-methylnaphthalene + 2-methylnaphthalene (EPA 610 [HPLC], EPA 625, EPA 8270 or EPA 8310) |  | Per Sample | 0 | 0 | 0 | [10 empty] | FALSE | 8-27. | Water, Polycyclic Aromatic Hydrocarbons, including 1-methylnaphthalene + 2-methylnaphthalene (EPA 610 [HPLC], EPA 625, EPA 8270 or EPA 8310) | bar: 2
142 | 8-28. | Water, EDB [1,2-dibromoethane or ethylene dibromide] (EPA 504.1 or EPA 8011) |  | Per Sample | 0 | 0 | 0 | [10 empty] | FALSE | 8-28. | Water, EDB [1,2-dibromoethane or ethylene dibromide] (EPA 504.1 or EPA 8011) | bar: 2
143 | 8-29. | Water, EDB [1,2-dibromoethane or ethylene dibromide] (EPA 8260 SIM) |  | Per Sample | 0 | 0 | 0 | [10 empty] | FALSE | 8-29. | Water, EDB [1,2-dibromoethane or ethylene dibromide] (EPA 8260 SIM) | bar: 2
144 | 8-30. | Water, Priority Pollutant Volatile Organics [for NPDES purposes only] (EPA 624) |  | Per Sample | 0 | 0 | 0 | [10 empty] | FALSE | 8-30. | Water, Priority Pollutant Volatile Organics [for NPDES purposes only] (EPA 624) | bar: 2
145 | 8-31. | Water, Priority Pollutant Volatile Organics (EPA 8260) |  | Per Sample | 0 | 0 | 0 | [10 empty] | FALSE | 8-31. | Water, Priority Pollutant Volatile Organics (EPA 8260) | bar: 2
146 | 8-32. | Water, Priority Pollutant Extractable Organics-Base Neutral and Acid Extractables [for NPDES purposes only] (EPA 625 list [e.g., EPA 608 + EPA 625]) |  | Per Sample | 0 | 0 | 0 | [10 empty] | FALSE | 8-32. | Water, Priority Pollutant Extractable Organics-Base Neutral and Acid Extractables [for NPDES purposes only] (EPA 625 list [e.g., EPA 608 + EPA 625]) | bar: 2
147 | 8-33. | Water, Priority Pollutant Extractable Organics-Base Neutral and Acid Extractables (EPA 8270 list [e.g., EPA 8081/8082 + EPA 8270 or EPA 608 + EPA 8270) |  | Per Sample | 0 | 0 | 0 | [10 empty] | FALSE | 8-33. | Water, Priority Pollutant Extractable Organics-Base Neutral and Acid Extractables (EPA 8270 list [e.g., EPA 8081/8082 + EPA 8270 or EPA 608 + EPA 8270) | bar: 2
148 | 8-34. | Water, Total Recoverable Petroleum Hydrocarbons (FL-PRO) |  | Per Sample | 0 | 0 | 0 | [10 empty] | FALSE | 8-34. | Water, Total Recoverable Petroleum Hydrocarbons (FL-PRO) | bar: 2
149 | 8-35. | Water, PCBs [or Aroclors] (EPA 608 or EPA 8082) |  | Per Sample | 0 | 0 | 0 | [10 empty] | FALSE | 8-35. | Water, PCBs [or Aroclors] (EPA 608 or EPA 8082) | bar: 2
150 | 8-36. | Water, Arsenic, Total (EPA 200.7, EPA 200.8, EPA 6010 or EPA 6020) |  | Per Sample | 0 | 0 | 0 | [10 empty] | FALSE | 8-36. | Water, Arsenic, Total (EPA 200.7, EPA 200.8, EPA 6010 or EPA 6020) | bar: 2
151 | 8-37. | Water, Cadmium, Total (EPA 200.7, EPA 200.8, EPA 6010 or EPA 6020) |  | Per Sample | 0 | 0 | 0 | [10 empty] | FALSE | 8-37. | Water, Cadmium, Total (EPA 200.7, EPA 200.8, EPA 6010 or EPA 6020) | bar: 2
152 | 8-38. | Water, Chromium, Total (EPA 200.7, EPA 200.8, EPA 6010 or EPA 6020) |  | Per Sample | 0 | 0 | 0 | [10 empty] | FALSE | 8-38. | Water, Chromium, Total (EPA 200.7, EPA 200.8, EPA 6010 or EPA 6020) | bar: 2
153 | 8-39. | Water, Lead, Total (EPA 200.7, EPA 200.8, EPA 6010 or EPA 6020) |  | Per Sample | 0 | 0 | 0 | [10 empty] | FALSE | 8-39. | Water, Lead, Total (EPA 200.7, EPA 200.8, EPA 6010 or EPA 6020) | bar: 2
154 | 8-40. | Water, Dissolved Lead (includes filter appropriate to sample method - EPA 200.7, 200.9, 6010B, or 7380) |  | Per Sample | 0 | 0 | 0 | [10 empty] | FALSE | 8-40. | Water, Dissolved Lead (includes filter appropriate to sample method - EPA 200.7, 200.9, 6010B, or 7380) | bar: 2
155 | 8-41. | Water, Mercury, Total (EPA 245.1, EPA 6020 or EPA 7470) |  | Per Sample | 0 | 0 | 0 | [10 empty] | FALSE | 8-41. | Water, Mercury, Total (EPA 245.1, EPA 6020 or EPA 7470) | bar: 2
156 | 8-42. | Water, Calcium, Total (EPA 200.7, EPA 6010 or EPA 6020) |  | Per Sample | 0 | 0 | 0 | [10 empty] | FALSE | 8-42. | Water, Calcium, Total (EPA 200.7, EPA 6010 or EPA 6020) | bar: 2
157 | 8-43. | Water, Iron, Total (EPA 200.7, EPA 6010 or EPA 6020) |  | Per Sample | 0 | 0 | 0 | [10 empty] | FALSE | 8-43. | Water, Iron, Total (EPA 200.7, EPA 6010 or EPA 6020) | bar: 2
158 | 8-44. | Water, Dissolved Iron (includes filter appropriate to sample method - EPA 200.7, 200.9, 6010B, or 7380) |  | Per Sample | 0 | 0 | 0 | [10 empty] | FALSE | 8-44. | Water, Dissolved Iron (includes filter appropriate to sample method - EPA 200.7, 200.9, 6010B, or 7380) | bar: 2
159 | 8-45. | Water, Magnesium, Total (EPA 200.7, EPA 6010 or EPA 6020) |  | Per Sample | 0 | 0 | 0 | [10 empty] | FALSE | 8-45. | Water, Magnesium, Total (EPA 200.7, EPA 6010 or EPA 6020) | bar: 2
160 | 8-46. | Water, Manganese, Total (EPA 200.7, EPA 200.8, EPA 6010 or EPA 6020) |  | Per Sample | 0 | 0 | 0 | [10 empty] | FALSE | 8-46. | Water, Manganese, Total (EPA 200.7, EPA 200.8, EPA 6010 or EPA 6020) | bar: 2
161 | 8-47. | Water, Potassium, Total (EPA 200.7, EPA 6010 or EPA 6020) |  | Per Sample | 0 | 0 | 0 | [10 empty] | FALSE | 8-47. | Water, Potassium, Total (EPA 200.7, EPA 6010 or EPA 6020) | bar: 2
162 | 8-48. | Water, Sodium, Total (EPA 200.7, EPA 6010 or EPA 6020) |  | Per Sample | 0 | 0 | 0 | [10 empty] | FALSE | 8-48. | Water, Sodium, Total (EPA 200.7, EPA 6010 or EPA 6020) | bar: 2
163 | 8-49. | Water, Alkalinity [as CaCO3] (EPA 310.2 or SM 2320 B) |  | Per Sample | 0 | 0 | 0 | [10 empty] | FALSE | 8-49. | Water, Alkalinity [as CaCO3] (EPA 310.2 or SM 2320 B) | bar: 2
164 | 8-50. | Water, Ammonia [as N] (EPA 350.1, SM 4500-NH3 C, SM 4500-NH3 D, SM 4500-NH3 G or SM 4500-NH3 H) |  | Per Sample | 0 | 0 | 0 | [10 empty] | FALSE | 8-50. | Water, Ammonia [as N] (EPA 350.1, SM 4500-NH3 C, SM 4500-NH3 D, SM 4500-NH3 G or SM 4500-NH3 H) | bar: 2
165 | 8-51. | Water, Chloride (EPA 300.0, EPA 9056, EPA 9251, EPA 9053, SM 4500CI B, SM 4500CI C or SM 4500CI E) |  | Per Sample | 0 | 0 | 0 | [10 empty] | FALSE | 8-51. | Water, Chloride (EPA 300.0, EPA 9056, EPA 9251, EPA 9053, SM 4500CI B, SM 4500CI C or SM 4500CI E) | bar: 2
166 | 8-52. | Water, Hardness, Total [as CaCO3] (SM 2340 B or SM 2340 C) |  | Per Sample | 0 | 0 | 0 | [10 empty] | FALSE | 8-52. | Water, Hardness, Total [as CaCO3] (SM 2340 B or SM 2340 C) | bar: 2
167 | 8-53. | Water, Nitrate [as N] (EPA 300.0 or EPA 353.2) |  | Per Sample | 0 | 0 | 0 | [10 empty] | FALSE | 8-53. | Water, Nitrate [as N] (EPA 300.0 or EPA 353.2) | bar: 2
168 | 8-54. | Water, Nitrate-Nitrite [as N] (EPA 300.0, EPA 353.2, SM 4500-NO3 E or SM 4500-NO3 F) |  | Per Sample | 0 | 0 | 0 | [10 empty] | FALSE | 8-54. | Water, Nitrate-Nitrite [as N] (EPA 300.0, EPA 353.2, SM 4500-NO3 E or SM 4500-NO3 F) | bar: 2
169 | 8-55. | Water, Nitrite [as N] (EPA 300.0, EPA 300.1, SM 4500-NO2 B or SM 4500-NO3 F) |  | Per Sample | 0 | 0 | 0 | [10 empty] | FALSE | 8-55. | Water, Nitrite [as N] (EPA 300.0, EPA 300.1, SM 4500-NO2 B or SM 4500-NO3 F) | bar: 2
170 | 8-56. | Water, Organic Carbon, Total (SM 5310 B, SM 5310 C or EPA 9060) |  | Per Sample | 0 | 0 | 0 | [10 empty] | FALSE | 8-56. | Water, Organic Carbon, Total (SM 5310 B, SM 5310 C or EPA 9060) | bar: 2
171 | 8-57. | Water, Orthophosphate [as P] (EPA 300.0, EPA 300.1, EPA 365.1, EPA 365.3, EPA 9056, SM 4500-PE or SM 4500-PF) |  | Per Sample | 0 | 0 | 0 | [10 empty] | FALSE | 8-57. | Water, Orthophosphate [as P] (EPA 300.0, EPA 300.1, EPA 365.1, EPA 365.3, EPA 9056, SM 4500-PE or SM 4500-PF) | bar: 2
172 | 8-58. | Water, Residue-filterable [Total Dissolved Solids] (SM 2540 C) |  | Per Sample | 0 | 0 | 0 | [10 empty] | FALSE | 8-58. | Water, Residue-filterable [Total Dissolved Solids] (SM 2540 C) | bar: 2
173 | 8-59. | Water, Residue-nonfilterable [Total Suspended Solids] (SM 2540 D) |  | Per Sample | 0 | 0 | 0 | [10 empty] | FALSE | 8-59. | Water, Residue-nonfilterable [Total Suspended Solids] (SM 2540 D) | bar: 2
174 | 8-60. | Water, Sulfate (ASTM D516-02, ASTM D516-90, EPA 300.0, EPA 300.1, EPA 375.2, EPA 9038, EPA 9056 or SM 4500-SO4 C) |  | Per Sample | 0 | 0 | 0 | [10 empty] | FALSE | 8-60. | Water, Sulfate (ASTM D516-02, ASTM D516-90, EPA 300.0, EPA 300.1, EPA 375.2, EPA 9038, EPA 9056 or SM 4500-SO4 C) | bar: 2
175 | 8-61. | Water, Heterotrophic Plate Count (SM 9215 B or SIMPLATE) |  | Per Sample | 0 | 0 | 0 | [10 empty] | FALSE | 8-61. | Water, Heterotrophic Plate Count (SM 9215 B or SIMPLATE) | bar: 2
176 | 8-62. | Water, Acute Bioassay-96 Hour, Freshwater, Vertebrate/Invertebrate [Vertebrate: Pimephales promelas or Cyprinella leedsi/Invertebrate: Ceriodaphnia dubia] (EPA 2000.0/2002.0) |  | Per Sample | 0 | 0 | 0 | [10 empty] | FALSE | 8-62. | Water, Acute Bioassay-96 Hour, Freshwater, Vertebrate/Invertebrate [Vertebrate: Pimephales promelas or Cyprinella leedsi/Invertebrate: Ceriodaphnia dubia] (EPA 2000.0/2002.0) | bar: 2
177 | 8-63. | Water, Acute Bioassay-96 Hour, Estuarine + Marine, Vertebrate/Invertebrate [Vertebrate: Menidia beryllina, Meridia menidia or Menida peninsulae/Invertebrate: Mysidopsis bahia] (EPA 2006.0/2007.0) |  | Per Sample | 0 | 0 | 0 | [10 empty] | FALSE | 8-63. | Water, Acute Bioassay-96 Hour, Estuarine + Marine, Vertebrate/Invertebrate [Vertebrate: Menidia beryllina, Meridia menidia or Menida peninsulae/Invertebrate: Mysidopsis bahia] (EPA 2006.0/2007.0) | bar: 2
178 | 8-64. | Water, BTEX/MTBE + Naphthalene (EPA 8260) |  | Per Sample | 0 | 0 | 0 | [10 empty] | FALSE | 8-64. | Water, BTEX/MTBE + Naphthalene (EPA 8260) | bar: 2
179 | 8-65. | Water, EDC [1,2-dichloroethane] (EPA Method 8021 or 8260) |  | Per Sample | 0 | 0 | 0 | [10 empty] | FALSE | 8-65. | Water, EDC [1,2-dichloroethane] (EPA Method 8021 or 8260) | bar: 2
180 | 8-66. | Water, Methane (EPA SOP RSK-175) |  | Per Sample | 0 | 0 | 0 | [10 empty] | FALSE | 8-66. | Water, Methane (EPA SOP RSK-175) | bar: 2
181 | 8-67. | Water, Cumene (Isopropyl benzene), 1,2,4-Trimethylbenzene and 1,3,5-Trimethylbenzene (EPA 8260) |  | Per Sample | 0 | 0 | 0 | [10 empty] | FALSE | 8-67. | Water, Cumene (Isopropyl benzene), 1,2,4-Trimethylbenzene and 1,3,5-Trimethylbenzene (EPA 8260) | bar: 2
182 | 8-68. | Air, Total Petroleum Hydrocarbons (EPA Method 18 or TO-3) |  | Per Sample | 0 | 0 | 0 | [10 empty] | FALSE | 8-68. | Air, Total Petroleum Hydrocarbons (EPA Method 18 or TO-3)
183 | 8-69. | Air, Volatile Organic Aromatics (EPA Method TO-15) |  | Per Sample | 0 | 0 | 0 | [10 empty] | FALSE | 8-69. | Air, Volatile Organic Aromatics (EPA Method TO-15)
184 | 8-70. | Air, Polycyclic Aromatic Hydrocarbons (EPA Method TO-13) |  | Per Sample | 0 | 0 | 0 | [10 empty] | FALSE | 8-70. | Air, Polycyclic Aromatic Hydrocarbons (EPA Method TO-13)
185 | 8-71. | Air, Volatile Organic Compounds (EPA Method TO-17) |  | Per Sample | 0 | 0 | 0 | [10 empty] | FALSE | 8-71. | Air, Volatile Organic Compounds (EPA Method TO-17)
186 | 8-72. | Additional Laboratory charge for 7 Day Turnaround. This is an additional charge (percentage) above the normal rate for expedited turnaround by the laboratory for an analysis. For Example: entering 0.05 is a 5% surcharge for 7 Day Turnaround above the rate for normal turnaround. |  | % Surcharge | 0 | 0 | 0 | [10 empty] | FALSE | 8-72. | Additional Laboratory charge for 7 Day Turnaround. This is an additional charge (percentage) above the normal rate for expedited turnaround by the laboratory for an analysis. For Example: entering 0.05 is a 5% surcharge for 7 Day Turnaround above the rate for normal turnaround.
187 | 8-73. | Additional Laboratory charge for 3 Day Turnaround. This is an additional charge (percentage) above the normal rate for expedited turnaround by the laboratory for an analysis. For Example: entering 0.50 is a 50% surcharge for 3 Day Turnaround above the rate for normal turnaround. |  | % Surcharge | 0 | 0 | 0 | [10 empty] | FALSE | 8-73. | Additional Laboratory charge for 3 Day Turnaround. This is an additional charge (percentage) above the normal rate for expedited turnaround by the laboratory for an analysis. For Example: entering 0.50 is a 50% surcharge for 3 Day Turnaround above the rate for normal turnaround.
188 | 8-74. | Additional Laboratory charge for 1 Day Turnaround. This is an additional charge (percentage) above the normal rate for expedited turnaround by the laboratory for an analysis. For Example: entering 1.00 is a 100% surcharge for 1 Day Turnaround above the rate for normal turnaround. |  | % Surcharge | 0 | 0 | 0 | [10 empty] | FALSE | 8-74. | Additional Laboratory charge for 1 Day Turnaround. This is an additional charge (percentage) above the normal rate for expedited turnaround by the laboratory for an analysis. For Example: entering 1.00 is a 100% surcharge for 1 Day Turnaround above the rate for normal turnaround. | bar: 3
189 | 9. | SOIL SOURCE REMOVAL RELATED | [15 empty] | FALSE |  | SOIL SOURCE REMOVAL RELATED
190 | 9-1.a. | Sheet Piling Installation for ≤ 20 feet deep Excavation |  | Per Sq. Foot | 0 | 0 | 0 | [10 empty] | FALSE | 9-1.a. | Sheet Piling Installation for ≤ 20 feet deep Excavation | bar: 3
191 | 9-1.b. | Sheet Piling Rental for ≤ 20 feet deep Excavation |  | Per Sq. Foot/Day | 0 | 0 | 0 | [10 empty] | FALSE | 9-1.b. | Sheet Piling Rental for ≤ 20 feet deep Excavation | bar: 3
192 | 9-1.c. | Sheet Piling Rental for ≤ 20 feet deep Excavation |  | Per Sq. Foot/Week | 0 | 0 | 0 | [10 empty] | FALSE | 9-1.c. | Sheet Piling Rental for ≤ 20 feet deep Excavation | bar: 3
193 | 9-1.d. | Sheet Piling Rental for ≤ 20 feet deep Excavation |  | Per Sq. Foot/Month | 0 | 0 | 0 | [10 empty] | FALSE | 9-1.d. | Sheet Piling Rental for ≤ 20 feet deep Excavation | bar: 3
194 | 9-2.a. | Sheet Piling Installation for > 20 feet deep Excavation |  | Per Sq. Foot | 0 | 0 | 0 | [10 empty] | FALSE | 9-2.a. | Sheet Piling Installation for > 20 feet deep Excavation | bar: 3
195 | 9-2.b. | Sheet Piling Rental for > 20 feet deep Excavation |  | Per Sq. Foot/Day | 0 | 0 | 0 | [10 empty] | FALSE | 9-2.b. | Sheet Piling Rental for > 20 feet deep Excavation | bar: 3
196 | 9-2.c. | Sheet Piling Rental for > 20 feet deep Excavation |  | Per Sq. Foot/Week | 0 | 0 | 0 | [10 empty] | FALSE | 9-2.c. | Sheet Piling Rental for > 20 feet deep Excavation | bar: 3
197 | 9-2.d. | Sheet Piling Rental for > 20 feet deep Excavation |  | Per Sq. Foot/Month | 0 | 0 | 0 | [10 empty] | FALSE | 9-2.d. | Sheet Piling Rental for > 20 feet deep Excavation | bar: 3
198 | 9-3. | Conventional Soil Excavation and Loading ≤ 300 cubic yards |  | Per Cubic Yard | 0 | 0 | 0 | [10 empty] | FALSE | 9-3. | Conventional Soil Excavation and Loading ≤ 300 cubic yards | bar: 3
199 | 9-4. | Conventional Soil Excavation and Loading > 300 cubic yards |  | Per Cubic Yard | 0 | 0 | 0 | [10 empty] | FALSE | 9-4. | Conventional Soil Excavation and Loading > 300 cubic yards | bar: 3
200 | 9-5. | LDA Excavation and Loading Without Casing ≤ 300 cubic yards |  | Per Cubic Yard | 0 | 0 | 0 | [10 empty] | FALSE | 9-5. | LDA Excavation and Loading Without Casing ≤ 300 cubic yards | bar: 3
201 | 9-6. | LDA Excavation and Loading Without Casing > 300 cubic yards |  | Per Cubic Yard | 0 | 0 | 0 | [10 empty] | FALSE | 9-6. | LDA Excavation and Loading Without Casing > 300 cubic yards | bar: 3
202 | 9-7.a | LDA Excavation and Loading With Surface Casing ≤ 300 cubic yards |  | Per Cubic Yard | 0 | 0 | 0 | [10 empty] | FALSE | 9-7.a | LDA Excavation and Loading With Surface Casing ≤ 300 cubic yards | bar: 3
203 | 9-7.b. | LDA Excavation and Loading With Driven Casing ≤ 300 cubic yards |  | Per Cubic Yard | 0 | 0 | 0 | [10 empty] | FALSE | 9-7.b. | LDA Excavation and Loading With Driven Casing ≤ 300 cubic yards | bar: 3
204 | 9-8.a. | LDA Excavation and Loading With Surface Casing > 300 cubic yards |  | Per Cubic Yard | 0 | 0 | 0 | [10 empty] | FALSE | 9-8.a. | LDA Excavation and Loading With Surface Casing > 300 cubic yards | bar: 3
205 | 9-8.b. | LDA Excavation and Loading With Driven Casing > 300 cubic yards |  | Per Cubic Yard | 0 | 0 | 0 | [10 empty] | FALSE | 9-8.b. | LDA Excavation and Loading With Driven Casing > 300 cubic yards | bar: 3
206 | 9-9. | Flowable Fill Concrete and Installation |  | Per Cubic Yard | 0 | 0 | 0 | [10 empty] | FALSE | 9-9. | Flowable Fill Concrete and Installation | bar: 3
207 | 9-10. | Clean Backfill Material, Compaction and Testing (includes transport) ≤ 300 cubic yards |  | Per Cubic Yard | 0 | 0 | 0 | [10 empty] | FALSE | 9-10. | Clean Backfill Material, Compaction and Testing (includes transport) ≤ 300 cubic yards | bar: 3
208 | 9-11. | Clean Backfill Material, Compaction and Testing (includes transport) > 300 cubic yards |  | Per Cubic Yard | 0 | 0 | 0 | [10 empty] | FALSE | 9-11. | Clean Backfill Material, Compaction and Testing (includes transport) > 300 cubic yards | bar: 3
210 | 9-12.a. | Clean Overburden Used As Backfill, Compaction and Testing ≤ 300 cubic yards |  | Per Cubic Yard | 0 | 0 | 0 | [10 empty] | FALSE | 9-12.a. | Clean Overburden Used As Backfill, Compaction and Testing ≤ 300 cubic yards | bar: 3
211 | 9-12.b. | Clean Overburden Used As Backfill, Compaction and Testing > 300 cubic yards |  | Per Cubic Yard | 0 | 0 | 0 | [10 empty] | FALSE | 9-12.b. | Clean Overburden Used As Backfill, Compaction and Testing > 300 cubic yards | bar: 3
212 | 9-13. | Pea Gravel |  | Per Ton | 0 | 0 | 0 | [10 empty] | FALSE | 9-13. | Pea Gravel | bar: 3
213 | 9-14. | #57 Stone |  | Per Ton | 0 | 0 | 0 | [10 empty] | FALSE | 9-14. | #57 Stone | bar: 3
215 | 9-15. | Dewatering System, up to 12 well points (includes installation) |  | Per Day | 0 | 0 | 0 | [10 empty] | FALSE | 9-15. | Dewatering System, up to 12 well points (includes installation) | bar: 3
216 | 9-16. | Additional Dewatering System Well Points (2) (includes installation) |  | Per Day | 0 | 0 | 0 | [10 empty] | FALSE | 9-16. | Additional Dewatering System Well Points (2) (includes installation) | bar: 3
217 | 9-17. | Dewatering System, up to 12 well points (includes installation) |  | Per Week | 0 | 0 | 0 | [10 empty] | FALSE | 9-17. | Dewatering System, up to 12 well points (includes installation) | bar: 3
218 | 9-18. | Additional Dewatering System Well Points (2) (includes installation) |  | Per Week | 0 | 0 | 0 | [10 empty] | FALSE | 9-18. | Additional Dewatering System Well Points (2) (includes installation) | bar: 3
220 | 9-19. | Dewatering System, up to 12 well points (includes installation) |  | Per Month | 0 | 0 | 0 | [10 empty] | FALSE | 9-19. | Dewatering System, up to 12 well points (includes installation) | bar: 3
221 | 9-20. | Additional Dewatering System Well Points (2) (includes installation) |  | Per Month | 0 | 0 | 0 | [10 empty] | FALSE | 9-20. | Additional Dewatering System Well Points (2) (includes installation) | bar: 3
222 | 10. | PETROLEUM STORAGE TANK REMOVAL AND DISPOSAL | [15 empty] | FALSE |  | PETROLEUM STORAGE TANK REMOVAL AND DISPOSAL
223 | 10-1. | Remove and Dispose Petroleum Storage Tank - ≤ 1,000 gal. capacity |  | Per Tank | 0 | 0 | 0 | [10 empty] | FALSE | 10-1. | Remove and Dispose Petroleum Storage Tank - ≤ 1,000 gal. capacity | bar: 3
228 | 10-2. | Remove and Dispose Petroleum Storage Tank - > 1,000 to 5,000 gal. capacity |  | Per Tank | 0 | 0 | 0 | [10 empty] | FALSE | 10-2. | Remove and Dispose Petroleum Storage Tank - > 1,000 to 5,000 gal. capacity | bar: 3
229 | 10-3. | Remove and Dispose Petroleum Storage Tank - > 5,000 to 10,000 gal. capacity |  | Per Tank | 0 | 0 | 0 | [10 empty] | FALSE | 10-3. | Remove and Dispose Petroleum Storage Tank - > 5,000 to 10,000 gal. capacity | bar: 3
230 | 10-4. | Remove and Dispose Petroleum Storage Tank - > 10,000 gal. capacity |  | Per Tank | 0 | 0 | 0 | [10 empty] | FALSE | 10-4. | Remove and Dispose Petroleum Storage Tank - > 10,000 gal. capacity | bar: 3
231 | 11. | DEBRIS, WASTE AND PRODUCT REMOVAL AND DISPOSAL | [15 empty] | FALSE |  | DEBRIS, WASTE AND PRODUCT REMOVAL AND DISPOSAL
232 | 11-1. | Removal and Loading of Asphalt and/or Concrete - up to 4 inch thickness |  | Per Square Foot | 0 | 0 | 0 | [10 empty] | FALSE | 11-1. | Removal and Loading of Asphalt and/or Concrete - up to 4 inch thickness | bar: 3
233 | 11-2. | Additional Removal/Loading Cost for Concrete - > 4 inch thickness |  | Per Square Foot | 0 | 0 | 0 | [10 empty] | FALSE | 11-2. | Additional Removal/Loading Cost for Concrete - > 4 inch thickness | bar: 3
234 | 11-3. | Loading, Transport and Disposal/Recycle Clean Overburden |  | Per Ton | 0 | 0 | 0 | [10 empty] | FALSE | 11-3. | Loading, Transport and Disposal/Recycle Clean Overburden | bar: 3
235 | 11-4. | Transport and Disposal of Clean Concrete |  | Per Ton | 0 | 0 | 0 | [10 empty] | FALSE | 11-4. | Transport and Disposal of Clean Concrete | bar: 3
236 | 11-5. | Transport and Disposal of Mixed Debris |  | Per Ton | 0 | 0 | 0 | [10 empty] | FALSE | 11-5. | Transport and Disposal of Mixed Debris | bar: 3
237 | 11-6. | Transport and Disposal of Petroleum Impacted Soil (includes drum) |  | Per Drum | 0 | 0 | 0 | [10 empty] | FALSE | 11-6. | Transport and Disposal of Petroleum Impacted Soil (includes drum)
238 | 11-7. | Transport Petroleum Impacted Soil (bulk) ≤ 100 miles |  | Per Ton | 0 | 0 | 0 | [10 empty] | FALSE | 11-7. | Transport Petroleum Impacted Soil (bulk) ≤ 100 miles | bar: 3
239 | 11-8. | Transport Petroleum Impacted Soil (bulk) > 100 miles |  | Per Ton | 0 | 0 | 0 | [10 empty] | FALSE | 11-8. | Transport Petroleum Impacted Soil (bulk) > 100 miles | bar: 3
240 | 11-9. | Disposal of Petroleum Impacted Soil at a Landfill (bulk) ≤ 450 tons |  | Per Ton | 0 | 0 | 0 | [10 empty] | FALSE | 11-9. | Disposal of Petroleum Impacted Soil at a Landfill (bulk) ≤ 450 tons | bar: 3
241 | 11-10. | Disposal of Petroleum Impacted Soil at a Landfill (bulk) > 450 tons |  | Per Ton | 0 | 0 | 0 | [10 empty] | FALSE | 11-10. | Disposal of Petroleum Impacted Soil at a Landfill (bulk) > 450 tons | bar: 3
242 | 11-11. | Disposal of Petroleum Impacted Soil at a Thermal Treatment Facility (bulk) ≤ 450 tons |  | Per Ton | 0 | 0 | 0 | [10 empty] | FALSE | 11-11. | Disposal of Petroleum Impacted Soil at a Thermal Treatment Facility (bulk) ≤ 450 tons | bar: 3
243 | 11-12. | Disposal of Petroleum Impacted Soil at a Thermal Treatment Facility (bulk) > 450 tons |  | Per Ton | 0 | 0 | 0 | [10 empty] | FALSE | 11-12. | Disposal of Petroleum Impacted Soil at a Thermal Treatment Facility (bulk) > 450 tons | bar: 3
244 | 11-13. | Transport and Disposal of Petroleum Contact Water (includes drum) |  | Per Drum | 0 | 0 | 0 | [10 empty] | FALSE | 11-13. | Transport and Disposal of Petroleum Contact Water (includes drum)
245 | 11-14. | Transport and Disposal of Petroleum Contact Water (bulk) |  | Per Gallon | 0 | 0 | 0 | [10 empty] | FALSE | 11-14. | Transport and Disposal of Petroleum Contact Water (bulk) | bar: 3
246 | 11-15. | Vacuum Truck Transportation, Disposal and Extraction Operations |  | Reimbursable* | 1 | 1 | 0 | [10 empty] | FALSE | 11-15. | bar: 1 to 10
247 | 11-16. | Transport and Disposal of Petroleum Product (includes drum) |  | Per Drum | 0 | 0 | 0 | [10 empty] | FALSE | 11-16. | Transport and Disposal of Petroleum Product (includes drum)
248 | 11-17. | Transport and Disposal of Petroleum Product (bulk) |  | Per Gallon | 0 | 0 | 0 | [10 empty] | FALSE | 11-17. | Transport and Disposal of Petroleum Product (bulk)
249 | 11-18. | Delivery, Pick Up and Rental of 20 Cubic Yard Roll-Off Container |  | Per Week | 0 | 0 | 0 | [10 empty] | FALSE | 11-18. | Delivery, Pick Up and Rental of 20 Cubic Yard Roll-Off Container | bar: 3
250 | 11-19. | Additional Rental of 20 Cubic Yard Roll-Off Container |  | Per Week | 0 | 0 | 0 | [10 empty] | FALSE | 11-19. | Additional Rental of 20 Cubic Yard Roll-Off Container | bar: 3
251 | 12. | RESURFACING | [15 empty] | FALSE |  | RESURFACING
252 | 12-1. | Asphalt Paving - 2 inch thickness (includes sub-base) |  | Per Square Foot | 0 | 0 | 0 | [10 empty] | FALSE | 12-1. | Asphalt Paving - 2 inch thickness (includes sub-base) | bar: 3
253 | 12-2. | Asphalt Paving - additional 1 inch thickness |  | Per Square Foot | 0 | 0 | 0 | [10 empty] | FALSE | 12-2. | Asphalt Paving - additional 1 inch thickness | bar: 3
254 | 12-3. | Concrete Paving - 4 inch thickness (includes sub-base) |  | Per Square Foot | 0 | 0 | 0 | [10 empty] | FALSE | 12-3. | Concrete Paving - 4 inch thickness (includes sub-base) | bar: 3
255 | 12-4. | Concrete Paving - additional 1 inch thickness |  | Per Square Foot | 0 | 0 | 0 | [10 empty] | FALSE | 12-4. | Concrete Paving - additional 1 inch thickness | bar: 3
256 | 12-5. | Crushed Lime Rock Cover - 2 inch thickness |  | Per Square Foot | 0 | 0 | 0 | [10 empty] | FALSE | 12-5. | Crushed Lime Rock Cover - 2 inch thickness | bar: 3
257 | 12-6. | Grass - Sod |  | Per Square Foot | 0 | 0 | 0 | [10 empty] | FALSE | 12-6. | Grass - Sod | bar: 3
258 | 12-7. | Grass - Seed and Mulch |  | Per Square Foot | 0 | 0 | 0 | [10 empty] | FALSE | 12-7. | Grass - Seed and Mulch | bar: 3
259 | 13. | IN-SITU INJECTION | [15 empty] | FALSE |  | IN-SITU INJECTION
260 | 13-1. | Direct Push Boring with In-Situ Injection |  | Per Day | 0 | 0 | 0 | [10 empty] | FALSE | 13-1. | Direct Push Boring with In-Situ Injection
261 | 13-2. | In-Situ Injection Into Existing Well/Treatment Point |  | Per Day | 0 | 0 | 0 | [10 empty] | FALSE | 13-2. | In-Situ Injection Into Existing Well/Treatment Point
262 | 13-3. | Materials to be Injected |  | Reimbursable* | 1 | 1 | 0 | [10 empty] | FALSE
263 | 13-4. | Groundwater Injection System (not by direct push) |  | Per Week | 0 | 0 | 0 | [10 empty] | FALSE | 13-4. | Groundwater Injection System (not by direct push)
264 | 13-5. | Groundwater Injection System (not by direct push) |  | Per Month | 0 | 0 | 0 | [10 empty] | FALSE | 13-5. | Groundwater Injection System (not by direct push)
265 | 14. | TRENCHING, INTEGRATION AND STARTUP | [15 empty] | FALSE |  | TRENCHING, INTEGRATION AND STARTUP
266 | 14.A. | TRENCHING | [15 empty] | FALSE
267 | 14-1.a. | Trenching and Installation of 1-10 Plumbing (and Electrical) Lines in Trench |  | Per Linear Foot of Trench | 0 | 0 | 0 | [10 empty] | FALSE | 14-1.a. | Trenching and Installation of 1-10 Plumbing (and Electrical) Lines in Trench
268 | 14-1.b. | Trenching and Installation of 11 - 20 Lines |  | Per Linear Foot of Trench | 0 | 0 | 0 | [10 empty] | FALSE | 14-1.b. | Trenching and Installation of 11 - 20 Lines
269 | 14-1.c. | Trenching and Installation of 21 - 30 Lines |  | Per Linear Foot of Trench | 0 | 0 | 0 | [10 empty] | FALSE | 14-1.c. | Trenching and Installation of 21 - 30 Lines
270 | 14-1.d. | Trenching and Installation of Additional 1-10 Lines Greater Than 30 Lines |  | Per Linear Foot of Trench | 0 | 0 | 0 | [10 empty] | FALSE | 14-1.d. | Trenching and Installation of Additional 1-10 Lines Greater Than 30 Lines
271 | 14-2. | Installation of Plumbing (and Electrical) Lines Above Ground |  | Per Foot | 0 | 0 | 0 | [10 empty] | FALSE | 14-2. | Installation of Plumbing (and Electrical) Lines Above Ground
272 | 14-3. | Plumbing and Electrical Materials/Equipment Installed in Trench (If FDEP authorizes, submit quote(s) with Change Order) |  | Reimbursable* | 1 | 1 | 0 | [10 empty] | FALSE
273 | 14-3.a. | Traffic Bearing Trench Plates (materials) |  | Reimbursable* | 1 | 1 | 0 | [10 empty] | FALSE
274 | 14-3.b. | Infiltration Gallery Installation |  | Reimbursable* | 1 | 1 | 0 | [10 empty] | FALSE
275 | 14.B. | REMEDIATION SYSTEM INTEGRATION AND STARTUP | [15 empty] | FALSE
276 | 14-4.a. | System Installation/Integration/Startup - 1 Technology Component - 1-10 Recovery/Treatment Points |  | Per Startup | 0 | 0 | 0 | [10 empty] | FALSE | 14-4.a. | System Installation/Integration/Startup - 1 Technology Component - 1-10 Recovery/Treatment Points
277 | 14-4.b. | System Installation/Integration/Startup - 1 Technology Component - 11-20 Recovery/Treatment Points |  | Per Startup | 0 | 0 | 0 | [10 empty] | FALSE | 14-4.b. | System Installation/Integration/Startup - 1 Technology Component - 11-20 Recovery/Treatment Points
278 | 14-4.c. | System Installation/Integration/Startup - 1 Technology Component - 21-30 Recovery/Treatment Points |  | Per Startup | 0 | 0 | 0 | [10 empty] | FALSE | 14-4.c. | System Installation/Integration/Startup - 1 Technology Component - 21-30 Recovery/Treatment Points
279 | 14-4.d. | System Installation/Integration/Startup - 1 Technology Component - 1-10 Additional Recovery/Treatment Points greater Than 30 (This tem is used in conjunction with 14.4.c when needed) |  | Per Startup | 0 | 0 | 0 | [10 empty] | FALSE | 14-4.d. | System Installation/Integration/Startup - 1 Technology Component - 1-10 Additional Recovery/Treatment Points greater Than 30 (This tem is used in conjunction with 14.4.c when needed)
280 | 14-5. | System Installation/Integration/Startup – Addition of 1 Technology Component |  | Per Additional Tech Component | 0 | 0 | 0 | [10 empty] | FALSE | 14-5. | System Installation/Integration/Startup – Addition of 1 Technology Component
281 | 14-6. | Compound Construction/Fencing (materials) |  | Reimbursable* | 1 | 1 | 0 | [10 empty] | FALSE
283 | 14-7. | Utility Drop |  | Reimbursable* | 1 | 1 | 0 | [10 empty] | FALSE
285 | 14-8. | Utility Connection |  | Reimbursable* | 1 | 1 | 0 | [10 empty] | FALSE
286 | 14-9. | Utility Disconnect |  | Reimbursable* | 1 | 1 | 0 | [10 empty] | FALSE
287 | 14-10. | Utility Usage Bills |  | Reimbursable* | 1 | 1 | 0 | [10 empty] | FALSE
288 | 15. | REMEDIAL ACTION - PACKAGED WORK SCOPES (Including Remediation System Equipment) | [15 empty] | FALSE |  | REMEDIAL ACTION - PACKAGED WORK SCOPES (Including Remediation System Equipment)
289 | 15.A. | PILOT TEST PACKAGES (Including Remediation System Equipment) | [15 empty] | FALSE
290 | 15-1. | Groundwater Recovery System Pilot Test - 8 hours |  | Per Test | 0 | 0 | 0 | [10 empty] | FALSE | 15-1. | Groundwater Recovery System Pilot Test - 8 hours
292 | 15-2. | Groundwater Recovery System Pilot Test - Additional Time |  | Per 2 Hrs | 0 | 0 | 0 | [10 empty] | FALSE | 15-2. | Groundwater Recovery System Pilot Test - Additional Time
293 | 15-3. | Air Sparging or Biosparging Pilot Test - 8 hours |  | Per Test | 0 | 0 | 0 | [10 empty] | FALSE | 15-3. | Air Sparging or Biosparging Pilot Test - 8 hours
294 | 15-4. | Air Sparging or Biosparging Pilot Test - Additional Time |  | Per 2 Hrs | 0 | 0 | 0 | [10 empty] | FALSE | 15-4. | Air Sparging or Biosparging Pilot Test - Additional Time
295 | 15-5. | Vapor Extraction Pilot Test - 8 hours |  | Per Test | 0 | 0 | 0 | [10 empty] | FALSE | 15-5. | Vapor Extraction Pilot Test - 8 hours
297 | 15-6. | Vapor Extraction Pilot Test - Additional Time |  | Per 2 Hrs | 0 | 0 | 0 | [10 empty] | FALSE | 15-6. | Vapor Extraction Pilot Test - Additional Time
298 | 15-7. | Vapor Extraction/Aquifer Pumping Test - 8 hours |  | Per Test | 0 | 0 | 0 | [10 empty] | FALSE | 15-7. | Vapor Extraction/Aquifer Pumping Test - 8 hours
299 | 15-8. | Vapor Extraction/Aquifer Pumping Test - Additional Time |  | Per 2 Hrs | 0 | 0 | 0 | [10 empty] | FALSE | 15-8. | Vapor Extraction/Aquifer Pumping Test - Additional Time
300 | 15-9. | Air Sparging/Vapor Extraction Pilot Test - 8 hours |  | Per Test | 0 | 0 | 0 | [10 empty] | FALSE | 15-9. | Air Sparging/Vapor Extraction Pilot Test - 8 hours
301 | 15-10. | Air Sparging/Vapor Extraction Pilot Test - Additional Time |  | Per 2 Hrs | 0 | 0 | 0 | [10 empty] | FALSE | 15-10. | Air Sparging/Vapor Extraction Pilot Test - Additional Time
303 | 15-11. | Multi-Phase Pilot Test - 8 hours |  | Per Test | 0 | 0 | 0 | [10 empty] | FALSE | 15-11. | Multi-Phase Pilot Test - 8 hours
304 | 15-12. | Multi-Phase Pilot Test - Additional Time |  | Per 2 Hrs | 0 | 0 | 0 | [10 empty] | FALSE | 15-12. | Multi-Phase Pilot Test - Additional Time
305 | 15-13. | Air Sparging/Multiphase Extraction Pilot Test - 8 hours |  | Per Test | 0 | 0 | 0 | [10 empty] | FALSE | 15-13. | Air Sparging/Multiphase Extraction Pilot Test - 8 hours
306 | 15-14. | Air Sparging/Multiphase Extraction Pilot Test - Additional Time |  | Per 2 Hours | 0 | 0 | 0 | [10 empty] | FALSE | 15-14. | Air Sparging/Multiphase Extraction Pilot Test - Additional Time
307 | 15-15. | In-Situ Chemical Oxidation (including Ozone) Pilot Test - 8 hours |  | Per Test | 0 | 0 | 0 | [10 empty] | FALSE | 15-15. | In-Situ Chemical Oxidation (including Ozone) Pilot Test - 8 hours
309 | 15-16. | In-Situ Chemical Oxidation (including Ozone) Pilot Test - Additional Time |  | Per 2 Hrs | 0 | 0 | 0 | [10 empty] | FALSE | 15-16. | In-Situ Chemical Oxidation (including Ozone) Pilot Test - Additional Time
310 | 15.B. | SHORT TERM/EPISODIC SYSTEM OPERATION PACKAGES (Including Remediation System Equipment) | [15 empty] | FALSE
311 | 15-17. | Groundwater Treatment System Package - Medium |  | Per Day | 0 | 0 | 0 | [10 empty] | FALSE | 15-17. | Groundwater Treatment System Package - Medium | bar: 3
312 | 15-18. | Groundwater Treatment System Package - Medium |  | Per Week | 0 | 0 | 0 | [10 empty] | FALSE | 15-18. | Groundwater Treatment System Package - Medium | bar: 3
313 | 15-19. | Air Sparge System Package - Medium |  | Per Day | 0 | 0 | 0 | [10 empty] | FALSE | 15-19. | Air Sparge System Package - Medium
314 | 15-20. | Air Sparge System Package - Medium |  | Per Week | 0 | 0 | 0 | [10 empty] | FALSE | 15-20. | Air Sparge System Package - Medium
315 | 15-21. | AS/SVE System Package - Medium |  | Per Day | 0 | 0 | 0 | [10 empty] | FALSE | 15-21. | AS/SVE System Package - Medium
316 | 15-22. | AS/SVE System Package - Medium |  | Per Week | 0 | 0 | 0 | [10 empty] | FALSE | 15-22. | AS/SVE System Package - Medium
317 | 15-23. | MPE System Package - Medium |  | Per Day | 0 | 0 | 0 | [10 empty] | FALSE | 15-23. | MPE System Package - Medium
318 | 15-24. | MPE System Package - Medium |  | Per Week | 0 | 0 | 0 | [10 empty] | FALSE | 15-24. | MPE System Package - Medium
319 | 15-25. | AS/MPE System Package - Medium |  | Per Day | 0 | 0 | 0 | [10 empty] | FALSE | 15-25. | AS/MPE System Package - Medium
320 | 15-26. | AS/MPE System Package - Medium |  | Per Week | 0 | 0 | 0 | [10 empty] | FALSE | 15-26. | AS/MPE System Package - Medium
321 | 15-27. | SVE System Package - Medium |  | Per Day | 0 | 0 | 0 | [10 empty] | FALSE | 15-27. | SVE System Package - Medium
322 | 15-28. | SVE System Package - Medium |  | Per Week | 0 | 0 | 0 | [10 empty] | FALSE | 15-28. | SVE System Package - Medium
323 | 15-29. | In-Situ Chemical Oxidation (including Ozone) Package – Medium |  | Per Day | 0 | 0 | 0 | [10 empty] | FALSE | 15-29. | In-Situ Chemical Oxidation (including Ozone) Package – Medium
324 | 15-30. | In-Situ Chemical Oxidation (including Ozone) Package – Medium |  | Per Week | 0 | 0 | 0 | [10 empty] | FALSE | 15-30. | In-Situ Chemical Oxidation (including Ozone) Package – Medium
325 | 16. | MONTHLY REMEDIATION SYSTEM O&M PACKAGED WORK SCOPES (Excluding Remediation System Equipment) | [15 empty] | FALSE |  | MONTHLY REMEDIATION SYSTEM O&M PACKAGED WORK SCOPES (Excluding Remediation System Equipment)
326 | 16-1. | System O&M Package (excludes system) - Small |  | Per Month | 0 | 0 | 0 | [10 empty] | FALSE | 16-1. | System O&M Package (excludes system) - Small
327 | 16-2. | System O&M Package (excludes system) - Medium |  | Per Month | 0 | 0 | 0 | [10 empty] | FALSE | 16-2. | System O&M Package (excludes system) - Medium
328 | 16-3. | System O&M Package (excludes system) - Large |  | Per Month | 0 | 0 | 0 | [10 empty] | FALSE | 16-3. | System O&M Package (excludes system) - Large
329 | 16-4. | System O&M Package (excludes system) - Extra Large |  | Per Month | 0 | 0 | 0 | [10 empty] | FALSE | 16-4. | System O&M Package (excludes system) - Extra Large
330 | 16-5. | Supplemental System O&M Package - Add Thermox or Catox Treatment |  | Per Month | 0 | 0 | 0 | [10 empty] | FALSE | 16-5. | Supplemental System O&M Package - Add Thermox or Catox Treatment
331 | 17. | REMEDIAL ACTION SYSTEM/EQUIPMENT USE (Equipment Only, Excluding O&M) | [15 empty] | FALSE |  | REMEDIAL ACTION SYSTEM/EQUIPMENT USE (Equipment Only, Excluding O&M)
332 | 17-1. | Medium Holding Tank - 2,000 to 6,000 gal. capacity - Short Term ≤ 6 mos. |  | Per Month | 0 | 0 | 0 | [10 empty] | FALSE | 17-1. | Medium Holding Tank - 2,000 to 6,000 gal. capacity - Short Term ≤ 6 mos. | bar: 3
333 | 17-2. | Medium Holding Tank - 2,000 to 6,000 gal. capacity - Long Term > 6 mos. |  | Per Month | 0 | 0 | 0 | [10 empty] | FALSE | 17-2. | Medium Holding Tank - 2,000 to 6,000 gal. capacity - Long Term > 6 mos. | bar: 3
334 | 17-3. | Large Holding Tank > 6,000 to 10,000 gal. capacity - Short Term ≤ 6 mos. |  | Per Month | 0 | 0 | 0 | [10 empty] | FALSE | 17-3. | Large Holding Tank > 6,000 to 10,000 gal. capacity - Short Term ≤ 6 mos. | bar: 3
335 | 17-4. | Large Holding Tank > 6,000 to 10,000 gal. capacity - Long Term > 6 mos. |  | Per Month | 0 | 0 | 0 | [10 empty] | FALSE | 17-4. | Large Holding Tank > 6,000 to 10,000 gal. capacity - Long Term > 6 mos. | bar: 3
336 | 17-5. | Groundwater Treatment System - Stand Alone Small - Short Term ≤ 6 mos. |  | Per Month | 0 | 0 | 0 | [10 empty] | FALSE | 17-5. | Groundwater Treatment System - Stand Alone Small - Short Term ≤ 6 mos.
337 | 17-6. | Groundwater Treatment System - Stand Alone Small - Long Term > 6 mos. |  | Per Month | 0 | 0 | 0 | [10 empty] | FALSE | 17-6. | Groundwater Treatment System - Stand Alone Small - Long Term > 6 mos.
338 | 17-7. | Groundwater Treatment System - Stand Alone Medium - Short Term ≤ 6 mos. |  | Per Month | 0 | 0 | 0 | [10 empty] | FALSE | 17-7. | Groundwater Treatment System - Stand Alone Medium - Short Term ≤ 6 mos.
339 | 17-8. | Groundwater Treatment System - Stand Alone Medium - Long Term > 6 mos. |  | Per Month | 0 | 0 | 0 | [10 empty] | FALSE | 17-8. | Groundwater Treatment System - Stand Alone Medium - Long Term > 6 mos.
340 | 17-9. | Groundwater Treatment System - Stand Alone Large - Short Term ≤ 6 mos. |  | Per Month | 0 | 0 | 0 | [10 empty] | FALSE | 17-9. | Groundwater Treatment System - Stand Alone Large - Short Term ≤ 6 mos.
341 | 17-10. | Groundwater Treatment System - Stand Alone Large - Long Term > 6 mos. |  | Per Month | 0 | 0 | 0 | [10 empty] | FALSE | 17-10. | Groundwater Treatment System - Stand Alone Large - Long Term > 6 mos.
342 | 17-11. | Air Sparge System - Small - Short Term ≤ 6 mos. |  | Per Month | 0 | 0 | 0 | [10 empty] | FALSE | 17-11. | Air Sparge System - Small - Short Term ≤ 6 mos.
343 | 17-12. | Air Sparge System - Small - Long Term > 6 mos. |  | Per Month | 0 | 0 | 0 | [10 empty] | FALSE | 17-12. | Air Sparge System - Small - Long Term > 6 mos.
344 | 17-13. | Air Sparge System - Medium - Short Term ≤ 6 mos. |  | Per Month | 0 | 0 | 0 | [10 empty] | FALSE | 17-13. | Air Sparge System - Medium - Short Term ≤ 6 mos.
345 | 17-14. | Air Sparge System - Medium - Long Term > 6 mos. |  | Per Month | 0 | 0 | 0 | [10 empty] | FALSE | 17-14. | Air Sparge System - Medium - Long Term > 6 mos.
346 | 17-15. | Air Sparge System - Large - Short Term ≤ 6 mos. |  | Per Month | 0 | 0 | 0 | [10 empty] | FALSE | 17-15. | Air Sparge System - Large - Short Term ≤ 6 mos.
347 | 17-16. | Air Sparge System - Large - Long Term > 6 mos. |  | Per Month | 0 | 0 | 0 | [10 empty] | FALSE | 17-16. | Air Sparge System - Large - Long Term > 6 mos.
348 | 17-17. | AS/SVE System - Small - Short Term ≤ 6 mos. |  | Per Month | 0 | 0 | 0 | [10 empty] | FALSE | 17-17. | AS/SVE System - Small - Short Term ≤ 6 mos.
349 | 17-18. | AS/SVE System - Small - Long Term > 6 mos. |  | Per Month | 0 | 0 | 0 | [10 empty] | FALSE | 17-18. | AS/SVE System - Small - Long Term > 6 mos.
350 | 17-19. | AS/SVE System - Medium - Short Term ≤ 6 mos. |  | Per Month | 0 | 0 | 0 | [10 empty] | FALSE | 17-19. | AS/SVE System - Medium - Short Term ≤ 6 mos.
351 | 17-20. | AS/SVE System - Medium - Long Term > 6 mos. |  | Per Month | 0 | 0 | 0 | [10 empty] | FALSE | 17-20. | AS/SVE System - Medium - Long Term > 6 mos.
352 | 17-21. | AS/SVE System - Large - Short Term ≤ 6 mos. |  | Per Month | 0 | 0 | 0 | [10 empty] | FALSE | 17-21. | AS/SVE System - Large - Short Term ≤ 6 mos.
353 | 17-22. | AS/SVE System - Large - Long Term > 6 mos. |  | Per Month | 0 | 0 | 0 | [10 empty] | FALSE | 17-22. | AS/SVE System - Large - Long Term > 6 mos.
354 | 17-23. | MPE System - Small - Short Term ≤ 6 mos. |  | Per Month | 0 | 0 | 0 | [10 empty] | FALSE | 17-23. | MPE System - Small - Short Term ≤ 6 mos.
355 | 17-24. | MPE System - Small - Long Term > 6 mos. |  | Per Month | 0 | 0 | 0 | [10 empty] | FALSE | 17-24. | MPE System - Small - Long Term > 6 mos.
356 | 17-25. | MPE System - Medium - Short Term ≤ 6 mos. |  | Per Month | 0 | 0 | 0 | [10 empty] | FALSE | 17-25. | MPE System - Medium - Short Term ≤ 6 mos.
357 | 17-26. | MPE System - Medium - Long Term > 6 mos. |  | Per Month | 0 | 0 | 0 | [10 empty] | FALSE | 17-26. | MPE System - Medium - Long Term > 6 mos.
358 | 17-27. | MPE System - Large - Short Term ≤ 6 mos. |  | Per Month | 0 | 0 | 0 | [10 empty] | FALSE | 17-27. | MPE System - Large - Short Term ≤ 6 mos.
359 | 17-28. | MPE System - Large - Long Term > 6 mos. |  | Per Month | 0 | 0 | 0 | [10 empty] | FALSE | 17-28. | MPE System - Large - Long Term > 6 mos.
360 | 17-29. | Groundwater Treatment - Add On - Small - Short Term ≤ 6 mos. |  | Per Month | 0 | 0 | 0 | [10 empty] | FALSE | 17-29. | Groundwater Treatment - Add On - Small - Short Term ≤ 6 mos.
361 | 17-30. | Groundwater Treatment - Add On - Medium - Short Term ≤ 6 mos. |  | Per Month | 0 | 0 | 0 | [10 empty] | FALSE | 17-30. | Groundwater Treatment - Add On - Medium - Short Term ≤ 6 mos.
362 | 17-31. | Groundwater Treatment - Add On - Large - Short Term ≤ 6 mos. |  | Per Month | 0 | 0 | 0 | [10 empty] | FALSE | 17-31. | Groundwater Treatment - Add On - Large - Short Term ≤ 6 mos.
363 | 17-32. | Groundwater Treatment - Add On - Small - Long Term > 6 mos. |  | Per Month | 0 | 0 | 0 | [10 empty] | FALSE | 17-32. | Groundwater Treatment - Add On - Small - Long Term > 6 mos.
364 | 17-33. | Groundwater Treatment - Add On - Medium - Long Term > 6 mos. |  | Per Month | 0 | 0 | 0 | [10 empty] | FALSE | 17-33. | Groundwater Treatment - Add On - Medium - Long Term > 6 mos.
365 | 17-34. | Groundwater Treatment - Add On - Large - Long Term > 6 mos. |  | Per Month | 0 | 0 | 0 | [10 empty] | FALSE | 17-34. | Groundwater Treatment - Add On - Large - Long Term > 6 mos.
366 | 17-35. | Carbon Off Gas Treatment - Add On - Small - Short Term ≤ 6 mos. |  | Per Month | 0 | 0 | 0 | [10 empty] | FALSE | 17-35. | Carbon Off Gas Treatment - Add On - Small - Short Term ≤ 6 mos.
367 | 17-36. | Carbon Off Gas Treatment - Add On - Medium - Short Term ≤ 6 mos. |  | Per Month | 0 | 0 | 0 | [10 empty] | FALSE | 17-36. | Carbon Off Gas Treatment - Add On - Medium - Short Term ≤ 6 mos.
368 | 17-37. | Carbon Off Gas Treatment - Add On - Large - Short Term ≤ 6 mos. |  | Per Month | 0 | 0 | 0 | [10 empty] | FALSE | 17-37. | Carbon Off Gas Treatment - Add On - Large - Short Term ≤ 6 mos.
369 | 17-38. | Carbon Off Gas Treatment - Add On - Small- Long Term > 6 mos. |  | Per Month | 0 | 0 | 0 | [10 empty] | FALSE | 17-38. | Carbon Off Gas Treatment - Add On - Small- Long Term > 6 mos.
370 | 17-39. | Carbon Off Gas Treatment - Add On - Medium - Long Term > 6 mos. |  | Per Month | 0 | 0 | 0 | [10 empty] | FALSE | 17-39. | Carbon Off Gas Treatment - Add On - Medium - Long Term > 6 mos.
371 | 17-40. | Carbon Off Gas Treatment - Add On - Large - Long Term > 6 mos. |  | Per Month | 0 | 0 | 0 | [10 empty] | FALSE | 17-40. | Carbon Off Gas Treatment - Add On - Large - Long Term > 6 mos.
372 | 17-41. | Thermox/Catox Off Gas Treatment - Add On - Small - Short Term ≤ 6 mos. |  | Per Month | 0 | 0 | 0 | [10 empty] | FALSE | 17-41. | Thermox/Catox Off Gas Treatment - Add On - Small - Short Term ≤ 6 mos.
373 | 17-42. | Thermox/Catox Off Gas Treatment - Add On - Medium - Short Term ≤ 6 mos. |  | Per Month | 0 | 0 | 0 | [10 empty] | FALSE | 17-42. | Thermox/Catox Off Gas Treatment - Add On - Medium - Short Term ≤ 6 mos.
374 | 17-43. | Thermox/Catox Off Gas Treatment - Add On - Large - Short Term ≤ 6 mos. |  | Per Month | 0 | 0 | 0 | [10 empty] | FALSE | 17-43. | Thermox/Catox Off Gas Treatment - Add On - Large - Short Term ≤ 6 mos.
375 | 17-44. | Thermox/Catox Off Gas Treatment - Add On - Small - Long Term > 6 mos. |  | Per Month | 0 | 0 | 0 | [10 empty] | FALSE | 17-44. | Thermox/Catox Off Gas Treatment - Add On - Small - Long Term > 6 mos.
376 | 17-45. | Thermox/Catox Off Gas Treatment - Add On - Medium - Long Term > 6 mos. |  | Per Month | 0 | 0 | 0 | [10 empty] | FALSE | 17-45. | Thermox/Catox Off Gas Treatment - Add On - Medium - Long Term > 6 mos.
377 | 17-46. | Thermox/Catox Off Gas Treatment - Add On - Large - Long Term > 6 mos. |  | Per Month | 0 | 0 | 0 | [10 empty] | FALSE | 17-46. | Thermox/Catox Off Gas Treatment - Add On - Large - Long Term > 6 mos.
378 | 17-47. | Soil Vapor Extraction (SVE) System - Small - Short Term ≤ 6 Months |  | Per Month | 0 | 0 | 0 | [10 empty] | FALSE | 17-47. | Soil Vapor Extraction (SVE) System - Small - Short Term ≤ 6 Months
379 | 17-48. | Soil Vapor Extraction (SVE) System - Small - Long Term > 6 Months |  | Per Month | 0 | 0 | 0 | [10 empty] | FALSE | 17-48. | Soil Vapor Extraction (SVE) System - Small - Long Term > 6 Months
380 | 17-49. | Soil Vapor Extraction (SVE) System - Medium - Short Term ≤ 6 Months |  | Per Month | 0 | 0 | 0 | [10 empty] | FALSE | 17-49. | Soil Vapor Extraction (SVE) System - Medium - Short Term ≤ 6 Months
381 | 17-50. | Soil Vapor Extraction (SVE) System - Medium - Long Term > 6 Months |  | Per Month | 0 | 0 | 0 | [10 empty] | FALSE | 17-50. | Soil Vapor Extraction (SVE) System - Medium - Long Term > 6 Months
382 | 17-51. | Soil Vapor Extraction (SVE) System - Large - Short Term ≤ 6 Months |  | Per Month | 0 | 0 | 0 | [10 empty] | FALSE | 17-51. | Soil Vapor Extraction (SVE) System - Large - Short Term ≤ 6 Months
383 | 17-52. | Soil Vapor Extraction (SVE) System - Large - Long Term > 6 Months |  | Per Month | 0 | 0 | 0 | [10 empty] | FALSE | 17-52. | Soil Vapor Extraction (SVE) System - Large - Long Term > 6 Months
384 | 17-53. | Air Sparge/Multphase Extraction (AS/MPE) System - Small - Short Term ≤ 6 Months |  | Per Month | 0 | 0 | 0 | [10 empty] | FALSE | 17-53. | Air Sparge/Multphase Extraction (AS/MPE) System - Small - Short Term ≤ 6 Months
385 | 17-54. | Air Sparge/Multphase Extraction (AS/MPE) System - Small - Long Term > 6 Months |  | Per Month | 0 | 0 | 0 | [10 empty] | FALSE | 17-54. | Air Sparge/Multphase Extraction (AS/MPE) System - Small - Long Term > 6 Months
386 | 17-55. | Air Sparge/Multphase Extraction (AS/MPE) System - Medium - Short Term ≤ 6 Months |  | Per Month | 0 | 0 | 0 | [10 empty] | FALSE | 17-55. | Air Sparge/Multphase Extraction (AS/MPE) System - Medium - Short Term ≤ 6 Months
387 | 17-56. | Air Sparge/Multphase Extraction (AS/MPE) System - Medium - Long Term > 6 Months |  | Per Month | 0 | 0 | 0 | [10 empty] | FALSE | 17-56. | Air Sparge/Multphase Extraction (AS/MPE) System - Medium - Long Term > 6 Months
388 | 17-57. | Air Sparge/Multphase Extraction (AS/MPE) System - Large - Short Term ≤ 6 Months |  | Per Month | 0 | 0 | 0 | [10 empty] | FALSE | 17-57. | Air Sparge/Multphase Extraction (AS/MPE) System - Large - Short Term ≤ 6 Months
389 | 17-58. | Air Sparge/Multphase Extraction (AS/MPE) System - Large - Long Term > 6 Months |  | Per Month | 0 | 0 | 0 | [10 empty] | FALSE | 17-58. | Air Sparge/Multphase Extraction (AS/MPE) System - Large - Long Term > 6 Months
390 | 17-59. | In-Situ Chemical Oxidation (including Ozone) System – Small – Long Term > 6 Months |  | Per Month | 0 | 0 | 0 | [10 empty] | FALSE | 17-59. | In-Situ Chemical Oxidation (including Ozone) System – Small – Long Term > 6 Months
391 | 17-60. | In-Situ Chemical Oxidation (including Ozone) System – Small - Short Term ≤ 6 Months |  | Per Month | 0 | 0 | 0 | [10 empty] | FALSE | 17-60. | In-Situ Chemical Oxidation (including Ozone) System – Small - Short Term ≤ 6 Months
392 | 17-61. | In-Situ Chemical Oxidation (including Ozone) System – Medium – Long Term > 6 Months |  | Per Month | 0 | 0 | 0 | [10 empty] | FALSE | 17-61. | In-Situ Chemical Oxidation (including Ozone) System – Medium – Long Term > 6 Months
393 | 17-62. | In-Situ Chemical Oxidation (including Ozone) System – Medium - Short Term ≤ 6 Months |  | Per Month | 0 | 0 | 0 | [10 empty] | FALSE | 17-62. | In-Situ Chemical Oxidation (including Ozone) System – Medium - Short Term ≤ 6 Months
394 | 17-63. | In-Situ Chemical Oxidation (including Ozone) System – Large - Long Term > 6 Months |  | Per Month | 0 | 0 | 0 | [10 empty] | FALSE | 17-63. | In-Situ Chemical Oxidation (including Ozone) System – Large - Long Term > 6 Months
395 | 17-64. | In-Situ Chemical Oxidation (including Ozone) System – Large -Short Term ≤ 6 Months |  | Per Month | 0 | 0 | 0 | [10 empty] | FALSE | 17-64. | In-Situ Chemical Oxidation (including Ozone) System – Large -Short Term ≤ 6 Months
396 | 18. | REPORTS (Excluding Professional Engineering and Professional Geology Services) | [15 empty] | FALSE |  | REPORTS (Excluding Professional Engineering and Professional Geology Services)
397 | 18-1. | Soil Source Removal Report |  | Per Report | 0 | 0 | 0 | [10 empty] | FALSE | 18-1. | Soil Source Removal Report | bar: 3
398 | 18-2. | General Site Assessment Report |  | Per Report | 0 | 0 | 0 | [10 empty] | FALSE | 18-2. | General Site Assessment Report
399 | 18-3. | Supplemental Site Assessment Report |  | Per Report | 0 | 0 | 0 | [10 empty] | FALSE | 18-3. | Supplemental Site Assessment Report
400 | 18-4. | Receptor and Exposure Pathway Report |  | Per Report | 0 | 0 | 0 | [10 empty] | FALSE | 18-4. | Receptor and Exposure Pathway Report
401 | 18-5. | Level 1 Natural Attenuation Monitoring Plan |  | Per Plan | 0 | 0 | 0 | [10 empty] | FALSE | 18-5. | Level 1 Natural Attenuation Monitoring Plan
402 | 18-6. | Level 2 Natural Attenuation Monitoring Plan |  | Per Plan | 0 | 0 | 0 | [10 empty] | FALSE | 18-6. | Level 2 Natural Attenuation Monitoring Plan
403 | 18-7. | Natural Attenuation or Post RA Monitoring Report, Quarterly or Non-Annual |  | Per Report | 0 | 0 | 0 | [10 empty] | FALSE | 18-7. | Natural Attenuation or Post RA Monitoring Report, Quarterly or Non-Annual
404 | 18-8. | Natural Attenuation or Post RA Monitoring Report, Annual |  | Per Report | 0 | 0 | 0 | [10 empty] | FALSE | 18-8. | Natural Attenuation or Post RA Monitoring Report, Annual
405 | 18-9. | Pilot Test Plan |  | Per Plan | 0 | 0 | 0 | [10 empty] | FALSE | 18-9. | Pilot Test Plan
406 | 18-10. | Pilot Test Report |  | Per Report | 0 | 0 | 0 | [10 empty] | FALSE | 18-10. | Pilot Test Report
407 | 18-11. | Level 1 Remedial Action Plan |  | Per Plan | 0 | 0 | 0 | [10 empty] | FALSE | 18-11. | Level 1 Remedial Action Plan
408 | 18-12. | Level 2 Remedial Action Plan |  | Per Plan | 0 | 0 | 0 | [10 empty] | FALSE | 18-12. | Level 2 Remedial Action Plan
410 | 18-13. | Level 1 Limited Scope Remedial Action Plan or RAP Modification Plan |  | Per Plan | 0 | 0 | 0 | [10 empty] | FALSE | 18-13. | Level 1 Limited Scope Remedial Action Plan or RAP Modification Plan
411 | 18-14. | Level 2 Limited Scope Remedial Action Plan or RAP Modification Plan |  | Per Plan | 0 | 0 | 0 | [10 empty] | FALSE | 18-14. | Level 2 Limited Scope Remedial Action Plan or RAP Modification Plan
412 | 18-15. | Level 3 Limited Scope Remedial Action Plan or RAP Modification Plan |  | Per Plan | 0 | 0 | 0 | [10 empty] | FALSE | 18-15. | Level 3 Limited Scope Remedial Action Plan or RAP Modification Plan
413 | 18-16. | Level 4 Limited Scope Remedial Action Plan or RAP Modification Plan |  | Per Plan | 0 | 0 | 0 | [10 empty] | FALSE | 18-16. | Level 4 Limited Scope Remedial Action Plan or RAP Modification Plan
414 | 18-17. | Construction Drawings and Design Specifications |  | Per Report | 0 | 0 | 0 | [10 empty] | FALSE | 18-17. | Construction Drawings and Design Specifications
415 | 18-18. | As-Built Drawings (P.E. Sealed red lined modifications) |  | Per Drawings | 0 | 0 | 0 | [10 empty] | FALSE | 18-18. | As-Built Drawings (P.E. Sealed red lined modifications)
416 | 18-19. | Remedial Action Startup Report |  | Per Report | 0 | 0 | 0 | [10 empty] | FALSE | 18-19. | Remedial Action Startup Report
417 | 18-20. | Letter/NPDES Report |  | Per Report | 0 | 0 | 0 | [10 empty] | FALSE | 18-20. | Letter/NPDES Report
418 | 18-21. | Operation and Maintenance Report, Quarterly or Non-Annual |  | Per Report | 0 | 0 | 0 | [10 empty] | FALSE | 18-21. | Operation and Maintenance Report, Quarterly or Non-Annual
419 | 18-22. | Operation and Maintenance Annual Report |  | Per Report | 0 | 0 | 0 | [10 empty] | FALSE | 18-22. | Operation and Maintenance Annual Report
420 | 18-23. | Remedial Action General Report |  | Per Report | 0 | 0 | 0 | [10 empty] | FALSE | 18-23. | Remedial Action General Report
421 | 18-24. | Remedial Action Interim Report |  | Per Report | 0 | 0 | 0 | [10 empty] | FALSE | 18-24. | Remedial Action Interim Report | bar: 2
422 | 18-25. | Free Product Recovery Report |  | Per Report | 0 | 0 | 0 | [10 empty] | FALSE | 18-25. | Free Product Recovery Report
423 | 18-26. | Well Abandonment/Site Restoration Report |  | Per Report | 0 | 0 | 0 | [10 empty] | FALSE | 18-26. | Well Abandonment/Site Restoration Report | bar: 2
424 | 18-27. | Interim Assessment Report |  | Per Report | 0 | 0 | 0 | [10 empty] | FALSE | 18-27. | Interim Assessment Report
425 | 19. | PERSONNEL (Excluding Professional Engineer and Professional Geologist) | [15 empty] | FALSE |  | PERSONNEL (Excluding Professional Engineer and Professional Geologist)
426 | 19-1. | Program/Contract Manager |  | Per Hour | 0 | 0 | 0 | [10 empty] | FALSE | 19-1. | Program/Contract Manager
427 | 19-2. | Project/Site Manager |  | Per Hour | 0 | 0 | 0 | [10 empty] | FALSE | 19-2. | Project/Site Manager
428 | 19-3. | Engineer |  | Per Hour | 0 | 0 | 0 | [10 empty] | FALSE | 19-3. | Engineer
429 | 19-4. | Geologist/Geoscientist |  | Per Hour | 0 | 0 | 0 | [10 empty] | FALSE | 19-4. | Geologist/Geoscientist
430 | 19-5. | Hydrogeologist/Modeler |  | Per Hour | 0 | 0 | 0 | [10 empty] | FALSE | 19-5. | Hydrogeologist/Modeler
431 | 19-6. | Scientist/Technical Specialist |  | Per Hour | 0 | 0 | 0 | [10 empty] | FALSE | 19-6. | Scientist/Technical Specialist | bar: 1
432 | 19-7. | Assistant Scientist/Technical Specialist |  | Per Hour | 0 | 0 | 0 | [10 empty] | FALSE | 19-7. | Assistant Scientist/Technical Specialist
433 | 19-8. | Field Technician |  | Per Hour | 0 | 0 | 0 | [10 empty] | FALSE | 19-8. | Field Technician | bar: 1
434 | 19-9. | Draftsperson |  | Per Hour | 0 | 0 | 0 | [10 empty] | FALSE | 19-9. | Draftsperson
435 | 19-10. | Administrative Staff |  | Per Hour | 0 | 0 | 0 | [10 empty] | FALSE | 19-10. | Administrative Staff
436 | 19-11. | Laborers and Security Guards |  | Per Hour | 0 | 0 | 0 | [10 empty] | FALSE | 19-11. | Laborers and Security Guards
437 | 20. | PROFESSIONAL ENGINEERING AND PROFESSIONAL GEOLOGY SERVICES | [15 empty] | FALSE |  | PROFESSIONAL ENGINEERING AND PROFESSIONAL GEOLOGY SERVICES
438 | 20-1. | Professional Engineer |  | Per Hour | 0 | 0 | 0 | [10 empty] | FALSE | 20-1. | Professional Engineer
439 | 20-2. | Professional Geologist |  | Per Hour | 0 | 0 | 0 | [10 empty] | FALSE | 20-2. | Professional Geologist
440 | 20-3. | P.G. Field Oversight of Drilling and Boring and Soil-Boring Logging |  | Per Hour | 0 | 0 | 0 | [10 empty] | FALSE | 20-3. | P.G. Field Oversight of Drilling and Boring and Soil-Boring Logging
441 | 20-4. | P.G. Field Oversight of Well Installation |  | Per Hour | 0 | 0 | 0 | [10 empty] | FALSE | 20-4. | P.G. Field Oversight of Well Installation
442 | 20-5. | P.E. Project Oversight for Remediation Technology Pilot Testing |  | Per Test | 0 | 0 | 0 | [10 empty] | FALSE | 20-5. | P.E. Project Oversight for Remediation Technology Pilot Testing
443 | 20-6.a. | P.E. Project Oversight for Remediation System Integration and Startup - Small System |  | Per System | 0 | 0 | 0 | [10 empty] | FALSE | 20-6.a. | P.E. Project Oversight for Remediation System Integration and Startup - Small System
444 | 20-6.b. | P.E. Project Oversight for Remediation System Integration and Startup - Medium System |  | Per System | 0 | 0 | 0 | [10 empty] | FALSE | 20-6.b. | P.E. Project Oversight for Remediation System Integration and Startup - Medium System
445 | 20-6.c. | P.E. Project Oversight for Remediation System Integration and Startup - Large System |  | Per System | 0 | 0 | 0 | [10 empty] | FALSE | 20-6.c. | P.E. Project Oversight for Remediation System Integration and Startup - Large System
446 | 20-6.d. | P.E. Project Oversight for Remediation System Integration and Startup - Extra Large System |  | Per System | 0 | 0 | 0 | [10 empty] | FALSE | 20-6.d. | P.E. Project Oversight for Remediation System Integration and Startup - Extra Large System
447 | 20-7.a. | P.E. Project Oversight for Short Term or Episodic Remediation System Operation |  | Per Day | 0 | 0 | 0 | [10 empty] | FALSE | 20-7.a. | P.E. Project Oversight for Short Term or Episodic Remediation System Operation
448 | 20-7.b. | P.E. Project Oversight for Short Term or Episodic Remediation System Operation |  | Per Week | 0 | 0 | 0 | [10 empty] | FALSE | 20-7.b. | P.E. Project Oversight for Short Term or Episodic Remediation System Operation
449 | 20-8. | P.E. Project Oversight for Remediation System Operation and Maintenance |  | Per Month | 0 | 0 | 0 | [10 empty] | FALSE | 20-8. | P.E. Project Oversight for Remediation System Operation and Maintenance
450 | 20-9. | P.E. Review and Certification of Sufficiency of Engineering Controls (other than permanent, impermeable surface or top two feet of clean fill), with Monitoring and Maintenance Recommendations Required for a Conditional NFA |  | Per Review and Certification | 0 | 0 | 0 | [10 empty] | FALSE | 20-9. | P.E. Review and Certification of Sufficiency of Engineering Controls (other than permanent, impermeable surface or top two feet of clean fill), with Monitoring and Maintenance Recommendations Required for a Conditional NFA
451 | 20-10. | P.G. or Qualified P.E. Review and Certification of Sufficiency of Engineering Controls Limited to Permanent, Impermeable Surface or Top Two Feet of Clean Fill with Monitoring and Maintenance Recommendations Required for a Conditional NFA |  | Per Review and Certification | 0 | 0 | 0 | [10 empty] | FALSE | 20-10. | P.G. or Qualified P.E. Review and Certification of Sufficiency of Engineering Controls Limited to Permanent, Impermeable Surface or Top Two Feet of Clean Fill with Monitoring and Maintenance Recommendations Required for a Conditional NFA
452 | 20-11. | P.E. Design and Certification of Plans and Project Oversight of Installation for Engineering Controls (other than permanent, impermeable surface or top two feet of clean fill) required for a conditional NFA |  | Per Engineering Controls Installation | 0 | 0 | 0 | [10 empty] | FALSE | 20-11. | P.E. Design and Certification of Plans and Project Oversight of Installation for Engineering Controls (other than permanent, impermeable surface or top two feet of clean fill) required for a conditional NFA
453 | 2+418:4330-12. | P.G. or Qualified P.E. Review, Evaluation and Certification of Plans and Project Oversight for Installation of Engineering Controls Limited to Permanent, Impermeable Surface or Top Two Feet of Clean Fill Required for a Conditional NFA |  | Per Engineering Controls Installation | 0 | 0 | 0 | [10 empty] | FALSE | 2+418:4330-12. | P.G. or Qualified P.E. Review, Evaluation and Certification of Plans and Project Oversight for Installation of Engineering Controls Limited to Permanent, Impermeable Surface or Top Two Feet of Clean Fill Required for a Conditional NFA
454 | 20-13. | P.G. or P.E. Review, Evaluation and Certification of a Soil Source Removal Report That Includes a Recommendation for NFA |  | Per Report | 0 | 0 | 0 | [10 empty] | FALSE | 20-13. | P.G. or P.E. Review, Evaluation and Certification of a Soil Source Removal Report That Includes a Recommendation for NFA | bar: 3
455 | 20-14. | P.G. or Qualified P.E. Review, Evaluation and Certification of a General Site Assessment Report |  | Per Report | 0 | 0 | 0 | [10 empty] | FALSE | 20-14. | P.G. or Qualified P.E. Review, Evaluation and Certification of a General Site Assessment Report
456 | 20-15. | P.G. or Qualified P.E. Review, Evaluation and Certification of a Supplemental Site Assessment Report |  | Per Report | 0 | 0 | 0 | [10 empty] | FALSE | 20-15. | P.G. or Qualified P.E. Review, Evaluation and Certification of a Supplemental Site Assessment Report
457 | 20-16. | P.G. or P.E. Review, Evaluation and Certification of a Receptor and Exposure Pathway Report |  | Per Report | 0 | 0 | 0 | [10 empty] | FALSE | 20-16. | P.G. or P.E. Review, Evaluation and Certification of a Receptor and Exposure Pathway Report
458 | 20-17. | P.E. Review, Evaluation and Certification of a Level 1 Natural Attenuation Monitoring Plan |  | Per Plan | 0 | 0 | 0 | [10 empty] | FALSE | 20-17. | P.E. Review, Evaluation and Certification of a Level 1 Natural Attenuation Monitoring Plan
459 | 20-18. | P.E. Review, Evaluation and Certification of a Level 2 Natural Attenuation Monitoring Plan |  | Per Plan | 0 | 0 | 0 | [10 empty] | FALSE | 20-18. | P.E. Review, Evaluation and Certification of a Level 2 Natural Attenuation Monitoring Plan
460 | 20-19. | P.E. or P.G. Review, Evaluation and Certification of a Non-Annual Natural Attenuation or Post RA Monitoring Report That Includes a Recommendation for NFA or a Recommendation to Modify the Approved Monitoring Plan. |  | Per Report | 0 | 0 | 0 | [10 empty] | FALSE | 20-19. | P.E. or P.G. Review, Evaluation and Certification of a Non-Annual Natural Attenuation or Post RA Monitoring Report That Includes a Recommendation for NFA or a Recommendation to Modify the Approved Monitoring Plan.
461 | 20-20. | P.G or P.E. Review, Evaluation and Certification of an Annual Natural Attenuation Monitoring Report |  | Per Report | 0 | 0 | 0 | [10 empty] | FALSE | 20-20. | P.G or P.E. Review, Evaluation and Certification of an Annual Natural Attenuation Monitoring Report
462 | 20-21. | P.E. Review, Evaluation and Certification of a Pilot Test Plan |  | Per Plan | 0 | 0 | 0 | [10 empty] | FALSE | 20-21. | P.E. Review, Evaluation and Certification of a Pilot Test Plan
463 | 20-22. | P.E. Review, Evaluation and Certification of a Pilot Test Report |  | Per Report | 0 | 0 | 0 | [10 empty] | FALSE | 20-22. | P.E. Review, Evaluation and Certification of a Pilot Test Report
464 | 20-23. | P.E. Review, Evaluation and Certification of a Level 1 Remedial Action Plan |  | Per Plan | 0 | 0 | 0 | [10 empty] | FALSE | 20-23. | P.E. Review, Evaluation and Certification of a Level 1 Remedial Action Plan
466 | 20-24. | P.E. Review, Evaluation and Certification of a Level 2 Remedial Action Plan |  | Per Plan | 0 | 0 | 0 | [10 empty] | FALSE | 20-24. | P.E. Review, Evaluation and Certification of a Level 2 Remedial Action Plan
467 | 20-25. | P.E. Review, Evaluation and Certification of a Level 1 Limited Scope Remedial Action Plan or RAP Modification Plan |  | Per Plan | 0 | 0 | 0 | [10 empty] | FALSE | 20-25. | P.E. Review, Evaluation and Certification of a Level 1 Limited Scope Remedial Action Plan or RAP Modification Plan
468 | 20-26. | P.E. Review, Evaluation and Certification of a Level 2 Limited Scope Remedial Action Plan or RAP Modification Plan |  | Per Plan | 0 | 0 | 0 | [10 empty] | FALSE | 20-26. | P.E. Review, Evaluation and Certification of a Level 2 Limited Scope Remedial Action Plan or RAP Modification Plan
469 | 20-27. | P.E. Review, Evaluation and Certification of a Level 3 Limited Scope Remedial Action Plan or RAP Modification Plan |  | Per Plan | 0 | 0 | 0 | [10 empty] | FALSE | 20-27. | P.E. Review, Evaluation and Certification of a Level 3 Limited Scope Remedial Action Plan or RAP Modification Plan
470 | 20-28. | P.E. Review, Evaluation and Certification of a Level 4 Limited Scope Remedial Action Plan or RAP Modification Plan |  | Per Plan | 0 | 0 | 0 | [10 empty] | FALSE | 20-28. | P.E. Review, Evaluation and Certification of a Level 4 Limited Scope Remedial Action Plan or RAP Modification Plan
471 | 20-29. | P.E. Review, Evaluation and Certification of As-Built Drawings (P.E. sealed red lined modifications) |  | Per Set of Drawings | 0 | 0 | 0 | [10 empty] | FALSE | 20-29. | P.E. Review, Evaluation and Certification of As-Built Drawings (P.E. sealed red lined modifications)
472 | 20-30. | P.E. Review, Evaluation and Certification of a Remedial Action Startup Report That Includes a Recommendation for System Modification or Significant Change in the Course of Action |  | Per Report | 0 | 0 | 0 | [10 empty] | FALSE | 20-30. | P.E. Review, Evaluation and Certification of a Remedial Action Startup Report That Includes a Recommendation for System Modification or Significant Change in the Course of Action
473 | 20-31. | P.E. Review, Evaluation and Certification of a Non-Annual Operation and Maintenance Report That Includes Significant Proposed Changes to the Approved RAP |  | Per Report | 0 | 0 | 0 | [10 empty] | FALSE | 20-31. | P.E. Review, Evaluation and Certification of a Non-Annual Operation and Maintenance Report That Includes Significant Proposed Changes to the Approved RAP
474 | 20-32. | P.E. Review, Evaluation and Certification of an Annual Operation and Maintenance Report |  | Per Report | 0 | 0 | 0 | [10 empty] | FALSE | 20-32. | P.E. Review, Evaluation and Certification of an Annual Operation and Maintenance Report
475 | 20-33. | P.G or P.E. Review, Evaluation and Certification of a Remedial Action General Report |  | Per Report | 0 | 0 | 0 | [10 empty] | FALSE | 20-33. | P.G or P.E. Review, Evaluation and Certification of a Remedial Action General Report
476 | 20-34. | P.G or P.E. Review, Evaluation and Certification of an Interim Assessment or Remedial Action Report That Includes a Recommendation for System Modification or Significant Change in the Course of Action |  | Per Report | 0 | 0 | 0 | [10 empty] | FALSE | 20-34. | P.G or P.E. Review, Evaluation and Certification of an Interim Assessment or Remedial Action Report That Includes a Recommendation for System Modification or Significant Change in the Course of Action
477 | 20-35. | P.E. Review, Evaluation, and Certification of Construction Drawings |  | Per Set of Drawings | 0 | 0 | 0 | [10 empty] | FALSE | 20-35. | P.E. Review, Evaluation, and Certification of Construction Drawings
478 | 20-36. | P.E. Review, Evaluation, and Certification of Annual PARM Report |  | Per Report | 0 | 0 | 0 | [10 empty] | FALSE | 20-36. | P.E. Review, Evaluation, and Certification of Annual PARM Report
479 | 21. | MISCELLANEOUS ITEMS |  | ' | [13 empty] | FALSE |  | MISCELLANEOUS ITEMS
480 | 21-1. |  |  | Reimbursable* | 1 | 1 | 0 | [10 empty] | FALSE | 21-1. | 0
481 | 21-2. |  |  | Reimbursable* | 1 | 1 | 0 | [10 empty] | FALSE | 21-2. | 0
482 | 21-3. |  |  | Reimbursable* | 1 | 1 | 0 | [10 empty] | FALSE | 21-3. | 0
483 | 21-4. |  |  | Reimbursable* | 1 | 1 | 0 | [10 empty] | FALSE | 21-4. | 0
484 | 21-5. |  |  | Reimbursable* | 1 | 1 | 0 | [10 empty] | FALSE | 21-5. | 0
485 | 21-6. |  |  | Reimbursable* | 1 | 1 | 0 | [10 empty] | FALSE | 21-6. | 0
486 | 21-7. |  |  | Reimbursable* | 1 | 1 | 0 | [10 empty] | FALSE | 21-7. | 0
487 | 21-8. |  |  | Reimbursable* | 1 | 1 | 0 | [10 empty] | FALSE | 21-8. | 0
488 | 21-9. |  |  | Reimbursable* | 1 | 1 | 0 | [10 empty] | FALSE | 21-9. | 0
489 | 21-10. |  |  | Reimbursable* | 1 | 1 | 0 | [10 empty] | FALSE | 21-10. | 0
450 | 21-11. |  |  | Reimbursable* | 1 | 1 | 0 | [10 empty] | FALSE | 21-11. | 0
451 | 21-12. |  |  | Reimbursable* | 1 | 1 | 0 | [10 empty] | FALSE | 21-12. | 0
452 | 21-13. |  |  | Reimbursable* | 1 | 1 | 0 | [10 empty] | FALSE | 21-13. | 0
453 | 21-14. |  |  | Reimbursable* | 1 | 1 | 0 | [10 empty] | FALSE | 21-14. | 0
454 | 21-15. |  |  | Reimbursable* | 1 | 1 | 0 | [10 empty] | FALSE | 21-15. | 0
455 | 21-16. |  |  | Reimbursable* | 1 | 1 | 0 | [10 empty] | FALSE | 21-16. | 0
456 | 21-17. |  |  | Reimbursable* | 1 | 1 | 0 | [10 empty] | FALSE | 21-17. | 0
457 | 21-18. |  |  | Reimbursable* | 1 | 1 | 0 | [10 empty] | FALSE | 21-18. | 0
458 | 21-19. |  |  | Reimbursable* | 1 | 1 | 0 | [10 empty] | FALSE | 21-19. | 0
459 | 21-20. |  |  | Reimbursable* | 1 | 1 | 0 | [10 empty] | FALSE | 21-20. | 0
460 | 21-21. |  |  | Reimbursable* | 1 | 1 | 0 | [10 empty] | FALSE | 21-21. | 0
461 | 21-22. |  |  | Reimbursable* | 1 | 1 | 0 | [10 empty] | FALSE | 21-22. | 0
462 | 21-23. |  |  | Reimbursable* | 1 | 1 | 0 | [10 empty] | FALSE | 21-23. | 0
463 | 21-24. |  |  | Reimbursable* | 1 | 1 | 0 | [10 empty] | FALSE | 21-24. | 0
464 | 21-25. |  |  | Reimbursable* | 1 | 1 | 0 | [10 empty] | FALSE | 21-25. | 0
465 | 21-26. |  |  | Reimbursable* | 1 | 1 | 0 | [10 empty] | FALSE | 21-26. | 0
466 | 21-27. |  |  | Reimbursable* | 1 | 1 | 0 | [10 empty] | FALSE | 21-27. | 0
467 | 21-28. |  |  | Reimbursable* | 1 | 1 | 0 | [10 empty] | FALSE | 21-28. | 0
468 | 21-29. |  |  | Reimbursable* | 1 | 1 | 0 | [10 empty] | FALSE | 21-29. | 0
469 | 21-30. |  |  | Reimbursable* | 1 | 1 | 0 | [10 empty] | FALSE | 21-30. | 0
470 | 22. | Contingent Funding |  | ' | [13 empty] | FALSE |  | Contingent Funding
| 22-1. | Contingent Funding - Allowance only to be used as offset for field change orders |  | NOT BILLABLE | 1 | 1 | 0 | [10 empty] | FALSE | 22-1. | Contingent Funding - Allowance only to be used as offset for field change orders
| *For reimbursable pay items the cost listed is a "not to exceed" amount. Fees will be reimbursed for the pay item based on the actual invoice. Please note, the unit of measure for these items will be displayed as dollars for invoicing purposes. Please refer to the Scope of Work for additional description of these items. | [6 empty] | 10: Version 20.0 | TRUE |  | 0
Note on I7: OFFICE ACTIVITIES
Note on J7: SITE PREPARATION/ PRE-EXCAVATION SAMPLING Baseline groundwater sampling for remediation products to be placed in excavation, additional soil sampling to define excavation area, well abandonment for monitor wells in excavation area.
Note on K7: SOURCE REMOVAL ACTIVITIES Include soil sampling if confirmation soil samples are collected from excavation walls/floor.
Note on I11: Use this item for Direct Assign work scopes for continuing work.
Note on J13: Typically used for installing monitor wells, unit rate with number of units equal to estimated/quoted costs. A good default is $300.
Note on J14: Used for any off-site properties where work will be performed, or for ROW permits (permit fees should use pay item 1-4, and Maintenance of Traffic equipment should be included in pay item 2-5).
Note on J16: This cell will be locked and automatically calculate from the reimbursable items. Check to be sure it has a cost if you have reimbursable items.
Note on K23: Used for any work performed in the right-of-way that requires maintenance of traffic (lane closure) equipment.
Note on I25: If a pre-drilling meeting is required, one mobilization for driller, one mobilization for ATC.
Note on J25: Contractor is typically allowed one mobilization per week, unless they are performing two different tasks (well install and groundwater sampling), that are separated by at least a day. One mobilization per vehicle (typically 1 vehicle).
Note on K25: Contractor is typically allowed one mobilization per week, unless they are performing two different tasks (well install and groundwater sampling), that are separated by at least a day. One mobilization per vehicle (typically 1 vehicle).
Note on K26: One mobilization per week for source removal.
Note on K27: One mobilization per week for source removal.
Note on J28: Mobilization for drilling is allowed once per week.
Note on J29: Mobilization for drilling is allowed once per week.
Note on K30: For excavation activities. If equipment is kept on-site for multiple weeks, only one mobilization is authorized.
Note on K31: For excavation activities. If equipment is kept on-site for multiple weeks, only one mobilization is authorized.
Note on K32: For excavation activities. If equipment is kept on-site for multiple weeks, only one mobilization is authorized.
Note on K33: For excavation activities. If equipment is kept on-site for multiple weeks, only one mobilization is authorized.
Note on K34: For excavation activities. If equipment is kept on-site for multiple weeks, only one mobilization is authorized.
Note on J36: This pay item includes the total depth where soil sampling is performed and clearing the top of the borehole by hand (no additional hand augering item to clear the first five feet). Costs are in addition to advancing the boring by HSA or sonic boring. Costs for top footage sampled by hand are also included.
Note on J37: This pay item includes the total depth where soil sampling is performed and clearing the top of the borehole by hand (no additional hand augering item to clear the first five feet). Costs are in addition to advancing the boring by HSA or sonic boring. Costs for top footage sampled by hand are also included.
Note on J38: This pay item includes the total depth where soil sampling is performed and clearing the top of the borehole by hand (no additional hand augering item to clear the first five feet). Costs are in addition to advancing the boring by HSA or sonic boring. Costs for top footage sampled by hand are also included.
Note on J39: This pay item includes the total depth where soil sampling is performed and clearing the top of the borehole by hand (no additional hand augering item to clear the first five feet). Costs are in addition to advancing the boring by HSA or sonic boring. Costs for top footage sampled by hand are also included.
Note on J40: Used if the depth of the soil boring 10 feet BLS or less. If hand auger is required for depths greater than 10 feet BLS, a section 21 quote is required.
Note on J41: A full day is defined here as 10 hours. The default expectation is to achieve a minimum of 140-190 feet of probe rod advancement per day unless exceptions based on project specific conditions are approved in advance by the Petroleum Restoration Program Site Manager. The item is not prorated, but they cannot do a half day of work on two seperate days and claim two days of DPT. Includes groundwater sampling and using an HSA attachment to advance boreholes for monitoring wells with a combo rig.
Note on J43: Typically used for mud rotary or hollow stem auger drilling.
Note on J44: Typically used for mud rotary or hollow stem auger drilling.
Note on J45: Typically used for mud rotary or hollow stem auger drilling.
Note on J46: Used to install 2-inch diameter wells (typically 8-inch outer diameter augers).
Note on J47: Used to install 2-inch diameter wells (typically 8-inch outer diameter augers).
Note on J48: Used to install 2-inch diameter wells (typically 8-inch outer diameter augers).
Note on J49: Used to install 4-inch and larger wells (typically 12-inch outer diameter augers).
Note on J50: Used to install 4-inch and larger wells (typically 12-inch outer diameter augers).
Note on J51: Used to install 4-inch and larger wells (typically 12-inch outer diameter augers).
Note on J52: Typically used to install 2-inch diameter monitoring wells.
Note on J53: Typically used to install 2-inch diameter monitoring wells.
Note on J54: Typically used to install 2-inch diameter monitoring wells.
Note on J55: Typically used to install 2” diameter wells, 4” diameter wells and temporary outer casing for a 2” diameter well
Note on J56: Typically used to install 2” diameter wells, 4” diameter wells and temporary outer casing for a 2” diameter well
Note on J57: Typically used to install 2” diameter wells, 4” diameter wells and temporary outer casing for a 2” diameter well
Note on J58: Typically used to install a 6-inch diameter well, for temporary outer casing on a 4-inch deep well, or if a second temporary outer casing is required.
Note on J59: Typically used to install a 6-inch diameter well, for temporary outer casing on a 4-inch deep well, or if a second temporary outer casing is required.
Note on J60: Typically used to install a 6-inch diameter well, for temporary outer casing on a 4-inch deep well, or if a second temporary outer casing is required.
Note on J62: Well installation items based on well diameter. This is in addition to the boring items in Section 4. Well installation includes the standard 8-inch and 12-inch manholes and concrete well pad.
Note on J63: Well installation items based on well diameter. This is in addition to the boring items in Section 4. Well installation includes the standard 8-inch and 12-inch manholes and concrete well pad.
Note on J65: Well installation items based on well diameter. This is in addition to the boring items in Section 4. Well installation includes the standard 8-inch and 12-inch manholes and concrete well pad.
Note on J67: Well installation items based on well diameter. This is in addition to the boring items in Section 4. Well installation includes the standard 8-inch and 12-inch manholes and concrete well pad.
Note on J68: Well installation items based on well diameter. This is in addition to the boring items in Section 4. Well installation includes the standard 8-inch and 12-inch manholes and concrete well pad.
Note on J69: Well installation items based on well diameter. This is in addition to the boring items in Section 4. Well installation includes the standard 8-inch and 12-inch manholes and concrete well pad.
Note on J70: Well installation items based on well diameter. This is in addition to the boring items in Section 4. Well installation includes the standard 8-inch and 12-inch manholes and concrete well pad.
Note on J71: Well installation items based on well diameter. This is in addition to the boring items in Section 4. Well installation includes the standard 8-inch and 12-inch manholes and concrete well pad.
Note on J72: Well installation items based on well diameter. This is in addition to the boring items in Section 4. Well installation includes the standard 8-inch and 12-inch manholes and concrete well pad.
Note on J73: Check with your professional before using well screen >20 feet.
Note on J74: Check with your professional before using well screen >20 feet.
Note on J75: Check with your professional before using well screen >20 feet.
Note on J76: Check with your professional before using well screen >20 feet.
Note on J77: Only used for stick-up wells and pads (area prone to surface flooding, or with dense vegetation).
Note on J80: Used if an existing well is silted up or required overpurging.
Note on J83: Used for pre-pack monitor wells, if a well needs to be installed with DPT due to access restrictions.
Note on J85: Use for grouting the monitoring wells to the surface and removing the well pads and manholes.
Note on J86: Use for grouting the monitoring wells to the surface and removing the well pads and manholes.
Note on J87: Use for grouting the monitoring wells to the surface and removing the well pads and manholes.
Note on J88: Use for grouting the monitoring wells to the surface and removing the well pads and manholes.
Note on J89: Only used if you are removing the 2-foot/4-foot square vaults (typically used for injection wells or other treatment wells with piping/fittings at the wellhead). Not for standard manholes.
Note on J90: Only used if you are removing the 2-foot/4-foot square vaults (typically used for injection wells or other treatment wells with piping/fittings at the wellhead). Not for standard manholes.
Note on J91: Used for removal and disposal of well pad and manhole, and restoration of surface cover to match surrounding conditions, without well abandonment.
Note on J92: BASELINE SAMPLING
Note on J93: Used for Monitor Well Sampling.
Note on J94: Used for Monitor Well Sampling.
Note on J95: Used for sampling potable/irrigation wells.
Note on J96: Other Water Sampling - surface water, tap water, remediation system influent/effluent
Note on J98: Used for collection of soil/sediment samples. One unit allowed per sample analysis suite, unless SPLP is proposed, then add pay item 7-14.
Note on K98: Used for collection of soil/sediment samples. One unit allowed per sample analysis suite, unless SPLP is proposed, then add pay item 7-14.
Note on J99: Only used to gauge depth to water/product for wells you are not sampling. Monitoring well sampling includes gauging depth to water. If wells have a history of being dry or having submerged well screens, you can include additional gauging items in case wells cannot be sampled and can only be gauged. This will prevent the need for a change order later.
Note on J103: For preparation and submittal of ADaPT files. Allowable once per sampling event.
Note on K103: For preparation and submittal of ADaPT files. Allowable once per sampling event.
Note on J106: Use for all BTEX/MTBE SPLP samples collected. Pay item is invoiced regardless of the actual analytical samples processed. Encore sampling is not required for PAHs or TRPH (but may used for TRPH per guidance).
Note on J108: Make sure the method you select matches what is required in the Scope of Work. If the analysis you need is not in this section, list in Section 21. A quote from the laboratory will be needed for rates in Section 21.
Note on K108: Make sure the method you select matches what is required in the Scope of Work. If the analysis you need is not in this section, list in Section 21. A quote from the laboratory will be needed for rates in Section 21.
Note on J109: Make sure the method you select matches what is required in the Scope of Work. If the analysis you need is not in this section, list in Section 21. A quote from the laboratory will be needed for rates in Section 21.
Note on K109: Make sure the method you select matches what is required in the Scope of Work. If the analysis you need is not in this section, list in Section 21. A quote from the laboratory will be needed for rates in Section 21.
Note on J110: Make sure the method you select matches what is required in the Scope of Work. If the analysis you need is not in this section, list in Section 21. A quote from the laboratory will be needed for rates in Section 21.
Note on K110: Make sure the method you select matches what is required in the Scope of Work. If the analysis you need is not in this section, list in Section 21. A quote from the laboratory will be needed for rates in Section 21.
Note on J111: Make sure the method you select matches what is required in the Scope of Work. If the analysis you need is not in this section, list in Section 21. A quote from the laboratory will be needed for rates in Section 21.
Note on K111: Make sure the method you select matches what is required in the Scope of Work. If the analysis you need is not in this section, list in Section 21. A quote from the laboratory will be needed for rates in Section 21.
Note on J112: Make sure the method you select matches what is required in the Scope of Work. If the analysis you need is not in this section, list in Section 21. A quote from the laboratory will be needed for rates in Section 21.
Note on K112: Make sure the method you select matches what is required in the Scope of Work. If the analysis you need is not in this section, list in Section 21. A quote from the laboratory will be needed for rates in Section 21.
Note on J113: Make sure the method you select matches what is required in the Scope of Work. If the analysis you need is not in this section, list in Section 21. A quote from the laboratory will be needed for rates in Section 21.
Note on K113: Make sure the method you select matches what is required in the Scope of Work. If the analysis you need is not in this section, list in Section 21. A quote from the laboratory will be needed for rates in Section 21.
Note on J114: Make sure the method you select matches what is required in the Scope of Work. If the analysis you need is not in this section, list in Section 21. A quote from the laboratory will be needed for rates in Section 21.
Note on K114: Make sure the method you select matches what is required in the Scope of Work. If the analysis you need is not in this section, list in Section 21. A quote from the laboratory will be needed for rates in Section 21.
Note on J115: Make sure the method you select matches what is required in the Scope of Work. If the analysis you need is not in this section, list in Section 21. A quote from the laboratory will be needed for rates in Section 21.
Note on K115: Make sure the method you select matches what is required in the Scope of Work. If the analysis you need is not in this section, list in Section 21. A quote from the laboratory will be needed for rates in Section 21.
Note on J116: Make sure the method you select matches what is required in the Scope of Work. If the analysis you need is not in this section, list in Section 21. A quote from the laboratory will be needed for rates in Section 21.
Note on K116: Make sure the method you select matches what is required in the Scope of Work. If the analysis you need is not in this section, list in Section 21. A quote from the laboratory will be needed for rates in Section 21.
Note on J117: Make sure the method you select matches what is required in the Scope of Work. If the analysis you need is not in this section, list in Section 21. A quote from the laboratory will be needed for rates in Section 21.
Note on K117: Make sure the method you select matches what is required in the Scope of Work. If the analysis you need is not in this section, list in Section 21. A quote from the laboratory will be needed for rates in Section 21.
Note on J118: Make sure the method you select matches what is required in the Scope of Work. If the analysis you need is not in this section, list in Section 21. A quote from the laboratory will be needed for rates in Section 21.
Note on K118: Make sure the method you select matches what is required in the Scope of Work. If the analysis you need is not in this section, list in Section 21. A quote from the laboratory will be needed for rates in Section 21.
Note on J119: Make sure the method you select matches what is required in the Scope of Work. If the analysis you need is not in this section, list in Section 21. A quote from the laboratory will be needed for rates in Section 21.
Note on K119: Make sure the method you select matches what is required in the Scope of Work. If the analysis you need is not in this section, list in Section 21. A quote from the laboratory will be needed for rates in Section 21.
Note on J120: Make sure the method you select matches what is required in the Scope of Work. If the analysis you need is not in this section, list in Section 21. A quote from the laboratory will be needed for rates in Section 21.
Note on K120: Make sure the method you select matches what is required in the Scope of Work. If the analysis you need is not in this section, list in Section 21. A quote from the laboratory will be needed for rates in Section 21.
Note on J121: Make sure the method you select matches what is required in the Scope of Work. If the analysis you need is not in this section, list in Section 21. A quote from the laboratory will be needed for rates in Section 21.
Note on K121: Make sure the method you select matches what is required in the Scope of Work. If the analysis you need is not in this section, list in Section 21. A quote from the laboratory will be needed for rates in Section 21.
Note on J122: Make sure the method you select matches what is required in the Scope of Work. If the analysis you need is not in this section, list in Section 21. A quote from the laboratory will be needed for rates in Section 21.
Note on K122: Make sure the method you select matches what is required in the Scope of Work. If the analysis you need is not in this section, list in Section 21. A quote from the laboratory will be needed for rates in Section 21.
Note on J123: Make sure the method you select matches what is required in the Scope of Work. If the analysis you need is not in this section, list in Section 21. A quote from the laboratory will be needed for rates in Section 21.
Note on K123: Make sure the method you select matches what is required in the Scope of Work. If the analysis you need is not in this section, list in Section 21. A quote from the laboratory will be needed for rates in Section 21.
Note on J124: Make sure the method you select matches what is required in the Scope of Work. If the analysis you need is not in this section, list in Section 21. A quote from the laboratory will be needed for rates in Section 21.
Note on K124: Make sure the method you select matches what is required in the Scope of Work. If the analysis you need is not in this section, list in Section 21. A quote from the laboratory will be needed for rates in Section 21.
Note on J125: Make sure the method you select matches what is required in the Scope of Work. If the analysis you need is not in this section, list in Section 21. A quote from the laboratory will be needed for rates in Section 21.
Note on K125: Make sure the method you select matches what is required in the Scope of Work. If the analysis you need is not in this section, list in Section 21. A quote from the laboratory will be needed for rates in Section 21.
Note on J126: Make sure the method you select matches what is required in the Scope of Work. If the analysis you need is not in this section, list in Section 21. A quote from the laboratory will be needed for rates in Section 21.
Note on K126: Make sure the method you select matches what is required in the Scope of Work. If the analysis you need is not in this section, list in Section 21. A quote from the laboratory will be needed for rates in Section 21.
Note on J127: Make sure the method you select matches what is required in the Scope of Work. If the analysis you need is not in this section, list in Section 21. A quote from the laboratory will be needed for rates in Section 21.
Note on K127: Make sure the method you select matches what is required in the Scope of Work. If the analysis you need is not in this section, list in Section 21. A quote from the laboratory will be needed for rates in Section 21.
Note on J128: Make sure the method you select matches what is required in the Scope of Work. If the analysis you need is not in this section, list in Section 21. A quote from the laboratory will be needed for rates in Section 21.
Note on K128: Make sure the method you select matches what is required in the Scope of Work. If the analysis you need is not in this section, list in Section 21. A quote from the laboratory will be needed for rates in Section 21.
Note on J129: Make sure the method you select matches what is required in the Scope of Work. If the analysis you need is not in this section, list in Section 21. A quote from the laboratory will be needed for rates in Section 21.
Note on K129: Make sure the method you select matches what is required in the Scope of Work. If the analysis you need is not in this section, list in Section 21. A quote from the laboratory will be needed for rates in Section 21.
Note on J130: Make sure the method you select matches what is required in the Scope of Work. If the analysis you need is not in this section, list in Section 21. A quote from the laboratory will be needed for rates in Section 21.
Note on J131: Make sure the method you select matches what is required in the Scope of Work. If the analysis you need is not in this section, list in Section 21. A quote from the laboratory will be needed for rates in Section 21.
Note on J132: Make sure the method you select matches what is required in the Scope of Work. If the analysis you need is not in this section, list in Section 21. A quote from the laboratory will be needed for rates in Section 21.
Note on J133: Make sure the method you select matches what is required in the Scope of Work. If the analysis you need is not in this section, list in Section 21. A quote from the laboratory will be needed for rates in Section 21.
Note on J134: Make sure the method you select matches what is required in the Scope of Work. If the analysis you need is not in this section, list in Section 21. A quote from the laboratory will be needed for rates in Section 21.
Note on J135: Make sure the method you select matches what is required in the Scope of Work. If the analysis you need is not in this section, list in Section 21. A quote from the laboratory will be needed for rates in Section 21.
Note on J136: Make sure the method you select matches what is required in the Scope of Work. If the analysis you need is not in this section, list in Section 21. A quote from the laboratory will be needed for rates in Section 21.
Note on J137: Make sure the method you select matches what is required in the Scope of Work. If the analysis you need is not in this section, list in Section 21. A quote from the laboratory will be needed for rates in Section 21.
Note on J138: Make sure the method you select matches what is required in the Scope of Work. If the analysis you need is not in this section, list in Section 21. A quote from the laboratory will be needed for rates in Section 21.
Note on J139: Make sure the method you select matches what is required in the Scope of Work. If the analysis you need is not in this section, list in Section 21. A quote from the laboratory will be needed for rates in Section 21.
Note on J140: Make sure the method you select matches what is required in the Scope of Work. If the analysis you need is not in this section, list in Section 21. A quote from the laboratory will be needed for rates in Section 21.
Note on J141: Make sure the method you select matches what is required in the Scope of Work. If the analysis you need is not in this section, list in Section 21. A quote from the laboratory will be needed for rates in Section 21.
Note on J142: Make sure the method you select matches what is required in the Scope of Work. If the analysis you need is not in this section, list in Section 21. A quote from the laboratory will be needed for rates in Section 21.
Note on J143: Make sure the method you select matches what is required in the Scope of Work. If the analysis you need is not in this section, list in Section 21. A quote from the laboratory will be needed for rates in Section 21.
Note on J144: Make sure the method you select matches what is required in the Scope of Work. If the analysis you need is not in this section, list in Section 21. A quote from the laboratory will be needed for rates in Section 21.
Note on J145: Make sure the method you select matches what is required in the Scope of Work. If the analysis you need is not in this section, list in Section 21. A quote from the laboratory will be needed for rates in Section 21.
Note on J146: Make sure the method you select matches what is required in the Scope of Work. If the analysis you need is not in this section, list in Section 21. A quote from the laboratory will be needed for rates in Section 21.
Note on J147: Make sure the method you select matches what is required in the Scope of Work. If the analysis you need is not in this section, list in Section 21. A quote from the laboratory will be needed for rates in Section 21.
Note on J148: Make sure the method you select matches what is required in the Scope of Work. If the analysis you need is not in this section, list in Section 21. A quote from the laboratory will be needed for rates in Section 21.
Note on J149: Make sure the method you select matches what is required in the Scope of Work. If the analysis you need is not in this section, list in Section 21. A quote from the laboratory will be needed for rates in Section 21.
Note on J150: Make sure the method you select matches what is required in the Scope of Work. If the analysis you need is not in this section, list in Section 21. A quote from the laboratory will be needed for rates in Section 21.
Note on J151: Make sure the method you select matches what is required in the Scope of Work. If the analysis you need is not in this section, list in Section 21. A quote from the laboratory will be needed for rates in Section 21.
Note on J152: Make sure the method you select matches what is required in the Scope of Work. If the analysis you need is not in this section, list in Section 21. A quote from the laboratory will be needed for rates in Section 21.
Note on J153: Make sure the method you select matches what is required in the Scope of Work. If the analysis you need is not in this section, list in Section 21. A quote from the laboratory will be needed for rates in Section 21.
Note on J154: Make sure the method you select matches what is required in the Scope of Work. If the analysis you need is not in this section, list in Section 21. A quote from the laboratory will be needed for rates in Section 21.
Note on J155: Make sure the method you select matches what is required in the Scope of Work. If the analysis you need is not in this section, list in Section 21. A quote from the laboratory will be needed for rates in Section 21.
Note on J156: Make sure the method you select matches what is required in the Scope of Work. If the analysis you need is not in this section, list in Section 21. A quote from the laboratory will be needed for rates in Section 21.
Note on J157: Make sure the method you select matches what is required in the Scope of Work. If the analysis you need is not in this section, list in Section 21. A quote from the laboratory will be needed for rates in Section 21.
Note on J158: Make sure the method you select matches what is required in the Scope of Work. If the analysis you need is not in this section, list in Section 21. A quote from the laboratory will be needed for rates in Section 21.
Note on J159: Make sure the method you select matches what is required in the Scope of Work. If the analysis you need is not in this section, list in Section 21. A quote from the laboratory will be needed for rates in Section 21.
Note on J160: Make sure the method you select matches what is required in the Scope of Work. If the analysis you need is not in this section, list in Section 21. A quote from the laboratory will be needed for rates in Section 21.
Note on J161: Make sure the method you select matches what is required in the Scope of Work. If the analysis you need is not in this section, list in Section 21. A quote from the laboratory will be needed for rates in Section 21.
Note on J162: Make sure the method you select matches what is required in the Scope of Work. If the analysis you need is not in this section, list in Section 21. A quote from the laboratory will be needed for rates in Section 21.
Note on J163: Make sure the method you select matches what is required in the Scope of Work. If the analysis you need is not in this section, list in Section 21. A quote from the laboratory will be needed for rates in Section 21.
Note on J164: Make sure the method you select matches what is required in the Scope of Work. If the analysis you need is not in this section, list in Section 21. A quote from the laboratory will be needed for rates in Section 21.
Note on J165: Make sure the method you select matches what is required in the Scope of Work. If the analysis you need is not in this section, list in Section 21. A quote from the laboratory will be needed for rates in Section 21.
Note on J166: Make sure the method you select matches what is required in the Scope of Work. If the analysis you need is not in this section, list in Section 21. A quote from the laboratory will be needed for rates in Section 21.
Note on J167: Make sure the method you select matches what is required in the Scope of Work. If the analysis you need is not in this section, list in Section 21. A quote from the laboratory will be needed for rates in Section 21.
Note on J168: Make sure the method you select matches what is required in the Scope of Work. If the analysis you need is not in this section, list in Section 21. A quote from the laboratory will be needed for rates in Section 21.
Note on J169: Make sure the method you select matches what is required in the Scope of Work. If the analysis you need is not in this section, list in Section 21. A quote from the laboratory will be needed for rates in Section 21.
Note on J170: Make sure the method you select matches what is required in the Scope of Work. If the analysis you need is not in this section, list in Section 21. A quote from the laboratory will be needed for rates in Section 21.
Note on J171: Make sure the method you select matches what is required in the Scope of Work. If the analysis you need is not in this section, list in Section 21. A quote from the laboratory will be needed for rates in Section 21.
Note on J172: Make sure the method you select matches what is required in the Scope of Work. If the analysis you need is not in this section, list in Section 21. A quote from the laboratory will be needed for rates in Section 21.
Note on J173: Make sure the method you select matches what is required in the Scope of Work. If the analysis you need is not in this section, list in Section 21. A quote from the laboratory will be needed for rates in Section 21.
Note on J174: Make sure the method you select matches what is required in the Scope of Work. If the analysis you need is not in this section, list in Section 21. A quote from the laboratory will be needed for rates in Section 21.
Note on J175: Make sure the method you select matches what is required in the Scope of Work. If the analysis you need is not in this section, list in Section 21. A quote from the laboratory will be needed for rates in Section 21.
Note on K182: Make sure the method you select matches what is required in the Scope of Work. If the analysis you need is not in this section, list in Section 21. A quote from the laboratory will be needed for rates in Section 21.
Note on K184: Pay items should be scoped based on the approved RAP and Source Removal Table in SOW.
Note on K185: Pay items should be scoped based on the approved RAP and Source Removal Table in SOW.
Note on K186: Pay items should be scoped based on the approved RAP and Source Removal Table in SOW.
Note on K187: Pay items should be scoped based on the approved RAP and Source Removal Table in SOW.
Note on K188: Pay items should be scoped based on the approved RAP and Source Removal Table in SOW.
Note on K189: Pay items should be scoped based on the approved RAP and Source Removal Table in SOW.
Note on K190: Pay items should be scoped based on the approved RAP and Source Removal Table in SOW.
Note on K191: Pay items should be scoped based on the approved RAP and Source Removal Table in SOW.
Note on K192: Pay items should be scoped based on the approved RAP and Source Removal Table in SOW.
Note on K193: Pay items should be scoped based on the approved RAP and Source Removal Table in SOW.
Note on K194: Pay items should be scoped based on the approved RAP and Source Removal Table in SOW.
Note on K195: Pay items should be scoped based on the approved RAP and Source Removal Table in SOW.
Note on K196: Pay items should be scoped based on the approved RAP and Source Removal Table in SOW.
Note on K197: Pay items should be scoped based on the approved RAP and Source Removal Table in SOW.
Note on K198: Pay items should be scoped based on the approved RAP and Source Removal Table in SOW.
Note on K199: Pay items should be scoped based on the approved RAP and Source Removal Table in SOW.
Note on K200: Pay items should be scoped based on the approved RAP and Source Removal Table in SOW.
Note on K201: Pay items should be scoped based on the approved RAP and Source Removal Table in SOW.
Note on K202: Pay items should be scoped based on the approved RAP and Source Removal Table in SOW.
Note on K203: Pay items should be scoped based on the approved RAP and Source Removal Table in SOW.
Note on K204: Pay items should be scoped based on the approved RAP and Source Removal Table in SOW.
Note on K205: Pay items should be scoped based on the approved RAP and Source Removal Table in SOW.
Note on K206: Pay items should be scoped based on the approved RAP and Source Removal Table in SOW.
Note on K207: Pay items should be scoped based on the approved RAP and Source Removal Table in SOW.
Note on K208: Pay items should be scoped based on the approved RAP and Source Removal Table in SOW.
Note on K209: Pay items should be scoped based on the approved RAP and Source Removal Table in SOW.
Note on K210: Pay items should be scoped based on the approved RAP and Source Removal Table in SOW.
Note on K211: Pay items should be scoped based on the approved RAP and Source Removal Table in SOW.
Note on K212: Pay items should be scoped based on the approved RAP and Source Removal Table in SOW.
Note on K214: Pay items should be scoped based on the approved RAP and Source Removal Table in SOW.
Note on K215: Pay items should be scoped based on the approved RAP and Source Removal Table in SOW.
Note on K216: Pay items should be scoped based on the approved RAP and Source Removal Table in SOW.
Note on K217: Pay items should be scoped based on the approved RAP and Source Removal Table in SOW.
Note on K219: Pay items should be scoped based on the approved RAP and Source Removal Table in SOW.
Note on K220: Pay items should be scoped based on the approved RAP and Source Removal Table in SOW.
Note on K221: Pay items should be scoped based on the approved RAP and Source Removal Table in SOW.
Note on K222: Pay items should be scoped based on the approved RAP and Source Removal Table in SOW.
Note on K223: Pay items should be scoped based on the approved RAP and Source Removal Table in SOW.
Note on K225: Pay items should be scoped based on the approved RAP and Source Removal Table in SOW.
Note on K226: Pay items should be scoped based on the approved RAP and Source Removal Table in SOW.
Note on K227: Pay items should be scoped based on the approved RAP and Source Removal Table in SOW.
Note on K228: Pay items should be scoped based on the approved RAP and Source Removal Table in SOW.
Note on K229: Pay items should be scoped based on the approved RAP and Source Removal Table in SOW.
Note on K230: Pay items should be scoped based on the approved RAP and Source Removal Table in SOW.
Note on K232: Used for short duration pump outs of frac tanks, open pits oil water separators. Fully loaded pay which includes vacuum truck.
Note on K233: Reimbursable pay item used for extraction events that require a significant period of time on site. Should not be used in conjunction with Pay Item 11-14.
Note on K236: Pay items should be scoped based on the approved RAP and Source Removal Table in SOW.
Note on K237: Pay items should be scoped based on the approved RAP and Source Removal Table in SOW.
Note on K239: Pay items should be scoped based on the approved RAP and Source Removal Table in SOW.
Note on K240: Pay items should be scoped based on the approved RAP and Source Removal Table in SOW.
Note on K241: Pay items should be scoped based on the approved RAP and Source Removal Table in SOW.
Note on K242: Pay items should be scoped based on the approved RAP and Source Removal Table in SOW.
Note on K243: Pay items should be scoped based on the approved RAP and Source Removal Table in SOW.
Note on K244: Pay items should be scoped based on the approved RAP and Source Removal Table in SOW.
Note on K245: Pay items should be scoped based on the approved RAP and Source Removal Table in SOW.
Note on K292: Pay items should be scoped based on the approved RAP and Source Removal Table in SOW.
Note on K293: Pay items should be scoped based on the approved RAP and Source Removal Table in SOW.
Note on K313: Pay items should be scoped based on the approved RAP and Source Removal Table in SOW.
Note on K314: Pay items should be scoped based on the approved RAP and Source Removal Table in SOW.
Note on K315: Pay items should be scoped based on the approved RAP and Source Removal Table in SOW.
Note on K316: Pay items should be scoped based on the approved RAP and Source Removal Table in SOW.
Note on J401: If soil/groundwater sampling is performed with well abandonment.
Note on J403: If only well abandonment is performed.
Note on I411: One unit allowed for each the ATC and the driller if a Pre Drilling Meeting is required.
Note on I413: One unit allowed for each the ATC and the driller if a Pre Drilling Meeting is required.

## PARM and NAM SPI
[8 empty] | 1 | 2 | 3 | 4 | 5 | 6 | 7 | 8 | 9 | 10
| Facility Name: |  | Reimbursable Pay Items require one quote if total costs are $2500 or less. | bar: 1 to 2
| 7-Digit Facility ID #: |  | Reimbursable Pay Items require three quotes if total costs are greater than $2500. | bar: 1 to 2
| County: |  | It the reimbursable pay item is spread over multiple tasks, the total cost of all tasks will | bar: 1 to 2
be used to determine if the cost is above or below $2500. | bar: 1 to 2
[8 empty] | FALSE | TRUE | FALSE | FALSE | FALSE | FALSE | FALSE | FALSE | FALSE | FALSE
spi code | PAY ITEM | DESCRIPTION |  | UNIT OF MEASURE | CONTRACTED ITEM PRICE | NEGOTIATED ITEM PRICE | TOTAL QUANTITIES | TASK 1 QUANT. | TASK 2 QUANT. | TASK 3 QUANT. | TASK 4 QUANT. | TASK 5 QUANT. | TASK 6 QUANT. | TASK 7 QUANT. | TASK 8 QUANT. | TASK 9 QUANT. | TASK 10 QUANT. | TRUE
1 | 1. | OFFICE ACTIVITIES | [15 empty] | FALSE |  | OFFICE ACTIVITIES
2 | 1-1. | File Review |  | Per Review | 0 | 0 | 0 | [10 empty] | FALSE | 1-1. | File Review | bar: 1
3 | 1-2. | Site Health & Safety Plan |  | Per Site | 0 | 0 | 0 | [10 empty] | FALSE | 1-2. | Site Health & Safety Plan | bar: 1
4 | 1-2.a. | Updated Site Health & Safety Plan for Continued Work (no cost to DEP) |  | Per Site | 0 | 0 | 0 | [10 empty] | FALSE | 1-2.a. | Updated Site Health & Safety Plan for Continued Work (no cost to DEP) | bar: 1
5 | 1-3. | Notice of Discovery of Contamination Package (initial or TPOC) |  | Per Package | 0 | 0 | 0 | [10 empty] | FALSE | 1-3. | Notice of Discovery of Contamination Package (initial or TPOC)
6 | 1-4. | Permit Fees (actual fee only, cost to obtain permit is included in applicable pay items) |  | Reimbursable* | 1 | 1 | 300 | 2: 300 | TRUE
7 | 1-5. | Obtaining Off-Site Property Access Agreement, ROW Access Agreement or Permit |  | Per Agreement | 0 | 0 | 0 | [10 empty] | FALSE | 1-5. | Obtaining Off-Site Property Access Agreement, ROW Access Agreement or Permit | bar: 1
8 | 1-6. | Project Specific Financial Guarantee Bond (if required by FDEP) |  | Reimbursable* | 1 | 1 | 0 | [10 empty] | FALSE
9 | 1-7. | 6% Handling Fee for Cost Reimbursable Items |  | % Surcharge | 0 | 0 | 300 | 0 | 300 | 0 | 0 | 0 | 0 | 0 | 0 | 0 | 0 | TRUE
10 | 1-8. | Map and Table Generation |  | Per Site | 0 | 0 | 0 | [10 empty] | FALSE | 1-8. | Map and Table Generation | bar: 1
11 | 2. | FIELD ACTIVITIES - GENERAL | [15 empty] | FALSE |  | FIELD ACTIVITIES - GENERAL
12 | 2-1. | Site Reconnaissance/Field Measurement Visit |  | Per Visit | 0 | 0 | 0 | [10 empty] | FALSE | 2-1. | Site Reconnaissance/Field Measurement Visit
13 | 2-2. | Receptor Survey and Exposure Pathway Identification |  | Per Survey | 0 | 0 | 0 | [10 empty] | FALSE | 2-2. | Receptor Survey and Exposure Pathway Identification
14 | 2-3. | Professional Land Survey subject to FDEP authorization to perform and the SPI displaying the cost not to exceed as supported by quote(s) prior to performance |  | Reimbursable* | 1 | 1 | 0 | [10 empty] | FALSE
15 | 2-4. | Contractor Oversight for Non-Price Schedule Activities |  | Per Day | 0 | 0 | 0 | [10 empty] | FALSE | 2-4. | Contractor Oversight for Non-Price Schedule Activities
16 | 2-5. | Maintenance of Traffic |  | Reimbursable* | 1 | 1 | 0 | [10 empty] | FALSE
17 | 3. | MOBILIZATION | [15 empty] | FALSE |  | MOBILIZATION
18 | 3-1. | Light Duty Vehicle (car or 1/2 ton truck) Mobilization |  | Per Round Trip | 0 | 0 | 0 | [10 empty] | FALSE | 3-1. | Light Duty Vehicle (car or 1/2 ton truck) Mobilization | bar: 1 to 2
19 | 3-2. | Heavy Duty/Stake Bed Truck (3/4 ton +) Mobilization |  | Per Round Trip | 0 | 0 | 0 | [10 empty] | FALSE | 3-2. | Heavy Duty/Stake Bed Truck (3/4 ton +) Mobilization
20 | 3-3. | Work Trailer Mobilization |  | Per Round Trip | 0 | 0 | 0 | [10 empty] | FALSE | 3-3. | Work Trailer Mobilization
21 | 3-4. | DPT Rig and Support Vehicles Mobilization |  | Per Round Trip | 0 | 0 | 0 | [10 empty] | FALSE | 3-4. | DPT Rig and Support Vehicles Mobilization | bar: 2
22 | 3-5. | Drill Rig and Support Vehicles Mobilization (hollow stem auger, mud rotary or sonic) |  | Per Round Trip | 0 | 0 | 0 | [10 empty] | FALSE | 3-5. | Drill Rig and Support Vehicles Mobilization (hollow stem auger, mud rotary or sonic) | bar: 2
24 | 3-6. | Excavator Mobilization |  | Per Round Trip | 0 | 0 | 0 | [10 empty] | FALSE | 3-6. | Excavator Mobilization
26 | 3-7. | LDA Rig and Support Vehicles Mobilization |  | Per Round Trip | 0 | 0 | 0 | [10 empty] | FALSE | 3-7. | LDA Rig and Support Vehicles Mobilization
28 | 3-8. | Loader/Backhoe Mobilization |  | Per Round Trip | 0 | 0 | 0 | [10 empty] | FALSE | 3-8. | Loader/Backhoe Mobilization
30 | 3-9. | Mini Excavator/Loader Mobilization |  | Per Round Trip | 0 | 0 | 0 | [10 empty] | FALSE | 3-9. | Mini Excavator/Loader Mobilization
31 | 3-10. | Drum Compactor Mobilization |  | Per Round Trip | 0 | 0 | 0 | [10 empty] | FALSE | 3-10. | Drum Compactor Mobilization
32 | 4. | DRILLING AND BORING | [15 empty] | FALSE |  | DRILLING AND BORING
34 | 4-1.a. | Split Spoon Sampling – 2 foot (during boring) < 50 feet |  | Per Spoon | 0 | 0 | 0 | [10 empty] | FALSE | 4-1.a. | Split Spoon Sampling – 2 foot (during boring) < 50 feet | bar: 2
36 | 4-1.b. | Split Spoon Sampling – 2 foot (during boring) 50 to 100 feet |  | Per Spoon | 0 | 0 | 0 | [10 empty] | FALSE | 4-1.b. | Split Spoon Sampling – 2 foot (during boring) 50 to 100 feet | bar: 2
37 | 4-1.c. | Split Spoon Sampling – 2 foot (during boring) > 100 feet |  | Per Spoon | 0 | 0 | 0 | [10 empty] | FALSE | 4-1.c. | Split Spoon Sampling – 2 foot (during boring) > 100 feet | bar: 2
38 | 4-1.d. | Sonic Core Sampling - 5 or 10 foot (during boring) |  | Per Core | 0 | 0 | 0 | [10 empty] | FALSE | 4-1.d. | Sonic Core Sampling - 5 or 10 foot (during boring) | bar: 2
39 | 4-2. | Hand Auger Boring ≤ 10 foot total depth |  | Per Boring | 0 | 0 | 0 | [10 empty] | FALSE | 4-2. | Hand Auger Boring ≤ 10 foot total depth | bar: 2
40 | 4-3. | Direct Push Technology (DPT) Rig and Equipment |  | Full Day | 0 | 0 | 0 | [10 empty] | FALSE | 4-3. | Direct Push Technology (DPT) Rig and Equipment | bar: 2
41 | 4-4. | DPT Membrane Interface Probe (MIP) Equipped with PID and ECD (add-on cost to DPT base rate) |  | Full Day | 0 | 0 | 0 | [10 empty] | FALSE | 4-4. | DPT Membrane Interface Probe (MIP) Equipped with PID and ECD (add-on cost to DPT base rate)
42 | 4-5. | HSA or MR Boring, ≤ 6 inch diameter, < 50 foot total depth |  | Per Foot | 0 | 0 | 0 | [10 empty] | FALSE | 4-5. | HSA or MR Boring, ≤ 6 inch diameter, < 50 foot total depth | bar: 2
43 | 4-6. | HSA or MR Boring, ≤ 6 inch diameter, 50 to 100 foot total depth |  | Per Foot | 0 | 0 | 0 | [10 empty] | FALSE | 4-6. | HSA or MR Boring, ≤ 6 inch diameter, 50 to 100 foot total depth | bar: 2
44 | 4-7. | HSA or MR Boring, ≤ 6 inch diameter, > 100 foot total depth |  | Per Foot | 0 | 0 | 0 | [10 empty] | FALSE | 4-7. | HSA or MR Boring, ≤ 6 inch diameter, > 100 foot total depth | bar: 2
45 | 4-8. | HSA or MR Boring, > 6 to 10 inch diameter, < 50 foot total depth |  | Per Foot | 0 | 0 | 0 | [10 empty] | FALSE | 4-8. | HSA or MR Boring, > 6 to 10 inch diameter, < 50 foot total depth | bar: 2
46 | 4-9. | HSA or MR Boring, > 6 to 10 inch diameter, 50 to 100 foot total depth |  | Per Foot | 0 | 0 | 0 | [10 empty] | FALSE | 4-9. | HSA or MR Boring, > 6 to 10 inch diameter, 50 to 100 foot total depth | bar: 2
48 | 4-10. | HSA or MR Boring, > 6 to 10 inch diameter, > 100 foot total depth |  | Per Foot | 0 | 0 | 0 | [10 empty] | FALSE | 4-10. | HSA or MR Boring, > 6 to 10 inch diameter, > 100 foot total depth | bar: 2
49 | 4-11. | HSA or MR Boring, > 10 to 14 inch diameter, < 50 foot total depth |  | Per Foot | 0 | 0 | 0 | [10 empty] | FALSE | 4-11. | HSA or MR Boring, > 10 to 14 inch diameter, < 50 foot total depth | bar: 2
50 | 4-12. | HSA or MR Boring, > 10 to 14 inch diameter, 50 to 100 foot total depth |  | Per Foot | 0 | 0 | 0 | [10 empty] | FALSE | 4-12. | HSA or MR Boring, > 10 to 14 inch diameter, 50 to 100 foot total depth | bar: 2
51 | 4-13. | HSA or MR Boring, > 10 to 14 inch diameter, > 100 foot total depth |  | Per Foot | 0 | 0 | 0 | [10 empty] | FALSE | 4-13. | HSA or MR Boring, > 10 to 14 inch diameter, > 100 foot total depth | bar: 2
53 | 4-14. | Sonic Boring, ≤ 6 inch diameter, < 50 foot total depth |  | Per Foot | 0 | 0 | 0 | [10 empty] | FALSE | 4-14. | Sonic Boring, ≤ 6 inch diameter, < 50 foot total depth | bar: 2
55 | 4-15. | Sonic Boring, ≤ 6 inch diameter, 50 to 100 foot total depth |  | Per Foot | 0 | 0 | 0 | [10 empty] | FALSE | 4-15. | Sonic Boring, ≤ 6 inch diameter, 50 to 100 foot total depth | bar: 2
58 | 4-16. | Sonic Boring, ≤ 6 inch diameter, > 100 foot total depth |  | Per Foot | 0 | 0 | 0 | [10 empty] | FALSE | 4-16. | Sonic Boring, ≤ 6 inch diameter, > 100 foot total depth | bar: 2
59 | 4-17. | Sonic Boring, > 6 to 10 inch diameter, < 50 foot total depth |  | Per Foot | 0 | 0 | 0 | [10 empty] | FALSE | 4-17. | Sonic Boring, > 6 to 10 inch diameter, < 50 foot total depth | bar: 2
60 | 4-18. | Sonic Boring, > 6 to 10 inch diameter, 50 to 100 foot total depth |  | Per Foot | 0 | 0 | 0 | [10 empty] | FALSE | 4-18. | Sonic Boring, > 6 to 10 inch diameter, 50 to 100 foot total depth | bar: 2
61 | 4-19. | Sonic Boring, > 6 to 10 inch diameter, > 100 foot total depth |  | Per Foot | 0 | 0 | 0 | [10 empty] | FALSE | 4-19. | Sonic Boring, > 6 to 10 inch diameter, > 100 foot total depth | bar: 2
62 | 4-20. | Sonic Boring, > 10 to 14 inch diameter, < 50 foot total depth |  | Per Foot | 0 | 0 | 0 | [10 empty] | FALSE | 4-20. | Sonic Boring, > 10 to 14 inch diameter, < 50 foot total depth | bar: 2
63 | 4-21. | Sonic Boring, > 10 to 14 inch diameter, 50 to 100 foot total depth |  | Per Foot | 0 | 0 | 0 | [10 empty] | FALSE | 4-21. | Sonic Boring, > 10 to 14 inch diameter, 50 to 100 foot total depth | bar: 2
64 | 4-22. | Sonic Boring, > 10 to 14 inch diameter, > 100 foot total depth |  | Per Foot | 0 | 0 | 0 | [10 empty] | FALSE | 4-22. | Sonic Boring, > 10 to 14 inch diameter, > 100 foot total depth | bar: 2
65 | 5. | WELL INSTALLATION | [15 empty] | FALSE |  | WELL INSTALLATION
66 | 5-1. | Well Installation - 1 inch diameter (vertical) |  | Per Foot | 0 | 0 | 0 | [10 empty] | FALSE | 5-1. | Well Installation - 1 inch diameter (vertical) | bar: 2
67 | 5-2.a. | Well Installation - 2 inch diameter (vertical) |  | Per Foot | 0 | 0 | 0 | [10 empty] | FALSE | 5-2.a. | Well Installation - 2 inch diameter (vertical) | bar: 2
68 | 5-2.b. | Horizontal Well Installation - 2 inch diameter (includes trenching) |  | Per Foot | 0 | 0 | 0 | [10 empty] | FALSE | 5-2.b. | Horizontal Well Installation - 2 inch diameter (includes trenching)
69 | 5-3.a. | Well Installation - 4 inch diameter (vertical) |  | Per Foot | 0 | 0 | 0 | [10 empty] | FALSE | 5-3.a. | Well Installation - 4 inch diameter (vertical) | bar: 2
70 | 5-3.b. | Horizontal Well Installation - 4 inch diameter (includes trenching) |  | Per Foot | 0 | 0 | 0 | [10 empty] | FALSE | 5-3.b. | Horizontal Well Installation - 4 inch diameter (includes trenching)
71 | 5-4. | Well Installation - 1.5 inch diameter (vertical) |  | Per Foot | 0 | 0 | 0 | [10 empty] | FALSE | 5-4. | Well Installation - 1.5 inch diameter (vertical) | bar: 2
72 | 5-5. | Well Installation - 6 inch diameter (vertical) |  | Per Foot | 0 | 0 | 0 | [10 empty] | FALSE | 5-5. | Well Installation - 6 inch diameter (vertical) | bar: 2
73 | 5-6. | Surface Casing - 6 inch diameter |  | Per Foot | 0 | 0 | 0 | [10 empty] | FALSE | 5-6. | Surface Casing - 6 inch diameter | bar: 2
74 | 5-7. | Surface Casing - 8 inch diameter |  | Per Foot | 0 | 0 | 0 | [10 empty] | FALSE | 5-7. | Surface Casing - 8 inch diameter | bar: 2
75 | 5-8. | Surface Casing - 10 inch diameter |  | Per Foot | 0 | 0 | 0 | [10 empty] | FALSE | 5-8. | Surface Casing - 10 inch diameter | bar: 2
76 | 5-9. | Surface Casing - 12 inch diameter |  | Per Foot | 0 | 0 | 0 | [10 empty] | FALSE | 5-9. | Surface Casing - 12 inch diameter | bar: 2
77 | 5-10.a. | Additional Well Screen > 20 feet - 1 inch diameter |  | Per Foot | 0 | 0 | 0 | [10 empty] | FALSE | 5-10.a. | Additional Well Screen > 20 feet - 1 inch diameter | bar: 2
78 | 5-10.b. | Additional Well Screen > 20 feet - 2 inch diameter |  | Per Foot | 0 | 0 | 0 | [10 empty] | FALSE | 5-10.b. | Additional Well Screen > 20 feet - 2 inch diameter | bar: 2
80 | 5-10.c. | Additional Well Screen > 20 feet - 4 inch diameter |  | Per Foot | 0 | 0 | 0 | [10 empty] | FALSE | 5-10.c. | Additional Well Screen > 20 feet - 4 inch diameter | bar: 2
81 | 5-10.d. | Additional Well Screen > 20 feet - 6 inch diameter |  | Per Foot | 0 | 0 | 0 | [10 empty] | FALSE | 5-10.d. | Additional Well Screen > 20 feet - 6 inch diameter | bar: 2
83 | 5-11. | Above Grade Well Completion |  | Per Well | 0 | 0 | 0 | [10 empty] | FALSE | 5-11. | Above Grade Well Completion | bar: 2
84 | 5-12. | Installation of Well Vault - 2 x 2 x 2 foot |  | Per Vault | 0 | 0 | 0 | [10 empty] | FALSE | 5-12. | Installation of Well Vault - 2 x 2 x 2 foot
85 | 5-13. | Installation of Well Vault - 4 x 4 x 2 foot |  | Per Vault | 0 | 0 | 0 | [10 empty] | FALSE | 5-13. | Installation of Well Vault - 4 x 4 x 2 foot
86 | 5-14. | Well Redevelopment |  | Per Well | 0 | 0 | 0 | [10 empty] | FALSE | 5-14. | Well Redevelopment | bar: 2
87 | 5-15. | Removal and Reinstallation of 8-inch Manhole and Well Pad |  | Per Well | 0 | 0 | 0 | [10 empty] | FALSE | 5-15. | Removal and Reinstallation of 8-inch Manhole and Well Pad | bar: 2
88 | 5-16. | Removal and Reinstallation of 12-inch Manhole and Well Pad |  | Per Well | 0 | 0 | 0 | [10 empty] | FALSE | 5-16. | Removal and Reinstallation of 12-inch Manhole and Well Pad | bar: 2
89 | 5-17. | Prepacked Screen |  | Per Foot | 0 | 0 | 0 | [10 empty] | FALSE | 5-17. | Prepacked Screen | bar: 2
90 | 6. | WELL ABANDONMENT | [15 empty] | FALSE |  | WELL ABANDONMENT
91 | 6-1. | Grout and Abandon Well, 1 to 2 inch diameter |  | Per Foot | 0 | 0 | 0 | [10 empty] | FALSE | 6-1. | Grout and Abandon Well, 1 to 2 inch diameter | bar: 2
92 | 6-2. | Grout and Abandon Well, > 2 to 4 inch diameter |  | Per Foot | 0 | 0 | 0 | [10 empty] | FALSE | 6-2. | Grout and Abandon Well, > 2 to 4 inch diameter | bar: 2
93 | 6-3. | Grout and Abandon Well, > 4 to 6 inch diameter |  | Per Foot | 0 | 0 | 0 | [10 empty] | FALSE | 6-3. | Grout and Abandon Well, > 4 to 6 inch diameter | bar: 2
94 | 6-4. | Grout and Abandon Well, > 6 inch diameter |  | Per Foot | 0 | 0 | 0 | [10 empty] | FALSE | 6-4. | Grout and Abandon Well, > 6 inch diameter | bar: 2
95 | 6-5. | Removal of Well Vault - 2 x 2 x 2 foot |  | Per Vault | 0 | 0 | 0 | [10 empty] | FALSE | 6-5. | Removal of Well Vault - 2 x 2 x 2 foot | bar: 2
96 | 6-6. | Removal of Well Vault - 4 x 4 x 2 foot |  | Per Vault | 0 | 0 | 0 | [10 empty] | FALSE | 6-6. | Removal of Well Vault - 4 x 4 x 2 foot | bar: 2
97 | 6-7. | Removal of Well Pad and Manhole |  | Per Well | 0 | 0 | 0 | [10 empty] | FALSE | 6-7. | Removal of Well Pad and Manhole | bar: 2
98 | 7. | SAMPLE COLLECTION AND FIELD TESTING | [15 empty] | FALSE |  | SAMPLE COLLECTION AND FIELD TESTING
99 | 7-1. | Monitoring Well Sampling with Water Level, ≤ 100 foot depth |  | Per Well | 0 | 0 | 0 | [10 empty] | FALSE | 7-1. | Monitoring Well Sampling with Water Level, ≤ 100 foot depth | bar: 2
100 | 7-2. | Monitoring Well Sampling with Water Level, > 100 foot depth |  | Per Well | 0 | 0 | 0 | [10 empty] | FALSE | 7-2. | Monitoring Well Sampling with Water Level, > 100 foot depth | bar: 2
101 | 7-3. | Domestic Water Well Sampling |  | Per Well | 0 | 0 | 0 | [10 empty] | FALSE | 7-3. | Domestic Water Well Sampling | bar: 2
102 | 7-4. | Other Water Sampling |  | Per Sample | 0 | 0 | 0 | [10 empty] | FALSE | 7-4. | Other Water Sampling | bar: 2
103 | 7-5. | Free Product Sample Collection |  | Per Sample | 0 | 0 | 0 | [10 empty] | FALSE | 7-5. | Free Product Sample Collection
104 | 7-6. | Soil/Sediment Sample Collection |  | Per Sample | 0 | 0 | 0 | [10 empty] | FALSE | 7-6. | Soil/Sediment Sample Collection | bar: 2
105 | 7-7. | Water Level/Free Product Gauging |  | Per Well | 0 | 0 | 0 | [10 empty] | FALSE | 7-7. | Water Level/Free Product Gauging | bar: 2
106 | 7-8. | Free Product Gauging and Bailing |  | Per Well | 0 | 0 | 0 | [10 empty] | FALSE | 7-8. | Free Product Gauging and Bailing
107 | 7-9. | Vapor/Ambient Air Sample Collection - Passive Dosimeter, Sorbent Tube, TedlarTM Bag (or equivalent) |  | Per Sample | 0 | 0 | 0 | [10 empty] | FALSE | 7-9. | Vapor/Ambient Air Sample Collection - Passive Dosimeter, Sorbent Tube, TedlarTM Bag (or equivalent)
108 | 7-10. | Vapor/Ambient Air Sample Collection - SUMMATM Canister (or equivalent) |  | Per Sample | 0 | 0 | 0 | [10 empty] | FALSE | 7-10. | Vapor/Ambient Air Sample Collection - SUMMATM Canister (or equivalent)
109 | 7-11. | Electronic Data Deliverables (EDD) |  | Per Sampling Event | 0 | 0 | 0 | [10 empty] | FALSE | 7-11. | Electronic Data Deliverables (EDD) | bar: 2
110 | 7-12. | Survey Latitude/Longitude of Existing Monitor Wells |  | Per Well | 0 | 0 | 0 | [10 empty] | FALSE | 7-12. | Survey Latitude/Longitude of Existing Monitor Wells
111 | 7-13. | Survey Latitude/Longitude of New Monitor Wells |  | Per Well | 0 | 0 | 0 | [10 empty] | FALSE | 7-13. | Survey Latitude/Longitude of New Monitor Wells
112 | 7-14. | Encore (25 gram) |  | Per Sample | 0 | 0 | 0 | [10 empty] | FALSE | 7-14. | Encore (25 gram) | bar: 2
113 | 8. | LABORATORY ANALYSIS | [15 empty] | FALSE |  | LABORATORY ANALYSIS
114 | 8-1. | Soil, Used Oil/Unknown Product Group-Table D of Ch. 62-780, F.A.C., except for non-Priority Pollutant Organics (multiple methods) |  | Per Sample | 0 | 0 | 0 | [10 empty] | FALSE | 8-1. | Soil, Used Oil/Unknown Product Group-Table D of Ch. 62-780, F.A.C., except for non-Priority Pollutant Organics (multiple methods) | bar: 2
115 | 8-2. | Soil, BTEX + MTBE (EPA 8021 or EPA 8260) |  | Per Sample | 0 | 0 | 0 | [10 empty] | FALSE | 8-2. | Soil, BTEX + MTBE (EPA 8021 or EPA 8260) | bar: 2
116 | 8-3. | Soil, Volatile Organic Halocarbons (EPA 8021 or EPA 8260) |  | Per Sample | 0 | 0 | 0 | [10 empty] | FALSE | 8-3. | Soil, Volatile Organic Halocarbons (EPA 8021 or EPA 8260) | bar: 2
117 | 8-4. | Soil, BTEX + MTBE + VOHs (EPA 8021 or EPA 8260) |  | Per Sample | 0 | 0 | 0 | [10 empty] | FALSE | 8-4. | Soil, BTEX + MTBE + VOHs (EPA 8021 or EPA 8260) | bar: 2
118 | 8-5. | Soil, Polycyclic Aromatic Hydrocarbons (EPA 8270 or EPA 8310) |  | Per Sample | 0 | 0 | 0 | [10 empty] | FALSE | 8-5. | Soil, Polycyclic Aromatic Hydrocarbons (EPA 8270 or EPA 8310) | bar: 2
119 | 8-6. | Soil, Priority Pollutant Volatile Organics (EPA 8260) |  | Per Sample | 0 | 0 | 0 | [10 empty] | FALSE | 8-6. | Soil, Priority Pollutant Volatile Organics (EPA 8260) | bar: 2
120 | 8-7. | Soil, Priority Pollutant Extractable Organics-Base Neutral and Acid Extractables (EPA 8270 list [e.g., EPA 8081/8082 + EPA 8270]) |  | Per Sample | 0 | 0 | 0 | [10 empty] | FALSE | 8-7. | Soil, Priority Pollutant Extractable Organics-Base Neutral and Acid Extractables (EPA 8270 list [e.g., EPA 8081/8082 + EPA 8270]) | bar: 2
121 | 8-8. | Soil, Total Recoverable Petroleum Hydrocarbons (FL-PRO) |  | Per Sample | 0 | 0 | 0 | [10 empty] | FALSE | 8-8. | Soil, Total Recoverable Petroleum Hydrocarbons (FL-PRO) | bar: 2
122 | 8-8.a. | Soil, TRPH Fractionation (MADEP-EPH/VPH Method or TPHCWG Direct Method) |  | Per Sample | 0 | 0 | 0 | [10 empty] | FALSE | 8-8.a. | Soil, TRPH Fractionation (MADEP-EPH/VPH Method or TPHCWG Direct Method) | bar: 2
123 | 8-9. | Soil, PCBs [or Aroclors] (EPA 8082) |  | Per Sample | 0 | 0 | 0 | [10 empty] | FALSE | 8-9. | Soil, PCBs [or Aroclors] (EPA 8082) | bar: 2
124 | 8-10. | Soil, 8 RCRA Metals (EPA 6010 or EPA 6020 [Arsenic, Barium, Cadmium, Chromium, Lead, Selenium, Silver] and EPA 6020 or EPA 7471 [Mercury]) |  | Per Sample | 0 | 0 | 0 | [10 empty] | FALSE | 8-10. | Soil, 8 RCRA Metals (EPA 6010 or EPA 6020 [Arsenic, Barium, Cadmium, Chromium, Lead, Selenium, Silver] and EPA 6020 or EPA 7471 [Mercury]) | bar: 2
125 | 8-11. | Soil, Arsenic (EPA 6010 or EPA 6020) |  | Per Sample | 0 | 0 | 0 | [10 empty] | FALSE | 8-11. | Soil, Arsenic (EPA 6010 or EPA 6020) | bar: 2
126 | 8-12. | Soil, Cadmium (EPA 6010 or EPA 6020) |  | Per Sample | 0 | 0 | 0 | [10 empty] | FALSE | 8-12. | Soil, Cadmium (EPA 6010 or EPA 6020) | bar: 2
127 | 8-13. | Soil, Chromium (EPA 6010 or EPA 6020) |  | Per Sample | 0 | 0 | 0 | [10 empty] | FALSE | 8-13. | Soil, Chromium (EPA 6010 or EPA 6020) | bar: 2
128 | 8-14. | Soil, Lead (EPA 6010 or EPA 6020) |  | Per Sample | 0 | 0 | 0 | [10 empty] | FALSE | 8-14. | Soil, Lead (EPA 6010 or EPA 6020) | bar: 2
129 | 8-15. | Soil, Toxicity Characteristic Leaching Procedure-Extraction Only (EPA 1311) |  | Per Sample | 0 | 0 | 0 | [10 empty] | FALSE | 8-15. | Soil, Toxicity Characteristic Leaching Procedure-Extraction Only (EPA 1311) | bar: 2
130 | 8-16. | Soil, Synthetic Precipitation Leaching Procedure-Extraction Only (EPA 1312) |  | Per Sample | 0 | 0 | 0 | [10 empty] | FALSE | 8-16. | Soil, Synthetic Precipitation Leaching Procedure-Extraction Only (EPA 1312) | bar: 2
131 | 8-17. | Soil, Organic Carbon, Total (EPA 9060 or Walkey-Black) |  | Per Sample | 0 | 0 | 0 | [10 empty] | FALSE | 8-17. | Soil, Organic Carbon, Total (EPA 9060 or Walkey-Black) | bar: 2
132 | 8-18. | Soil, Dry Bulk Density (ASTM D1556-07, ASTM D2167-08, ASTM D2922-01, -04, -04e, -96e1 or ASTM D2937-10) |  | Per Sample | 0 | 0 | 0 | [10 empty] | FALSE | 8-18. | Soil, Dry Bulk Density (ASTM D1556-07, ASTM D2167-08, ASTM D2922-01, -04, -04e, -96e1 or ASTM D2937-10) | bar: 2
133 | 8-19. | Soil, Moisture Content (ASTM D2216-10) |  | Per Sample | 0 | 0 | 0 | [10 empty] | FALSE | 8-19. | Soil, Moisture Content (ASTM D2216-10) | bar: 2
134 | 8-20. | Soil, Texture, (See Gee 7 Bauder [1966]) |  | Per Sample | 0 | 0 | 0 | [10 empty] | FALSE | 8-20. | Soil, Texture, (See Gee 7 Bauder [1966]) | bar: 2
135 | 8-21. | Soil, Cumene (Isopropyl benzene), 1,2,4-Trimethylbenzene and 1,3,5-Trimethylbenzene (EPA 8260) |  | Per Sample | 0 | 0 | 0 | [10 empty] | FALSE | 8-21. | Soil, Cumene (Isopropyl benzene), 1,2,4-Trimethylbenzene and 1,3,5-Trimethylbenzene (EPA 8260) | bar: 2
136 | 8-22. | Water, Gasoline/Kerosene Analytical Group-Table C of Ch. 62-780, F.A.C. (multiple methods) |  | Per Sample | 0 | 0 | 0 | [10 empty] | FALSE | 8-22. | Water, Gasoline/Kerosene Analytical Group-Table C of Ch. 62-780, F.A.C. (multiple methods) | bar: 2
137 | 8-23. | Water, Used Oil/Unknown Product Group-Table D of Ch. 62-780, F.A.C., except for non-Priority Pollutant Organics (multiple methods) |  | Per Sample | 0 | 0 | 0 | [10 empty] | FALSE | 8-23. | Water, Used Oil/Unknown Product Group-Table D of Ch. 62-780, F.A.C., except for non-Priority Pollutant Organics (multiple methods) | bar: 2
138 | 8-24. | Water, BTEX + MTBE (EPA 602, EPA 624, EPA 8021 or EPA 8260) |  | Per Sample | 0 | 0 | 0 | [10 empty] | FALSE | 8-24. | Water, BTEX + MTBE (EPA 602, EPA 624, EPA 8021 or EPA 8260) | bar: 2
139 | 8-25. | Water, Volatile Organic Halocarbons, except EDB (EPA 8021 or EPA 8260) |  | Per Sample | 0 | 0 | 0 | [10 empty] | FALSE | 8-25. | Water, Volatile Organic Halocarbons, except EDB (EPA 8021 or EPA 8260) | bar: 2
140 | 8-26. | Water, BTEX + MTBE + VOHs (EPA 601/602, EPA 624, EPA 6021 or EPA 8260) |  | Per Sample | 0 | 0 | 0 | [10 empty] | FALSE | 8-26. | Water, BTEX + MTBE + VOHs (EPA 601/602, EPA 624, EPA 6021 or EPA 8260) | bar: 2
141 | 8-27. | Water, Polycyclic Aromatic Hydrocarbons, including 1-methylnaphthalene + 2-methylnaphthalene (EPA 610 [HPLC], EPA 625, EPA 8270 or EPA 8310) |  | Per Sample | 0 | 0 | 0 | [10 empty] | FALSE | 8-27. | Water, Polycyclic Aromatic Hydrocarbons, including 1-methylnaphthalene + 2-methylnaphthalene (EPA 610 [HPLC], EPA 625, EPA 8270 or EPA 8310) | bar: 2
142 | 8-28. | Water, EDB [1,2-dibromoethane or ethylene dibromide] (EPA 504.1 or EPA 8011) |  | Per Sample | 0 | 0 | 0 | [10 empty] | FALSE | 8-28. | Water, EDB [1,2-dibromoethane or ethylene dibromide] (EPA 504.1 or EPA 8011) | bar: 2
143 | 8-29. | Water, EDB [1,2-dibromoethane or ethylene dibromide] (EPA 8260 SIM) |  | Per Sample | 0 | 0 | 0 | [10 empty] | FALSE | 8-29. | Water, EDB [1,2-dibromoethane or ethylene dibromide] (EPA 8260 SIM) | bar: 2
144 | 8-30. | Water, Priority Pollutant Volatile Organics [for NPDES purposes only] (EPA 624) |  | Per Sample | 0 | 0 | 0 | [10 empty] | FALSE | 8-30. | Water, Priority Pollutant Volatile Organics [for NPDES purposes only] (EPA 624) | bar: 2
145 | 8-31. | Water, Priority Pollutant Volatile Organics (EPA 8260) |  | Per Sample | 0 | 0 | 0 | [10 empty] | FALSE | 8-31. | Water, Priority Pollutant Volatile Organics (EPA 8260) | bar: 2
146 | 8-32. | Water, Priority Pollutant Extractable Organics-Base Neutral and Acid Extractables [for NPDES purposes only] (EPA 625 list [e.g., EPA 608 + EPA 625]) |  | Per Sample | 0 | 0 | 0 | [10 empty] | FALSE | 8-32. | Water, Priority Pollutant Extractable Organics-Base Neutral and Acid Extractables [for NPDES purposes only] (EPA 625 list [e.g., EPA 608 + EPA 625]) | bar: 2
147 | 8-33. | Water, Priority Pollutant Extractable Organics-Base Neutral and Acid Extractables (EPA 8270 list [e.g., EPA 8081/8082 + EPA 8270 or EPA 608 + EPA 8270) |  | Per Sample | 0 | 0 | 0 | [10 empty] | FALSE | 8-33. | Water, Priority Pollutant Extractable Organics-Base Neutral and Acid Extractables (EPA 8270 list [e.g., EPA 8081/8082 + EPA 8270 or EPA 608 + EPA 8270) | bar: 2
148 | 8-34. | Water, Total Recoverable Petroleum Hydrocarbons (FL-PRO) |  | Per Sample | 0 | 0 | 0 | [10 empty] | FALSE | 8-34. | Water, Total Recoverable Petroleum Hydrocarbons (FL-PRO) | bar: 2
149 | 8-35. | Water, PCBs [or Aroclors] (EPA 608 or EPA 8082) |  | Per Sample | 0 | 0 | 0 | [10 empty] | FALSE | 8-35. | Water, PCBs [or Aroclors] (EPA 608 or EPA 8082) | bar: 2
150 | 8-36. | Water, Arsenic, Total (EPA 200.7, EPA 200.8, EPA 6010 or EPA 6020) |  | Per Sample | 0 | 0 | 0 | [10 empty] | FALSE | 8-36. | Water, Arsenic, Total (EPA 200.7, EPA 200.8, EPA 6010 or EPA 6020) | bar: 2
151 | 8-37. | Water, Cadmium, Total (EPA 200.7, EPA 200.8, EPA 6010 or EPA 6020) |  | Per Sample | 0 | 0 | 0 | [10 empty] | FALSE | 8-37. | Water, Cadmium, Total (EPA 200.7, EPA 200.8, EPA 6010 or EPA 6020) | bar: 2
152 | 8-38. | Water, Chromium, Total (EPA 200.7, EPA 200.8, EPA 6010 or EPA 6020) |  | Per Sample | 0 | 0 | 0 | [10 empty] | FALSE | 8-38. | Water, Chromium, Total (EPA 200.7, EPA 200.8, EPA 6010 or EPA 6020) | bar: 2
153 | 8-39. | Water, Lead, Total (EPA 200.7, EPA 200.8, EPA 6010 or EPA 6020) |  | Per Sample | 0 | 0 | 0 | [10 empty] | FALSE | 8-39. | Water, Lead, Total (EPA 200.7, EPA 200.8, EPA 6010 or EPA 6020) | bar: 2
154 | 8-40. | Water, Dissolved Lead (includes filter appropriate to sample method - EPA 200.7, 200.9, 6010B, or 7380) |  | Per Sample | 0 | 0 | 0 | [10 empty] | FALSE | 8-40. | Water, Dissolved Lead (includes filter appropriate to sample method - EPA 200.7, 200.9, 6010B, or 7380) | bar: 2
155 | 8-41. | Water, Mercury, Total (EPA 245.1, EPA 6020 or EPA 7470) |  | Per Sample | 0 | 0 | 0 | [10 empty] | FALSE | 8-41. | Water, Mercury, Total (EPA 245.1, EPA 6020 or EPA 7470) | bar: 2
156 | 8-42. | Water, Calcium, Total (EPA 200.7, EPA 6010 or EPA 6020) |  | Per Sample | 0 | 0 | 0 | [10 empty] | FALSE | 8-42. | Water, Calcium, Total (EPA 200.7, EPA 6010 or EPA 6020) | bar: 2
157 | 8-43. | Water, Iron, Total (EPA 200.7, EPA 6010 or EPA 6020) |  | Per Sample | 0 | 0 | 0 | [10 empty] | FALSE | 8-43. | Water, Iron, Total (EPA 200.7, EPA 6010 or EPA 6020) | bar: 2
158 | 8-44. | Water, Dissolved Iron (includes filter appropriate to sample method - EPA 200.7, 200.9, 6010B, or 7380) |  | Per Sample | 0 | 0 | 0 | [10 empty] | FALSE | 8-44. | Water, Dissolved Iron (includes filter appropriate to sample method - EPA 200.7, 200.9, 6010B, or 7380) | bar: 2
159 | 8-45. | Water, Magnesium, Total (EPA 200.7, EPA 6010 or EPA 6020) |  | Per Sample | 0 | 0 | 0 | [10 empty] | FALSE | 8-45. | Water, Magnesium, Total (EPA 200.7, EPA 6010 or EPA 6020) | bar: 2
160 | 8-46. | Water, Manganese, Total (EPA 200.7, EPA 200.8, EPA 6010 or EPA 6020) |  | Per Sample | 0 | 0 | 0 | [10 empty] | FALSE | 8-46. | Water, Manganese, Total (EPA 200.7, EPA 200.8, EPA 6010 or EPA 6020) | bar: 2
161 | 8-47. | Water, Potassium, Total (EPA 200.7, EPA 6010 or EPA 6020) |  | Per Sample | 0 | 0 | 0 | [10 empty] | FALSE | 8-47. | Water, Potassium, Total (EPA 200.7, EPA 6010 or EPA 6020) | bar: 2
162 | 8-48. | Water, Sodium, Total (EPA 200.7, EPA 6010 or EPA 6020) |  | Per Sample | 0 | 0 | 0 | [10 empty] | FALSE | 8-48. | Water, Sodium, Total (EPA 200.7, EPA 6010 or EPA 6020) | bar: 2
163 | 8-49. | Water, Alkalinity [as CaCO3] (EPA 310.2 or SM 2320 B) |  | Per Sample | 0 | 0 | 0 | [10 empty] | FALSE | 8-49. | Water, Alkalinity [as CaCO3] (EPA 310.2 or SM 2320 B) | bar: 2
164 | 8-50. | Water, Ammonia [as N] (EPA 350.1, SM 4500-NH3 C, SM 4500-NH3 D, SM 4500-NH3 G or SM 4500-NH3 H) |  | Per Sample | 0 | 0 | 0 | [10 empty] | FALSE | 8-50. | Water, Ammonia [as N] (EPA 350.1, SM 4500-NH3 C, SM 4500-NH3 D, SM 4500-NH3 G or SM 4500-NH3 H) | bar: 2
165 | 8-51. | Water, Chloride (EPA 300.0, EPA 9056, EPA 9251, EPA 9053, SM 4500CI B, SM 4500CI C or SM 4500CI E) |  | Per Sample | 0 | 0 | 0 | [10 empty] | FALSE | 8-51. | Water, Chloride (EPA 300.0, EPA 9056, EPA 9251, EPA 9053, SM 4500CI B, SM 4500CI C or SM 4500CI E) | bar: 2
166 | 8-52. | Water, Hardness, Total [as CaCO3] (SM 2340 B or SM 2340 C) |  | Per Sample | 0 | 0 | 0 | [10 empty] | FALSE | 8-52. | Water, Hardness, Total [as CaCO3] (SM 2340 B or SM 2340 C) | bar: 2
167 | 8-53. | Water, Nitrate [as N] (EPA 300.0 or EPA 353.2) |  | Per Sample | 0 | 0 | 0 | [10 empty] | FALSE | 8-53. | Water, Nitrate [as N] (EPA 300.0 or EPA 353.2) | bar: 2
168 | 8-54. | Water, Nitrate-Nitrite [as N] (EPA 300.0, EPA 353.2, SM 4500-NO3 E or SM 4500-NO3 F) |  | Per Sample | 0 | 0 | 0 | [10 empty] | FALSE | 8-54. | Water, Nitrate-Nitrite [as N] (EPA 300.0, EPA 353.2, SM 4500-NO3 E or SM 4500-NO3 F) | bar: 2
169 | 8-55. | Water, Nitrite [as N] (EPA 300.0, EPA 300.1, SM 4500-NO2 B or SM 4500-NO3 F) |  | Per Sample | 0 | 0 | 0 | [10 empty] | FALSE | 8-55. | Water, Nitrite [as N] (EPA 300.0, EPA 300.1, SM 4500-NO2 B or SM 4500-NO3 F) | bar: 2
170 | 8-56. | Water, Organic Carbon, Total (SM 5310 B, SM 5310 C or EPA 9060) |  | Per Sample | 0 | 0 | 0 | [10 empty] | FALSE | 8-56. | Water, Organic Carbon, Total (SM 5310 B, SM 5310 C or EPA 9060) | bar: 2
171 | 8-57. | Water, Orthophosphate [as P] (EPA 300.0, EPA 300.1, EPA 365.1, EPA 365.3, EPA 9056, SM 4500-PE or SM 4500-PF) |  | Per Sample | 0 | 0 | 0 | [10 empty] | FALSE | 8-57. | Water, Orthophosphate [as P] (EPA 300.0, EPA 300.1, EPA 365.1, EPA 365.3, EPA 9056, SM 4500-PE or SM 4500-PF) | bar: 2
172 | 8-58. | Water, Residue-filterable [Total Dissolved Solids] (SM 2540 C) |  | Per Sample | 0 | 0 | 0 | [10 empty] | FALSE | 8-58. | Water, Residue-filterable [Total Dissolved Solids] (SM 2540 C) | bar: 2
173 | 8-59. | Water, Residue-nonfilterable [Total Suspended Solids] (SM 2540 D) |  | Per Sample | 0 | 0 | 0 | [10 empty] | FALSE | 8-59. | Water, Residue-nonfilterable [Total Suspended Solids] (SM 2540 D) | bar: 2
174 | 8-60. | Water, Sulfate (ASTM D516-02, ASTM D516-90, EPA 300.0, EPA 300.1, EPA 375.2, EPA 9038, EPA 9056 or SM 4500-SO4 C) |  | Per Sample | 0 | 0 | 0 | [10 empty] | FALSE | 8-60. | Water, Sulfate (ASTM D516-02, ASTM D516-90, EPA 300.0, EPA 300.1, EPA 375.2, EPA 9038, EPA 9056 or SM 4500-SO4 C) | bar: 2
175 | 8-61. | Water, Heterotrophic Plate Count (SM 9215 B or SIMPLATE) |  | Per Sample | 0 | 0 | 0 | [10 empty] | FALSE | 8-61. | Water, Heterotrophic Plate Count (SM 9215 B or SIMPLATE) | bar: 2
176 | 8-62. | Water, Acute Bioassay-96 Hour, Freshwater, Vertebrate/Invertebrate [Vertebrate: Pimephales promelas or Cyprinella leedsi/Invertebrate: Ceriodaphnia dubia] (EPA 2000.0/2002.0) |  | Per Sample | 0 | 0 | 0 | [10 empty] | FALSE | 8-62. | Water, Acute Bioassay-96 Hour, Freshwater, Vertebrate/Invertebrate [Vertebrate: Pimephales promelas or Cyprinella leedsi/Invertebrate: Ceriodaphnia dubia] (EPA 2000.0/2002.0) | bar: 2
177 | 8-63. | Water, Acute Bioassay-96 Hour, Estuarine + Marine, Vertebrate/Invertebrate [Vertebrate: Menidia beryllina, Meridia menidia or Menida peninsulae/Invertebrate: Mysidopsis bahia] (EPA 2006.0/2007.0) |  | Per Sample | 0 | 0 | 0 | [10 empty] | FALSE | 8-63. | Water, Acute Bioassay-96 Hour, Estuarine + Marine, Vertebrate/Invertebrate [Vertebrate: Menidia beryllina, Meridia menidia or Menida peninsulae/Invertebrate: Mysidopsis bahia] (EPA 2006.0/2007.0) | bar: 2
178 | 8-64. | Water, BTEX/MTBE + Naphthalene (EPA 8260) |  | Per Sample | 0 | 0 | 0 | [10 empty] | FALSE | 8-64. | Water, BTEX/MTBE + Naphthalene (EPA 8260) | bar: 2
179 | 8-65. | Water, EDC [1,2-dichloroethane] (EPA Method 8021 or 8260) |  | Per Sample | 0 | 0 | 0 | [10 empty] | FALSE | 8-65. | Water, EDC [1,2-dichloroethane] (EPA Method 8021 or 8260) | bar: 2
180 | 8-66. | Water, Methane (EPA SOP RSK-175) |  | Per Sample | 0 | 0 | 0 | [10 empty] | FALSE | 8-66. | Water, Methane (EPA SOP RSK-175) | bar: 2
181 | 8-67. | Water, Cumene (Isopropyl benzene), 1,2,4-Trimethylbenzene and 1,3,5-Trimethylbenzene (EPA 8260) |  | Per Sample | 0 | 0 | 0 | [10 empty] | FALSE | 8-67. | Water, Cumene (Isopropyl benzene), 1,2,4-Trimethylbenzene and 1,3,5-Trimethylbenzene (EPA 8260) | bar: 2
182 | 8-68. | Air, Total Petroleum Hydrocarbons (EPA Method 18 or TO-3) |  | Per Sample | 0 | 0 | 0 | [10 empty] | FALSE | 8-68. | Air, Total Petroleum Hydrocarbons (EPA Method 18 or TO-3)
183 | 8-69. | Air, Volatile Organic Aromatics (EPA Method TO-15) |  | Per Sample | 0 | 0 | 0 | [10 empty] | FALSE | 8-69. | Air, Volatile Organic Aromatics (EPA Method TO-15)
184 | 8-70. | Air, Polycyclic Aromatic Hydrocarbons (EPA Method TO-13) |  | Per Sample | 0 | 0 | 0 | [10 empty] | FALSE | 8-70. | Air, Polycyclic Aromatic Hydrocarbons (EPA Method TO-13)
185 | 8-71. | Air, Volatile Organic Compounds (EPA Method TO-17) |  | Per Sample | 0 | 0 | 0 | [10 empty] | FALSE | 8-71. | Air, Volatile Organic Compounds (EPA Method TO-17)
186 | 8-72. | Additional Laboratory charge for 7 Day Turnaround. This is an additional charge (percentage) above the normal rate for expedited turnaround by the laboratory for an analysis. For Example: entering 0.05 is a 5% surcharge for 7 Day Turnaround above the rate for normal turnaround. |  | % Surcharge | 0 | 0 | 0 | [10 empty] | FALSE | 8-72. | Additional Laboratory charge for 7 Day Turnaround. This is an additional charge (percentage) above the normal rate for expedited turnaround by the laboratory for an analysis. For Example: entering 0.05 is a 5% surcharge for 7 Day Turnaround above the rate for normal turnaround.
187 | 8-73. | Additional Laboratory charge for 3 Day Turnaround. This is an additional charge (percentage) above the normal rate for expedited turnaround by the laboratory for an analysis. For Example: entering 0.50 is a 50% surcharge for 3 Day Turnaround above the rate for normal turnaround. |  | % Surcharge | 0 | 0 | 0 | [10 empty] | FALSE | 8-73. | Additional Laboratory charge for 3 Day Turnaround. This is an additional charge (percentage) above the normal rate for expedited turnaround by the laboratory for an analysis. For Example: entering 0.50 is a 50% surcharge for 3 Day Turnaround above the rate for normal turnaround.
188 | 8-74. | Additional Laboratory charge for 1 Day Turnaround. This is an additional charge (percentage) above the normal rate for expedited turnaround by the laboratory for an analysis. For Example: entering 1.00 is a 100% surcharge for 1 Day Turnaround above the rate for normal turnaround. |  | % Surcharge | 0 | 0 | 0 | [10 empty] | FALSE | 8-74. | Additional Laboratory charge for 1 Day Turnaround. This is an additional charge (percentage) above the normal rate for expedited turnaround by the laboratory for an analysis. For Example: entering 1.00 is a 100% surcharge for 1 Day Turnaround above the rate for normal turnaround.
189 | 9. | SOIL SOURCE REMOVAL RELATED | [15 empty] | FALSE |  | SOIL SOURCE REMOVAL RELATED
190 | 9-1.a. | Sheet Piling Installation for ≤ 20 feet deep Excavation |  | Per Sq. Foot | 0 | 0 | 0 | [10 empty] | FALSE | 9-1.a. | Sheet Piling Installation for ≤ 20 feet deep Excavation
191 | 9-1.b. | Sheet Piling Rental for ≤ 20 feet deep Excavation |  | Per Sq. Foot/Day | 0 | 0 | 0 | [10 empty] | FALSE | 9-1.b. | Sheet Piling Rental for ≤ 20 feet deep Excavation
192 | 9-1.c. | Sheet Piling Rental for ≤ 20 feet deep Excavation |  | Per Sq. Foot/Week | 0 | 0 | 0 | [10 empty] | FALSE | 9-1.c. | Sheet Piling Rental for ≤ 20 feet deep Excavation
193 | 9-1.d. | Sheet Piling Rental for ≤ 20 feet deep Excavation |  | Per Sq. Foot/Month | 0 | 0 | 0 | [10 empty] | FALSE | 9-1.d. | Sheet Piling Rental for ≤ 20 feet deep Excavation
194 | 9-2.a. | Sheet Piling Installation for > 20 feet deep Excavation |  | Per Sq. Foot | 0 | 0 | 0 | [10 empty] | FALSE | 9-2.a. | Sheet Piling Installation for > 20 feet deep Excavation
195 | 9-2.b. | Sheet Piling Rental for > 20 feet deep Excavation |  | Per Sq. Foot/Day | 0 | 0 | 0 | [10 empty] | FALSE | 9-2.b. | Sheet Piling Rental for > 20 feet deep Excavation
196 | 9-2.c. | Sheet Piling Rental for > 20 feet deep Excavation |  | Per Sq. Foot/Week | 0 | 0 | 0 | [10 empty] | FALSE | 9-2.c. | Sheet Piling Rental for > 20 feet deep Excavation
197 | 9-2.d. | Sheet Piling Rental for > 20 feet deep Excavation |  | Per Sq. Foot/Month | 0 | 0 | 0 | [10 empty] | FALSE | 9-2.d. | Sheet Piling Rental for > 20 feet deep Excavation
198 | 9-3. | Conventional Soil Excavation and Loading ≤ 300 cubic yards |  | Per Cubic Yard | 0 | 0 | 0 | [10 empty] | FALSE | 9-3. | Conventional Soil Excavation and Loading ≤ 300 cubic yards
199 | 9-4. | Conventional Soil Excavation and Loading > 300 cubic yards |  | Per Cubic Yard | 0 | 0 | 0 | [10 empty] | FALSE | 9-4. | Conventional Soil Excavation and Loading > 300 cubic yards
200 | 9-5. | LDA Excavation and Loading Without Casing ≤ 300 cubic yards |  | Per Cubic Yard | 0 | 0 | 0 | [10 empty] | FALSE | 9-5. | LDA Excavation and Loading Without Casing ≤ 300 cubic yards
201 | 9-6. | LDA Excavation and Loading Without Casing > 300 cubic yards |  | Per Cubic Yard | 0 | 0 | 0 | [10 empty] | FALSE | 9-6. | LDA Excavation and Loading Without Casing > 300 cubic yards
202 | 9-7.a | LDA Excavation and Loading With Surface Casing ≤ 300 cubic yards |  | Per Cubic Yard | 0 | 0 | 0 | [10 empty] | FALSE | 9-7.a | LDA Excavation and Loading With Surface Casing ≤ 300 cubic yards
203 | 9-7.b. | LDA Excavation and Loading With Driven Casing ≤ 300 cubic yards |  | Per Cubic Yard | 0 | 0 | 0 | [10 empty] | FALSE | 9-7.b. | LDA Excavation and Loading With Driven Casing ≤ 300 cubic yards
204 | 9-8.a. | LDA Excavation and Loading With Surface Casing > 300 cubic yards |  | Per Cubic Yard | 0 | 0 | 0 | [10 empty] | FALSE | 9-8.a. | LDA Excavation and Loading With Surface Casing > 300 cubic yards
205 | 9-8.b. | LDA Excavation and Loading With Driven Casing > 300 cubic yards |  | Per Cubic Yard | 0 | 0 | 0 | [10 empty] | FALSE | 9-8.b. | LDA Excavation and Loading With Driven Casing > 300 cubic yards
206 | 9-9. | Flowable Fill Concrete and Installation |  | Per Cubic Yard | 0 | 0 | 0 | [10 empty] | FALSE | 9-9. | Flowable Fill Concrete and Installation
207 | 9-10. | Clean Backfill Material, Compaction and Testing (includes transport) ≤ 300 cubic yards |  | Per Cubic Yard | 0 | 0 | 0 | [10 empty] | FALSE | 9-10. | Clean Backfill Material, Compaction and Testing (includes transport) ≤ 300 cubic yards
208 | 9-11. | Clean Backfill Material, Compaction and Testing (includes transport) > 300 cubic yards |  | Per Cubic Yard | 0 | 0 | 0 | [10 empty] | FALSE | 9-11. | Clean Backfill Material, Compaction and Testing (includes transport) > 300 cubic yards
210 | 9-12.a. | Clean Overburden Used As Backfill, Compaction and Testing ≤ 300 cubic yards |  | Per Cubic Yard | 0 | 0 | 0 | [10 empty] | FALSE | 9-12.a. | Clean Overburden Used As Backfill, Compaction and Testing ≤ 300 cubic yards
211 | 9-12.b. | Clean Overburden Used As Backfill, Compaction and Testing > 300 cubic yards |  | Per Cubic Yard | 0 | 0 | 0 | [10 empty] | FALSE | 9-12.b. | Clean Overburden Used As Backfill, Compaction and Testing > 300 cubic yards
212 | 9-13. | Pea Gravel |  | Per Ton | 0 | 0 | 0 | [10 empty] | FALSE | 9-13. | Pea Gravel
213 | 9-14. | #57 Stone |  | Per Ton | 0 | 0 | 0 | [10 empty] | FALSE | 9-14. | #57 Stone
215 | 9-15. | Dewatering System, up to 12 well points (includes installation) |  | Per Day | 0 | 0 | 0 | [10 empty] | FALSE | 9-15. | Dewatering System, up to 12 well points (includes installation)
216 | 9-16. | Additional Dewatering System Well Points (2) (includes installation) |  | Per Day | 0 | 0 | 0 | [10 empty] | FALSE | 9-16. | Additional Dewatering System Well Points (2) (includes installation)
217 | 9-17. | Dewatering System, up to 12 well points (includes installation) |  | Per Week | 0 | 0 | 0 | [10 empty] | FALSE | 9-17. | Dewatering System, up to 12 well points (includes installation)
218 | 9-18. | Additional Dewatering System Well Points (2) (includes installation) |  | Per Week | 0 | 0 | 0 | [10 empty] | FALSE | 9-18. | Additional Dewatering System Well Points (2) (includes installation)
220 | 9-19. | Dewatering System, up to 12 well points (includes installation) |  | Per Month | 0 | 0 | 0 | [10 empty] | FALSE | 9-19. | Dewatering System, up to 12 well points (includes installation)
221 | 9-20. | Additional Dewatering System Well Points (2) (includes installation) |  | Per Month | 0 | 0 | 0 | [10 empty] | FALSE | 9-20. | Additional Dewatering System Well Points (2) (includes installation)
222 | 10. | PETROLEUM STORAGE TANK REMOVAL AND DISPOSAL | [15 empty] | FALSE |  | PETROLEUM STORAGE TANK REMOVAL AND DISPOSAL
223 | 10-1. | Remove and Dispose Petroleum Storage Tank - ≤ 1,000 gal. capacity |  | Per Tank | 0 | 0 | 0 | [10 empty] | FALSE | 10-1. | Remove and Dispose Petroleum Storage Tank - ≤ 1,000 gal. capacity
228 | 10-2. | Remove and Dispose Petroleum Storage Tank - > 1,000 to 5,000 gal. capacity |  | Per Tank | 0 | 0 | 0 | [10 empty] | FALSE | 10-2. | Remove and Dispose Petroleum Storage Tank - > 1,000 to 5,000 gal. capacity
229 | 10-3. | Remove and Dispose Petroleum Storage Tank - > 5,000 to 10,000 gal. capacity |  | Per Tank | 0 | 0 | 0 | [10 empty] | FALSE | 10-3. | Remove and Dispose Petroleum Storage Tank - > 5,000 to 10,000 gal. capacity
230 | 10-4. | Remove and Dispose Petroleum Storage Tank - > 10,000 gal. capacity |  | Per Tank | 0 | 0 | 0 | [10 empty] | FALSE | 10-4. | Remove and Dispose Petroleum Storage Tank - > 10,000 gal. capacity
231 | 11. | DEBRIS, WASTE AND PRODUCT REMOVAL AND DISPOSAL | [15 empty] | FALSE |  | DEBRIS, WASTE AND PRODUCT REMOVAL AND DISPOSAL
232 | 11-1. | Removal and Loading of Asphalt and/or Concrete - up to 4 inch thickness |  | Per Square Foot | 0 | 0 | 0 | [10 empty] | FALSE | 11-1. | Removal and Loading of Asphalt and/or Concrete - up to 4 inch thickness
233 | 11-2. | Additional Removal/Loading Cost for Concrete - > 4 inch thickness |  | Per Square Foot | 0 | 0 | 0 | [10 empty] | FALSE | 11-2. | Additional Removal/Loading Cost for Concrete - > 4 inch thickness
234 | 11-3. | Loading, Transport and Disposal/Recycle Clean Overburden |  | Per Ton | 0 | 0 | 0 | [10 empty] | FALSE | 11-3. | Loading, Transport and Disposal/Recycle Clean Overburden
235 | 11-4. | Transport and Disposal of Clean Concrete |  | Per Ton | 0 | 0 | 0 | [10 empty] | FALSE | 11-4. | Transport and Disposal of Clean Concrete
236 | 11-5. | Transport and Disposal of Mixed Debris |  | Per Ton | 0 | 0 | 0 | [10 empty] | FALSE | 11-5. | Transport and Disposal of Mixed Debris
237 | 11-6. | Transport and Disposal of Petroleum Impacted Soil (includes drum) |  | Per Drum | 0 | 0 | 0 | [10 empty] | FALSE | 11-6. | Transport and Disposal of Petroleum Impacted Soil (includes drum) | bar: 2
238 | 11-7. | Transport Petroleum Impacted Soil (bulk) ≤ 100 miles |  | Per Ton | 0 | 0 | 0 | [10 empty] | FALSE | 11-7. | Transport Petroleum Impacted Soil (bulk) ≤ 100 miles
239 | 11-8. | Transport Petroleum Impacted Soil (bulk) > 100 miles |  | Per Ton | 0 | 0 | 0 | [10 empty] | FALSE | 11-8. | Transport Petroleum Impacted Soil (bulk) > 100 miles
240 | 11-9. | Disposal of Petroleum Impacted Soil at a Landfill (bulk) ≤ 450 tons |  | Per Ton | 0 | 0 | 0 | [10 empty] | FALSE | 11-9. | Disposal of Petroleum Impacted Soil at a Landfill (bulk) ≤ 450 tons
241 | 11-10. | Disposal of Petroleum Impacted Soil at a Landfill (bulk) > 450 tons |  | Per Ton | 0 | 0 | 0 | [10 empty] | FALSE | 11-10. | Disposal of Petroleum Impacted Soil at a Landfill (bulk) > 450 tons
242 | 11-11. | Disposal of Petroleum Impacted Soil at a Thermal Treatment Facility (bulk) ≤ 450 tons |  | Per Ton | 0 | 0 | 0 | [10 empty] | FALSE | 11-11. | Disposal of Petroleum Impacted Soil at a Thermal Treatment Facility (bulk) ≤ 450 tons
243 | 11-12. | Disposal of Petroleum Impacted Soil at a Thermal Treatment Facility (bulk) > 450 tons |  | Per Ton | 0 | 0 | 0 | [10 empty] | FALSE | 11-12. | Disposal of Petroleum Impacted Soil at a Thermal Treatment Facility (bulk) > 450 tons
244 | 11-13. | Transport and Disposal of Petroleum Contact Water (includes drum) |  | Per Drum | 0 | 0 | 0 | [10 empty] | FALSE | 11-13. | Transport and Disposal of Petroleum Contact Water (includes drum) | bar: 2
245 | 11-14. | Transport and Disposal of Petroleum Contact Water (bulk) |  | Per Gallon | 0 | 0 | 0 | [10 empty] | FALSE | 11-14. | Transport and Disposal of Petroleum Contact Water (bulk)
246 | 11-15. | Vacuum Truck Transportation, Disposal and Extraction Operations |  | Reimbursable* | 1 | 1 | 0 | [10 empty] | FALSE | 11-15.
247 | 11-16. | Transport and Disposal of Petroleum Product (includes drum) |  | Per Drum | 0 | 0 | 0 | [10 empty] | FALSE | 11-16. | Transport and Disposal of Petroleum Product (includes drum)
248 | 11-17. | Transport and Disposal of Petroleum Product (bulk) |  | Per Gallon | 0 | 0 | 0 | [10 empty] | FALSE | 11-17. | Transport and Disposal of Petroleum Product (bulk)
249 | 11-18. | Delivery, Pick Up and Rental of 20 Cubic Yard Roll-Off Container |  | Per Week | 0 | 0 | 0 | [10 empty] | FALSE | 11-18. | Delivery, Pick Up and Rental of 20 Cubic Yard Roll-Off Container
250 | 11-19. | Additional Rental of 20 Cubic Yard Roll-Off Container |  | Per Week | 0 | 0 | 0 | [10 empty] | FALSE | 11-19. | Additional Rental of 20 Cubic Yard Roll-Off Container
251 | 12. | RESURFACING | [15 empty] | FALSE |  | RESURFACING
252 | 12-1. | Asphalt Paving - 2 inch thickness (includes sub-base) |  | Per Square Foot | 0 | 0 | 0 | [10 empty] | FALSE | 12-1. | Asphalt Paving - 2 inch thickness (includes sub-base)
253 | 12-2. | Asphalt Paving - additional 1 inch thickness |  | Per Square Foot | 0 | 0 | 0 | [10 empty] | FALSE | 12-2. | Asphalt Paving - additional 1 inch thickness
254 | 12-3. | Concrete Paving - 4 inch thickness (includes sub-base) |  | Per Square Foot | 0 | 0 | 0 | [10 empty] | FALSE | 12-3. | Concrete Paving - 4 inch thickness (includes sub-base)
255 | 12-4. | Concrete Paving - additional 1 inch thickness |  | Per Square Foot | 0 | 0 | 0 | [10 empty] | FALSE | 12-4. | Concrete Paving - additional 1 inch thickness
256 | 12-5. | Crushed Lime Rock Cover - 2 inch thickness |  | Per Square Foot | 0 | 0 | 0 | [10 empty] | FALSE | 12-5. | Crushed Lime Rock Cover - 2 inch thickness
257 | 12-6. | Grass - Sod |  | Per Square Foot | 0 | 0 | 0 | [10 empty] | FALSE | 12-6. | Grass - Sod
258 | 12-7. | Grass - Seed and Mulch |  | Per Square Foot | 0 | 0 | 0 | [10 empty] | FALSE | 12-7. | Grass - Seed and Mulch
259 | 13. | IN-SITU INJECTION | [15 empty] | FALSE |  | IN-SITU INJECTION
260 | 13-1. | Direct Push Boring with In-Situ Injection |  | Per Day | 0 | 0 | 0 | [10 empty] | FALSE | 13-1. | Direct Push Boring with In-Situ Injection
261 | 13-2. | In-Situ Injection Into Existing Well/Treatment Point |  | Per Day | 0 | 0 | 0 | [10 empty] | FALSE | 13-2. | In-Situ Injection Into Existing Well/Treatment Point
262 | 13-3. | Materials to be Injected |  | Reimbursable* | 1 | 1 | 0 | [10 empty] | FALSE
263 | 13-4. | Groundwater Injection System (not by direct push) |  | Per Week | 0 | 0 | 0 | [10 empty] | FALSE | 13-4. | Groundwater Injection System (not by direct push)
264 | 13-5. | Groundwater Injection System (not by direct push) |  | Per Month | 0 | 0 | 0 | [10 empty] | FALSE | 13-5. | Groundwater Injection System (not by direct push)
265 | 14. | TRENCHING, INTEGRATION AND STARTUP | [15 empty] | FALSE |  | TRENCHING, INTEGRATION AND STARTUP
266 | 14.A. | TRENCHING | [15 empty] | FALSE
267 | 14-1.a. | Trenching and Installation of 1-10 Plumbing (and Electrical) Lines in Trench |  | Per Linear Foot of Trench | 0 | 0 | 0 | [10 empty] | FALSE | 14-1.a. | Trenching and Installation of 1-10 Plumbing (and Electrical) Lines in Trench
268 | 14-1.b. | Trenching and Installation of 11 - 20 Lines |  | Per Linear Foot of Trench | 0 | 0 | 0 | [10 empty] | FALSE | 14-1.b. | Trenching and Installation of 11 - 20 Lines
269 | 14-1.c. | Trenching and Installation of 21 - 30 Lines |  | Per Linear Foot of Trench | 0 | 0 | 0 | [10 empty] | FALSE | 14-1.c. | Trenching and Installation of 21 - 30 Lines
270 | 14-1.d. | Trenching and Installation of Additional 1-10 Lines Greater Than 30 Lines |  | Per Linear Foot of Trench | 0 | 0 | 0 | [10 empty] | FALSE | 14-1.d. | Trenching and Installation of Additional 1-10 Lines Greater Than 30 Lines
271 | 14-2. | Installation of Plumbing (and Electrical) Lines Above Ground |  | Per Foot | 0 | 0 | 0 | [10 empty] | FALSE | 14-2. | Installation of Plumbing (and Electrical) Lines Above Ground
272 | 14-3. | Plumbing and Electrical Materials/Equipment Installed in Trench (If FDEP authorizes, submit quote(s) with Change Order) |  | Reimbursable* | 1 | 1 | 0 | [10 empty] | FALSE
273 | 14-3.a. | Traffic Bearing Trench Plates (materials) |  | Reimbursable* | 1 | 1 | 0 | [10 empty] | FALSE
274 | 14-3.b. | Infiltration Gallery Installation |  | Reimbursable* | 1 | 1 | 0 | [10 empty] | FALSE
275 | 14.B. | REMEDIATION SYSTEM INTEGRATION AND STARTUP | [15 empty] | FALSE
276 | 14-4.a. | System Installation/Integration/Startup - 1 Technology Component - 1-10 Recovery/Treatment Points |  | Per Startup | 0 | 0 | 0 | [10 empty] | FALSE | 14-4.a. | System Installation/Integration/Startup - 1 Technology Component - 1-10 Recovery/Treatment Points
277 | 14-4.b. | System Installation/Integration/Startup - 1 Technology Component - 11-20 Recovery/Treatment Points |  | Per Startup | 0 | 0 | 0 | [10 empty] | FALSE | 14-4.b. | System Installation/Integration/Startup - 1 Technology Component - 11-20 Recovery/Treatment Points
278 | 14-4.c. | System Installation/Integration/Startup - 1 Technology Component - 21-30 Recovery/Treatment Points |  | Per Startup | 0 | 0 | 0 | [10 empty] | FALSE | 14-4.c. | System Installation/Integration/Startup - 1 Technology Component - 21-30 Recovery/Treatment Points
279 | 14-4.d. | System Installation/Integration/Startup - 1 Technology Component - 1-10 Additional Recovery/Treatment Points greater Than 30 (This tem is used in conjunction with 14.4.c when needed) |  | Per Startup | 0 | 0 | 0 | [10 empty] | FALSE | 14-4.d. | System Installation/Integration/Startup - 1 Technology Component - 1-10 Additional Recovery/Treatment Points greater Than 30 (This tem is used in conjunction with 14.4.c when needed)
280 | 14-5. | System Installation/Integration/Startup – Addition of 1 Technology Component |  | Per Additional Tech Component | 0 | 0 | 0 | [10 empty] | FALSE | 14-5. | System Installation/Integration/Startup – Addition of 1 Technology Component
281 | 14-6. | Compound Construction/Fencing (materials) |  | Reimbursable* | 1 | 1 | 0 | [10 empty] | FALSE
283 | 14-7. | Utility Drop |  | Reimbursable* | 1 | 1 | 0 | [10 empty] | FALSE
285 | 14-8. | Utility Connection |  | Reimbursable* | 1 | 1 | 0 | [10 empty] | FALSE
286 | 14-9. | Utility Disconnect |  | Reimbursable* | 1 | 1 | 0 | [10 empty] | FALSE
287 | 14-10. | Utility Usage Bills |  | Reimbursable* | 1 | 1 | 0 | [10 empty] | FALSE
288 | 15. | REMEDIAL ACTION - PACKAGED WORK SCOPES (Including Remediation System Equipment) | [15 empty] | FALSE |  | REMEDIAL ACTION - PACKAGED WORK SCOPES (Including Remediation System Equipment)
289 | 15.A. | PILOT TEST PACKAGES (Including Remediation System Equipment) | [15 empty] | FALSE
290 | 15-1. | Groundwater Recovery System Pilot Test - 8 hours |  | Per Test | 0 | 0 | 0 | [10 empty] | FALSE | 15-1. | Groundwater Recovery System Pilot Test - 8 hours
292 | 15-2. | Groundwater Recovery System Pilot Test - Additional Time |  | Per 2 Hrs | 0 | 0 | 0 | [10 empty] | FALSE | 15-2. | Groundwater Recovery System Pilot Test - Additional Time
293 | 15-3. | Air Sparging or Biosparging Pilot Test - 8 hours |  | Per Test | 0 | 0 | 0 | [10 empty] | FALSE | 15-3. | Air Sparging or Biosparging Pilot Test - 8 hours
294 | 15-4. | Air Sparging or Biosparging Pilot Test - Additional Time |  | Per 2 Hrs | 0 | 0 | 0 | [10 empty] | FALSE | 15-4. | Air Sparging or Biosparging Pilot Test - Additional Time
295 | 15-5. | Vapor Extraction Pilot Test - 8 hours |  | Per Test | 0 | 0 | 0 | [10 empty] | FALSE | 15-5. | Vapor Extraction Pilot Test - 8 hours
297 | 15-6. | Vapor Extraction Pilot Test - Additional Time |  | Per 2 Hrs | 0 | 0 | 0 | [10 empty] | FALSE | 15-6. | Vapor Extraction Pilot Test - Additional Time
298 | 15-7. | Vapor Extraction/Aquifer Pumping Test - 8 hours |  | Per Test | 0 | 0 | 0 | [10 empty] | FALSE | 15-7. | Vapor Extraction/Aquifer Pumping Test - 8 hours
299 | 15-8. | Vapor Extraction/Aquifer Pumping Test - Additional Time |  | Per 2 Hrs | 0 | 0 | 0 | [10 empty] | FALSE | 15-8. | Vapor Extraction/Aquifer Pumping Test - Additional Time
300 | 15-9. | Air Sparging/Vapor Extraction Pilot Test - 8 hours |  | Per Test | 0 | 0 | 0 | [10 empty] | FALSE | 15-9. | Air Sparging/Vapor Extraction Pilot Test - 8 hours
301 | 15-10. | Air Sparging/Vapor Extraction Pilot Test - Additional Time |  | Per 2 Hrs | 0 | 0 | 0 | [10 empty] | FALSE | 15-10. | Air Sparging/Vapor Extraction Pilot Test - Additional Time
303 | 15-11. | Multi-Phase Pilot Test - 8 hours |  | Per Test | 0 | 0 | 0 | [10 empty] | FALSE | 15-11. | Multi-Phase Pilot Test - 8 hours
304 | 15-12. | Multi-Phase Pilot Test - Additional Time |  | Per 2 Hrs | 0 | 0 | 0 | [10 empty] | FALSE | 15-12. | Multi-Phase Pilot Test - Additional Time
305 | 15-13. | Air Sparging/Multiphase Extraction Pilot Test - 8 hours |  | Per Test | 0 | 0 | 0 | [10 empty] | FALSE | 15-13. | Air Sparging/Multiphase Extraction Pilot Test - 8 hours
306 | 15-14. | Air Sparging/Multiphase Extraction Pilot Test - Additional Time |  | Per 2 Hours | 0 | 0 | 0 | [10 empty] | FALSE | 15-14. | Air Sparging/Multiphase Extraction Pilot Test - Additional Time
307 | 15-15. | In-Situ Chemical Oxidation (including Ozone) Pilot Test - 8 hours |  | Per Test | 0 | 0 | 0 | [10 empty] | FALSE | 15-15. | In-Situ Chemical Oxidation (including Ozone) Pilot Test - 8 hours
309 | 15-16. | In-Situ Chemical Oxidation (including Ozone) Pilot Test - Additional Time |  | Per 2 Hrs | 0 | 0 | 0 | [10 empty] | FALSE | 15-16. | In-Situ Chemical Oxidation (including Ozone) Pilot Test - Additional Time
310 | 15.B. | SHORT TERM/EPISODIC SYSTEM OPERATION PACKAGES (Including Remediation System Equipment) | [15 empty] | FALSE
311 | 15-17. | Groundwater Treatment System Package - Medium |  | Per Day | 0 | 0 | 0 | [10 empty] | FALSE | 15-17. | Groundwater Treatment System Package - Medium
312 | 15-18. | Groundwater Treatment System Package - Medium |  | Per Week | 0 | 0 | 0 | [10 empty] | FALSE | 15-18. | Groundwater Treatment System Package - Medium
313 | 15-19. | Air Sparge System Package - Medium |  | Per Day | 0 | 0 | 0 | [10 empty] | FALSE | 15-19. | Air Sparge System Package - Medium
314 | 15-20. | Air Sparge System Package - Medium |  | Per Week | 0 | 0 | 0 | [10 empty] | FALSE | 15-20. | Air Sparge System Package - Medium
315 | 15-21. | AS/SVE System Package - Medium |  | Per Day | 0 | 0 | 0 | [10 empty] | FALSE | 15-21. | AS/SVE System Package - Medium
316 | 15-22. | AS/SVE System Package - Medium |  | Per Week | 0 | 0 | 0 | [10 empty] | FALSE | 15-22. | AS/SVE System Package - Medium
317 | 15-23. | MPE System Package - Medium |  | Per Day | 0 | 0 | 0 | [10 empty] | FALSE | 15-23. | MPE System Package - Medium
318 | 15-24. | MPE System Package - Medium |  | Per Week | 0 | 0 | 0 | [10 empty] | FALSE | 15-24. | MPE System Package - Medium
319 | 15-25. | AS/MPE System Package - Medium |  | Per Day | 0 | 0 | 0 | [10 empty] | FALSE | 15-25. | AS/MPE System Package - Medium
320 | 15-26. | AS/MPE System Package - Medium |  | Per Week | 0 | 0 | 0 | [10 empty] | FALSE | 15-26. | AS/MPE System Package - Medium
321 | 15-27. | SVE System Package - Medium |  | Per Day | 0 | 0 | 0 | [10 empty] | FALSE | 15-27. | SVE System Package - Medium
322 | 15-28. | SVE System Package - Medium |  | Per Week | 0 | 0 | 0 | [10 empty] | FALSE | 15-28. | SVE System Package - Medium
323 | 15-29. | In-Situ Chemical Oxidation (including Ozone) Package – Medium |  | Per Day | 0 | 0 | 0 | [10 empty] | FALSE | 15-29. | In-Situ Chemical Oxidation (including Ozone) Package – Medium
324 | 15-30. | In-Situ Chemical Oxidation (including Ozone) Package – Medium |  | Per Week | 0 | 0 | 0 | [10 empty] | FALSE | 15-30. | In-Situ Chemical Oxidation (including Ozone) Package – Medium
325 | 16. | MONTHLY REMEDIATION SYSTEM O&M PACKAGED WORK SCOPES (Excluding Remediation System Equipment) | [15 empty] | FALSE |  | MONTHLY REMEDIATION SYSTEM O&M PACKAGED WORK SCOPES (Excluding Remediation System Equipment)
326 | 16-1. | System O&M Package (excludes system) - Small |  | Per Month | 0 | 0 | 0 | [10 empty] | FALSE | 16-1. | System O&M Package (excludes system) - Small
327 | 16-2. | System O&M Package (excludes system) - Medium |  | Per Month | 0 | 0 | 0 | [10 empty] | FALSE | 16-2. | System O&M Package (excludes system) - Medium
328 | 16-3. | System O&M Package (excludes system) - Large |  | Per Month | 0 | 0 | 0 | [10 empty] | FALSE | 16-3. | System O&M Package (excludes system) - Large
329 | 16-4. | System O&M Package (excludes system) - Extra Large |  | Per Month | 0 | 0 | 0 | [10 empty] | FALSE | 16-4. | System O&M Package (excludes system) - Extra Large
330 | 16-5. | Supplemental System O&M Package - Add Thermox or Catox Treatment |  | Per Month | 0 | 0 | 0 | [10 empty] | FALSE | 16-5. | Supplemental System O&M Package - Add Thermox or Catox Treatment
331 | 17. | REMEDIAL ACTION SYSTEM/EQUIPMENT USE (Equipment Only, Excluding O&M) | [15 empty] | FALSE |  | REMEDIAL ACTION SYSTEM/EQUIPMENT USE (Equipment Only, Excluding O&M)
332 | 17-1. | Medium Holding Tank - 2,000 to 6,000 gal. capacity - Short Term ≤ 6 mos. |  | Per Month | 0 | 0 | 0 | [10 empty] | FALSE | 17-1. | Medium Holding Tank - 2,000 to 6,000 gal. capacity - Short Term ≤ 6 mos.
333 | 17-2. | Medium Holding Tank - 2,000 to 6,000 gal. capacity - Long Term > 6 mos. |  | Per Month | 0 | 0 | 0 | [10 empty] | FALSE | 17-2. | Medium Holding Tank - 2,000 to 6,000 gal. capacity - Long Term > 6 mos.
334 | 17-3. | Large Holding Tank > 6,000 to 10,000 gal. capacity - Short Term ≤ 6 mos. |  | Per Month | 0 | 0 | 0 | [10 empty] | FALSE | 17-3. | Large Holding Tank > 6,000 to 10,000 gal. capacity - Short Term ≤ 6 mos.
335 | 17-4. | Large Holding Tank > 6,000 to 10,000 gal. capacity - Long Term > 6 mos. |  | Per Month | 0 | 0 | 0 | [10 empty] | FALSE | 17-4. | Large Holding Tank > 6,000 to 10,000 gal. capacity - Long Term > 6 mos.
336 | 17-5. | Groundwater Treatment System - Stand Alone Small - Short Term ≤ 6 mos. |  | Per Month | 0 | 0 | 0 | [10 empty] | FALSE | 17-5. | Groundwater Treatment System - Stand Alone Small - Short Term ≤ 6 mos.
337 | 17-6. | Groundwater Treatment System - Stand Alone Small - Long Term > 6 mos. |  | Per Month | 0 | 0 | 0 | [10 empty] | FALSE | 17-6. | Groundwater Treatment System - Stand Alone Small - Long Term > 6 mos.
338 | 17-7. | Groundwater Treatment System - Stand Alone Medium - Short Term ≤ 6 mos. |  | Per Month | 0 | 0 | 0 | [10 empty] | FALSE | 17-7. | Groundwater Treatment System - Stand Alone Medium - Short Term ≤ 6 mos.
339 | 17-8. | Groundwater Treatment System - Stand Alone Medium - Long Term > 6 mos. |  | Per Month | 0 | 0 | 0 | [10 empty] | FALSE | 17-8. | Groundwater Treatment System - Stand Alone Medium - Long Term > 6 mos.
340 | 17-9. | Groundwater Treatment System - Stand Alone Large - Short Term ≤ 6 mos. |  | Per Month | 0 | 0 | 0 | [10 empty] | FALSE | 17-9. | Groundwater Treatment System - Stand Alone Large - Short Term ≤ 6 mos.
341 | 17-10. | Groundwater Treatment System - Stand Alone Large - Long Term > 6 mos. |  | Per Month | 0 | 0 | 0 | [10 empty] | FALSE | 17-10. | Groundwater Treatment System - Stand Alone Large - Long Term > 6 mos.
342 | 17-11. | Air Sparge System - Small - Short Term ≤ 6 mos. |  | Per Month | 0 | 0 | 0 | [10 empty] | FALSE | 17-11. | Air Sparge System - Small - Short Term ≤ 6 mos.
343 | 17-12. | Air Sparge System - Small - Long Term > 6 mos. |  | Per Month | 0 | 0 | 0 | [10 empty] | FALSE | 17-12. | Air Sparge System - Small - Long Term > 6 mos.
344 | 17-13. | Air Sparge System - Medium - Short Term ≤ 6 mos. |  | Per Month | 0 | 0 | 0 | [10 empty] | FALSE | 17-13. | Air Sparge System - Medium - Short Term ≤ 6 mos.
345 | 17-14. | Air Sparge System - Medium - Long Term > 6 mos. |  | Per Month | 0 | 0 | 0 | [10 empty] | FALSE | 17-14. | Air Sparge System - Medium - Long Term > 6 mos.
346 | 17-15. | Air Sparge System - Large - Short Term ≤ 6 mos. |  | Per Month | 0 | 0 | 0 | [10 empty] | FALSE | 17-15. | Air Sparge System - Large - Short Term ≤ 6 mos.
347 | 17-16. | Air Sparge System - Large - Long Term > 6 mos. |  | Per Month | 0 | 0 | 0 | [10 empty] | FALSE | 17-16. | Air Sparge System - Large - Long Term > 6 mos.
348 | 17-17. | AS/SVE System - Small - Short Term ≤ 6 mos. |  | Per Month | 0 | 0 | 0 | [10 empty] | FALSE | 17-17. | AS/SVE System - Small - Short Term ≤ 6 mos.
349 | 17-18. | AS/SVE System - Small - Long Term > 6 mos. |  | Per Month | 0 | 0 | 0 | [10 empty] | FALSE | 17-18. | AS/SVE System - Small - Long Term > 6 mos.
350 | 17-19. | AS/SVE System - Medium - Short Term ≤ 6 mos. |  | Per Month | 0 | 0 | 0 | [10 empty] | FALSE | 17-19. | AS/SVE System - Medium - Short Term ≤ 6 mos.
351 | 17-20. | AS/SVE System - Medium - Long Term > 6 mos. |  | Per Month | 0 | 0 | 0 | [10 empty] | FALSE | 17-20. | AS/SVE System - Medium - Long Term > 6 mos.
352 | 17-21. | AS/SVE System - Large - Short Term ≤ 6 mos. |  | Per Month | 0 | 0 | 0 | [10 empty] | FALSE | 17-21. | AS/SVE System - Large - Short Term ≤ 6 mos.
353 | 17-22. | AS/SVE System - Large - Long Term > 6 mos. |  | Per Month | 0 | 0 | 0 | [10 empty] | FALSE | 17-22. | AS/SVE System - Large - Long Term > 6 mos.
354 | 17-23. | MPE System - Small - Short Term ≤ 6 mos. |  | Per Month | 0 | 0 | 0 | [10 empty] | FALSE | 17-23. | MPE System - Small - Short Term ≤ 6 mos.
355 | 17-24. | MPE System - Small - Long Term > 6 mos. |  | Per Month | 0 | 0 | 0 | [10 empty] | FALSE | 17-24. | MPE System - Small - Long Term > 6 mos.
356 | 17-25. | MPE System - Medium - Short Term ≤ 6 mos. |  | Per Month | 0 | 0 | 0 | [10 empty] | FALSE | 17-25. | MPE System - Medium - Short Term ≤ 6 mos.
357 | 17-26. | MPE System - Medium - Long Term > 6 mos. |  | Per Month | 0 | 0 | 0 | [10 empty] | FALSE | 17-26. | MPE System - Medium - Long Term > 6 mos.
358 | 17-27. | MPE System - Large - Short Term ≤ 6 mos. |  | Per Month | 0 | 0 | 0 | [10 empty] | FALSE | 17-27. | MPE System - Large - Short Term ≤ 6 mos.
359 | 17-28. | MPE System - Large - Long Term > 6 mos. |  | Per Month | 0 | 0 | 0 | [10 empty] | FALSE | 17-28. | MPE System - Large - Long Term > 6 mos.
360 | 17-29. | Groundwater Treatment - Add On - Small - Short Term ≤ 6 mos. |  | Per Month | 0 | 0 | 0 | [10 empty] | FALSE | 17-29. | Groundwater Treatment - Add On - Small - Short Term ≤ 6 mos.
361 | 17-30. | Groundwater Treatment - Add On - Medium - Short Term ≤ 6 mos. |  | Per Month | 0 | 0 | 0 | [10 empty] | FALSE | 17-30. | Groundwater Treatment - Add On - Medium - Short Term ≤ 6 mos.
362 | 17-31. | Groundwater Treatment - Add On - Large - Short Term ≤ 6 mos. |  | Per Month | 0 | 0 | 0 | [10 empty] | FALSE | 17-31. | Groundwater Treatment - Add On - Large - Short Term ≤ 6 mos.
363 | 17-32. | Groundwater Treatment - Add On - Small - Long Term > 6 mos. |  | Per Month | 0 | 0 | 0 | [10 empty] | FALSE | 17-32. | Groundwater Treatment - Add On - Small - Long Term > 6 mos.
364 | 17-33. | Groundwater Treatment - Add On - Medium - Long Term > 6 mos. |  | Per Month | 0 | 0 | 0 | [10 empty] | FALSE | 17-33. | Groundwater Treatment - Add On - Medium - Long Term > 6 mos.
365 | 17-34. | Groundwater Treatment - Add On - Large - Long Term > 6 mos. |  | Per Month | 0 | 0 | 0 | [10 empty] | FALSE | 17-34. | Groundwater Treatment - Add On - Large - Long Term > 6 mos.
366 | 17-35. | Carbon Off Gas Treatment - Add On - Small - Short Term ≤ 6 mos. |  | Per Month | 0 | 0 | 0 | [10 empty] | FALSE | 17-35. | Carbon Off Gas Treatment - Add On - Small - Short Term ≤ 6 mos.
367 | 17-36. | Carbon Off Gas Treatment - Add On - Medium - Short Term ≤ 6 mos. |  | Per Month | 0 | 0 | 0 | [10 empty] | FALSE | 17-36. | Carbon Off Gas Treatment - Add On - Medium - Short Term ≤ 6 mos.
368 | 17-37. | Carbon Off Gas Treatment - Add On - Large - Short Term ≤ 6 mos. |  | Per Month | 0 | 0 | 0 | [10 empty] | FALSE | 17-37. | Carbon Off Gas Treatment - Add On - Large - Short Term ≤ 6 mos.
369 | 17-38. | Carbon Off Gas Treatment - Add On - Small- Long Term > 6 mos. |  | Per Month | 0 | 0 | 0 | [10 empty] | FALSE | 17-38. | Carbon Off Gas Treatment - Add On - Small- Long Term > 6 mos.
370 | 17-39. | Carbon Off Gas Treatment - Add On - Medium - Long Term > 6 mos. |  | Per Month | 0 | 0 | 0 | [10 empty] | FALSE | 17-39. | Carbon Off Gas Treatment - Add On - Medium - Long Term > 6 mos.
371 | 17-40. | Carbon Off Gas Treatment - Add On - Large - Long Term > 6 mos. |  | Per Month | 0 | 0 | 0 | [10 empty] | FALSE | 17-40. | Carbon Off Gas Treatment - Add On - Large - Long Term > 6 mos.
372 | 17-41. | Thermox/Catox Off Gas Treatment - Add On - Small - Short Term ≤ 6 mos. |  | Per Month | 0 | 0 | 0 | [10 empty] | FALSE | 17-41. | Thermox/Catox Off Gas Treatment - Add On - Small - Short Term ≤ 6 mos.
373 | 17-42. | Thermox/Catox Off Gas Treatment - Add On - Medium - Short Term ≤ 6 mos. |  | Per Month | 0 | 0 | 0 | [10 empty] | FALSE | 17-42. | Thermox/Catox Off Gas Treatment - Add On - Medium - Short Term ≤ 6 mos.
374 | 17-43. | Thermox/Catox Off Gas Treatment - Add On - Large - Short Term ≤ 6 mos. |  | Per Month | 0 | 0 | 0 | [10 empty] | FALSE | 17-43. | Thermox/Catox Off Gas Treatment - Add On - Large - Short Term ≤ 6 mos.
375 | 17-44. | Thermox/Catox Off Gas Treatment - Add On - Small - Long Term > 6 mos. |  | Per Month | 0 | 0 | 0 | [10 empty] | FALSE | 17-44. | Thermox/Catox Off Gas Treatment - Add On - Small - Long Term > 6 mos.
376 | 17-45. | Thermox/Catox Off Gas Treatment - Add On - Medium - Long Term > 6 mos. |  | Per Month | 0 | 0 | 0 | [10 empty] | FALSE | 17-45. | Thermox/Catox Off Gas Treatment - Add On - Medium - Long Term > 6 mos.
377 | 17-46. | Thermox/Catox Off Gas Treatment - Add On - Large - Long Term > 6 mos. |  | Per Month | 0 | 0 | 0 | [10 empty] | FALSE | 17-46. | Thermox/Catox Off Gas Treatment - Add On - Large - Long Term > 6 mos.
378 | 17-47. | Soil Vapor Extraction (SVE) System - Small - Short Term ≤ 6 Months |  | Per Month | 0 | 0 | 0 | [10 empty] | FALSE | 17-47. | Soil Vapor Extraction (SVE) System - Small - Short Term ≤ 6 Months
379 | 17-48. | Soil Vapor Extraction (SVE) System - Small - Long Term > 6 Months |  | Per Month | 0 | 0 | 0 | [10 empty] | FALSE | 17-48. | Soil Vapor Extraction (SVE) System - Small - Long Term > 6 Months
380 | 17-49. | Soil Vapor Extraction (SVE) System - Medium - Short Term ≤ 6 Months |  | Per Month | 0 | 0 | 0 | [10 empty] | FALSE | 17-49. | Soil Vapor Extraction (SVE) System - Medium - Short Term ≤ 6 Months
381 | 17-50. | Soil Vapor Extraction (SVE) System - Medium - Long Term > 6 Months |  | Per Month | 0 | 0 | 0 | [10 empty] | FALSE | 17-50. | Soil Vapor Extraction (SVE) System - Medium - Long Term > 6 Months
382 | 17-51. | Soil Vapor Extraction (SVE) System - Large - Short Term ≤ 6 Months |  | Per Month | 0 | 0 | 0 | [10 empty] | FALSE | 17-51. | Soil Vapor Extraction (SVE) System - Large - Short Term ≤ 6 Months
383 | 17-52. | Soil Vapor Extraction (SVE) System - Large - Long Term > 6 Months |  | Per Month | 0 | 0 | 0 | [10 empty] | FALSE | 17-52. | Soil Vapor Extraction (SVE) System - Large - Long Term > 6 Months
384 | 17-53. | Air Sparge/Multphase Extraction (AS/MPE) System - Small - Short Term ≤ 6 Months |  | Per Month | 0 | 0 | 0 | [10 empty] | FALSE | 17-53. | Air Sparge/Multphase Extraction (AS/MPE) System - Small - Short Term ≤ 6 Months
385 | 17-54. | Air Sparge/Multphase Extraction (AS/MPE) System - Small - Long Term > 6 Months |  | Per Month | 0 | 0 | 0 | [10 empty] | FALSE | 17-54. | Air Sparge/Multphase Extraction (AS/MPE) System - Small - Long Term > 6 Months
386 | 17-55. | Air Sparge/Multphase Extraction (AS/MPE) System - Medium - Short Term ≤ 6 Months |  | Per Month | 0 | 0 | 0 | [10 empty] | FALSE | 17-55. | Air Sparge/Multphase Extraction (AS/MPE) System - Medium - Short Term ≤ 6 Months
387 | 17-56. | Air Sparge/Multphase Extraction (AS/MPE) System - Medium - Long Term > 6 Months |  | Per Month | 0 | 0 | 0 | [10 empty] | FALSE | 17-56. | Air Sparge/Multphase Extraction (AS/MPE) System - Medium - Long Term > 6 Months
388 | 17-57. | Air Sparge/Multphase Extraction (AS/MPE) System - Large - Short Term ≤ 6 Months |  | Per Month | 0 | 0 | 0 | [10 empty] | FALSE | 17-57. | Air Sparge/Multphase Extraction (AS/MPE) System - Large - Short Term ≤ 6 Months
389 | 17-58. | Air Sparge/Multphase Extraction (AS/MPE) System - Large - Long Term > 6 Months |  | Per Month | 0 | 0 | 0 | [10 empty] | FALSE | 17-58. | Air Sparge/Multphase Extraction (AS/MPE) System - Large - Long Term > 6 Months
390 | 17-59. | In-Situ Chemical Oxidation (including Ozone) System – Small – Long Term > 6 Months |  | Per Month | 0 | 0 | 0 | [10 empty] | FALSE | 17-59. | In-Situ Chemical Oxidation (including Ozone) System – Small – Long Term > 6 Months
391 | 17-60. | In-Situ Chemical Oxidation (including Ozone) System – Small - Short Term ≤ 6 Months |  | Per Month | 0 | 0 | 0 | [10 empty] | FALSE | 17-60. | In-Situ Chemical Oxidation (including Ozone) System – Small - Short Term ≤ 6 Months
392 | 17-61. | In-Situ Chemical Oxidation (including Ozone) System – Medium – Long Term > 6 Months |  | Per Month | 0 | 0 | 0 | [10 empty] | FALSE | 17-61. | In-Situ Chemical Oxidation (including Ozone) System – Medium – Long Term > 6 Months
393 | 17-62. | In-Situ Chemical Oxidation (including Ozone) System – Medium - Short Term ≤ 6 Months |  | Per Month | 0 | 0 | 0 | [10 empty] | FALSE | 17-62. | In-Situ Chemical Oxidation (including Ozone) System – Medium - Short Term ≤ 6 Months
394 | 17-63. | In-Situ Chemical Oxidation (including Ozone) System – Large - Long Term > 6 Months |  | Per Month | 0 | 0 | 0 | [10 empty] | FALSE | 17-63. | In-Situ Chemical Oxidation (including Ozone) System – Large - Long Term > 6 Months
395 | 17-64. | In-Situ Chemical Oxidation (including Ozone) System – Large -Short Term ≤ 6 Months |  | Per Month | 0 | 0 | 0 | [10 empty] | FALSE | 17-64. | In-Situ Chemical Oxidation (including Ozone) System – Large -Short Term ≤ 6 Months
396 | 18. | REPORTS (Excluding Professional Engineering and Professional Geology Services) | [15 empty] | FALSE |  | REPORTS (Excluding Professional Engineering and Professional Geology Services)
397 | 18-1. | Soil Source Removal Report |  | Per Report | 0 | 0 | 0 | [10 empty] | FALSE | 18-1. | Soil Source Removal Report
398 | 18-2. | General Site Assessment Report |  | Per Report | 0 | 0 | 0 | [10 empty] | FALSE | 18-2. | General Site Assessment Report
399 | 18-3. | Supplemental Site Assessment Report |  | Per Report | 0 | 0 | 0 | [10 empty] | FALSE | 18-3. | Supplemental Site Assessment Report
400 | 18-4. | Receptor and Exposure Pathway Report |  | Per Report | 0 | 0 | 0 | [10 empty] | FALSE | 18-4. | Receptor and Exposure Pathway Report
401 | 18-5. | Level 1 Natural Attenuation Monitoring Plan |  | Per Plan | 0 | 0 | 0 | [10 empty] | FALSE | 18-5. | Level 1 Natural Attenuation Monitoring Plan | bar: 1
402 | 18-6. | Level 2 Natural Attenuation Monitoring Plan |  | Per Plan | 0 | 0 | 0 | [10 empty] | FALSE | 18-6. | Level 2 Natural Attenuation Monitoring Plan | bar: 1
403 | 18-7. | Natural Attenuation or Post RA Monitoring Report, Quarterly or Non-Annual |  | Per Report | 0 | 0 | 0 | [10 empty] | FALSE | 18-7. | Natural Attenuation or Post RA Monitoring Report, Quarterly or Non-Annual | bar: 2
404 | 18-8. | Natural Attenuation or Post RA Monitoring Report, Annual |  | Per Report | 0 | 0 | 0 | [10 empty] | FALSE | 18-8. | Natural Attenuation or Post RA Monitoring Report, Annual | bar: 2
405 | 18-9. | Pilot Test Plan |  | Per Plan | 0 | 0 | 0 | [10 empty] | FALSE | 18-9. | Pilot Test Plan
406 | 18-10. | Pilot Test Report |  | Per Report | 0 | 0 | 0 | [10 empty] | FALSE | 18-10. | Pilot Test Report
407 | 18-11. | Level 1 Remedial Action Plan |  | Per Plan | 0 | 0 | 0 | [10 empty] | FALSE | 18-11. | Level 1 Remedial Action Plan
408 | 18-12. | Level 2 Remedial Action Plan |  | Per Plan | 0 | 0 | 0 | [10 empty] | FALSE | 18-12. | Level 2 Remedial Action Plan
410 | 18-13. | Level 1 Limited Scope Remedial Action Plan or RAP Modification Plan |  | Per Plan | 0 | 0 | 0 | [10 empty] | FALSE | 18-13. | Level 1 Limited Scope Remedial Action Plan or RAP Modification Plan
411 | 18-14. | Level 2 Limited Scope Remedial Action Plan or RAP Modification Plan |  | Per Plan | 0 | 0 | 0 | [10 empty] | FALSE | 18-14. | Level 2 Limited Scope Remedial Action Plan or RAP Modification Plan
412 | 18-15. | Level 3 Limited Scope Remedial Action Plan or RAP Modification Plan |  | Per Plan | 0 | 0 | 0 | [10 empty] | FALSE | 18-15. | Level 3 Limited Scope Remedial Action Plan or RAP Modification Plan
413 | 18-16. | Level 4 Limited Scope Remedial Action Plan or RAP Modification Plan |  | Per Plan | 0 | 0 | 0 | [10 empty] | FALSE | 18-16. | Level 4 Limited Scope Remedial Action Plan or RAP Modification Plan
414 | 18-17. | Construction Drawings and Design Specifications |  | Per Report | 0 | 0 | 0 | [10 empty] | FALSE | 18-17. | Construction Drawings and Design Specifications
415 | 18-18. | As-Built Drawings (P.E. Sealed red lined modifications) |  | Per Drawings | 0 | 0 | 0 | [10 empty] | FALSE | 18-18. | As-Built Drawings (P.E. Sealed red lined modifications)
416 | 18-19. | Remedial Action Startup Report |  | Per Report | 0 | 0 | 0 | [10 empty] | FALSE | 18-19. | Remedial Action Startup Report
417 | 18-20. | Letter/NPDES Report |  | Per Report | 0 | 0 | 0 | [10 empty] | FALSE | 18-20. | Letter/NPDES Report
418 | 18-21. | Operation and Maintenance Report, Quarterly or Non-Annual |  | Per Report | 0 | 0 | 0 | [10 empty] | FALSE | 18-21. | Operation and Maintenance Report, Quarterly or Non-Annual
419 | 18-22. | Operation and Maintenance Annual Report |  | Per Report | 0 | 0 | 0 | [10 empty] | FALSE | 18-22. | Operation and Maintenance Annual Report
420 | 18-23. | Remedial Action General Report |  | Per Report | 0 | 0 | 0 | [10 empty] | FALSE | 18-23. | Remedial Action General Report
421 | 18-24. | Remedial Action Interim Report |  | Per Report | 0 | 0 | 0 | [10 empty] | FALSE | 18-24. | Remedial Action Interim Report
422 | 18-25. | Free Product Recovery Report |  | Per Report | 0 | 0 | 0 | [10 empty] | FALSE | 18-25. | Free Product Recovery Report
423 | 18-26. | Well Abandonment/Site Restoration Report |  | Per Report | 0 | 0 | 0 | [10 empty] | FALSE | 18-26. | Well Abandonment/Site Restoration Report
424 | 18-27. | Interim Assessment Report |  | Per Report | 0 | 0 | 0 | [10 empty] | FALSE | 18-27. | Interim Assessment Report
425 | 19. | PERSONNEL (Excluding Professional Engineer and Professional Geologist) | [15 empty] | FALSE |  | PERSONNEL (Excluding Professional Engineer and Professional Geologist)
426 | 19-1. | Program/Contract Manager |  | Per Hour | 0 | 0 | 0 | [10 empty] | FALSE | 19-1. | Program/Contract Manager
427 | 19-2. | Project/Site Manager |  | Per Hour | 0 | 0 | 0 | [10 empty] | FALSE | 19-2. | Project/Site Manager
428 | 19-3. | Engineer |  | Per Hour | 0 | 0 | 0 | [10 empty] | FALSE | 19-3. | Engineer
429 | 19-4. | Geologist/Geoscientist |  | Per Hour | 0 | 0 | 0 | [10 empty] | FALSE | 19-4. | Geologist/Geoscientist
430 | 19-5. | Hydrogeologist/Modeler |  | Per Hour | 0 | 0 | 0 | [10 empty] | FALSE | 19-5. | Hydrogeologist/Modeler
431 | 19-6. | Scientist/Technical Specialist |  | Per Hour | 0 | 0 | 0 | [10 empty] | FALSE | 19-6. | Scientist/Technical Specialist | bar: 1
432 | 19-7. | Assistant Scientist/Technical Specialist |  | Per Hour | 0 | 0 | 0 | [10 empty] | FALSE | 19-7. | Assistant Scientist/Technical Specialist
433 | 19-8. | Field Technician |  | Per Hour | 0 | 0 | 0 | [10 empty] | FALSE | 19-8. | Field Technician | bar: 1
434 | 19-9. | Draftsperson |  | Per Hour | 0 | 0 | 0 | [10 empty] | FALSE | 19-9. | Draftsperson
435 | 19-10. | Administrative Staff |  | Per Hour | 0 | 0 | 0 | [10 empty] | FALSE | 19-10. | Administrative Staff
436 | 19-11. | Laborers and Security Guards |  | Per Hour | 0 | 0 | 0 | [10 empty] | FALSE | 19-11. | Laborers and Security Guards
437 | 20. | PROFESSIONAL ENGINEERING AND PROFESSIONAL GEOLOGY SERVICES | [15 empty] | FALSE |  | PROFESSIONAL ENGINEERING AND PROFESSIONAL GEOLOGY SERVICES
438 | 20-1. | Professional Engineer |  | Per Hour | 0 | 0 | 0 | [10 empty] | FALSE | 20-1. | Professional Engineer
439 | 20-2. | Professional Geologist |  | Per Hour | 0 | 0 | 0 | [10 empty] | FALSE | 20-2. | Professional Geologist
440 | 20-3. | P.G. Field Oversight of Drilling and Boring and Soil-Boring Logging |  | Per Hour | 0 | 0 | 0 | [10 empty] | FALSE | 20-3. | P.G. Field Oversight of Drilling and Boring and Soil-Boring Logging
441 | 20-4. | P.G. Field Oversight of Well Installation |  | Per Hour | 0 | 0 | 0 | [10 empty] | FALSE | 20-4. | P.G. Field Oversight of Well Installation
442 | 20-5. | P.E. Project Oversight for Remediation Technology Pilot Testing |  | Per Test | 0 | 0 | 0 | [10 empty] | FALSE | 20-5. | P.E. Project Oversight for Remediation Technology Pilot Testing
443 | 20-6.a. | P.E. Project Oversight for Remediation System Integration and Startup - Small System |  | Per System | 0 | 0 | 0 | [10 empty] | FALSE | 20-6.a. | P.E. Project Oversight for Remediation System Integration and Startup - Small System
444 | 20-6.b. | P.E. Project Oversight for Remediation System Integration and Startup - Medium System |  | Per System | 0 | 0 | 0 | [10 empty] | FALSE | 20-6.b. | P.E. Project Oversight for Remediation System Integration and Startup - Medium System
445 | 20-6.c. | P.E. Project Oversight for Remediation System Integration and Startup - Large System |  | Per System | 0 | 0 | 0 | [10 empty] | FALSE | 20-6.c. | P.E. Project Oversight for Remediation System Integration and Startup - Large System
446 | 20-6.d. | P.E. Project Oversight for Remediation System Integration and Startup - Extra Large System |  | Per System | 0 | 0 | 0 | [10 empty] | FALSE | 20-6.d. | P.E. Project Oversight for Remediation System Integration and Startup - Extra Large System
447 | 20-7.a. | P.E. Project Oversight for Short Term or Episodic Remediation System Operation |  | Per Day | 0 | 0 | 0 | [10 empty] | FALSE | 20-7.a. | P.E. Project Oversight for Short Term or Episodic Remediation System Operation
448 | 20-7.b. | P.E. Project Oversight for Short Term or Episodic Remediation System Operation |  | Per Week | 0 | 0 | 0 | [10 empty] | FALSE | 20-7.b. | P.E. Project Oversight for Short Term or Episodic Remediation System Operation
449 | 20-8. | P.E. Project Oversight for Remediation System Operation and Maintenance |  | Per Month | 0 | 0 | 0 | [10 empty] | FALSE | 20-8. | P.E. Project Oversight for Remediation System Operation and Maintenance
450 | 20-9. | P.E. Review and Certification of Sufficiency of Engineering Controls (other than permanent, impermeable surface or top two feet of clean fill), with Monitoring and Maintenance Recommendations Required for a Conditional NFA |  | Per Review and Certification | 0 | 0 | 0 | [10 empty] | FALSE | 20-9. | P.E. Review and Certification of Sufficiency of Engineering Controls (other than permanent, impermeable surface or top two feet of clean fill), with Monitoring and Maintenance Recommendations Required for a Conditional NFA
451 | 20-10. | P.G. or Qualified P.E. Review and Certification of Sufficiency of Engineering Controls Limited to Permanent, Impermeable Surface or Top Two Feet of Clean Fill with Monitoring and Maintenance Recommendations Required for a Conditional NFA |  | Per Review and Certification | 0 | 0 | 0 | [10 empty] | FALSE | 20-10. | P.G. or Qualified P.E. Review and Certification of Sufficiency of Engineering Controls Limited to Permanent, Impermeable Surface or Top Two Feet of Clean Fill with Monitoring and Maintenance Recommendations Required for a Conditional NFA
452 | 20-11. | P.E. Design and Certification of Plans and Project Oversight of Installation for Engineering Controls (other than permanent, impermeable surface or top two feet of clean fill) required for a conditional NFA |  | Per Engineering Controls Installation | 0 | 0 | 0 | [10 empty] | FALSE | 20-11. | P.E. Design and Certification of Plans and Project Oversight of Installation for Engineering Controls (other than permanent, impermeable surface or top two feet of clean fill) required for a conditional NFA
453 | 20-12. | P.G. or Qualified P.E. Review, Evaluation and Certification of Plans and Project Oversight for Installation of Engineering Controls Limited to Permanent, Impermeable Surface or Top Two Feet of Clean Fill Required for a Conditional NFA |  | Per Engineering Controls Installation | 0 | 0 | 0 | [10 empty] | FALSE | 20-12. | P.G. or Qualified P.E. Review, Evaluation and Certification of Plans and Project Oversight for Installation of Engineering Controls Limited to Permanent, Impermeable Surface or Top Two Feet of Clean Fill Required for a Conditional NFA
454 | 20-13. | P.G. or P.E. Review, Evaluation and Certification of a Soil Source Removal Report That Includes a Recommendation for NFA |  | Per Report | 0 | 0 | 0 | [10 empty] | FALSE | 20-13. | P.G. or P.E. Review, Evaluation and Certification of a Soil Source Removal Report That Includes a Recommendation for NFA
455 | 20-14. | P.G. or Qualified P.E. Review, Evaluation and Certification of a General Site Assessment Report |  | Per Report | 0 | 0 | 0 | [10 empty] | FALSE | 20-14. | P.G. or Qualified P.E. Review, Evaluation and Certification of a General Site Assessment Report
456 | 20-15. | P.G. or Qualified P.E. Review, Evaluation and Certification of a Supplemental Site Assessment Report |  | Per Report | 0 | 0 | 0 | [10 empty] | FALSE | 20-15. | P.G. or Qualified P.E. Review, Evaluation and Certification of a Supplemental Site Assessment Report
457 | 20-16. | P.G. or P.E. Review, Evaluation and Certification of a Receptor and Exposure Pathway Report |  | Per Report | 0 | 0 | 0 | [10 empty] | FALSE | 20-16. | P.G. or P.E. Review, Evaluation and Certification of a Receptor and Exposure Pathway Report
458 | 20-17. | P.E. Review, Evaluation and Certification of a Level 1 Natural Attenuation Monitoring Plan |  | Per Plan | 0 | 0 | 0 | [10 empty] | FALSE | 20-17. | P.E. Review, Evaluation and Certification of a Level 1 Natural Attenuation Monitoring Plan | bar: 1
459 | 20-18. | P.E. Review, Evaluation and Certification of a Level 2 Natural Attenuation Monitoring Plan |  | Per Plan | 0 | 0 | 0 | [10 empty] | FALSE | 20-18. | P.E. Review, Evaluation and Certification of a Level 2 Natural Attenuation Monitoring Plan | bar: 1
460 | 20-19. | P.E. or P.G. Review, Evaluation and Certification of a Non-Annual Natural Attenuation or Post RA Monitoring Report That Includes a Recommendation for NFA or a Recommendation to Modify the Approved Monitoring Plan. |  | Per Report | 0 | 0 | 0 | [10 empty] | FALSE | 20-19. | P.E. or P.G. Review, Evaluation and Certification of a Non-Annual Natural Attenuation or Post RA Monitoring Report That Includes a Recommendation for NFA or a Recommendation to Modify the Approved Monitoring Plan. | bar: 2
461 | 20-20. | P.G or P.E. Review, Evaluation and Certification of an Annual Natural Attenuation Monitoring Report |  | Per Report | 0 | 0 | 0 | [10 empty] | FALSE | 20-20. | P.G or P.E. Review, Evaluation and Certification of an Annual Natural Attenuation Monitoring Report | bar: 2
462 | 20-21. | P.E. Review, Evaluation and Certification of a Pilot Test Plan |  | Per Plan | 0 | 0 | 0 | [10 empty] | FALSE | 20-21. | P.E. Review, Evaluation and Certification of a Pilot Test Plan
463 | 20-22. | P.E. Review, Evaluation and Certification of a Pilot Test Report |  | Per Report | 0 | 0 | 0 | [10 empty] | FALSE | 20-22. | P.E. Review, Evaluation and Certification of a Pilot Test Report
464 | 20-23. | P.E. Review, Evaluation and Certification of a Level 1 Remedial Action Plan |  | Per Plan | 0 | 0 | 0 | [10 empty] | FALSE | 20-23. | P.E. Review, Evaluation and Certification of a Level 1 Remedial Action Plan
466 | 20-24. | P.E. Review, Evaluation and Certification of a Level 2 Remedial Action Plan |  | Per Plan | 0 | 0 | 0 | [10 empty] | FALSE | 20-24. | P.E. Review, Evaluation and Certification of a Level 2 Remedial Action Plan
467 | 20-25. | P.E. Review, Evaluation and Certification of a Level 1 Limited Scope Remedial Action Plan or RAP Modification Plan |  | Per Plan | 0 | 0 | 0 | [10 empty] | FALSE | 20-25. | P.E. Review, Evaluation and Certification of a Level 1 Limited Scope Remedial Action Plan or RAP Modification Plan
468 | 20-26. | P.E. Review, Evaluation and Certification of a Level 2 Limited Scope Remedial Action Plan or RAP Modification Plan |  | Per Plan | 0 | 0 | 0 | [10 empty] | FALSE | 20-26. | P.E. Review, Evaluation and Certification of a Level 2 Limited Scope Remedial Action Plan or RAP Modification Plan
469 | 20-27. | P.E. Review, Evaluation and Certification of a Level 3 Limited Scope Remedial Action Plan or RAP Modification Plan |  | Per Plan | 0 | 0 | 0 | [10 empty] | FALSE | 20-27. | P.E. Review, Evaluation and Certification of a Level 3 Limited Scope Remedial Action Plan or RAP Modification Plan
470 | 20-28. | P.E. Review, Evaluation and Certification of a Level 4 Limited Scope Remedial Action Plan or RAP Modification Plan |  | Per Plan | 0 | 0 | 0 | [10 empty] | FALSE | 20-28. | P.E. Review, Evaluation and Certification of a Level 4 Limited Scope Remedial Action Plan or RAP Modification Plan
471 | 20-29. | P.E. Review, Evaluation and Certification of As-Built Drawings (P.E. sealed red lined modifications) |  | Per Set of Drawings | 0 | 0 | 0 | [10 empty] | FALSE | 20-29. | P.E. Review, Evaluation and Certification of As-Built Drawings (P.E. sealed red lined modifications)
472 | 20-30. | P.E. Review, Evaluation and Certification of a Remedial Action Startup Report That Includes a Recommendation for System Modification or Significant Change in the Course of Action |  | Per Report | 0 | 0 | 0 | [10 empty] | FALSE | 20-30. | P.E. Review, Evaluation and Certification of a Remedial Action Startup Report That Includes a Recommendation for System Modification or Significant Change in the Course of Action
473 | 20-31. | P.E. Review, Evaluation and Certification of a Non-Annual Operation and Maintenance Report That Includes Significant Proposed Changes to the Approved RAP |  | Per Report | 0 | 0 | 0 | [10 empty] | FALSE | 20-31. | P.E. Review, Evaluation and Certification of a Non-Annual Operation and Maintenance Report That Includes Significant Proposed Changes to the Approved RAP
474 | 20-32. | P.E. Review, Evaluation and Certification of an Annual Operation and Maintenance Report |  | Per Report | 0 | 0 | 0 | [10 empty] | FALSE | 20-32. | P.E. Review, Evaluation and Certification of an Annual Operation and Maintenance Report
475 | 20-33. | P.G or P.E. Review, Evaluation and Certification of a Remedial Action General Report |  | Per Report | 0 | 0 | 0 | [10 empty] | FALSE | 20-33. | P.G or P.E. Review, Evaluation and Certification of a Remedial Action General Report
476 | 20-34. | P.G or P.E. Review, Evaluation and Certification of an Interim Assessment or Remedial Action Report That Includes a Recommendation for System Modification or Significant Change in the Course of Action |  | Per Report | 0 | 0 | 0 | [10 empty] | FALSE | 20-34. | P.G or P.E. Review, Evaluation and Certification of an Interim Assessment or Remedial Action Report That Includes a Recommendation for System Modification or Significant Change in the Course of Action
477 | 20-35. | P.E. Review, Evaluation, and Certification of Construction Drawings |  | Per Set of Drawings | 0 | 0 | 0 | [10 empty] | FALSE | 20-35. | P.E. Review, Evaluation, and Certification of Construction Drawings
478 | 20-36. | P.E. Review, Evaluation, and Certification of Annual PARM Report |  | Per Report | 0 | 0 | 0 | [10 empty] | FALSE | 20-36. | P.E. Review, Evaluation, and Certification of Annual PARM Report | bar: 2
479 | 21. | MISCELLANEOUS ITEMS |  | ' | [13 empty] | FALSE |  | MISCELLANEOUS ITEMS
480 | 21-1. |  |  | Reimbursable* | 1 | 1 | 0 | [10 empty] | FALSE | 21-1. | 0
481 | 21-2. |  |  | Reimbursable* | 1 | 1 | 0 | [10 empty] | FALSE | 21-2. | 0
482 | 21-3. |  |  | Reimbursable* | 1 | 1 | 0 | [10 empty] | FALSE | 21-3. | 0
483 | 21-4. |  |  | Reimbursable* | 1 | 1 | 0 | [10 empty] | FALSE | 21-4. | 0
484 | 21-5. |  |  | Reimbursable* | 1 | 1 | 0 | [10 empty] | FALSE | 21-5. | 0
485 | 21-6. |  |  | Reimbursable* | 1 | 1 | 0 | [10 empty] | FALSE | 21-6. | 0
486 | 21-7. |  |  | Reimbursable* | 1 | 1 | 0 | [10 empty] | FALSE | 21-7. | 0
487 | 21-8. |  |  | Reimbursable* | 1 | 1 | 0 | [10 empty] | FALSE | 21-8. | 0
488 | 21-9. |  |  | Reimbursable* | 1 | 1 | 0 | [10 empty] | FALSE | 21-9. | 0
489 | 21-10. |  |  | Reimbursable* | 1 | 1 | 0 | [10 empty] | FALSE | 21-10. | 0
450 | 21-11. |  |  | Reimbursable* | 1 | 1 | 0 | [10 empty] | FALSE | 21-11. | 0
451 | 21-12. |  |  | Reimbursable* | 1 | 1 | 0 | [10 empty] | FALSE | 21-12. | 0
452 | 21-13. |  |  | Reimbursable* | 1 | 1 | 0 | [10 empty] | FALSE | 21-13. | 0
453 | 21-14. |  |  | Reimbursable* | 1 | 1 | 0 | [10 empty] | FALSE | 21-14. | 0
454 | 21-15. |  |  | Reimbursable* | 1 | 1 | 0 | [10 empty] | FALSE | 21-15. | 0
455 | 21-16. |  |  | Reimbursable* | 1 | 1 | 0 | [10 empty] | FALSE | 21-16. | 0
456 | 21-17. |  |  | Reimbursable* | 1 | 1 | 0 | [10 empty] | FALSE | 21-17. | 0
457 | 21-18. |  |  | Reimbursable* | 1 | 1 | 0 | [10 empty] | FALSE | 21-18. | 0
458 | 21-19. |  |  | Reimbursable* | 1 | 1 | 0 | [10 empty] | FALSE | 21-19. | 0
459 | 21-20. |  |  | Reimbursable* | 1 | 1 | 0 | [10 empty] | FALSE | 21-20. | 0
460 | 21-21. |  |  | Reimbursable* | 1 | 1 | 0 | [10 empty] | FALSE | 21-21. | 0
461 | 21-22. |  |  | Reimbursable* | 1 | 1 | 0 | [10 empty] | FALSE | 21-22. | 0
462 | 21-23. |  |  | Reimbursable* | 1 | 1 | 0 | [10 empty] | FALSE | 21-23. | 0
463 | 21-24. |  |  | Reimbursable* | 1 | 1 | 0 | [10 empty] | FALSE | 21-24. | 0
464 | 21-25. |  |  | Reimbursable* | 1 | 1 | 0 | [10 empty] | FALSE | 21-25. | 0
465 | 21-26. |  |  | Reimbursable* | 1 | 1 | 0 | [10 empty] | FALSE | 21-26. | 0
466 | 21-27. |  |  | Reimbursable* | 1 | 1 | 0 | [10 empty] | FALSE | 21-27. | 0
467 | 21-28. |  |  | Reimbursable* | 1 | 1 | 0 | [10 empty] | FALSE | 21-28. | 0
468 | 21-29. |  |  | Reimbursable* | 1 | 1 | 0 | [10 empty] | FALSE | 21-29. | 0
469 | 21-30. |  |  | Reimbursable* | 1 | 1 | 0 | [10 empty] | FALSE | 21-30. | 0
470 | 22. | Contingent Funding |  | ' | [13 empty] | FALSE |  | Contingent Funding
| 22-1. | Contingent Funding - Allowance only to be used as offset for field change orders |  | NOT BILLABLE | 1 | 1 | 0 | [10 empty] | FALSE | 22-1. | Contingent Funding - Allowance only to be used as offset for field change orders
| *For reimbursable pay items the cost listed is a "not to exceed" amount. Fees will be reimbursed for the pay item based on the actual invoice. Please note, the unit of measure for these items will be displayed as dollars for invoicing purposes. Please refer to the Scope of Work for additional description of these items. | [6 empty] | 10: Version 20.0 | TRUE |  | 0
Note on I7: OFFICE ACTIVITIES
Note on J7: PARM/NAM Sampling
Note on I9: Use this item if the contractor will be new to the site. Direct Assign ATCs do not get this pay item.
Note on I10: Use this item if the contractor will be new to the site. Direct Assign ATCs do not get this pay item.
Note on I11: Use this item for Direct Assign work scopes for continuing work.
Note on J13: Typically used for installing monitor wells, unit rate with number of units equal to estimated/quoted costs. A good default is $300.
Note on I14: Used for any off-site properties where work will be performed, or for ROW permits (permit fees should use pay item 1-4, and Maintenance of Traffic equipment should be included in pay item 2-5).
Note on J16: This cell will be locked and automatically calculate from the reimbursable items. Check to be sure it has a cost if you have reimbursable items.
Note on I17: Allowed one per contractor per site.
Note on J21: Quote required, if needed for Conditional Closure
Note on I25: If a pre-drilling meeting is required, one mobilization for driller, one mobilization for ATC.
Note on J25: Contractor is typically allowed one mobilization per week, unless they are performing two different tasks (well install and groundwater sampling), that are separated by at least a day. One mobilization per vehicle (typically 1 vehicle).
Note on J28: Mobilization for drilling is allowed once per week.
Note on J29: Mobilization for drilling is allowed once per week.
Note on J36: This pay item includes the total depth where soil sampling is performed and clearing the top of the borehole by hand (no additional hand augering item to clear the first five feet). Costs are in addition to advancing the boring by HSA or sonic boring. Costs for top footage sampled by hand are also included.
Note on J37: This pay item includes the total depth where soil sampling is performed and clearing the top of the borehole by hand (no additional hand augering item to clear the first five feet). Costs are in addition to advancing the boring by HSA or sonic boring. Costs for top footage sampled by hand are also included.
Note on J38: This pay item includes the total depth where soil sampling is performed and clearing the top of the borehole by hand (no additional hand augering item to clear the first five feet). Costs are in addition to advancing the boring by HSA or sonic boring. Costs for top footage sampled by hand are also included.
Note on J39: This pay item includes the total depth where soil sampling is performed and clearing the top of the borehole by hand (no additional hand augering item to clear the first five feet). Costs are in addition to advancing the boring by HSA or sonic boring. Costs for top footage sampled by hand are also included.
Note on J40: Used if the depth of the soil boring 10 feet BLS or less. If hand auger is required for depths greater than 10 feet BLS, a section 21 quote is required.
Note on J41: A full day is defined here as 10 hours. The default expectation is to achieve a minimum of 140-190 feet of probe rod advancement per day unless exceptions based on project specific conditions are approved in advance by the Petroleum Restoration Program Site Manager. The item is not prorated, but they cannot do a half day of work on two seperate days and claim two days of DPT. Includes groundwater sampling and using an HSA attachment to advance boreholes for monitoring wells with a combo rig.
Note on J43: Typically used for mud rotary or hollow stem auger drilling.
Note on J44: Typically used for mud rotary or hollow stem auger drilling.
Note on J45: Typically used for mud rotary or hollow stem auger drilling.
Note on J46: Used to install 2-inch diameter wells (typically 8-inch outer diameter augers).
Note on J47: Used to install 2-inch diameter wells (typically 8-inch outer diameter augers).
Note on J48: Used to install 2-inch diameter wells (typically 8-inch outer diameter augers).
Note on J49: Used to install 4-inch and larger wells (typically 12-inch outer diameter augers).
Note on J50: Used to install 4-inch and larger wells (typically 12-inch outer diameter augers).
Note on J51: Used to install 4-inch and larger wells (typically 12-inch outer diameter augers).
Note on J52: Typically used to install 2-inch diameter monitoring wells.
Note on J53: Typically used to install 2-inch diameter monitoring wells.
Note on J54: Typically used to install 2-inch diameter monitoring wells.
Note on J55: Typically used to install 2” diameter wells, 4” diameter wells and temporary outer casing for a 2” diameter well
Note on J56: Typically used to install 2” diameter wells, 4” diameter wells and temporary outer casing for a 2” diameter well
Note on J57: Typically used to install 2” diameter wells, 4” diameter wells and temporary outer casing for a 2” diameter well
Note on J58: Typically used to install a 6-inch diameter well, for temporary outer casing on a 4-inch deep well, or if a second temporary outer casing is required.
Note on J59: Typically used to install a 6-inch diameter well, for temporary outer casing on a 4-inch deep well, or if a second temporary outer casing is required.
Note on J60: Typically used to install a 6-inch diameter well, for temporary outer casing on a 4-inch deep well, or if a second temporary outer casing is required.
Note on J62: Well installation items based on well diameter. This is in addition to the boring items in Section 4. Well installation includes the standard 8-inch and 12-inch manholes and concrete well pad.
Note on J63: Well installation items based on well diameter. This is in addition to the boring items in Section 4. Well installation includes the standard 8-inch and 12-inch manholes and concrete well pad.
Note on J65: Well installation items based on well diameter. This is in addition to the boring items in Section 4. Well installation includes the standard 8-inch and 12-inch manholes and concrete well pad.
Note on J67: Well installation items based on well diameter. This is in addition to the boring items in Section 4. Well installation includes the standard 8-inch and 12-inch manholes and concrete well pad.
Note on J68: Well installation items based on well diameter. This is in addition to the boring items in Section 4. Well installation includes the standard 8-inch and 12-inch manholes and concrete well pad.
Note on J69: Well installation items based on well diameter. This is in addition to the boring items in Section 4. Well installation includes the standard 8-inch and 12-inch manholes and concrete well pad.
Note on J70: Well installation items based on well diameter. This is in addition to the boring items in Section 4. Well installation includes the standard 8-inch and 12-inch manholes and concrete well pad.
Note on J71: Well installation items based on well diameter. This is in addition to the boring items in Section 4. Well installation includes the standard 8-inch and 12-inch manholes and concrete well pad.
Note on J72: Well installation items based on well diameter. This is in addition to the boring items in Section 4. Well installation includes the standard 8-inch and 12-inch manholes and concrete well pad.
Note on J73: Check with your professional before using well screen >20 feet.
Note on J74: Check with your professional before using well screen >20 feet.
Note on J75: Check with your professional before using well screen >20 feet.
Note on J76: Check with your professional before using well screen >20 feet.
Note on J77: Only used for stick-up wells and pads (area prone to surface flooding, or with dense vegetation).
Note on J80: Used if an existing well is silted up or required overpurging.
Note on J81: Used for removal and disposal of well pad and manhole based on diameter, and reinstallation of well pad and manhole, without well abandonment.
Note on J82: Used for removal and disposal of well pad and manhole based on diameter, and reinstallation of well pad and manhole, without well abandonment.
Note on J83: Used for pre-pack monitor wells, if a well needs to be installed with DPT due to access restrictions.
Note on J85: Use for grouting the monitoring wells to the surface and removing the well pads and manholes.
Note on J86: Use for grouting the monitoring wells to the surface and removing the well pads and manholes.
Note on J87: Use for grouting the monitoring wells to the surface and removing the well pads and manholes.
Note on J88: Use for grouting the monitoring wells to the surface and removing the well pads and manholes.
Note on J89: Only used if you are removing the 2-foot/4-foot square vaults (typically used for injection wells or other treatment wells with piping/fittings at the wellhead). Not for standard manholes.
Note on J90: Only used if you are removing the 2-foot/4-foot square vaults (typically used for injection wells or other treatment wells with piping/fittings at the wellhead). Not for standard manholes.
Note on J91: Used for removal and disposal of well pad and manhole, and restoration of surface cover to match surrounding conditions, without well abandonment.
Note on J93: Used for Monitor Well Sampling.
Note on J94: Used for Monitor Well Sampling.
Note on J95: Used for sampling potable/irrigation wells.
Note on J96: Other Water Sampling - surface water, tap water, remediation system influent/effluent
Note on J98: Used for collection of soil/sediment samples. One unit allowed per sample analysis suite, unless SPLP is proposed, then add pay item 7-14.
Note on J99: Only used to gauge depth to water/product for wells you are not sampling. Monitoring well sampling includes gauging depth to water. If wells have a history of being dry or having submerged well screens, you can include additional gauging items in case wells cannot be sampled and can only be gauged. This will prevent the need for a change order later.
Note on J103: For preparation and submittal of ADaPT files. Allowable once per sampling event.
Note on J106: Use for all BTEX/MTBE SPLP samples collected. Pay item is invoiced regardless of the actual analytical samples processed. Encore sampling is not required for PAHs or TRPH (but may used for TRPH per guidance).
Note on J108: Make sure the method you select matches what is required in the Scope of Work. If the analysis you need is not in this section, list in Section 21. A quote from the laboratory will be needed for rates in Section 21.
Note on J109: Make sure the method you select matches what is required in the Scope of Work. If the analysis you need is not in this section, list in Section 21. A quote from the laboratory will be needed for rates in Section 21.
Note on J110: Make sure the method you select matches what is required in the Scope of Work. If the analysis you need is not in this section, list in Section 21. A quote from the laboratory will be needed for rates in Section 21.
Note on J111: Make sure the method you select matches what is required in the Scope of Work. If the analysis you need is not in this section, list in Section 21. A quote from the laboratory will be needed for rates in Section 21.
Note on J112: Make sure the method you select matches what is required in the Scope of Work. If the analysis you need is not in this section, list in Section 21. A quote from the laboratory will be needed for rates in Section 21.
Note on J113: Make sure the method you select matches what is required in the Scope of Work. If the analysis you need is not in this section, list in Section 21. A quote from the laboratory will be needed for rates in Section 21.
Note on J114: Make sure the method you select matches what is required in the Scope of Work. If the analysis you need is not in this section, list in Section 21. A quote from the laboratory will be needed for rates in Section 21.
Note on J115: Make sure the method you select matches what is required in the Scope of Work. If the analysis you need is not in this section, list in Section 21. A quote from the laboratory will be needed for rates in Section 21.
Note on J116: Make sure the method you select matches what is required in the Scope of Work. If the analysis you need is not in this section, list in Section 21. A quote from the laboratory will be needed for rates in Section 21.
Note on J117: Make sure the method you select matches what is required in the Scope of Work. If the analysis you need is not in this section, list in Section 21. A quote from the laboratory will be needed for rates in Section 21.
Note on J118: Make sure the method you select matches what is required in the Scope of Work. If the analysis you need is not in this section, list in Section 21. A quote from the laboratory will be needed for rates in Section 21.
Note on J119: Make sure the method you select matches what is required in the Scope of Work. If the analysis you need is not in this section, list in Section 21. A quote from the laboratory will be needed for rates in Section 21.
Note on J120: Make sure the method you select matches what is required in the Scope of Work. If the analysis you need is not in this section, list in Section 21. A quote from the laboratory will be needed for rates in Section 21.
Note on J121: Make sure the method you select matches what is required in the Scope of Work. If the analysis you need is not in this section, list in Section 21. A quote from the laboratory will be needed for rates in Section 21.
Note on J122: Make sure the method you select matches what is required in the Scope of Work. If the analysis you need is not in this section, list in Section 21. A quote from the laboratory will be needed for rates in Section 21.
Note on J123: Make sure the method you select matches what is required in the Scope of Work. If the analysis you need is not in this section, list in Section 21. A quote from the laboratory will be needed for rates in Section 21.
Note on J124: Make sure the method you select matches what is required in the Scope of Work. If the analysis you need is not in this section, list in Section 21. A quote from the laboratory will be needed for rates in Section 21.
Note on J125: Make sure the method you select matches what is required in the Scope of Work. If the analysis you need is not in this section, list in Section 21. A quote from the laboratory will be needed for rates in Section 21.
Note on J126: Make sure the method you select matches what is required in the Scope of Work. If the analysis you need is not in this section, list in Section 21. A quote from the laboratory will be needed for rates in Section 21.
Note on J127: Make sure the method you select matches what is required in the Scope of Work. If the analysis you need is not in this section, list in Section 21. A quote from the laboratory will be needed for rates in Section 21.
Note on J128: Make sure the method you select matches what is required in the Scope of Work. If the analysis you need is not in this section, list in Section 21. A quote from the laboratory will be needed for rates in Section 21.
Note on J129: Make sure the method you select matches what is required in the Scope of Work. If the analysis you need is not in this section, list in Section 21. A quote from the laboratory will be needed for rates in Section 21.
Note on J130: Make sure the method you select matches what is required in the Scope of Work. If the analysis you need is not in this section, list in Section 21. A quote from the laboratory will be needed for rates in Section 21.
Note on J131: Make sure the method you select matches what is required in the Scope of Work. If the analysis you need is not in this section, list in Section 21. A quote from the laboratory will be needed for rates in Section 21.
Note on J132: Make sure the method you select matches what is required in the Scope of Work. If the analysis you need is not in this section, list in Section 21. A quote from the laboratory will be needed for rates in Section 21.
Note on J133: Make sure the method you select matches what is required in the Scope of Work. If the analysis you need is not in this section, list in Section 21. A quote from the laboratory will be needed for rates in Section 21.
Note on J134: Make sure the method you select matches what is required in the Scope of Work. If the analysis you need is not in this section, list in Section 21. A quote from the laboratory will be needed for rates in Section 21.
Note on J135: Make sure the method you select matches what is required in the Scope of Work. If the analysis you need is not in this section, list in Section 21. A quote from the laboratory will be needed for rates in Section 21.
Note on J136: Make sure the method you select matches what is required in the Scope of Work. If the analysis you need is not in this section, list in Section 21. A quote from the laboratory will be needed for rates in Section 21.
Note on J137: Make sure the method you select matches what is required in the Scope of Work. If the analysis you need is not in this section, list in Section 21. A quote from the laboratory will be needed for rates in Section 21.
Note on J138: Make sure the method you select matches what is required in the Scope of Work. If the analysis you need is not in this section, list in Section 21. A quote from the laboratory will be needed for rates in Section 21.
Note on J139: Make sure the method you select matches what is required in the Scope of Work. If the analysis you need is not in this section, list in Section 21. A quote from the laboratory will be needed for rates in Section 21.
Note on J140: Make sure the method you select matches what is required in the Scope of Work. If the analysis you need is not in this section, list in Section 21. A quote from the laboratory will be needed for rates in Section 21.
Note on J141: Make sure the method you select matches what is required in the Scope of Work. If the analysis you need is not in this section, list in Section 21. A quote from the laboratory will be needed for rates in Section 21.
Note on J142: Make sure the method you select matches what is required in the Scope of Work. If the analysis you need is not in this section, list in Section 21. A quote from the laboratory will be needed for rates in Section 21.
Note on J143: Make sure the method you select matches what is required in the Scope of Work. If the analysis you need is not in this section, list in Section 21. A quote from the laboratory will be needed for rates in Section 21.
Note on J144: Make sure the method you select matches what is required in the Scope of Work. If the analysis you need is not in this section, list in Section 21. A quote from the laboratory will be needed for rates in Section 21.
Note on J145: Make sure the method you select matches what is required in the Scope of Work. If the analysis you need is not in this section, list in Section 21. A quote from the laboratory will be needed for rates in Section 21.
Note on J146: Make sure the method you select matches what is required in the Scope of Work. If the analysis you need is not in this section, list in Section 21. A quote from the laboratory will be needed for rates in Section 21.
Note on J147: Make sure the method you select matches what is required in the Scope of Work. If the analysis you need is not in this section, list in Section 21. A quote from the laboratory will be needed for rates in Section 21.
Note on J148: Make sure the method you select matches what is required in the Scope of Work. If the analysis you need is not in this section, list in Section 21. A quote from the laboratory will be needed for rates in Section 21.
Note on J149: Make sure the method you select matches what is required in the Scope of Work. If the analysis you need is not in this section, list in Section 21. A quote from the laboratory will be needed for rates in Section 21.
Note on J150: Make sure the method you select matches what is required in the Scope of Work. If the analysis you need is not in this section, list in Section 21. A quote from the laboratory will be needed for rates in Section 21.
Note on J151: Make sure the method you select matches what is required in the Scope of Work. If the analysis you need is not in this section, list in Section 21. A quote from the laboratory will be needed for rates in Section 21.
Note on J152: Make sure the method you select matches what is required in the Scope of Work. If the analysis you need is not in this section, list in Section 21. A quote from the laboratory will be needed for rates in Section 21.
Note on J153: Make sure the method you select matches what is required in the Scope of Work. If the analysis you need is not in this section, list in Section 21. A quote from the laboratory will be needed for rates in Section 21.
Note on J154: Make sure the method you select matches what is required in the Scope of Work. If the analysis you need is not in this section, list in Section 21. A quote from the laboratory will be needed for rates in Section 21.
Note on J155: Make sure the method you select matches what is required in the Scope of Work. If the analysis you need is not in this section, list in Section 21. A quote from the laboratory will be needed for rates in Section 21.
Note on J156: Make sure the method you select matches what is required in the Scope of Work. If the analysis you need is not in this section, list in Section 21. A quote from the laboratory will be needed for rates in Section 21.
Note on J157: Make sure the method you select matches what is required in the Scope of Work. If the analysis you need is not in this section, list in Section 21. A quote from the laboratory will be needed for rates in Section 21.
Note on J158: Make sure the method you select matches what is required in the Scope of Work. If the analysis you need is not in this section, list in Section 21. A quote from the laboratory will be needed for rates in Section 21.
Note on J159: Make sure the method you select matches what is required in the Scope of Work. If the analysis you need is not in this section, list in Section 21. A quote from the laboratory will be needed for rates in Section 21.
Note on J160: Make sure the method you select matches what is required in the Scope of Work. If the analysis you need is not in this section, list in Section 21. A quote from the laboratory will be needed for rates in Section 21.
Note on J161: Make sure the method you select matches what is required in the Scope of Work. If the analysis you need is not in this section, list in Section 21. A quote from the laboratory will be needed for rates in Section 21.
Note on J162: Make sure the method you select matches what is required in the Scope of Work. If the analysis you need is not in this section, list in Section 21. A quote from the laboratory will be needed for rates in Section 21.
Note on J163: Make sure the method you select matches what is required in the Scope of Work. If the analysis you need is not in this section, list in Section 21. A quote from the laboratory will be needed for rates in Section 21.
Note on J164: Make sure the method you select matches what is required in the Scope of Work. If the analysis you need is not in this section, list in Section 21. A quote from the laboratory will be needed for rates in Section 21.
Note on J165: Make sure the method you select matches what is required in the Scope of Work. If the analysis you need is not in this section, list in Section 21. A quote from the laboratory will be needed for rates in Section 21.
Note on J166: Make sure the method you select matches what is required in the Scope of Work. If the analysis you need is not in this section, list in Section 21. A quote from the laboratory will be needed for rates in Section 21.
Note on J167: Make sure the method you select matches what is required in the Scope of Work. If the analysis you need is not in this section, list in Section 21. A quote from the laboratory will be needed for rates in Section 21.
Note on J168: Make sure the method you select matches what is required in the Scope of Work. If the analysis you need is not in this section, list in Section 21. A quote from the laboratory will be needed for rates in Section 21.
Note on J169: Make sure the method you select matches what is required in the Scope of Work. If the analysis you need is not in this section, list in Section 21. A quote from the laboratory will be needed for rates in Section 21.
Note on J170: Make sure the method you select matches what is required in the Scope of Work. If the analysis you need is not in this section, list in Section 21. A quote from the laboratory will be needed for rates in Section 21.
Note on J171: Make sure the method you select matches what is required in the Scope of Work. If the analysis you need is not in this section, list in Section 21. A quote from the laboratory will be needed for rates in Section 21.
Note on J172: Make sure the method you select matches what is required in the Scope of Work. If the analysis you need is not in this section, list in Section 21. A quote from the laboratory will be needed for rates in Section 21.
Note on J173: Make sure the method you select matches what is required in the Scope of Work. If the analysis you need is not in this section, list in Section 21. A quote from the laboratory will be needed for rates in Section 21.
Note on J174: Make sure the method you select matches what is required in the Scope of Work. If the analysis you need is not in this section, list in Section 21. A quote from the laboratory will be needed for rates in Section 21.
Note on J175: Make sure the method you select matches what is required in the Scope of Work. If the analysis you need is not in this section, list in Section 21. A quote from the laboratory will be needed for rates in Section 21.
Note on J224: Used for drill cuttings. Assume 1 drum per 10 feet of drilling.
Note on J231: Used for development/purge water if it cannot be spread on an impervious surface. Assume 1 drum per 5 wells for development, and 1 drum per 10-15 wells for typical groundwater sampling.
Note on J384: Used for Quarterly or Non-Annual NAM/PARM Sampling.
Note on J385: Quarterly or Non-Annual NAM/PARM Sampling.
Note on I411: One unit allowed for each the ATC and the driller if a Pre Drilling Meeting is required.
Note on I413: One unit allowed for each the ATC and the driller if a Pre Drilling Meeting is required.
Note on J440: Used for Quarterly or Non-Annual NAM/PARM Sampling.
Note on J441: Used for Annual Sampling.
Note on J457: For Annual Sampling.

## Well Abandonment SPI
[8 empty] | 1 | 2 | 3 | 4 | 5 | 6 | 7 | 8 | 9 | 10
| Facility Name: |  | Reimbursable Pay Items require one quote if total costs are $2500 or less. | bar: 1 to 2
| 7-Digit Facility ID #: |  | Reimbursable Pay Items require three quotes if total costs are greater than $2500. | bar: 1 to 2
| County: |  | It the reimbursable pay item is spread over multiple tasks, the total cost of all tasks will | bar: 1 to 2
be used to determine if the cost is above or below $2500. | bar: 1 to 2
[8 empty] | FALSE | TRUE | FALSE | FALSE | FALSE | FALSE | FALSE | FALSE | FALSE | FALSE
spi code | PAY ITEM | DESCRIPTION |  | UNIT OF MEASURE | CONTRACTED ITEM PRICE | NEGOTIATED ITEM PRICE | TOTAL QUANTITIES | TASK 1 QUANT. | TASK 2 QUANT. | TASK 3 QUANT. | TASK 4 QUANT. | TASK 5 QUANT. | TASK 6 QUANT. | TASK 7 QUANT. | TASK 8 QUANT. | TASK 9 QUANT. | TASK 10 QUANT. | TRUE
1 | 1. | OFFICE ACTIVITIES | [15 empty] | FALSE |  | OFFICE ACTIVITIES
2 | 1-1. | File Review |  | Per Review | 0 | 0 | 0 | [10 empty] | FALSE | 1-1. | File Review
3 | 1-2. | Site Health & Safety Plan |  | Per Site | 0 | 0 | 0 | [10 empty] | FALSE | 1-2. | Site Health & Safety Plan
4 | 1-2.a. | Updated Site Health & Safety Plan for Continued Work (no cost to DEP) |  | Per Site | 0 | 0 | 0 | [10 empty] | FALSE | 1-2.a. | Updated Site Health & Safety Plan for Continued Work (no cost to DEP) | bar: 1
5 | 1-3. | Notice of Discovery of Contamination Package (initial or TPOC) |  | Per Package | 0 | 0 | 0 | [10 empty] | FALSE | 1-3. | Notice of Discovery of Contamination Package (initial or TPOC)
6 | 1-4. | Permit Fees (actual fee only, cost to obtain permit is included in applicable pay items) |  | Reimbursable* | 1 | 1 | 300 | 2: 300 | TRUE
7 | 1-5. | Obtaining Off-Site Property Access Agreement, ROW Access Agreement or Permit |  | Per Agreement | 0 | 0 | 0 | [10 empty] | FALSE | 1-5. | Obtaining Off-Site Property Access Agreement, ROW Access Agreement or Permit | bar: 1
8 | 1-6. | Project Specific Financial Guarantee Bond (if required by FDEP) |  | Reimbursable* | 1 | 1 | 0 | [10 empty] | FALSE
9 | 1-7. | 6% Handling Fee for Cost Reimbursable Items |  | % Surcharge | 0 | 0 | 300 | 0 | 300 | 0 | 0 | 0 | 0 | 0 | 0 | 0 | 0 | TRUE
10 | 1-8. | Map and Table Generation |  | Per Site | 0 | 0 | 0 | [10 empty] | FALSE | 1-8. | Map and Table Generation
11 | 2. | FIELD ACTIVITIES - GENERAL | [15 empty] | FALSE |  | FIELD ACTIVITIES - GENERAL
12 | 2-1. | Site Reconnaissance/Field Measurement Visit |  | Per Visit | 0 | 0 | 0 | [10 empty] | FALSE | 2-1. | Site Reconnaissance/Field Measurement Visit
13 | 2-2. | Receptor Survey and Exposure Pathway Identification |  | Per Survey | 0 | 0 | 0 | [10 empty] | FALSE | 2-2. | Receptor Survey and Exposure Pathway Identification
14 | 2-3. | Professional Land Survey subject to FDEP authorization to perform and the SPI displaying the cost not to exceed as supported by quote(s) prior to performance |  | Reimbursable* | 1 | 1 | 0 | [10 empty] | FALSE | bar: 1 to 10
15 | 2-4. | Contractor Oversight for Non-Price Schedule Activities |  | Per Day | 0 | 0 | 0 | [10 empty] | FALSE | 2-4. | Contractor Oversight for Non-Price Schedule Activities
16 | 2-5. | Maintenance of Traffic |  | Reimbursable* | 1 | 1 | 0 | [10 empty] | FALSE | bar: 1 to 10
17 | 3. | MOBILIZATION | [15 empty] | FALSE |  | MOBILIZATION
18 | 3-1. | Light Duty Vehicle (car or 1/2 ton truck) Mobilization |  | Per Round Trip | 0 | 0 | 0 | [10 empty] | FALSE | 3-1. | Light Duty Vehicle (car or 1/2 ton truck) Mobilization | bar: 1 to 2
19 | 3-2. | Heavy Duty/Stake Bed Truck (3/4 ton +) Mobilization |  | Per Round Trip | 0 | 0 | 0 | [10 empty] | FALSE | 3-2. | Heavy Duty/Stake Bed Truck (3/4 ton +) Mobilization | bar: 2
20 | 3-3. | Work Trailer Mobilization |  | Per Round Trip | 0 | 0 | 0 | [10 empty] | FALSE | 3-3. | Work Trailer Mobilization | bar: 2
21 | 3-4. | DPT Rig and Support Vehicles Mobilization |  | Per Round Trip | 0 | 0 | 0 | [10 empty] | FALSE | 3-4. | DPT Rig and Support Vehicles Mobilization
22 | 3-5. | Drill Rig and Support Vehicles Mobilization (hollow stem auger, mud rotary or sonic) |  | Per Round Trip | 0 | 0 | 0 | [10 empty] | FALSE | 3-5. | Drill Rig and Support Vehicles Mobilization (hollow stem auger, mud rotary or sonic) | bar: 2
24 | 3-6. | Excavator Mobilization |  | Per Round Trip | 0 | 0 | 0 | [10 empty] | FALSE | 3-6. | Excavator Mobilization
26 | 3-7. | LDA Rig and Support Vehicles Mobilization |  | Per Round Trip | 0 | 0 | 0 | [10 empty] | FALSE | 3-7. | LDA Rig and Support Vehicles Mobilization
28 | 3-8. | Loader/Backhoe Mobilization |  | Per Round Trip | 0 | 0 | 0 | [10 empty] | FALSE | 3-8. | Loader/Backhoe Mobilization
30 | 3-9. | Mini Excavator/Loader Mobilization |  | Per Round Trip | 0 | 0 | 0 | [10 empty] | FALSE | 3-9. | Mini Excavator/Loader Mobilization
31 | 3-10. | Drum Compactor Mobilization |  | Per Round Trip | 0 | 0 | 0 | [10 empty] | FALSE | 3-10. | Drum Compactor Mobilization
32 | 4. | DRILLING AND BORING | [15 empty] | FALSE |  | DRILLING AND BORING
34 | 4-1.a. | Split Spoon Sampling – 2 foot (during boring) < 50 feet |  | Per Spoon | 0 | 0 | 0 | [10 empty] | FALSE | 4-1.a. | Split Spoon Sampling – 2 foot (during boring) < 50 feet
36 | 4-1.b. | Split Spoon Sampling – 2 foot (during boring) 50 to 100 feet |  | Per Spoon | 0 | 0 | 0 | [10 empty] | FALSE | 4-1.b. | Split Spoon Sampling – 2 foot (during boring) 50 to 100 feet
37 | 4-1.c. | Split Spoon Sampling – 2 foot (during boring) > 100 feet |  | Per Spoon | 0 | 0 | 0 | [10 empty] | FALSE | 4-1.c. | Split Spoon Sampling – 2 foot (during boring) > 100 feet
38 | 4-1.d. | Sonic Core Sampling - 5 or 10 foot (during boring) |  | Per Core | 0 | 0 | 0 | [10 empty] | FALSE | 4-1.d. | Sonic Core Sampling - 5 or 10 foot (during boring)
39 | 4-2. | Hand Auger Boring ≤ 10 foot total depth |  | Per Boring | 0 | 0 | 0 | [10 empty] | FALSE | 4-2. | Hand Auger Boring ≤ 10 foot total depth
40 | 4-3. | Direct Push Technology (DPT) Rig and Equipment |  | Full Day | 0 | 0 | 0 | [10 empty] | FALSE | 4-3. | Direct Push Technology (DPT) Rig and Equipment
41 | 4-4. | DPT Membrane Interface Probe (MIP) Equipped with PID and ECD (add-on cost to DPT base rate) |  | Full Day | 0 | 0 | 0 | [10 empty] | FALSE | 4-4. | DPT Membrane Interface Probe (MIP) Equipped with PID and ECD (add-on cost to DPT base rate)
42 | 4-5. | HSA or MR Boring, ≤ 6 inch diameter, < 50 foot total depth |  | Per Foot | 0 | 0 | 0 | [10 empty] | FALSE | 4-5. | HSA or MR Boring, ≤ 6 inch diameter, < 50 foot total depth
43 | 4-6. | HSA or MR Boring, ≤ 6 inch diameter, 50 to 100 foot total depth |  | Per Foot | 0 | 0 | 0 | [10 empty] | FALSE | 4-6. | HSA or MR Boring, ≤ 6 inch diameter, 50 to 100 foot total depth
44 | 4-7. | HSA or MR Boring, ≤ 6 inch diameter, > 100 foot total depth |  | Per Foot | 0 | 0 | 0 | [10 empty] | FALSE | 4-7. | HSA or MR Boring, ≤ 6 inch diameter, > 100 foot total depth
45 | 4-8. | HSA or MR Boring, > 6 to 10 inch diameter, < 50 foot total depth |  | Per Foot | 0 | 0 | 0 | [10 empty] | FALSE | 4-8. | HSA or MR Boring, > 6 to 10 inch diameter, < 50 foot total depth
46 | 4-9. | HSA or MR Boring, > 6 to 10 inch diameter, 50 to 100 foot total depth |  | Per Foot | 0 | 0 | 0 | [10 empty] | FALSE | 4-9. | HSA or MR Boring, > 6 to 10 inch diameter, 50 to 100 foot total depth
48 | 4-10. | HSA or MR Boring, > 6 to 10 inch diameter, > 100 foot total depth |  | Per Foot | 0 | 0 | 0 | [10 empty] | FALSE | 4-10. | HSA or MR Boring, > 6 to 10 inch diameter, > 100 foot total depth
49 | 4-11. | HSA or MR Boring, > 10 to 14 inch diameter, < 50 foot total depth |  | Per Foot | 0 | 0 | 0 | [10 empty] | FALSE | 4-11. | HSA or MR Boring, > 10 to 14 inch diameter, < 50 foot total depth
50 | 4-12. | HSA or MR Boring, > 10 to 14 inch diameter, 50 to 100 foot total depth |  | Per Foot | 0 | 0 | 0 | [10 empty] | FALSE | 4-12. | HSA or MR Boring, > 10 to 14 inch diameter, 50 to 100 foot total depth
51 | 4-13. | HSA or MR Boring, > 10 to 14 inch diameter, > 100 foot total depth |  | Per Foot | 0 | 0 | 0 | [10 empty] | FALSE | 4-13. | HSA or MR Boring, > 10 to 14 inch diameter, > 100 foot total depth
53 | 4-14. | Sonic Boring, ≤ 6 inch diameter, < 50 foot total depth |  | Per Foot | 0 | 0 | 0 | [10 empty] | FALSE | 4-14. | Sonic Boring, ≤ 6 inch diameter, < 50 foot total depth
55 | 4-15. | Sonic Boring, ≤ 6 inch diameter, 50 to 100 foot total depth |  | Per Foot | 0 | 0 | 0 | [10 empty] | FALSE | 4-15. | Sonic Boring, ≤ 6 inch diameter, 50 to 100 foot total depth
58 | 4-16. | Sonic Boring, ≤ 6 inch diameter, > 100 foot total depth |  | Per Foot | 0 | 0 | 0 | [10 empty] | FALSE | 4-16. | Sonic Boring, ≤ 6 inch diameter, > 100 foot total depth
59 | 4-17. | Sonic Boring, > 6 to 10 inch diameter, < 50 foot total depth |  | Per Foot | 0 | 0 | 0 | [10 empty] | FALSE | 4-17. | Sonic Boring, > 6 to 10 inch diameter, < 50 foot total depth
60 | 4-18. | Sonic Boring, > 6 to 10 inch diameter, 50 to 100 foot total depth |  | Per Foot | 0 | 0 | 0 | [10 empty] | FALSE | 4-18. | Sonic Boring, > 6 to 10 inch diameter, 50 to 100 foot total depth
61 | 4-19. | Sonic Boring, > 6 to 10 inch diameter, > 100 foot total depth |  | Per Foot | 0 | 0 | 0 | [10 empty] | FALSE | 4-19. | Sonic Boring, > 6 to 10 inch diameter, > 100 foot total depth
62 | 4-20. | Sonic Boring, > 10 to 14 inch diameter, < 50 foot total depth |  | Per Foot | 0 | 0 | 0 | [10 empty] | FALSE | 4-20. | Sonic Boring, > 10 to 14 inch diameter, < 50 foot total depth
63 | 4-21. | Sonic Boring, > 10 to 14 inch diameter, 50 to 100 foot total depth |  | Per Foot | 0 | 0 | 0 | [10 empty] | FALSE | 4-21. | Sonic Boring, > 10 to 14 inch diameter, 50 to 100 foot total depth
64 | 4-22. | Sonic Boring, > 10 to 14 inch diameter, > 100 foot total depth |  | Per Foot | 0 | 0 | 0 | [10 empty] | FALSE | 4-22. | Sonic Boring, > 10 to 14 inch diameter, > 100 foot total depth
65 | 5. | WELL INSTALLATION | [15 empty] | FALSE |  | WELL INSTALLATION
66 | 5-1. | Well Installation - 1 inch diameter (vertical) |  | Per Foot | 0 | 0 | 0 | [10 empty] | FALSE | 5-1. | Well Installation - 1 inch diameter (vertical)
67 | 5-2.a. | Well Installation - 2 inch diameter (vertical) |  | Per Foot | 0 | 0 | 0 | [10 empty] | FALSE | 5-2.a. | Well Installation - 2 inch diameter (vertical)
68 | 5-2.b. | Horizontal Well Installation - 2 inch diameter (includes trenching) |  | Per Foot | 0 | 0 | 0 | [10 empty] | FALSE | 5-2.b. | Horizontal Well Installation - 2 inch diameter (includes trenching)
69 | 5-3.a. | Well Installation - 4 inch diameter (vertical) |  | Per Foot | 0 | 0 | 0 | [10 empty] | FALSE | 5-3.a. | Well Installation - 4 inch diameter (vertical)
70 | 5-3.b. | Horizontal Well Installation - 4 inch diameter (includes trenching) |  | Per Foot | 0 | 0 | 0 | [10 empty] | FALSE | 5-3.b. | Horizontal Well Installation - 4 inch diameter (includes trenching)
71 | 5-4. | Well Installation - 1.5 inch diameter (vertical) |  | Per Foot | 0 | 0 | 0 | [10 empty] | FALSE | 5-4. | Well Installation - 1.5 inch diameter (vertical)
72 | 5-5. | Well Installation - 6 inch diameter (vertical) |  | Per Foot | 0 | 0 | 0 | [10 empty] | FALSE | 5-5. | Well Installation - 6 inch diameter (vertical)
73 | 5-6. | Surface Casing - 6 inch diameter |  | Per Foot | 0 | 0 | 0 | [10 empty] | FALSE | 5-6. | Surface Casing - 6 inch diameter
74 | 5-7. | Surface Casing - 8 inch diameter |  | Per Foot | 0 | 0 | 0 | [10 empty] | FALSE | 5-7. | Surface Casing - 8 inch diameter
75 | 5-8. | Surface Casing - 10 inch diameter |  | Per Foot | 0 | 0 | 0 | [10 empty] | FALSE | 5-8. | Surface Casing - 10 inch diameter
76 | 5-9. | Surface Casing - 12 inch diameter |  | Per Foot | 0 | 0 | 0 | [10 empty] | FALSE | 5-9. | Surface Casing - 12 inch diameter
77 | 5-10.a. | Additional Well Screen > 20 feet - 1 inch diameter |  | Per Foot | 0 | 0 | 0 | [10 empty] | FALSE | 5-10.a. | Additional Well Screen > 20 feet - 1 inch diameter
78 | 5-10.b. | Additional Well Screen > 20 feet - 2 inch diameter |  | Per Foot | 0 | 0 | 0 | [10 empty] | FALSE | 5-10.b. | Additional Well Screen > 20 feet - 2 inch diameter
80 | 5-10.c. | Additional Well Screen > 20 feet - 4 inch diameter |  | Per Foot | 0 | 0 | 0 | [10 empty] | FALSE | 5-10.c. | Additional Well Screen > 20 feet - 4 inch diameter
81 | 5-10.d. | Additional Well Screen > 20 feet - 6 inch diameter |  | Per Foot | 0 | 0 | 0 | [10 empty] | FALSE | 5-10.d. | Additional Well Screen > 20 feet - 6 inch diameter
83 | 5-11. | Above Grade Well Completion |  | Per Well | 0 | 0 | 0 | [10 empty] | FALSE | 5-11. | Above Grade Well Completion
84 | 5-12. | Installation of Well Vault - 2 x 2 x 2 foot |  | Per Vault | 0 | 0 | 0 | [10 empty] | FALSE | 5-12. | Installation of Well Vault - 2 x 2 x 2 foot
85 | 5-13. | Installation of Well Vault - 4 x 4 x 2 foot |  | Per Vault | 0 | 0 | 0 | [10 empty] | FALSE | 5-13. | Installation of Well Vault - 4 x 4 x 2 foot
86 | 5-14. | Well Redevelopment |  | Per Well | 0 | 0 | 0 | [10 empty] | FALSE | 5-14. | Well Redevelopment
87 | 5-15. | Removal and Reinstallation of 8-inch Manhole and Well Pad |  | Per Well | 0 | 0 | 0 | [10 empty] | FALSE | 5-15. | Removal and Reinstallation of 8-inch Manhole and Well Pad
88 | 5-16. | Removal and Reinstallation of 12-inch Manhole and Well Pad |  | Per Well | 0 | 0 | 0 | [10 empty] | FALSE | 5-16. | Removal and Reinstallation of 12-inch Manhole and Well Pad
89 | 5-17. | Prepacked Screen |  | Per Foot | 0 | 0 | 0 | [10 empty] | FALSE | 5-17. | Prepacked Screen
90 | 6. | WELL ABANDONMENT | [15 empty] | FALSE |  | WELL ABANDONMENT
91 | 6-1. | Grout and Abandon Well, 1 to 2 inch diameter |  | Per Foot | 0 | 0 | 0 | [10 empty] | FALSE | 6-1. | Grout and Abandon Well, 1 to 2 inch diameter | bar: 2
92 | 6-2. | Grout and Abandon Well, > 2 to 4 inch diameter |  | Per Foot | 0 | 0 | 0 | [10 empty] | FALSE | 6-2. | Grout and Abandon Well, > 2 to 4 inch diameter | bar: 2
93 | 6-3. | Grout and Abandon Well, > 4 to 6 inch diameter |  | Per Foot | 0 | 0 | 0 | [10 empty] | FALSE | 6-3. | Grout and Abandon Well, > 4 to 6 inch diameter | bar: 2
94 | 6-4. | Grout and Abandon Well, > 6 inch diameter |  | Per Foot | 0 | 0 | 0 | [10 empty] | FALSE | 6-4. | Grout and Abandon Well, > 6 inch diameter | bar: 2
95 | 6-5. | Removal of Well Vault - 2 x 2 x 2 foot |  | Per Vault | 0 | 0 | 0 | [10 empty] | FALSE | 6-5. | Removal of Well Vault - 2 x 2 x 2 foot | bar: 2
96 | 6-6. | Removal of Well Vault - 4 x 4 x 2 foot |  | Per Vault | 0 | 0 | 0 | [10 empty] | FALSE | 6-6. | Removal of Well Vault - 4 x 4 x 2 foot | bar: 2
97 | 6-7. | Removal of Well Pad and Manhole |  | Per Well | 0 | 0 | 0 | [10 empty] | FALSE | 6-7. | Removal of Well Pad and Manhole | bar: 2
98 | 7. | SAMPLE COLLECTION AND FIELD TESTING | [15 empty] | FALSE |  | SAMPLE COLLECTION AND FIELD TESTING
99 | 7-1. | Monitoring Well Sampling with Water Level, ≤ 100 foot depth |  | Per Well | 0 | 0 | 0 | [10 empty] | FALSE | 7-1. | Monitoring Well Sampling with Water Level, ≤ 100 foot depth
100 | 7-2. | Monitoring Well Sampling with Water Level, > 100 foot depth |  | Per Well | 0 | 0 | 0 | [10 empty] | FALSE | 7-2. | Monitoring Well Sampling with Water Level, > 100 foot depth
101 | 7-3. | Domestic Water Well Sampling |  | Per Well | 0 | 0 | 0 | [10 empty] | FALSE | 7-3. | Domestic Water Well Sampling
102 | 7-4. | Other Water Sampling |  | Per Sample | 0 | 0 | 0 | [10 empty] | FALSE | 7-4. | Other Water Sampling
103 | 7-5. | Free Product Sample Collection |  | Per Sample | 0 | 0 | 0 | [10 empty] | FALSE | 7-5. | Free Product Sample Collection
104 | 7-6. | Soil/Sediment Sample Collection |  | Per Sample | 0 | 0 | 0 | [10 empty] | FALSE | 7-6. | Soil/Sediment Sample Collection
105 | 7-7. | Water Level/Free Product Gauging |  | Per Well | 0 | 0 | 0 | [10 empty] | FALSE | 7-7. | Water Level/Free Product Gauging
106 | 7-8. | Free Product Gauging and Bailing |  | Per Well | 0 | 0 | 0 | [10 empty] | FALSE | 7-8. | Free Product Gauging and Bailing
107 | 7-9. | Vapor/Ambient Air Sample Collection - Passive Dosimeter, Sorbent Tube, TedlarTM Bag (or equivalent) |  | Per Sample | 0 | 0 | 0 | [10 empty] | FALSE | 7-9. | Vapor/Ambient Air Sample Collection - Passive Dosimeter, Sorbent Tube, TedlarTM Bag (or equivalent)
108 | 7-10. | Vapor/Ambient Air Sample Collection - SUMMATM Canister (or equivalent) |  | Per Sample | 0 | 0 | 0 | [10 empty] | FALSE | 7-10. | Vapor/Ambient Air Sample Collection - SUMMATM Canister (or equivalent)
109 | 7-11. | Electronic Data Deliverables (EDD) |  | Per Sampling Event | 0 | 0 | 0 | [10 empty] | FALSE | 7-11. | Electronic Data Deliverables (EDD)
110 | 7-12. | Survey Latitude/Longitude of Existing Monitor Wells |  | Per Well | 0 | 0 | 0 | [10 empty] | FALSE | 7-12. | Survey Latitude/Longitude of Existing Monitor Wells
111 | 7-13. | Survey Latitude/Longitude of New Monitor Wells |  | Per Well | 0 | 0 | 0 | [10 empty] | FALSE | 7-13. | Survey Latitude/Longitude of New Monitor Wells
112 | 7-14. | Encore (25 gram) |  | Per Sample | 0 | 0 | 0 | [10 empty] | FALSE | 7-14. | Encore (25 gram)
113 | 8. | LABORATORY ANALYSIS | [15 empty] | FALSE |  | LABORATORY ANALYSIS
114 | 8-1. | Soil, Used Oil/Unknown Product Group-Table D of Ch. 62-780, F.A.C., except for non-Priority Pollutant Organics (multiple methods) |  | Per Sample | 0 | 0 | 0 | [10 empty] | FALSE | 8-1. | Soil, Used Oil/Unknown Product Group-Table D of Ch. 62-780, F.A.C., except for non-Priority Pollutant Organics (multiple methods)
115 | 8-2. | Soil, BTEX + MTBE (EPA 8021 or EPA 8260) |  | Per Sample | 0 | 0 | 0 | [10 empty] | FALSE | 8-2. | Soil, BTEX + MTBE (EPA 8021 or EPA 8260)
116 | 8-3. | Soil, Volatile Organic Halocarbons (EPA 8021 or EPA 8260) |  | Per Sample | 0 | 0 | 0 | [10 empty] | FALSE | 8-3. | Soil, Volatile Organic Halocarbons (EPA 8021 or EPA 8260)
117 | 8-4. | Soil, BTEX + MTBE + VOHs (EPA 8021 or EPA 8260) |  | Per Sample | 0 | 0 | 0 | [10 empty] | FALSE | 8-4. | Soil, BTEX + MTBE + VOHs (EPA 8021 or EPA 8260)
118 | 8-5. | Soil, Polycyclic Aromatic Hydrocarbons (EPA 8270 or EPA 8310) |  | Per Sample | 0 | 0 | 0 | [10 empty] | FALSE | 8-5. | Soil, Polycyclic Aromatic Hydrocarbons (EPA 8270 or EPA 8310)
119 | 8-6. | Soil, Priority Pollutant Volatile Organics (EPA 8260) |  | Per Sample | 0 | 0 | 0 | [10 empty] | FALSE | 8-6. | Soil, Priority Pollutant Volatile Organics (EPA 8260)
120 | 8-7. | Soil, Priority Pollutant Extractable Organics-Base Neutral and Acid Extractables (EPA 8270 list [e.g., EPA 8081/8082 + EPA 8270]) |  | Per Sample | 0 | 0 | 0 | [10 empty] | FALSE | 8-7. | Soil, Priority Pollutant Extractable Organics-Base Neutral and Acid Extractables (EPA 8270 list [e.g., EPA 8081/8082 + EPA 8270])
121 | 8-8. | Soil, Total Recoverable Petroleum Hydrocarbons (FL-PRO) |  | Per Sample | 0 | 0 | 0 | [10 empty] | FALSE | 8-8. | Soil, Total Recoverable Petroleum Hydrocarbons (FL-PRO)
122 | 8-8.a. | Soil, TRPH Fractionation (MADEP-EPH/VPH Method or TPHCWG Direct Method) |  | Per Sample | 0 | 0 | 0 | [10 empty] | FALSE | 8-8.a. | Soil, TRPH Fractionation (MADEP-EPH/VPH Method or TPHCWG Direct Method)
123 | 8-9. | Soil, PCBs [or Aroclors] (EPA 8082) |  | Per Sample | 0 | 0 | 0 | [10 empty] | FALSE | 8-9. | Soil, PCBs [or Aroclors] (EPA 8082)
124 | 8-10. | Soil, 8 RCRA Metals (EPA 6010 or EPA 6020 [Arsenic, Barium, Cadmium, Chromium, Lead, Selenium, Silver] and EPA 6020 or EPA 7471 [Mercury]) |  | Per Sample | 0 | 0 | 0 | [10 empty] | FALSE | 8-10. | Soil, 8 RCRA Metals (EPA 6010 or EPA 6020 [Arsenic, Barium, Cadmium, Chromium, Lead, Selenium, Silver] and EPA 6020 or EPA 7471 [Mercury])
125 | 8-11. | Soil, Arsenic (EPA 6010 or EPA 6020) |  | Per Sample | 0 | 0 | 0 | [10 empty] | FALSE | 8-11. | Soil, Arsenic (EPA 6010 or EPA 6020)
126 | 8-12. | Soil, Cadmium (EPA 6010 or EPA 6020) |  | Per Sample | 0 | 0 | 0 | [10 empty] | FALSE | 8-12. | Soil, Cadmium (EPA 6010 or EPA 6020)
127 | 8-13. | Soil, Chromium (EPA 6010 or EPA 6020) |  | Per Sample | 0 | 0 | 0 | [10 empty] | FALSE | 8-13. | Soil, Chromium (EPA 6010 or EPA 6020)
128 | 8-14. | Soil, Lead (EPA 6010 or EPA 6020) |  | Per Sample | 0 | 0 | 0 | [10 empty] | FALSE | 8-14. | Soil, Lead (EPA 6010 or EPA 6020)
129 | 8-15. | Soil, Toxicity Characteristic Leaching Procedure-Extraction Only (EPA 1311) |  | Per Sample | 0 | 0 | 0 | [10 empty] | FALSE | 8-15. | Soil, Toxicity Characteristic Leaching Procedure-Extraction Only (EPA 1311)
130 | 8-16. | Soil, Synthetic Precipitation Leaching Procedure-Extraction Only (EPA 1312) |  | Per Sample | 0 | 0 | 0 | [10 empty] | FALSE | 8-16. | Soil, Synthetic Precipitation Leaching Procedure-Extraction Only (EPA 1312)
131 | 8-17. | Soil, Organic Carbon, Total (EPA 9060 or Walkey-Black) |  | Per Sample | 0 | 0 | 0 | [10 empty] | FALSE | 8-17. | Soil, Organic Carbon, Total (EPA 9060 or Walkey-Black)
132 | 8-18. | Soil, Dry Bulk Density (ASTM D1556-07, ASTM D2167-08, ASTM D2922-01, -04, -04e, -96e1 or ASTM D2937-10) |  | Per Sample | 0 | 0 | 0 | [10 empty] | FALSE | 8-18. | Soil, Dry Bulk Density (ASTM D1556-07, ASTM D2167-08, ASTM D2922-01, -04, -04e, -96e1 or ASTM D2937-10)
133 | 8-19. | Soil, Moisture Content (ASTM D2216-10) |  | Per Sample | 0 | 0 | 0 | [10 empty] | FALSE | 8-19. | Soil, Moisture Content (ASTM D2216-10)
134 | 8-20. | Soil, Texture, (See Gee 7 Bauder [1966]) |  | Per Sample | 0 | 0 | 0 | [10 empty] | FALSE | 8-20. | Soil, Texture, (See Gee 7 Bauder [1966])
135 | 8-21. | Soil, Cumene (Isopropyl benzene), 1,2,4-Trimethylbenzene and 1,3,5-Trimethylbenzene (EPA 8260) |  | Per Sample | 0 | 0 | 0 | [10 empty] | FALSE | 8-21. | Soil, Cumene (Isopropyl benzene), 1,2,4-Trimethylbenzene and 1,3,5-Trimethylbenzene (EPA 8260)
136 | 8-22. | Water, Gasoline/Kerosene Analytical Group-Table C of Ch. 62-780, F.A.C. (multiple methods) |  | Per Sample | 0 | 0 | 0 | [10 empty] | FALSE | 8-22. | Water, Gasoline/Kerosene Analytical Group-Table C of Ch. 62-780, F.A.C. (multiple methods)
137 | 8-23. | Water, Used Oil/Unknown Product Group-Table D of Ch. 62-780, F.A.C., except for non-Priority Pollutant Organics (multiple methods) |  | Per Sample | 0 | 0 | 0 | [10 empty] | FALSE | 8-23. | Water, Used Oil/Unknown Product Group-Table D of Ch. 62-780, F.A.C., except for non-Priority Pollutant Organics (multiple methods)
138 | 8-24. | Water, BTEX + MTBE (EPA 602, EPA 624, EPA 8021 or EPA 8260) |  | Per Sample | 0 | 0 | 0 | [10 empty] | FALSE | 8-24. | Water, BTEX + MTBE (EPA 602, EPA 624, EPA 8021 or EPA 8260)
139 | 8-25. | Water, Volatile Organic Halocarbons, except EDB (EPA 8021 or EPA 8260) |  | Per Sample | 0 | 0 | 0 | [10 empty] | FALSE | 8-25. | Water, Volatile Organic Halocarbons, except EDB (EPA 8021 or EPA 8260)
140 | 8-26. | Water, BTEX + MTBE + VOHs (EPA 601/602, EPA 624, EPA 6021 or EPA 8260) |  | Per Sample | 0 | 0 | 0 | [10 empty] | FALSE | 8-26. | Water, BTEX + MTBE + VOHs (EPA 601/602, EPA 624, EPA 6021 or EPA 8260)
141 | 8-27. | Water, Polycyclic Aromatic Hydrocarbons, including 1-methylnaphthalene + 2-methylnaphthalene (EPA 610 [HPLC], EPA 625, EPA 8270 or EPA 8310) |  | Per Sample | 0 | 0 | 0 | [10 empty] | FALSE | 8-27. | Water, Polycyclic Aromatic Hydrocarbons, including 1-methylnaphthalene + 2-methylnaphthalene (EPA 610 [HPLC], EPA 625, EPA 8270 or EPA 8310)
142 | 8-28. | Water, EDB [1,2-dibromoethane or ethylene dibromide] (EPA 504.1 or EPA 8011) |  | Per Sample | 0 | 0 | 0 | [10 empty] | FALSE | 8-28. | Water, EDB [1,2-dibromoethane or ethylene dibromide] (EPA 504.1 or EPA 8011)
143 | 8-29. | Water, EDB [1,2-dibromoethane or ethylene dibromide] (EPA 8260 SIM) |  | Per Sample | 0 | 0 | 0 | [10 empty] | FALSE | 8-29. | Water, EDB [1,2-dibromoethane or ethylene dibromide] (EPA 8260 SIM)
144 | 8-30. | Water, Priority Pollutant Volatile Organics [for NPDES purposes only] (EPA 624) |  | Per Sample | 0 | 0 | 0 | [10 empty] | FALSE | 8-30. | Water, Priority Pollutant Volatile Organics [for NPDES purposes only] (EPA 624)
145 | 8-31. | Water, Priority Pollutant Volatile Organics (EPA 8260) |  | Per Sample | 0 | 0 | 0 | [10 empty] | FALSE | 8-31. | Water, Priority Pollutant Volatile Organics (EPA 8260)
146 | 8-32. | Water, Priority Pollutant Extractable Organics-Base Neutral and Acid Extractables [for NPDES purposes only] (EPA 625 list [e.g., EPA 608 + EPA 625]) |  | Per Sample | 0 | 0 | 0 | [10 empty] | FALSE | 8-32. | Water, Priority Pollutant Extractable Organics-Base Neutral and Acid Extractables [for NPDES purposes only] (EPA 625 list [e.g., EPA 608 + EPA 625])
147 | 8-33. | Water, Priority Pollutant Extractable Organics-Base Neutral and Acid Extractables (EPA 8270 list [e.g., EPA 8081/8082 + EPA 8270 or EPA 608 + EPA 8270) |  | Per Sample | 0 | 0 | 0 | [10 empty] | FALSE | 8-33. | Water, Priority Pollutant Extractable Organics-Base Neutral and Acid Extractables (EPA 8270 list [e.g., EPA 8081/8082 + EPA 8270 or EPA 608 + EPA 8270)
148 | 8-34. | Water, Total Recoverable Petroleum Hydrocarbons (FL-PRO) |  | Per Sample | 0 | 0 | 0 | [10 empty] | FALSE | 8-34. | Water, Total Recoverable Petroleum Hydrocarbons (FL-PRO)
149 | 8-35. | Water, PCBs [or Aroclors] (EPA 608 or EPA 8082) |  | Per Sample | 0 | 0 | 0 | [10 empty] | FALSE | 8-35. | Water, PCBs [or Aroclors] (EPA 608 or EPA 8082)
150 | 8-36. | Water, Arsenic, Total (EPA 200.7, EPA 200.8, EPA 6010 or EPA 6020) |  | Per Sample | 0 | 0 | 0 | [10 empty] | FALSE | 8-36. | Water, Arsenic, Total (EPA 200.7, EPA 200.8, EPA 6010 or EPA 6020)
151 | 8-37. | Water, Cadmium, Total (EPA 200.7, EPA 200.8, EPA 6010 or EPA 6020) |  | Per Sample | 0 | 0 | 0 | [10 empty] | FALSE | 8-37. | Water, Cadmium, Total (EPA 200.7, EPA 200.8, EPA 6010 or EPA 6020)
152 | 8-38. | Water, Chromium, Total (EPA 200.7, EPA 200.8, EPA 6010 or EPA 6020) |  | Per Sample | 0 | 0 | 0 | [10 empty] | FALSE | 8-38. | Water, Chromium, Total (EPA 200.7, EPA 200.8, EPA 6010 or EPA 6020)
153 | 8-39. | Water, Lead, Total (EPA 200.7, EPA 200.8, EPA 6010 or EPA 6020) |  | Per Sample | 0 | 0 | 0 | [10 empty] | FALSE | 8-39. | Water, Lead, Total (EPA 200.7, EPA 200.8, EPA 6010 or EPA 6020)
154 | 8-40. | Water, Dissolved Lead (includes filter appropriate to sample method - EPA 200.7, 200.9, 6010B, or 7380) |  | Per Sample | 0 | 0 | 0 | [10 empty] | FALSE | 8-40. | Water, Dissolved Lead (includes filter appropriate to sample method - EPA 200.7, 200.9, 6010B, or 7380)
155 | 8-41. | Water, Mercury, Total (EPA 245.1, EPA 6020 or EPA 7470) |  | Per Sample | 0 | 0 | 0 | [10 empty] | FALSE | 8-41. | Water, Mercury, Total (EPA 245.1, EPA 6020 or EPA 7470)
156 | 8-42. | Water, Calcium, Total (EPA 200.7, EPA 6010 or EPA 6020) |  | Per Sample | 0 | 0 | 0 | [10 empty] | FALSE | 8-42. | Water, Calcium, Total (EPA 200.7, EPA 6010 or EPA 6020)
157 | 8-43. | Water, Iron, Total (EPA 200.7, EPA 6010 or EPA 6020) |  | Per Sample | 0 | 0 | 0 | [10 empty] | FALSE | 8-43. | Water, Iron, Total (EPA 200.7, EPA 6010 or EPA 6020)
158 | 8-44. | Water, Dissolved Iron (includes filter appropriate to sample method - EPA 200.7, 200.9, 6010B, or 7380) |  | Per Sample | 0 | 0 | 0 | [10 empty] | FALSE | 8-44. | Water, Dissolved Iron (includes filter appropriate to sample method - EPA 200.7, 200.9, 6010B, or 7380)
159 | 8-45. | Water, Magnesium, Total (EPA 200.7, EPA 6010 or EPA 6020) |  | Per Sample | 0 | 0 | 0 | [10 empty] | FALSE | 8-45. | Water, Magnesium, Total (EPA 200.7, EPA 6010 or EPA 6020)
160 | 8-46. | Water, Manganese, Total (EPA 200.7, EPA 200.8, EPA 6010 or EPA 6020) |  | Per Sample | 0 | 0 | 0 | [10 empty] | FALSE | 8-46. | Water, Manganese, Total (EPA 200.7, EPA 200.8, EPA 6010 or EPA 6020)
161 | 8-47. | Water, Potassium, Total (EPA 200.7, EPA 6010 or EPA 6020) |  | Per Sample | 0 | 0 | 0 | [10 empty] | FALSE | 8-47. | Water, Potassium, Total (EPA 200.7, EPA 6010 or EPA 6020)
162 | 8-48. | Water, Sodium, Total (EPA 200.7, EPA 6010 or EPA 6020) |  | Per Sample | 0 | 0 | 0 | [10 empty] | FALSE | 8-48. | Water, Sodium, Total (EPA 200.7, EPA 6010 or EPA 6020)
163 | 8-49. | Water, Alkalinity [as CaCO3] (EPA 310.2 or SM 2320 B) |  | Per Sample | 0 | 0 | 0 | [10 empty] | FALSE | 8-49. | Water, Alkalinity [as CaCO3] (EPA 310.2 or SM 2320 B)
164 | 8-50. | Water, Ammonia [as N] (EPA 350.1, SM 4500-NH3 C, SM 4500-NH3 D, SM 4500-NH3 G or SM 4500-NH3 H) |  | Per Sample | 0 | 0 | 0 | [10 empty] | FALSE | 8-50. | Water, Ammonia [as N] (EPA 350.1, SM 4500-NH3 C, SM 4500-NH3 D, SM 4500-NH3 G or SM 4500-NH3 H)
165 | 8-51. | Water, Chloride (EPA 300.0, EPA 9056, EPA 9251, EPA 9053, SM 4500CI B, SM 4500CI C or SM 4500CI E) |  | Per Sample | 0 | 0 | 0 | [10 empty] | FALSE | 8-51. | Water, Chloride (EPA 300.0, EPA 9056, EPA 9251, EPA 9053, SM 4500CI B, SM 4500CI C or SM 4500CI E)
166 | 8-52. | Water, Hardness, Total [as CaCO3] (SM 2340 B or SM 2340 C) |  | Per Sample | 0 | 0 | 0 | [10 empty] | FALSE | 8-52. | Water, Hardness, Total [as CaCO3] (SM 2340 B or SM 2340 C)
167 | 8-53. | Water, Nitrate [as N] (EPA 300.0 or EPA 353.2) |  | Per Sample | 0 | 0 | 0 | [10 empty] | FALSE | 8-53. | Water, Nitrate [as N] (EPA 300.0 or EPA 353.2)
168 | 8-54. | Water, Nitrate-Nitrite [as N] (EPA 300.0, EPA 353.2, SM 4500-NO3 E or SM 4500-NO3 F) |  | Per Sample | 0 | 0 | 0 | [10 empty] | FALSE | 8-54. | Water, Nitrate-Nitrite [as N] (EPA 300.0, EPA 353.2, SM 4500-NO3 E or SM 4500-NO3 F)
169 | 8-55. | Water, Nitrite [as N] (EPA 300.0, EPA 300.1, SM 4500-NO2 B or SM 4500-NO3 F) |  | Per Sample | 0 | 0 | 0 | [10 empty] | FALSE | 8-55. | Water, Nitrite [as N] (EPA 300.0, EPA 300.1, SM 4500-NO2 B or SM 4500-NO3 F)
170 | 8-56. | Water, Organic Carbon, Total (SM 5310 B, SM 5310 C or EPA 9060) |  | Per Sample | 0 | 0 | 0 | [10 empty] | FALSE | 8-56. | Water, Organic Carbon, Total (SM 5310 B, SM 5310 C or EPA 9060)
171 | 8-57. | Water, Orthophosphate [as P] (EPA 300.0, EPA 300.1, EPA 365.1, EPA 365.3, EPA 9056, SM 4500-PE or SM 4500-PF) |  | Per Sample | 0 | 0 | 0 | [10 empty] | FALSE | 8-57. | Water, Orthophosphate [as P] (EPA 300.0, EPA 300.1, EPA 365.1, EPA 365.3, EPA 9056, SM 4500-PE or SM 4500-PF)
172 | 8-58. | Water, Residue-filterable [Total Dissolved Solids] (SM 2540 C) |  | Per Sample | 0 | 0 | 0 | [10 empty] | FALSE | 8-58. | Water, Residue-filterable [Total Dissolved Solids] (SM 2540 C)
173 | 8-59. | Water, Residue-nonfilterable [Total Suspended Solids] (SM 2540 D) |  | Per Sample | 0 | 0 | 0 | [10 empty] | FALSE | 8-59. | Water, Residue-nonfilterable [Total Suspended Solids] (SM 2540 D)
174 | 8-60. | Water, Sulfate (ASTM D516-02, ASTM D516-90, EPA 300.0, EPA 300.1, EPA 375.2, EPA 9038, EPA 9056 or SM 4500-SO4 C) |  | Per Sample | 0 | 0 | 0 | [10 empty] | FALSE | 8-60. | Water, Sulfate (ASTM D516-02, ASTM D516-90, EPA 300.0, EPA 300.1, EPA 375.2, EPA 9038, EPA 9056 or SM 4500-SO4 C)
175 | 8-61. | Water, Heterotrophic Plate Count (SM 9215 B or SIMPLATE) |  | Per Sample | 0 | 0 | 0 | [10 empty] | FALSE | 8-61. | Water, Heterotrophic Plate Count (SM 9215 B or SIMPLATE)
176 | 8-62. | Water, Acute Bioassay-96 Hour, Freshwater, Vertebrate/Invertebrate [Vertebrate: Pimephales promelas or Cyprinella leedsi/Invertebrate: Ceriodaphnia dubia] (EPA 2000.0/2002.0) |  | Per Sample | 0 | 0 | 0 | [10 empty] | FALSE | 8-62. | Water, Acute Bioassay-96 Hour, Freshwater, Vertebrate/Invertebrate [Vertebrate: Pimephales promelas or Cyprinella leedsi/Invertebrate: Ceriodaphnia dubia] (EPA 2000.0/2002.0)
177 | 8-63. | Water, Acute Bioassay-96 Hour, Estuarine + Marine, Vertebrate/Invertebrate [Vertebrate: Menidia beryllina, Meridia menidia or Menida peninsulae/Invertebrate: Mysidopsis bahia] (EPA 2006.0/2007.0) |  | Per Sample | 0 | 0 | 0 | [10 empty] | FALSE | 8-63. | Water, Acute Bioassay-96 Hour, Estuarine + Marine, Vertebrate/Invertebrate [Vertebrate: Menidia beryllina, Meridia menidia or Menida peninsulae/Invertebrate: Mysidopsis bahia] (EPA 2006.0/2007.0)
178 | 8-64. | Water, BTEX/MTBE + Naphthalene (EPA 8260) |  | Per Sample | 0 | 0 | 0 | [10 empty] | FALSE | 8-64. | Water, BTEX/MTBE + Naphthalene (EPA 8260)
179 | 8-65. | Water, EDC [1,2-dichloroethane] (EPA Method 8021 or 8260) |  | Per Sample | 0 | 0 | 0 | [10 empty] | FALSE | 8-65. | Water, EDC [1,2-dichloroethane] (EPA Method 8021 or 8260)
180 | 8-66. | Water, Methane (EPA SOP RSK-175) |  | Per Sample | 0 | 0 | 0 | [10 empty] | FALSE | 8-66. | Water, Methane (EPA SOP RSK-175)
181 | 8-67. | Water, Cumene (Isopropyl benzene), 1,2,4-Trimethylbenzene and 1,3,5-Trimethylbenzene (EPA 8260) |  | Per Sample | 0 | 0 | 0 | [10 empty] | FALSE | 8-67. | Water, Cumene (Isopropyl benzene), 1,2,4-Trimethylbenzene and 1,3,5-Trimethylbenzene (EPA 8260)
182 | 8-68. | Air, Total Petroleum Hydrocarbons (EPA Method 18 or TO-3) |  | Per Sample | 0 | 0 | 0 | [10 empty] | FALSE | 8-68. | Air, Total Petroleum Hydrocarbons (EPA Method 18 or TO-3)
183 | 8-69. | Air, Volatile Organic Aromatics (EPA Method TO-15) |  | Per Sample | 0 | 0 | 0 | [10 empty] | FALSE | 8-69. | Air, Volatile Organic Aromatics (EPA Method TO-15)
184 | 8-70. | Air, Polycyclic Aromatic Hydrocarbons (EPA Method TO-13) |  | Per Sample | 0 | 0 | 0 | [10 empty] | FALSE | 8-70. | Air, Polycyclic Aromatic Hydrocarbons (EPA Method TO-13)
185 | 8-71. | Air, Volatile Organic Compounds (EPA Method TO-17) |  | Per Sample | 0 | 0 | 0 | [10 empty] | FALSE | 8-71. | Air, Volatile Organic Compounds (EPA Method TO-17)
186 | 8-72. | Additional Laboratory charge for 7 Day Turnaround. This is an additional charge (percentage) above the normal rate for expedited turnaround by the laboratory for an analysis. For Example: entering 0.05 is a 5% surcharge for 7 Day Turnaround above the rate for normal turnaround. |  | % Surcharge | 0 | 0 | 0 | [10 empty] | FALSE | 8-72. | Additional Laboratory charge for 7 Day Turnaround. This is an additional charge (percentage) above the normal rate for expedited turnaround by the laboratory for an analysis. For Example: entering 0.05 is a 5% surcharge for 7 Day Turnaround above the rate for normal turnaround.
187 | 8-73. | Additional Laboratory charge for 3 Day Turnaround. This is an additional charge (percentage) above the normal rate for expedited turnaround by the laboratory for an analysis. For Example: entering 0.50 is a 50% surcharge for 3 Day Turnaround above the rate for normal turnaround. |  | % Surcharge | 0 | 0 | 0 | [10 empty] | FALSE | 8-73. | Additional Laboratory charge for 3 Day Turnaround. This is an additional charge (percentage) above the normal rate for expedited turnaround by the laboratory for an analysis. For Example: entering 0.50 is a 50% surcharge for 3 Day Turnaround above the rate for normal turnaround.
188 | 8-74. | Additional Laboratory charge for 1 Day Turnaround. This is an additional charge (percentage) above the normal rate for expedited turnaround by the laboratory for an analysis. For Example: entering 1.00 is a 100% surcharge for 1 Day Turnaround above the rate for normal turnaround. |  | % Surcharge | 0 | 0 | 0 | [10 empty] | FALSE | 8-74. | Additional Laboratory charge for 1 Day Turnaround. This is an additional charge (percentage) above the normal rate for expedited turnaround by the laboratory for an analysis. For Example: entering 1.00 is a 100% surcharge for 1 Day Turnaround above the rate for normal turnaround.
189 | 9. | SOIL SOURCE REMOVAL RELATED | [15 empty] | FALSE |  | SOIL SOURCE REMOVAL RELATED
190 | 9-1.a. | Sheet Piling Installation for ≤ 20 feet deep Excavation |  | Per Sq. Foot | 0 | 0 | 0 | [10 empty] | FALSE | 9-1.a. | Sheet Piling Installation for ≤ 20 feet deep Excavation
191 | 9-1.b. | Sheet Piling Rental for ≤ 20 feet deep Excavation |  | Per Sq. Foot/Day | 0 | 0 | 0 | [10 empty] | FALSE | 9-1.b. | Sheet Piling Rental for ≤ 20 feet deep Excavation
192 | 9-1.c. | Sheet Piling Rental for ≤ 20 feet deep Excavation |  | Per Sq. Foot/Week | 0 | 0 | 0 | [10 empty] | FALSE | 9-1.c. | Sheet Piling Rental for ≤ 20 feet deep Excavation
193 | 9-1.d. | Sheet Piling Rental for ≤ 20 feet deep Excavation |  | Per Sq. Foot/Month | 0 | 0 | 0 | [10 empty] | FALSE | 9-1.d. | Sheet Piling Rental for ≤ 20 feet deep Excavation
194 | 9-2.a. | Sheet Piling Installation for > 20 feet deep Excavation |  | Per Sq. Foot | 0 | 0 | 0 | [10 empty] | FALSE | 9-2.a. | Sheet Piling Installation for > 20 feet deep Excavation
195 | 9-2.b. | Sheet Piling Rental for > 20 feet deep Excavation |  | Per Sq. Foot/Day | 0 | 0 | 0 | [10 empty] | FALSE | 9-2.b. | Sheet Piling Rental for > 20 feet deep Excavation
196 | 9-2.c. | Sheet Piling Rental for > 20 feet deep Excavation |  | Per Sq. Foot/Week | 0 | 0 | 0 | [10 empty] | FALSE | 9-2.c. | Sheet Piling Rental for > 20 feet deep Excavation
197 | 9-2.d. | Sheet Piling Rental for > 20 feet deep Excavation |  | Per Sq. Foot/Month | 0 | 0 | 0 | [10 empty] | FALSE | 9-2.d. | Sheet Piling Rental for > 20 feet deep Excavation
198 | 9-3. | Conventional Soil Excavation and Loading ≤ 300 cubic yards |  | Per Cubic Yard | 0 | 0 | 0 | [10 empty] | FALSE | 9-3. | Conventional Soil Excavation and Loading ≤ 300 cubic yards
199 | 9-4. | Conventional Soil Excavation and Loading > 300 cubic yards |  | Per Cubic Yard | 0 | 0 | 0 | [10 empty] | FALSE | 9-4. | Conventional Soil Excavation and Loading > 300 cubic yards
200 | 9-5. | LDA Excavation and Loading Without Casing ≤ 300 cubic yards |  | Per Cubic Yard | 0 | 0 | 0 | [10 empty] | FALSE | 9-5. | LDA Excavation and Loading Without Casing ≤ 300 cubic yards
201 | 9-6. | LDA Excavation and Loading Without Casing > 300 cubic yards |  | Per Cubic Yard | 0 | 0 | 0 | [10 empty] | FALSE | 9-6. | LDA Excavation and Loading Without Casing > 300 cubic yards
202 | 9-7.a | LDA Excavation and Loading With Surface Casing ≤ 300 cubic yards |  | Per Cubic Yard | 0 | 0 | 0 | [10 empty] | FALSE | 9-7.a | LDA Excavation and Loading With Surface Casing ≤ 300 cubic yards
203 | 9-7.b. | LDA Excavation and Loading With Driven Casing ≤ 300 cubic yards |  | Per Cubic Yard | 0 | 0 | 0 | [10 empty] | FALSE | 9-7.b. | LDA Excavation and Loading With Driven Casing ≤ 300 cubic yards
204 | 9-8.a. | LDA Excavation and Loading With Surface Casing > 300 cubic yards |  | Per Cubic Yard | 0 | 0 | 0 | [10 empty] | FALSE | 9-8.a. | LDA Excavation and Loading With Surface Casing > 300 cubic yards
205 | 9-8.b. | LDA Excavation and Loading With Driven Casing > 300 cubic yards |  | Per Cubic Yard | 0 | 0 | 0 | [10 empty] | FALSE | 9-8.b. | LDA Excavation and Loading With Driven Casing > 300 cubic yards
206 | 9-9. | Flowable Fill Concrete and Installation |  | Per Cubic Yard | 0 | 0 | 0 | [10 empty] | FALSE | 9-9. | Flowable Fill Concrete and Installation
207 | 9-10. | Clean Backfill Material, Compaction and Testing (includes transport) ≤ 300 cubic yards |  | Per Cubic Yard | 0 | 0 | 0 | [10 empty] | FALSE | 9-10. | Clean Backfill Material, Compaction and Testing (includes transport) ≤ 300 cubic yards
208 | 9-11. | Clean Backfill Material, Compaction and Testing (includes transport) > 300 cubic yards |  | Per Cubic Yard | 0 | 0 | 0 | [10 empty] | FALSE | 9-11. | Clean Backfill Material, Compaction and Testing (includes transport) > 300 cubic yards
210 | 9-12.a. | Clean Overburden Used As Backfill, Compaction and Testing ≤ 300 cubic yards |  | Per Cubic Yard | 0 | 0 | 0 | [10 empty] | FALSE | 9-12.a. | Clean Overburden Used As Backfill, Compaction and Testing ≤ 300 cubic yards
211 | 9-12.b. | Clean Overburden Used As Backfill, Compaction and Testing > 300 cubic yards |  | Per Cubic Yard | 0 | 0 | 0 | [10 empty] | FALSE | 9-12.b. | Clean Overburden Used As Backfill, Compaction and Testing > 300 cubic yards
212 | 9-13. | Pea Gravel |  | Per Ton | 0 | 0 | 0 | [10 empty] | FALSE | 9-13. | Pea Gravel
213 | 9-14. | #57 Stone |  | Per Ton | 0 | 0 | 0 | [10 empty] | FALSE | 9-14. | #57 Stone
215 | 9-15. | Dewatering System, up to 12 well points (includes installation) |  | Per Day | 0 | 0 | 0 | [10 empty] | FALSE | 9-15. | Dewatering System, up to 12 well points (includes installation)
216 | 9-16. | Additional Dewatering System Well Points (2) (includes installation) |  | Per Day | 0 | 0 | 0 | [10 empty] | FALSE | 9-16. | Additional Dewatering System Well Points (2) (includes installation)
217 | 9-17. | Dewatering System, up to 12 well points (includes installation) |  | Per Week | 0 | 0 | 0 | [10 empty] | FALSE | 9-17. | Dewatering System, up to 12 well points (includes installation)
218 | 9-18. | Additional Dewatering System Well Points (2) (includes installation) |  | Per Week | 0 | 0 | 0 | [10 empty] | FALSE | 9-18. | Additional Dewatering System Well Points (2) (includes installation)
220 | 9-19. | Dewatering System, up to 12 well points (includes installation) |  | Per Month | 0 | 0 | 0 | [10 empty] | FALSE | 9-19. | Dewatering System, up to 12 well points (includes installation)
221 | 9-20. | Additional Dewatering System Well Points (2) (includes installation) |  | Per Month | 0 | 0 | 0 | [10 empty] | FALSE | 9-20. | Additional Dewatering System Well Points (2) (includes installation)
222 | 10. | PETROLEUM STORAGE TANK REMOVAL AND DISPOSAL | [15 empty] | FALSE |  | PETROLEUM STORAGE TANK REMOVAL AND DISPOSAL
223 | 10-1. | Remove and Dispose Petroleum Storage Tank - ≤ 1,000 gal. capacity |  | Per Tank | 0 | 0 | 0 | [10 empty] | FALSE | 10-1. | Remove and Dispose Petroleum Storage Tank - ≤ 1,000 gal. capacity
228 | 10-2. | Remove and Dispose Petroleum Storage Tank - > 1,000 to 5,000 gal. capacity |  | Per Tank | 0 | 0 | 0 | [10 empty] | FALSE | 10-2. | Remove and Dispose Petroleum Storage Tank - > 1,000 to 5,000 gal. capacity
229 | 10-3. | Remove and Dispose Petroleum Storage Tank - > 5,000 to 10,000 gal. capacity |  | Per Tank | 0 | 0 | 0 | [10 empty] | FALSE | 10-3. | Remove and Dispose Petroleum Storage Tank - > 5,000 to 10,000 gal. capacity
230 | 10-4. | Remove and Dispose Petroleum Storage Tank - > 10,000 gal. capacity |  | Per Tank | 0 | 0 | 0 | [10 empty] | FALSE | 10-4. | Remove and Dispose Petroleum Storage Tank - > 10,000 gal. capacity
231 | 11. | DEBRIS, WASTE AND PRODUCT REMOVAL AND DISPOSAL | [15 empty] | FALSE |  | DEBRIS, WASTE AND PRODUCT REMOVAL AND DISPOSAL
232 | 11-1. | Removal and Loading of Asphalt and/or Concrete - up to 4 inch thickness |  | Per Square Foot | 0 | 0 | 0 | [10 empty] | FALSE | 11-1. | Removal and Loading of Asphalt and/or Concrete - up to 4 inch thickness
233 | 11-2. | Additional Removal/Loading Cost for Concrete - > 4 inch thickness |  | Per Square Foot | 0 | 0 | 0 | [10 empty] | FALSE | 11-2. | Additional Removal/Loading Cost for Concrete - > 4 inch thickness
234 | 11-3. | Loading, Transport and Disposal/Recycle Clean Overburden |  | Per Ton | 0 | 0 | 0 | [10 empty] | FALSE | 11-3. | Loading, Transport and Disposal/Recycle Clean Overburden
235 | 11-4. | Transport and Disposal of Clean Concrete |  | Per Ton | 0 | 0 | 0 | [10 empty] | FALSE | 11-4. | Transport and Disposal of Clean Concrete
236 | 11-5. | Transport and Disposal of Mixed Debris |  | Per Ton | 0 | 0 | 0 | [10 empty] | FALSE | 11-5. | Transport and Disposal of Mixed Debris
237 | 11-6. | Transport and Disposal of Petroleum Impacted Soil (includes drum) |  | Per Drum | 0 | 0 | 0 | [10 empty] | FALSE | 11-6. | Transport and Disposal of Petroleum Impacted Soil (includes drum)
238 | 11-7. | Transport Petroleum Impacted Soil (bulk) ≤ 100 miles |  | Per Ton | 0 | 0 | 0 | [10 empty] | FALSE | 11-7. | Transport Petroleum Impacted Soil (bulk) ≤ 100 miles
239 | 11-8. | Transport Petroleum Impacted Soil (bulk) > 100 miles |  | Per Ton | 0 | 0 | 0 | [10 empty] | FALSE | 11-8. | Transport Petroleum Impacted Soil (bulk) > 100 miles
240 | 11-9. | Disposal of Petroleum Impacted Soil at a Landfill (bulk) ≤ 450 tons |  | Per Ton | 0 | 0 | 0 | [10 empty] | FALSE | 11-9. | Disposal of Petroleum Impacted Soil at a Landfill (bulk) ≤ 450 tons
241 | 11-10. | Disposal of Petroleum Impacted Soil at a Landfill (bulk) > 450 tons |  | Per Ton | 0 | 0 | 0 | [10 empty] | FALSE | 11-10. | Disposal of Petroleum Impacted Soil at a Landfill (bulk) > 450 tons
242 | 11-11. | Disposal of Petroleum Impacted Soil at a Thermal Treatment Facility (bulk) ≤ 450 tons |  | Per Ton | 0 | 0 | 0 | [10 empty] | FALSE | 11-11. | Disposal of Petroleum Impacted Soil at a Thermal Treatment Facility (bulk) ≤ 450 tons
243 | 11-12. | Disposal of Petroleum Impacted Soil at a Thermal Treatment Facility (bulk) > 450 tons |  | Per Ton | 0 | 0 | 0 | [10 empty] | FALSE | 11-12. | Disposal of Petroleum Impacted Soil at a Thermal Treatment Facility (bulk) > 450 tons
244 | 11-13. | Transport and Disposal of Petroleum Contact Water (includes drum) |  | Per Drum | 0 | 0 | 0 | [10 empty] | FALSE | 11-13. | Transport and Disposal of Petroleum Contact Water (includes drum)
245 | 11-14. | Transport and Disposal of Petroleum Contact Water (bulk) |  | Per Gallon | 0 | 0 | 0 | [10 empty] | FALSE | 11-14. | Transport and Disposal of Petroleum Contact Water (bulk)
246 | 11-15. | Vacuum Truck Transportation, Disposal and Extraction Operations |  | Reimbursable* | 1 | 1 | 0 | [10 empty] | FALSE | 11-15.
247 | 11-16. | Transport and Disposal of Petroleum Product (includes drum) |  | Per Drum | 0 | 0 | 0 | [10 empty] | FALSE | 11-16. | Transport and Disposal of Petroleum Product (includes drum)
248 | 11-17. | Transport and Disposal of Petroleum Product (bulk) |  | Per Gallon | 0 | 0 | 0 | [10 empty] | FALSE | 11-17. | Transport and Disposal of Petroleum Product (bulk)
249 | 11-18. | Delivery, Pick Up and Rental of 20 Cubic Yard Roll-Off Container |  | Per Week | 0 | 0 | 0 | [10 empty] | FALSE | 11-18. | Delivery, Pick Up and Rental of 20 Cubic Yard Roll-Off Container
250 | 11-19. | Additional Rental of 20 Cubic Yard Roll-Off Container |  | Per Week | 0 | 0 | 0 | [10 empty] | FALSE | 11-19. | Additional Rental of 20 Cubic Yard Roll-Off Container
251 | 12. | RESURFACING | [15 empty] | FALSE |  | RESURFACING
252 | 12-1. | Asphalt Paving - 2 inch thickness (includes sub-base) |  | Per Square Foot | 0 | 0 | 0 | [10 empty] | FALSE | 12-1. | Asphalt Paving - 2 inch thickness (includes sub-base)
253 | 12-2. | Asphalt Paving - additional 1 inch thickness |  | Per Square Foot | 0 | 0 | 0 | [10 empty] | FALSE | 12-2. | Asphalt Paving - additional 1 inch thickness
254 | 12-3. | Concrete Paving - 4 inch thickness (includes sub-base) |  | Per Square Foot | 0 | 0 | 0 | [10 empty] | FALSE | 12-3. | Concrete Paving - 4 inch thickness (includes sub-base)
255 | 12-4. | Concrete Paving - additional 1 inch thickness |  | Per Square Foot | 0 | 0 | 0 | [10 empty] | FALSE | 12-4. | Concrete Paving - additional 1 inch thickness
256 | 12-5. | Crushed Lime Rock Cover - 2 inch thickness |  | Per Square Foot | 0 | 0 | 0 | [10 empty] | FALSE | 12-5. | Crushed Lime Rock Cover - 2 inch thickness
257 | 12-6. | Grass - Sod |  | Per Square Foot | 0 | 0 | 0 | [10 empty] | FALSE | 12-6. | Grass - Sod
258 | 12-7. | Grass - Seed and Mulch |  | Per Square Foot | 0 | 0 | 0 | [10 empty] | FALSE | 12-7. | Grass - Seed and Mulch
259 | 13. | IN-SITU INJECTION | [15 empty] | FALSE |  | IN-SITU INJECTION
260 | 13-1. | Direct Push Boring with In-Situ Injection |  | Per Day | 0 | 0 | 0 | [10 empty] | FALSE | 13-1. | Direct Push Boring with In-Situ Injection
261 | 13-2. | In-Situ Injection Into Existing Well/Treatment Point |  | Per Day | 0 | 0 | 0 | [10 empty] | FALSE | 13-2. | In-Situ Injection Into Existing Well/Treatment Point
262 | 13-3. | Materials to be Injected |  | Reimbursable* | 1 | 1 | 0 | [10 empty] | FALSE
263 | 13-4. | Groundwater Injection System (not by direct push) |  | Per Week | 0 | 0 | 0 | [10 empty] | FALSE | 13-4. | Groundwater Injection System (not by direct push)
264 | 13-5. | Groundwater Injection System (not by direct push) |  | Per Month | 0 | 0 | 0 | [10 empty] | FALSE | 13-5. | Groundwater Injection System (not by direct push)
265 | 14. | TRENCHING, INTEGRATION AND STARTUP | [15 empty] | FALSE |  | TRENCHING, INTEGRATION AND STARTUP
266 | 14.A. | TRENCHING | [15 empty] | FALSE
267 | 14-1.a. | Trenching and Installation of 1-10 Plumbing (and Electrical) Lines in Trench |  | Per Linear Foot of Trench | 0 | 0 | 0 | [10 empty] | FALSE | 14-1.a. | Trenching and Installation of 1-10 Plumbing (and Electrical) Lines in Trench
268 | 14-1.b. | Trenching and Installation of 11 - 20 Lines |  | Per Linear Foot of Trench | 0 | 0 | 0 | [10 empty] | FALSE | 14-1.b. | Trenching and Installation of 11 - 20 Lines
269 | 14-1.c. | Trenching and Installation of 21 - 30 Lines |  | Per Linear Foot of Trench | 0 | 0 | 0 | [10 empty] | FALSE | 14-1.c. | Trenching and Installation of 21 - 30 Lines
270 | 14-1.d. | Trenching and Installation of Additional 1-10 Lines Greater Than 30 Lines |  | Per Linear Foot of Trench | 0 | 0 | 0 | [10 empty] | FALSE | 14-1.d. | Trenching and Installation of Additional 1-10 Lines Greater Than 30 Lines
271 | 14-2. | Installation of Plumbing (and Electrical) Lines Above Ground |  | Per Foot | 0 | 0 | 0 | [10 empty] | FALSE | 14-2. | Installation of Plumbing (and Electrical) Lines Above Ground
272 | 14-3. | Plumbing and Electrical Materials/Equipment Installed in Trench (If FDEP authorizes, submit quote(s) with Change Order) |  | Reimbursable* | 1 | 1 | 0 | [10 empty] | FALSE
273 | 14-3.a. | Traffic Bearing Trench Plates (materials) |  | Reimbursable* | 1 | 1 | 0 | [10 empty] | FALSE
274 | 14-3.b. | Infiltration Gallery Installation |  | Reimbursable* | 1 | 1 | 0 | [10 empty] | FALSE
275 | 14.B. | REMEDIATION SYSTEM INTEGRATION AND STARTUP | [15 empty] | FALSE
276 | 14-4.a. | System Installation/Integration/Startup - 1 Technology Component - 1-10 Recovery/Treatment Points |  | Per Startup | 0 | 0 | 0 | [10 empty] | FALSE | 14-4.a. | System Installation/Integration/Startup - 1 Technology Component - 1-10 Recovery/Treatment Points
277 | 14-4.b. | System Installation/Integration/Startup - 1 Technology Component - 11-20 Recovery/Treatment Points |  | Per Startup | 0 | 0 | 0 | [10 empty] | FALSE | 14-4.b. | System Installation/Integration/Startup - 1 Technology Component - 11-20 Recovery/Treatment Points
278 | 14-4.c. | System Installation/Integration/Startup - 1 Technology Component - 21-30 Recovery/Treatment Points |  | Per Startup | 0 | 0 | 0 | [10 empty] | FALSE | 14-4.c. | System Installation/Integration/Startup - 1 Technology Component - 21-30 Recovery/Treatment Points
279 | 14-4.d. | System Installation/Integration/Startup - 1 Technology Component - 1-10 Additional Recovery/Treatment Points greater Than 30 (This tem is used in conjunction with 14.4.c when needed) |  | Per Startup | 0 | 0 | 0 | [10 empty] | FALSE | 14-4.d. | System Installation/Integration/Startup - 1 Technology Component - 1-10 Additional Recovery/Treatment Points greater Than 30 (This tem is used in conjunction with 14.4.c when needed)
280 | 14-5. | System Installation/Integration/Startup – Addition of 1 Technology Component |  | Per Additional Tech Component | 0 | 0 | 0 | [10 empty] | FALSE | 14-5. | System Installation/Integration/Startup – Addition of 1 Technology Component
281 | 14-6. | Compound Construction/Fencing (materials) |  | Reimbursable* | 1 | 1 | 0 | [10 empty] | FALSE
283 | 14-7. | Utility Drop |  | Reimbursable* | 1 | 1 | 0 | [10 empty] | FALSE
285 | 14-8. | Utility Connection |  | Reimbursable* | 1 | 1 | 0 | [10 empty] | FALSE
286 | 14-9. | Utility Disconnect |  | Reimbursable* | 1 | 1 | 0 | [10 empty] | FALSE | bar: 1 to 10
287 | 14-10. | Utility Usage Bills |  | Reimbursable* | 1 | 1 | 0 | [10 empty] | FALSE
288 | 15. | REMEDIAL ACTION - PACKAGED WORK SCOPES (Including Remediation System Equipment) | [15 empty] | FALSE |  | REMEDIAL ACTION - PACKAGED WORK SCOPES (Including Remediation System Equipment)
289 | 15.A. | PILOT TEST PACKAGES (Including Remediation System Equipment) | [15 empty] | FALSE
290 | 15-1. | Groundwater Recovery System Pilot Test - 8 hours |  | Per Test | 0 | 0 | 0 | [10 empty] | FALSE | 15-1. | Groundwater Recovery System Pilot Test - 8 hours
292 | 15-2. | Groundwater Recovery System Pilot Test - Additional Time |  | Per 2 Hrs | 0 | 0 | 0 | [10 empty] | FALSE | 15-2. | Groundwater Recovery System Pilot Test - Additional Time
293 | 15-3. | Air Sparging or Biosparging Pilot Test - 8 hours |  | Per Test | 0 | 0 | 0 | [10 empty] | FALSE | 15-3. | Air Sparging or Biosparging Pilot Test - 8 hours
294 | 15-4. | Air Sparging or Biosparging Pilot Test - Additional Time |  | Per 2 Hrs | 0 | 0 | 0 | [10 empty] | FALSE | 15-4. | Air Sparging or Biosparging Pilot Test - Additional Time
295 | 15-5. | Vapor Extraction Pilot Test - 8 hours |  | Per Test | 0 | 0 | 0 | [10 empty] | FALSE | 15-5. | Vapor Extraction Pilot Test - 8 hours
297 | 15-6. | Vapor Extraction Pilot Test - Additional Time |  | Per 2 Hrs | 0 | 0 | 0 | [10 empty] | FALSE | 15-6. | Vapor Extraction Pilot Test - Additional Time
298 | 15-7. | Vapor Extraction/Aquifer Pumping Test - 8 hours |  | Per Test | 0 | 0 | 0 | [10 empty] | FALSE | 15-7. | Vapor Extraction/Aquifer Pumping Test - 8 hours
299 | 15-8. | Vapor Extraction/Aquifer Pumping Test - Additional Time |  | Per 2 Hrs | 0 | 0 | 0 | [10 empty] | FALSE | 15-8. | Vapor Extraction/Aquifer Pumping Test - Additional Time
300 | 15-9. | Air Sparging/Vapor Extraction Pilot Test - 8 hours |  | Per Test | 0 | 0 | 0 | [10 empty] | FALSE | 15-9. | Air Sparging/Vapor Extraction Pilot Test - 8 hours
301 | 15-10. | Air Sparging/Vapor Extraction Pilot Test - Additional Time |  | Per 2 Hrs | 0 | 0 | 0 | [10 empty] | FALSE | 15-10. | Air Sparging/Vapor Extraction Pilot Test - Additional Time
303 | 15-11. | Multi-Phase Pilot Test - 8 hours |  | Per Test | 0 | 0 | 0 | [10 empty] | FALSE | 15-11. | Multi-Phase Pilot Test - 8 hours
304 | 15-12. | Multi-Phase Pilot Test - Additional Time |  | Per 2 Hrs | 0 | 0 | 0 | [10 empty] | FALSE | 15-12. | Multi-Phase Pilot Test - Additional Time
305 | 15-13. | Air Sparging/Multiphase Extraction Pilot Test - 8 hours |  | Per Test | 0 | 0 | 0 | [10 empty] | FALSE | 15-13. | Air Sparging/Multiphase Extraction Pilot Test - 8 hours
306 | 15-14. | Air Sparging/Multiphase Extraction Pilot Test - Additional Time |  | Per 2 Hours | 0 | 0 | 0 | [10 empty] | FALSE | 15-14. | Air Sparging/Multiphase Extraction Pilot Test - Additional Time
307 | 15-15. | In-Situ Chemical Oxidation (including Ozone) Pilot Test - 8 hours |  | Per Test | 0 | 0 | 0 | [10 empty] | FALSE | 15-15. | In-Situ Chemical Oxidation (including Ozone) Pilot Test - 8 hours
309 | 15-16. | In-Situ Chemical Oxidation (including Ozone) Pilot Test - Additional Time |  | Per 2 Hrs | 0 | 0 | 0 | [10 empty] | FALSE | 15-16. | In-Situ Chemical Oxidation (including Ozone) Pilot Test - Additional Time
310 | 15.B. | SHORT TERM/EPISODIC SYSTEM OPERATION PACKAGES (Including Remediation System Equipment) | [15 empty] | FALSE
311 | 15-17. | Groundwater Treatment System Package - Medium |  | Per Day | 0 | 0 | 0 | [10 empty] | FALSE | 15-17. | Groundwater Treatment System Package - Medium
312 | 15-18. | Groundwater Treatment System Package - Medium |  | Per Week | 0 | 0 | 0 | [10 empty] | FALSE | 15-18. | Groundwater Treatment System Package - Medium
313 | 15-19. | Air Sparge System Package - Medium |  | Per Day | 0 | 0 | 0 | [10 empty] | FALSE | 15-19. | Air Sparge System Package - Medium
314 | 15-20. | Air Sparge System Package - Medium |  | Per Week | 0 | 0 | 0 | [10 empty] | FALSE | 15-20. | Air Sparge System Package - Medium
315 | 15-21. | AS/SVE System Package - Medium |  | Per Day | 0 | 0 | 0 | [10 empty] | FALSE | 15-21. | AS/SVE System Package - Medium
316 | 15-22. | AS/SVE System Package - Medium |  | Per Week | 0 | 0 | 0 | [10 empty] | FALSE | 15-22. | AS/SVE System Package - Medium
317 | 15-23. | MPE System Package - Medium |  | Per Day | 0 | 0 | 0 | [10 empty] | FALSE | 15-23. | MPE System Package - Medium
318 | 15-24. | MPE System Package - Medium |  | Per Week | 0 | 0 | 0 | [10 empty] | FALSE | 15-24. | MPE System Package - Medium
319 | 15-25. | AS/MPE System Package - Medium |  | Per Day | 0 | 0 | 0 | [10 empty] | FALSE | 15-25. | AS/MPE System Package - Medium
320 | 15-26. | AS/MPE System Package - Medium |  | Per Week | 0 | 0 | 0 | [10 empty] | FALSE | 15-26. | AS/MPE System Package - Medium
321 | 15-27. | SVE System Package - Medium |  | Per Day | 0 | 0 | 0 | [10 empty] | FALSE | 15-27. | SVE System Package - Medium
322 | 15-28. | SVE System Package - Medium |  | Per Week | 0 | 0 | 0 | [10 empty] | FALSE | 15-28. | SVE System Package - Medium
323 | 15-29. | In-Situ Chemical Oxidation (including Ozone) Package – Medium |  | Per Day | 0 | 0 | 0 | [10 empty] | FALSE | 15-29. | In-Situ Chemical Oxidation (including Ozone) Package – Medium
324 | 15-30. | In-Situ Chemical Oxidation (including Ozone) Package – Medium |  | Per Week | 0 | 0 | 0 | [10 empty] | FALSE | 15-30. | In-Situ Chemical Oxidation (including Ozone) Package – Medium
325 | 16. | MONTHLY REMEDIATION SYSTEM O&M PACKAGED WORK SCOPES (Excluding Remediation System Equipment) | [15 empty] | FALSE |  | MONTHLY REMEDIATION SYSTEM O&M PACKAGED WORK SCOPES (Excluding Remediation System Equipment)
326 | 16-1. | System O&M Package (excludes system) - Small |  | Per Month | 0 | 0 | 0 | [10 empty] | FALSE | 16-1. | System O&M Package (excludes system) - Small
327 | 16-2. | System O&M Package (excludes system) - Medium |  | Per Month | 0 | 0 | 0 | [10 empty] | FALSE | 16-2. | System O&M Package (excludes system) - Medium
328 | 16-3. | System O&M Package (excludes system) - Large |  | Per Month | 0 | 0 | 0 | [10 empty] | FALSE | 16-3. | System O&M Package (excludes system) - Large
329 | 16-4. | System O&M Package (excludes system) - Extra Large |  | Per Month | 0 | 0 | 0 | [10 empty] | FALSE | 16-4. | System O&M Package (excludes system) - Extra Large
330 | 16-5. | Supplemental System O&M Package - Add Thermox or Catox Treatment |  | Per Month | 0 | 0 | 0 | [10 empty] | FALSE | 16-5. | Supplemental System O&M Package - Add Thermox or Catox Treatment
331 | 17. | REMEDIAL ACTION SYSTEM/EQUIPMENT USE (Equipment Only, Excluding O&M) | [15 empty] | FALSE |  | REMEDIAL ACTION SYSTEM/EQUIPMENT USE (Equipment Only, Excluding O&M)
332 | 17-1. | Medium Holding Tank - 2,000 to 6,000 gal. capacity - Short Term ≤ 6 mos. |  | Per Month | 0 | 0 | 0 | [10 empty] | FALSE | 17-1. | Medium Holding Tank - 2,000 to 6,000 gal. capacity - Short Term ≤ 6 mos.
333 | 17-2. | Medium Holding Tank - 2,000 to 6,000 gal. capacity - Long Term > 6 mos. |  | Per Month | 0 | 0 | 0 | [10 empty] | FALSE | 17-2. | Medium Holding Tank - 2,000 to 6,000 gal. capacity - Long Term > 6 mos.
334 | 17-3. | Large Holding Tank > 6,000 to 10,000 gal. capacity - Short Term ≤ 6 mos. |  | Per Month | 0 | 0 | 0 | [10 empty] | FALSE | 17-3. | Large Holding Tank > 6,000 to 10,000 gal. capacity - Short Term ≤ 6 mos.
335 | 17-4. | Large Holding Tank > 6,000 to 10,000 gal. capacity - Long Term > 6 mos. |  | Per Month | 0 | 0 | 0 | [10 empty] | FALSE | 17-4. | Large Holding Tank > 6,000 to 10,000 gal. capacity - Long Term > 6 mos.
336 | 17-5. | Groundwater Treatment System - Stand Alone Small - Short Term ≤ 6 mos. |  | Per Month | 0 | 0 | 0 | [10 empty] | FALSE | 17-5. | Groundwater Treatment System - Stand Alone Small - Short Term ≤ 6 mos.
337 | 17-6. | Groundwater Treatment System - Stand Alone Small - Long Term > 6 mos. |  | Per Month | 0 | 0 | 0 | [10 empty] | FALSE | 17-6. | Groundwater Treatment System - Stand Alone Small - Long Term > 6 mos.
338 | 17-7. | Groundwater Treatment System - Stand Alone Medium - Short Term ≤ 6 mos. |  | Per Month | 0 | 0 | 0 | [10 empty] | FALSE | 17-7. | Groundwater Treatment System - Stand Alone Medium - Short Term ≤ 6 mos.
339 | 17-8. | Groundwater Treatment System - Stand Alone Medium - Long Term > 6 mos. |  | Per Month | 0 | 0 | 0 | [10 empty] | FALSE | 17-8. | Groundwater Treatment System - Stand Alone Medium - Long Term > 6 mos.
340 | 17-9. | Groundwater Treatment System - Stand Alone Large - Short Term ≤ 6 mos. |  | Per Month | 0 | 0 | 0 | [10 empty] | FALSE | 17-9. | Groundwater Treatment System - Stand Alone Large - Short Term ≤ 6 mos.
341 | 17-10. | Groundwater Treatment System - Stand Alone Large - Long Term > 6 mos. |  | Per Month | 0 | 0 | 0 | [10 empty] | FALSE | 17-10. | Groundwater Treatment System - Stand Alone Large - Long Term > 6 mos.
342 | 17-11. | Air Sparge System - Small - Short Term ≤ 6 mos. |  | Per Month | 0 | 0 | 0 | [10 empty] | FALSE | 17-11. | Air Sparge System - Small - Short Term ≤ 6 mos.
343 | 17-12. | Air Sparge System - Small - Long Term > 6 mos. |  | Per Month | 0 | 0 | 0 | [10 empty] | FALSE | 17-12. | Air Sparge System - Small - Long Term > 6 mos.
344 | 17-13. | Air Sparge System - Medium - Short Term ≤ 6 mos. |  | Per Month | 0 | 0 | 0 | [10 empty] | FALSE | 17-13. | Air Sparge System - Medium - Short Term ≤ 6 mos.
345 | 17-14. | Air Sparge System - Medium - Long Term > 6 mos. |  | Per Month | 0 | 0 | 0 | [10 empty] | FALSE | 17-14. | Air Sparge System - Medium - Long Term > 6 mos.
346 | 17-15. | Air Sparge System - Large - Short Term ≤ 6 mos. |  | Per Month | 0 | 0 | 0 | [10 empty] | FALSE | 17-15. | Air Sparge System - Large - Short Term ≤ 6 mos.
347 | 17-16. | Air Sparge System - Large - Long Term > 6 mos. |  | Per Month | 0 | 0 | 0 | [10 empty] | FALSE | 17-16. | Air Sparge System - Large - Long Term > 6 mos.
348 | 17-17. | AS/SVE System - Small - Short Term ≤ 6 mos. |  | Per Month | 0 | 0 | 0 | [10 empty] | FALSE | 17-17. | AS/SVE System - Small - Short Term ≤ 6 mos.
349 | 17-18. | AS/SVE System - Small - Long Term > 6 mos. |  | Per Month | 0 | 0 | 0 | [10 empty] | FALSE | 17-18. | AS/SVE System - Small - Long Term > 6 mos.
350 | 17-19. | AS/SVE System - Medium - Short Term ≤ 6 mos. |  | Per Month | 0 | 0 | 0 | [10 empty] | FALSE | 17-19. | AS/SVE System - Medium - Short Term ≤ 6 mos.
351 | 17-20. | AS/SVE System - Medium - Long Term > 6 mos. |  | Per Month | 0 | 0 | 0 | [10 empty] | FALSE | 17-20. | AS/SVE System - Medium - Long Term > 6 mos.
352 | 17-21. | AS/SVE System - Large - Short Term ≤ 6 mos. |  | Per Month | 0 | 0 | 0 | [10 empty] | FALSE | 17-21. | AS/SVE System - Large - Short Term ≤ 6 mos.
353 | 17-22. | AS/SVE System - Large - Long Term > 6 mos. |  | Per Month | 0 | 0 | 0 | [10 empty] | FALSE | 17-22. | AS/SVE System - Large - Long Term > 6 mos.
354 | 17-23. | MPE System - Small - Short Term ≤ 6 mos. |  | Per Month | 0 | 0 | 0 | [10 empty] | FALSE | 17-23. | MPE System - Small - Short Term ≤ 6 mos.
355 | 17-24. | MPE System - Small - Long Term > 6 mos. |  | Per Month | 0 | 0 | 0 | [10 empty] | FALSE | 17-24. | MPE System - Small - Long Term > 6 mos.
356 | 17-25. | MPE System - Medium - Short Term ≤ 6 mos. |  | Per Month | 0 | 0 | 0 | [10 empty] | FALSE | 17-25. | MPE System - Medium - Short Term ≤ 6 mos.
357 | 17-26. | MPE System - Medium - Long Term > 6 mos. |  | Per Month | 0 | 0 | 0 | [10 empty] | FALSE | 17-26. | MPE System - Medium - Long Term > 6 mos.
358 | 17-27. | MPE System - Large - Short Term ≤ 6 mos. |  | Per Month | 0 | 0 | 0 | [10 empty] | FALSE | 17-27. | MPE System - Large - Short Term ≤ 6 mos.
359 | 17-28. | MPE System - Large - Long Term > 6 mos. |  | Per Month | 0 | 0 | 0 | [10 empty] | FALSE | 17-28. | MPE System - Large - Long Term > 6 mos.
360 | 17-29. | Groundwater Treatment - Add On - Small - Short Term ≤ 6 mos. |  | Per Month | 0 | 0 | 0 | [10 empty] | FALSE | 17-29. | Groundwater Treatment - Add On - Small - Short Term ≤ 6 mos.
361 | 17-30. | Groundwater Treatment - Add On - Medium - Short Term ≤ 6 mos. |  | Per Month | 0 | 0 | 0 | [10 empty] | FALSE | 17-30. | Groundwater Treatment - Add On - Medium - Short Term ≤ 6 mos.
362 | 17-31. | Groundwater Treatment - Add On - Large - Short Term ≤ 6 mos. |  | Per Month | 0 | 0 | 0 | [10 empty] | FALSE | 17-31. | Groundwater Treatment - Add On - Large - Short Term ≤ 6 mos.
363 | 17-32. | Groundwater Treatment - Add On - Small - Long Term > 6 mos. |  | Per Month | 0 | 0 | 0 | [10 empty] | FALSE | 17-32. | Groundwater Treatment - Add On - Small - Long Term > 6 mos.
364 | 17-33. | Groundwater Treatment - Add On - Medium - Long Term > 6 mos. |  | Per Month | 0 | 0 | 0 | [10 empty] | FALSE | 17-33. | Groundwater Treatment - Add On - Medium - Long Term > 6 mos.
365 | 17-34. | Groundwater Treatment - Add On - Large - Long Term > 6 mos. |  | Per Month | 0 | 0 | 0 | [10 empty] | FALSE | 17-34. | Groundwater Treatment - Add On - Large - Long Term > 6 mos.
366 | 17-35. | Carbon Off Gas Treatment - Add On - Small - Short Term ≤ 6 mos. |  | Per Month | 0 | 0 | 0 | [10 empty] | FALSE | 17-35. | Carbon Off Gas Treatment - Add On - Small - Short Term ≤ 6 mos.
367 | 17-36. | Carbon Off Gas Treatment - Add On - Medium - Short Term ≤ 6 mos. |  | Per Month | 0 | 0 | 0 | [10 empty] | FALSE | 17-36. | Carbon Off Gas Treatment - Add On - Medium - Short Term ≤ 6 mos.
368 | 17-37. | Carbon Off Gas Treatment - Add On - Large - Short Term ≤ 6 mos. |  | Per Month | 0 | 0 | 0 | [10 empty] | FALSE | 17-37. | Carbon Off Gas Treatment - Add On - Large - Short Term ≤ 6 mos.
369 | 17-38. | Carbon Off Gas Treatment - Add On - Small- Long Term > 6 mos. |  | Per Month | 0 | 0 | 0 | [10 empty] | FALSE | 17-38. | Carbon Off Gas Treatment - Add On - Small- Long Term > 6 mos.
370 | 17-39. | Carbon Off Gas Treatment - Add On - Medium - Long Term > 6 mos. |  | Per Month | 0 | 0 | 0 | [10 empty] | FALSE | 17-39. | Carbon Off Gas Treatment - Add On - Medium - Long Term > 6 mos.
371 | 17-40. | Carbon Off Gas Treatment - Add On - Large - Long Term > 6 mos. |  | Per Month | 0 | 0 | 0 | [10 empty] | FALSE | 17-40. | Carbon Off Gas Treatment - Add On - Large - Long Term > 6 mos.
372 | 17-41. | Thermox/Catox Off Gas Treatment - Add On - Small - Short Term ≤ 6 mos. |  | Per Month | 0 | 0 | 0 | [10 empty] | FALSE | 17-41. | Thermox/Catox Off Gas Treatment - Add On - Small - Short Term ≤ 6 mos.
373 | 17-42. | Thermox/Catox Off Gas Treatment - Add On - Medium - Short Term ≤ 6 mos. |  | Per Month | 0 | 0 | 0 | [10 empty] | FALSE | 17-42. | Thermox/Catox Off Gas Treatment - Add On - Medium - Short Term ≤ 6 mos.
374 | 17-43. | Thermox/Catox Off Gas Treatment - Add On - Large - Short Term ≤ 6 mos. |  | Per Month | 0 | 0 | 0 | [10 empty] | FALSE | 17-43. | Thermox/Catox Off Gas Treatment - Add On - Large - Short Term ≤ 6 mos.
375 | 17-44. | Thermox/Catox Off Gas Treatment - Add On - Small - Long Term > 6 mos. |  | Per Month | 0 | 0 | 0 | [10 empty] | FALSE | 17-44. | Thermox/Catox Off Gas Treatment - Add On - Small - Long Term > 6 mos.
376 | 17-45. | Thermox/Catox Off Gas Treatment - Add On - Medium - Long Term > 6 mos. |  | Per Month | 0 | 0 | 0 | [10 empty] | FALSE | 17-45. | Thermox/Catox Off Gas Treatment - Add On - Medium - Long Term > 6 mos.
377 | 17-46. | Thermox/Catox Off Gas Treatment - Add On - Large - Long Term > 6 mos. |  | Per Month | 0 | 0 | 0 | [10 empty] | FALSE | 17-46. | Thermox/Catox Off Gas Treatment - Add On - Large - Long Term > 6 mos.
378 | 17-47. | Soil Vapor Extraction (SVE) System - Small - Short Term ≤ 6 Months |  | Per Month | 0 | 0 | 0 | [10 empty] | FALSE | 17-47. | Soil Vapor Extraction (SVE) System - Small - Short Term ≤ 6 Months
379 | 17-48. | Soil Vapor Extraction (SVE) System - Small - Long Term > 6 Months |  | Per Month | 0 | 0 | 0 | [10 empty] | FALSE | 17-48. | Soil Vapor Extraction (SVE) System - Small - Long Term > 6 Months
380 | 17-49. | Soil Vapor Extraction (SVE) System - Medium - Short Term ≤ 6 Months |  | Per Month | 0 | 0 | 0 | [10 empty] | FALSE | 17-49. | Soil Vapor Extraction (SVE) System - Medium - Short Term ≤ 6 Months
381 | 17-50. | Soil Vapor Extraction (SVE) System - Medium - Long Term > 6 Months |  | Per Month | 0 | 0 | 0 | [10 empty] | FALSE | 17-50. | Soil Vapor Extraction (SVE) System - Medium - Long Term > 6 Months
382 | 17-51. | Soil Vapor Extraction (SVE) System - Large - Short Term ≤ 6 Months |  | Per Month | 0 | 0 | 0 | [10 empty] | FALSE | 17-51. | Soil Vapor Extraction (SVE) System - Large - Short Term ≤ 6 Months
383 | 17-52. | Soil Vapor Extraction (SVE) System - Large - Long Term > 6 Months |  | Per Month | 0 | 0 | 0 | [10 empty] | FALSE | 17-52. | Soil Vapor Extraction (SVE) System - Large - Long Term > 6 Months
384 | 17-53. | Air Sparge/Multphase Extraction (AS/MPE) System - Small - Short Term ≤ 6 Months |  | Per Month | 0 | 0 | 0 | [10 empty] | FALSE | 17-53. | Air Sparge/Multphase Extraction (AS/MPE) System - Small - Short Term ≤ 6 Months
385 | 17-54. | Air Sparge/Multphase Extraction (AS/MPE) System - Small - Long Term > 6 Months |  | Per Month | 0 | 0 | 0 | [10 empty] | FALSE | 17-54. | Air Sparge/Multphase Extraction (AS/MPE) System - Small - Long Term > 6 Months
386 | 17-55. | Air Sparge/Multphase Extraction (AS/MPE) System - Medium - Short Term ≤ 6 Months |  | Per Month | 0 | 0 | 0 | [10 empty] | FALSE | 17-55. | Air Sparge/Multphase Extraction (AS/MPE) System - Medium - Short Term ≤ 6 Months
387 | 17-56. | Air Sparge/Multphase Extraction (AS/MPE) System - Medium - Long Term > 6 Months |  | Per Month | 0 | 0 | 0 | [10 empty] | FALSE | 17-56. | Air Sparge/Multphase Extraction (AS/MPE) System - Medium - Long Term > 6 Months
388 | 17-57. | Air Sparge/Multphase Extraction (AS/MPE) System - Large - Short Term ≤ 6 Months |  | Per Month | 0 | 0 | 0 | [10 empty] | FALSE | 17-57. | Air Sparge/Multphase Extraction (AS/MPE) System - Large - Short Term ≤ 6 Months
389 | 17-58. | Air Sparge/Multphase Extraction (AS/MPE) System - Large - Long Term > 6 Months |  | Per Month | 0 | 0 | 0 | [10 empty] | FALSE | 17-58. | Air Sparge/Multphase Extraction (AS/MPE) System - Large - Long Term > 6 Months
390 | 17-59. | In-Situ Chemical Oxidation (including Ozone) System – Small – Long Term > 6 Months |  | Per Month | 0 | 0 | 0 | [10 empty] | FALSE | 17-59. | In-Situ Chemical Oxidation (including Ozone) System – Small – Long Term > 6 Months
391 | 17-60. | In-Situ Chemical Oxidation (including Ozone) System – Small - Short Term ≤ 6 Months |  | Per Month | 0 | 0 | 0 | [10 empty] | FALSE | 17-60. | In-Situ Chemical Oxidation (including Ozone) System – Small - Short Term ≤ 6 Months
392 | 17-61. | In-Situ Chemical Oxidation (including Ozone) System – Medium – Long Term > 6 Months |  | Per Month | 0 | 0 | 0 | [10 empty] | FALSE | 17-61. | In-Situ Chemical Oxidation (including Ozone) System – Medium – Long Term > 6 Months
393 | 17-62. | In-Situ Chemical Oxidation (including Ozone) System – Medium - Short Term ≤ 6 Months |  | Per Month | 0 | 0 | 0 | [10 empty] | FALSE | 17-62. | In-Situ Chemical Oxidation (including Ozone) System – Medium - Short Term ≤ 6 Months
394 | 17-63. | In-Situ Chemical Oxidation (including Ozone) System – Large - Long Term > 6 Months |  | Per Month | 0 | 0 | 0 | [10 empty] | FALSE | 17-63. | In-Situ Chemical Oxidation (including Ozone) System – Large - Long Term > 6 Months
395 | 17-64. | In-Situ Chemical Oxidation (including Ozone) System – Large -Short Term ≤ 6 Months |  | Per Month | 0 | 0 | 0 | [10 empty] | FALSE | 17-64. | In-Situ Chemical Oxidation (including Ozone) System – Large -Short Term ≤ 6 Months
396 | 18. | REPORTS (Excluding Professional Engineering and Professional Geology Services) | [15 empty] | FALSE |  | REPORTS (Excluding Professional Engineering and Professional Geology Services)
397 | 18-1. | Soil Source Removal Report |  | Per Report | 0 | 0 | 0 | [10 empty] | FALSE | 18-1. | Soil Source Removal Report
398 | 18-2. | General Site Assessment Report |  | Per Report | 0 | 0 | 0 | [10 empty] | FALSE | 18-2. | General Site Assessment Report
399 | 18-3. | Supplemental Site Assessment Report |  | Per Report | 0 | 0 | 0 | [10 empty] | FALSE | 18-3. | Supplemental Site Assessment Report
400 | 18-4. | Receptor and Exposure Pathway Report |  | Per Report | 0 | 0 | 0 | [10 empty] | FALSE | 18-4. | Receptor and Exposure Pathway Report
401 | 18-5. | Level 1 Natural Attenuation Monitoring Plan |  | Per Plan | 0 | 0 | 0 | [10 empty] | FALSE | 18-5. | Level 1 Natural Attenuation Monitoring Plan
402 | 18-6. | Level 2 Natural Attenuation Monitoring Plan |  | Per Plan | 0 | 0 | 0 | [10 empty] | FALSE | 18-6. | Level 2 Natural Attenuation Monitoring Plan
403 | 18-7. | Natural Attenuation or Post RA Monitoring Report, Quarterly or Non-Annual |  | Per Report | 0 | 0 | 0 | [10 empty] | FALSE | 18-7. | Natural Attenuation or Post RA Monitoring Report, Quarterly or Non-Annual
404 | 18-8. | Natural Attenuation or Post RA Monitoring Report, Annual |  | Per Report | 0 | 0 | 0 | [10 empty] | FALSE | 18-8. | Natural Attenuation or Post RA Monitoring Report, Annual
405 | 18-9. | Pilot Test Plan |  | Per Plan | 0 | 0 | 0 | [10 empty] | FALSE | 18-9. | Pilot Test Plan
406 | 18-10. | Pilot Test Report |  | Per Report | 0 | 0 | 0 | [10 empty] | FALSE | 18-10. | Pilot Test Report
407 | 18-11. | Level 1 Remedial Action Plan |  | Per Plan | 0 | 0 | 0 | [10 empty] | FALSE | 18-11. | Level 1 Remedial Action Plan
408 | 18-12. | Level 2 Remedial Action Plan |  | Per Plan | 0 | 0 | 0 | [10 empty] | FALSE | 18-12. | Level 2 Remedial Action Plan
410 | 18-13. | Level 1 Limited Scope Remedial Action Plan or RAP Modification Plan |  | Per Plan | 0 | 0 | 0 | [10 empty] | FALSE | 18-13. | Level 1 Limited Scope Remedial Action Plan or RAP Modification Plan
411 | 18-14. | Level 2 Limited Scope Remedial Action Plan or RAP Modification Plan |  | Per Plan | 0 | 0 | 0 | [10 empty] | FALSE | 18-14. | Level 2 Limited Scope Remedial Action Plan or RAP Modification Plan
412 | 18-15. | Level 3 Limited Scope Remedial Action Plan or RAP Modification Plan |  | Per Plan | 0 | 0 | 0 | [10 empty] | FALSE | 18-15. | Level 3 Limited Scope Remedial Action Plan or RAP Modification Plan
413 | 18-16. | Level 4 Limited Scope Remedial Action Plan or RAP Modification Plan |  | Per Plan | 0 | 0 | 0 | [10 empty] | FALSE | 18-16. | Level 4 Limited Scope Remedial Action Plan or RAP Modification Plan
414 | 18-17. | Construction Drawings and Design Specifications |  | Per Report | 0 | 0 | 0 | [10 empty] | FALSE | 18-17. | Construction Drawings and Design Specifications
415 | 18-18. | As-Built Drawings (P.E. Sealed red lined modifications) |  | Per Drawings | 0 | 0 | 0 | [10 empty] | FALSE | 18-18. | As-Built Drawings (P.E. Sealed red lined modifications)
416 | 18-19. | Remedial Action Startup Report |  | Per Report | 0 | 0 | 0 | [10 empty] | FALSE | 18-19. | Remedial Action Startup Report
417 | 18-20. | Letter/NPDES Report |  | Per Report | 0 | 0 | 0 | [10 empty] | FALSE | 18-20. | Letter/NPDES Report
418 | 18-21. | Operation and Maintenance Report, Quarterly or Non-Annual |  | Per Report | 0 | 0 | 0 | [10 empty] | FALSE | 18-21. | Operation and Maintenance Report, Quarterly or Non-Annual
419 | 18-22. | Operation and Maintenance Annual Report |  | Per Report | 0 | 0 | 0 | [10 empty] | FALSE | 18-22. | Operation and Maintenance Annual Report
420 | 18-23. | Remedial Action General Report |  | Per Report | 0 | 0 | 0 | [10 empty] | FALSE | 18-23. | Remedial Action General Report
421 | 18-24. | Remedial Action Interim Report |  | Per Report | 0 | 0 | 0 | [10 empty] | FALSE | 18-24. | Remedial Action Interim Report
422 | 18-25. | Free Product Recovery Report |  | Per Report | 0 | 0 | 0 | [10 empty] | FALSE | 18-25. | Free Product Recovery Report
423 | 18-26. | Well Abandonment/Site Restoration Report |  | Per Report | 0 | 0 | 0 | [10 empty] | FALSE | 18-26. | Well Abandonment/Site Restoration Report | bar: 2
424 | 18-27. | Interim Assessment Report |  | Per Report | 0 | 0 | 0 | [10 empty] | FALSE | 18-27. | Interim Assessment Report
425 | 19. | PERSONNEL (Excluding Professional Engineer and Professional Geologist) | [15 empty] | FALSE |  | PERSONNEL (Excluding Professional Engineer and Professional Geologist)
426 | 19-1. | Program/Contract Manager |  | Per Hour | 0 | 0 | 0 | [10 empty] | FALSE | 19-1. | Program/Contract Manager
427 | 19-2. | Project/Site Manager |  | Per Hour | 0 | 0 | 0 | [10 empty] | FALSE | 19-2. | Project/Site Manager
428 | 19-3. | Engineer |  | Per Hour | 0 | 0 | 0 | [10 empty] | FALSE | 19-3. | Engineer
429 | 19-4. | Geologist/Geoscientist |  | Per Hour | 0 | 0 | 0 | [10 empty] | FALSE | 19-4. | Geologist/Geoscientist
430 | 19-5. | Hydrogeologist/Modeler |  | Per Hour | 0 | 0 | 0 | [10 empty] | FALSE | 19-5. | Hydrogeologist/Modeler
431 | 19-6. | Scientist/Technical Specialist |  | Per Hour | 0 | 0 | 0 | [10 empty] | FALSE | 19-6. | Scientist/Technical Specialist | bar: 1 to 2
432 | 19-7. | Assistant Scientist/Technical Specialist |  | Per Hour | 0 | 0 | 0 | [10 empty] | FALSE | 19-7. | Assistant Scientist/Technical Specialist
433 | 19-8. | Field Technician |  | Per Hour | 0 | 0 | 0 | [10 empty] | FALSE | 19-8. | Field Technician | bar: 1 to 2
434 | 19-9. | Draftsperson |  | Per Hour | 0 | 0 | 0 | [10 empty] | FALSE | 19-9. | Draftsperson
435 | 19-10. | Administrative Staff |  | Per Hour | 0 | 0 | 0 | [10 empty] | FALSE | 19-10. | Administrative Staff
436 | 19-11. | Laborers and Security Guards |  | Per Hour | 0 | 0 | 0 | [10 empty] | FALSE | 19-11. | Laborers and Security Guards
437 | 20. | PROFESSIONAL ENGINEERING AND PROFESSIONAL GEOLOGY SERVICES | [15 empty] | FALSE |  | PROFESSIONAL ENGINEERING AND PROFESSIONAL GEOLOGY SERVICES
438 | 20-1. | Professional Engineer |  | Per Hour | 0 | 0 | 0 | [10 empty] | FALSE | 20-1. | Professional Engineer
439 | 20-2. | Professional Geologist |  | Per Hour | 0 | 0 | 0 | [10 empty] | FALSE | 20-2. | Professional Geologist
440 | 20-3. | P.G. Field Oversight of Drilling and Boring and Soil-Boring Logging |  | Per Hour | 0 | 0 | 0 | [10 empty] | FALSE | 20-3. | P.G. Field Oversight of Drilling and Boring and Soil-Boring Logging
441 | 20-4. | P.G. Field Oversight of Well Installation |  | Per Hour | 0 | 0 | 0 | [10 empty] | FALSE | 20-4. | P.G. Field Oversight of Well Installation
442 | 20-5. | P.E. Project Oversight for Remediation Technology Pilot Testing |  | Per Test | 0 | 0 | 0 | [10 empty] | FALSE | 20-5. | P.E. Project Oversight for Remediation Technology Pilot Testing
443 | 20-6.a. | P.E. Project Oversight for Remediation System Integration and Startup - Small System |  | Per System | 0 | 0 | 0 | [10 empty] | FALSE | 20-6.a. | P.E. Project Oversight for Remediation System Integration and Startup - Small System
444 | 20-6.b. | P.E. Project Oversight for Remediation System Integration and Startup - Medium System |  | Per System | 0 | 0 | 0 | [10 empty] | FALSE | 20-6.b. | P.E. Project Oversight for Remediation System Integration and Startup - Medium System
445 | 20-6.c. | P.E. Project Oversight for Remediation System Integration and Startup - Large System |  | Per System | 0 | 0 | 0 | [10 empty] | FALSE | 20-6.c. | P.E. Project Oversight for Remediation System Integration and Startup - Large System
446 | 20-6.d. | P.E. Project Oversight for Remediation System Integration and Startup - Extra Large System |  | Per System | 0 | 0 | 0 | [10 empty] | FALSE | 20-6.d. | P.E. Project Oversight for Remediation System Integration and Startup - Extra Large System
447 | 20-7.a. | P.E. Project Oversight for Short Term or Episodic Remediation System Operation |  | Per Day | 0 | 0 | 0 | [10 empty] | FALSE | 20-7.a. | P.E. Project Oversight for Short Term or Episodic Remediation System Operation
448 | 20-7.b. | P.E. Project Oversight for Short Term or Episodic Remediation System Operation |  | Per Week | 0 | 0 | 0 | [10 empty] | FALSE | 20-7.b. | P.E. Project Oversight for Short Term or Episodic Remediation System Operation
449 | 20-8. | P.E. Project Oversight for Remediation System Operation and Maintenance |  | Per Month | 0 | 0 | 0 | [10 empty] | FALSE | 20-8. | P.E. Project Oversight for Remediation System Operation and Maintenance
450 | 20-9. | P.E. Review and Certification of Sufficiency of Engineering Controls (other than permanent, impermeable surface or top two feet of clean fill), with Monitoring and Maintenance Recommendations Required for a Conditional NFA |  | Per Review and Certification | 0 | 0 | 0 | [10 empty] | FALSE | 20-9. | P.E. Review and Certification of Sufficiency of Engineering Controls (other than permanent, impermeable surface or top two feet of clean fill), with Monitoring and Maintenance Recommendations Required for a Conditional NFA
451 | 20-10. | P.G. or Qualified P.E. Review and Certification of Sufficiency of Engineering Controls Limited to Permanent, Impermeable Surface or Top Two Feet of Clean Fill with Monitoring and Maintenance Recommendations Required for a Conditional NFA |  | Per Review and Certification | 0 | 0 | 0 | [10 empty] | FALSE | 20-10. | P.G. or Qualified P.E. Review and Certification of Sufficiency of Engineering Controls Limited to Permanent, Impermeable Surface or Top Two Feet of Clean Fill with Monitoring and Maintenance Recommendations Required for a Conditional NFA
452 | 20-11. | P.E. Design and Certification of Plans and Project Oversight of Installation for Engineering Controls (other than permanent, impermeable surface or top two feet of clean fill) required for a conditional NFA |  | Per Engineering Controls Installation | 0 | 0 | 0 | [10 empty] | FALSE | 20-11. | P.E. Design and Certification of Plans and Project Oversight of Installation for Engineering Controls (other than permanent, impermeable surface or top two feet of clean fill) required for a conditional NFA
453 | 20-12. | P.G. or Qualified P.E. Review, Evaluation and Certification of Plans and Project Oversight for Installation of Engineering Controls Limited to Permanent, Impermeable Surface or Top Two Feet of Clean Fill Required for a Conditional NFA |  | Per Engineering Controls Installation | 0 | 0 | 0 | [10 empty] | FALSE | 20-12. | P.G. or Qualified P.E. Review, Evaluation and Certification of Plans and Project Oversight for Installation of Engineering Controls Limited to Permanent, Impermeable Surface or Top Two Feet of Clean Fill Required for a Conditional NFA
454 | 20-13. | P.G. or P.E. Review, Evaluation and Certification of a Soil Source Removal Report That Includes a Recommendation for NFA |  | Per Report | 0 | 0 | 0 | [10 empty] | FALSE | 20-13. | P.G. or P.E. Review, Evaluation and Certification of a Soil Source Removal Report That Includes a Recommendation for NFA
455 | 20-14. | P.G. or Qualified P.E. Review, Evaluation and Certification of a General Site Assessment Report |  | Per Report | 0 | 0 | 0 | [10 empty] | FALSE | 20-14. | P.G. or Qualified P.E. Review, Evaluation and Certification of a General Site Assessment Report
456 | 20-15. | P.G. or Qualified P.E. Review, Evaluation and Certification of a Supplemental Site Assessment Report |  | Per Report | 0 | 0 | 0 | [10 empty] | FALSE | 20-15. | P.G. or Qualified P.E. Review, Evaluation and Certification of a Supplemental Site Assessment Report
457 | 20-16. | P.G. or P.E. Review, Evaluation and Certification of a Receptor and Exposure Pathway Report |  | Per Report | 0 | 0 | 0 | [10 empty] | FALSE | 20-16. | P.G. or P.E. Review, Evaluation and Certification of a Receptor and Exposure Pathway Report
458 | 20-17. | P.E. Review, Evaluation and Certification of a Level 1 Natural Attenuation Monitoring Plan |  | Per Plan | 0 | 0 | 0 | [10 empty] | FALSE | 20-17. | P.E. Review, Evaluation and Certification of a Level 1 Natural Attenuation Monitoring Plan
459 | 20-18. | P.E. Review, Evaluation and Certification of a Level 2 Natural Attenuation Monitoring Plan |  | Per Plan | 0 | 0 | 0 | [10 empty] | FALSE | 20-18. | P.E. Review, Evaluation and Certification of a Level 2 Natural Attenuation Monitoring Plan
460 | 20-19. | P.E. or P.G. Review, Evaluation and Certification of a Non-Annual Natural Attenuation or Post RA Monitoring Report That Includes a Recommendation for NFA or a Recommendation to Modify the Approved Monitoring Plan. |  | Per Report | 0 | 0 | 0 | [10 empty] | FALSE | 20-19. | P.E. or P.G. Review, Evaluation and Certification of a Non-Annual Natural Attenuation or Post RA Monitoring Report That Includes a Recommendation for NFA or a Recommendation to Modify the Approved Monitoring Plan.
461 | 20-20. | P.G or P.E. Review, Evaluation and Certification of an Annual Natural Attenuation Monitoring Report |  | Per Report | 0 | 0 | 0 | [10 empty] | FALSE | 20-20. | P.G or P.E. Review, Evaluation and Certification of an Annual Natural Attenuation Monitoring Report
462 | 20-21. | P.E. Review, Evaluation and Certification of a Pilot Test Plan |  | Per Plan | 0 | 0 | 0 | [10 empty] | FALSE | 20-21. | P.E. Review, Evaluation and Certification of a Pilot Test Plan
463 | 20-22. | P.E. Review, Evaluation and Certification of a Pilot Test Report |  | Per Report | 0 | 0 | 0 | [10 empty] | FALSE | 20-22. | P.E. Review, Evaluation and Certification of a Pilot Test Report
464 | 20-23. | P.E. Review, Evaluation and Certification of a Level 1 Remedial Action Plan |  | Per Plan | 0 | 0 | 0 | [10 empty] | FALSE | 20-23. | P.E. Review, Evaluation and Certification of a Level 1 Remedial Action Plan
466 | 20-24. | P.E. Review, Evaluation and Certification of a Level 2 Remedial Action Plan |  | Per Plan | 0 | 0 | 0 | [10 empty] | FALSE | 20-24. | P.E. Review, Evaluation and Certification of a Level 2 Remedial Action Plan
467 | 20-25. | P.E. Review, Evaluation and Certification of a Level 1 Limited Scope Remedial Action Plan or RAP Modification Plan |  | Per Plan | 0 | 0 | 0 | [10 empty] | FALSE | 20-25. | P.E. Review, Evaluation and Certification of a Level 1 Limited Scope Remedial Action Plan or RAP Modification Plan
468 | 20-26. | P.E. Review, Evaluation and Certification of a Level 2 Limited Scope Remedial Action Plan or RAP Modification Plan |  | Per Plan | 0 | 0 | 0 | [10 empty] | FALSE | 20-26. | P.E. Review, Evaluation and Certification of a Level 2 Limited Scope Remedial Action Plan or RAP Modification Plan
469 | 20-27. | P.E. Review, Evaluation and Certification of a Level 3 Limited Scope Remedial Action Plan or RAP Modification Plan |  | Per Plan | 0 | 0 | 0 | [10 empty] | FALSE | 20-27. | P.E. Review, Evaluation and Certification of a Level 3 Limited Scope Remedial Action Plan or RAP Modification Plan
470 | 20-28. | P.E. Review, Evaluation and Certification of a Level 4 Limited Scope Remedial Action Plan or RAP Modification Plan |  | Per Plan | 0 | 0 | 0 | [10 empty] | FALSE | 20-28. | P.E. Review, Evaluation and Certification of a Level 4 Limited Scope Remedial Action Plan or RAP Modification Plan
471 | 20-29. | P.E. Review, Evaluation and Certification of As-Built Drawings (P.E. sealed red lined modifications) |  | Per Set of Drawings | 0 | 0 | 0 | [10 empty] | FALSE | 20-29. | P.E. Review, Evaluation and Certification of As-Built Drawings (P.E. sealed red lined modifications)
472 | 20-30. | P.E. Review, Evaluation and Certification of a Remedial Action Startup Report That Includes a Recommendation for System Modification or Significant Change in the Course of Action |  | Per Report | 0 | 0 | 0 | [10 empty] | FALSE | 20-30. | P.E. Review, Evaluation and Certification of a Remedial Action Startup Report That Includes a Recommendation for System Modification or Significant Change in the Course of Action
473 | 20-31. | P.E. Review, Evaluation and Certification of a Non-Annual Operation and Maintenance Report That Includes Significant Proposed Changes to the Approved RAP |  | Per Report | 0 | 0 | 0 | [10 empty] | FALSE | 20-31. | P.E. Review, Evaluation and Certification of a Non-Annual Operation and Maintenance Report That Includes Significant Proposed Changes to the Approved RAP
474 | 20-32. | P.E. Review, Evaluation and Certification of an Annual Operation and Maintenance Report |  | Per Report | 0 | 0 | 0 | [10 empty] | FALSE | 20-32. | P.E. Review, Evaluation and Certification of an Annual Operation and Maintenance Report
475 | 20-33. | P.G or P.E. Review, Evaluation and Certification of a Remedial Action General Report |  | Per Report | 0 | 0 | 0 | [10 empty] | FALSE | 20-33. | P.G or P.E. Review, Evaluation and Certification of a Remedial Action General Report
476 | 20-34. | P.G or P.E. Review, Evaluation and Certification of an Interim Assessment or Remedial Action Report That Includes a Recommendation for System Modification or Significant Change in the Course of Action |  | Per Report | 0 | 0 | 0 | [10 empty] | FALSE | 20-34. | P.G or P.E. Review, Evaluation and Certification of an Interim Assessment or Remedial Action Report That Includes a Recommendation for System Modification or Significant Change in the Course of Action
477 | 20-35. | P.E. Review, Evaluation, and Certification of Construction Drawings |  | Per Set of Drawings | 0 | 0 | 0 | [10 empty] | FALSE | 20-35. | P.E. Review, Evaluation, and Certification of Construction Drawings
478 | 20-36. | P.E. Review, Evaluation, and Certification of Annual PARM Report |  | Per Report | 0 | 0 | 0 | [10 empty] | FALSE | 20-36. | P.E. Review, Evaluation, and Certification of Annual PARM Report
479 | 21. | MISCELLANEOUS ITEMS |  | ' | [13 empty] | FALSE |  | MISCELLANEOUS ITEMS
480 | 21-1. |  |  | Reimbursable* | 1 | 1 | 0 | [10 empty] | FALSE | 21-1. | 0
481 | 21-2. |  |  | Reimbursable* | 1 | 1 | 0 | [10 empty] | FALSE | 21-2. | 0
482 | 21-3. |  |  | Reimbursable* | 1 | 1 | 0 | [10 empty] | FALSE | 21-3. | 0
483 | 21-4. |  |  | Reimbursable* | 1 | 1 | 0 | [10 empty] | FALSE | 21-4. | 0
484 | 21-5. |  |  | Reimbursable* | 1 | 1 | 0 | [10 empty] | FALSE | 21-5. | 0
485 | 21-6. |  |  | Reimbursable* | 1 | 1 | 0 | [10 empty] | FALSE | 21-6. | 0
486 | 21-7. |  |  | Reimbursable* | 1 | 1 | 0 | [10 empty] | FALSE | 21-7. | 0
487 | 21-8. |  |  | Reimbursable* | 1 | 1 | 0 | [10 empty] | FALSE | 21-8. | 0
488 | 21-9. |  |  | Reimbursable* | 1 | 1 | 0 | [10 empty] | FALSE | 21-9. | 0
489 | 21-10. |  |  | Reimbursable* | 1 | 1 | 0 | [10 empty] | FALSE | 21-10. | 0
450 | 21-11. |  |  | Reimbursable* | 1 | 1 | 0 | [10 empty] | FALSE | 21-11. | 0
451 | 21-12. |  |  | Reimbursable* | 1 | 1 | 0 | [10 empty] | FALSE | 21-12. | 0
452 | 21-13. |  |  | Reimbursable* | 1 | 1 | 0 | [10 empty] | FALSE | 21-13. | 0
453 | 21-14. |  |  | Reimbursable* | 1 | 1 | 0 | [10 empty] | FALSE | 21-14. | 0
454 | 21-15. |  |  | Reimbursable* | 1 | 1 | 0 | [10 empty] | FALSE | 21-15. | 0
455 | 21-16. |  |  | Reimbursable* | 1 | 1 | 0 | [10 empty] | FALSE | 21-16. | 0
456 | 21-17. |  |  | Reimbursable* | 1 | 1 | 0 | [10 empty] | FALSE | 21-17. | 0
457 | 21-18. |  |  | Reimbursable* | 1 | 1 | 0 | [10 empty] | FALSE | 21-18. | 0
458 | 21-19. |  |  | Reimbursable* | 1 | 1 | 0 | [10 empty] | FALSE | 21-19. | 0
459 | 21-20. |  |  | Reimbursable* | 1 | 1 | 0 | [10 empty] | FALSE | 21-20. | 0
460 | 21-21. |  |  | Reimbursable* | 1 | 1 | 0 | [10 empty] | FALSE | 21-21. | 0
461 | 21-22. |  |  | Reimbursable* | 1 | 1 | 0 | [10 empty] | FALSE | 21-22. | 0
462 | 21-23. |  |  | Reimbursable* | 1 | 1 | 0 | [10 empty] | FALSE | 21-23. | 0
463 | 21-24. |  |  | Reimbursable* | 1 | 1 | 0 | [10 empty] | FALSE | 21-24. | 0
464 | 21-25. |  |  | Reimbursable* | 1 | 1 | 0 | [10 empty] | FALSE | 21-25. | 0
465 | 21-26. |  |  | Reimbursable* | 1 | 1 | 0 | [10 empty] | FALSE | 21-26. | 0
466 | 21-27. |  |  | Reimbursable* | 1 | 1 | 0 | [10 empty] | FALSE | 21-27. | 0
467 | 21-28. |  |  | Reimbursable* | 1 | 1 | 0 | [10 empty] | FALSE | 21-28. | 0
468 | 21-29. |  |  | Reimbursable* | 1 | 1 | 0 | [10 empty] | FALSE | 21-29. | 0
469 | 21-30. |  |  | Reimbursable* | 1 | 1 | 0 | [10 empty] | FALSE | 21-30. | 0
470 | 22. | Contingent Funding |  | ' | [13 empty] | FALSE |  | Contingent Funding
| 22-1. | Contingent Funding - Allowance only to be used as offset for field change orders |  | NOT BILLABLE | 1 | 1 | 0 | [10 empty] | FALSE | 22-1. | Contingent Funding - Allowance only to be used as offset for field change orders
| *For reimbursable pay items the cost listed is a "not to exceed" amount. Fees will be reimbursed for the pay item based on the actual invoice. Please note, the unit of measure for these items will be displayed as dollars for invoicing purposes. Please refer to the Scope of Work for additional description of these items. | [6 empty] | 10: Version 20.0 | TRUE |  | 0
Note on I7: OFFICE ACTIVITIES
Note on J7: WELL ABANDONMENT AND SITE RESTORATION
Note on I11: Use this item for Direct Assign work scopes for continuing work.
Note on J13: Typically used for installing monitor wells, unit rate with number of units equal to estimated/quoted costs. A good default is $300.
Note on I14: Used for any off-site properties where work will be performed, or for ROW permits (permit fees should use pay item 1-4, and Maintenance of Traffic equipment should be included in pay item 2-5).
Note on J16: This cell will be locked and automatically calculate from the reimbursable items. Check to be sure it has a cost if you have reimbursable items.
Note on J21: If needed for conditional closure and not previously tasked.
Note on J23: If needed for offsite well abandonment.
Note on I25: If a pre-drilling meeting is required, one mobilization for driller, one mobilization for ATC.
Note on J25: Contractor is typically allowed one mobilization per week, unless they are performing two different tasks (well install and groundwater sampling), that are separated by at least a day. One mobilization per vehicle (typically 1 vehicle).
Note on J26: Well abandonment, f needed to decommission remediation system
Note on J27: Well abandonment, f needed to decommission remediation system
Note on J29: If needed for well abandonment
Note on J85: Used for grouting monitoring wells to the surface, removal/disposal of well pads and manholes and restoration of surface cover to match surrounding conditions.
Note on J86: Used for grouting monitoring wells to the surface, removal/disposal of well pads and manholes and restoration of surface cover to match surrounding conditions.
Note on J87: Used for grouting monitoring wells to the surface, removal/disposal of well pads and manholes and restoration of surface cover to match surrounding conditions.
Note on J88: Used for grouting monitoring wells to the surface, removal/disposal of well pads and manholes and restoration of surface cover to match surrounding conditions.
Note on J89: Only used if you are removing the 2-foot/4-foot square vaults (typically used for injection wells or other treatment wells with piping/fittings at the wellhead). Not for standard manholes.
Note on J90: Only used if you are removing the 2-foot/4-foot square vaults (typically used for injection wells or other treatment wells with piping/fittings at the wellhead). Not for standard manholes.
Note on J91: Used for removal and disposal of well pad and manhole, and restoration of surface cover to match surrounding conditions, without well abandonment.
Note on J271: If not previously performed for remediation system decommissioning.
Note on I411: One unit allowed for each the ATC and the driller if a Pre Drilling Meeting is required.
Note on J411: If needed to remove compound fencing/materials and disconnect remediation system for removal. Estimate should be provided by ATC.
Note on I413: One unit allowed for each the ATC and the driller if a Pre Drilling Meeting is required.
Note on J413: If needed to remove compound fencing/materials and disconnect remediation system for removal. Estimate should be provided by ATC.