## ReadMe
READ ME: This workbook provides the list of projects identified in a recovery or prevention strategy as a project identified to achieve an MFL. This data set is provided as a component of the Florida Statewide Annual Report on Total Maximum Daily Loads, Basin Management Action Plans, Minimum Flows or Minimum Water Levels, and Recovery or Prevention Strategies (STAR Report). Data was submitted by the state's water management districts to the Office of Water Policy and Ecosystems Restoration and is published annually in the STAR Report on July 1st, as required by Section 403.0675, Florida Statute (F.S.). Based on a comprehensive assessment completed in 2020, the Southwest Florida Water Management District (SWFWMD) identified substantial recovery of hydrologic and ecological conditions associated with strategy implementation and rainfall conditions for waterbodies covered by the Dover/Plant City WUCA Recovery Strategy and the Northern Tampa Bay Water Use Caution Area Recovery Strategy. Therefore, SWFWMD repealed these strategies in 2021 and there are no associated projects in year's report dataset. The Lower Alafia River Recovery Strategy is wholly based on regulatory measures associated with the permitted augmentation of the river with groundwater to offset withdrawals from Lithia and Buckhorn Springs by a single water user. Compliance with conditions included in the water use permit has supported achievement of minimum flows established for the Lower Alafia River system. For this reason, there is no project data set for the Lower Alafia River Recovery Strategy.

## STAR 2023 RPS Projects
DEP Unique ID | Water Management District | Project Name | Cooperating Entity | Lat | Long | Project Type | Short Description | Project Status | Construction Beginning Date | Construction Completion Date | Primary MFL Supported | MFL RPS Supported, if applicable | Quantity of Water Made Available to date (MGD) | Quantity of Water Made Available upon Completion (MGD) | Reuse Flow Made Available to date (MGD) | Reuse Flow Made Available upon Project Completion (MGD) | Water Available Now | Availability at Completion | Storage Capacity Created (MG) | Distribution / Transmission Capacity Created (MGD) | Total State Funding | Total District Funding | Cooperating Entity Match | Project Total
SFWS00263A | SFWMD | Caloosahatchee River (C-43) West Basin Storage Reservoir | SFWMD | 26.6821 | -81.504 | Surface Water Storage | Construct an above-ground reservoir with a total storage capacity of approximately 170,000 acre-feet located in the C-43 Basin. | Construction/Underway | 2015-11-01 | 2026-12-10 | Caloosahatchee River/Estuary | Everglades Restoration | 0 | 151.77 | 0 | 0 | 0 | 151.77 | 0 | 0 | 90000000 | 0 | 0 | 90000000
SFWS00293A | SFWMD | S-333N Increase | SFWMD | 25.7621 | -80.6737 | Surface Water | Increase hydraulic connectivity between WCA-3A and Everglades National Park through the S-333N Structure, a gated spillway structure that will work in conjunction with the existing S-333 spillway. | Complete | 2018-10-01 | 2020-09-30 | Everglades | Everglades Restoration | 0 | 0 | 0 | 0 | 0 | 0 | 0 | 0 | 17000000 | 0 | 0 | 17000000
SFWS00294A | SFWMD | Old Tamiami Trail Removal | SFWMD | 25.762 | -80.7215 | Surface Water | Remove an existing road bed that will be replaced with a bridge to allow surface water flows south into the Everglades. | Complete | 2020-04-30 | 2021-06-30 | Everglades | Everglades Restoration | 0 | 0 | 0 | 0 | 0 | 0 | 0 | 0 | 10000000 | 0 | 0 | 10000000
SFWS00295A | SFWMD | C-44 - C23 Estuary Diversion Canal | SFWMD | 27.1621 | -80.4148 | Other Project Type | Connect surface water from the C-23 to C-44 STA to get the full benefits for the Central Everglades Planning Project. | Construction/Underway | 2020-09-30 | 2026-03-31 | St. Lucie Estuary | Everglades Restoration | 0 | 0 | 0 | 0 | 0 | 0 | 0 | 0 | 0 | 0 | 0 | 0
SFWS00296A | SFWMD | Loxahatchee River Watershed Restoration Project | SFWMD | 26.838 | -80.281 | Surface Water Storage | Replacement reservoir for LRWRP since the L-8 reservoir is now being used as flow equalization basin for STA 1. | Construction/Underway | 2025-01-01 | 2031-09-30 | Northwest Fork of the Loxahatchee River | Everglades Restoration | 0 | 0 | 0 | 0 | 0 | 0 | 2577.6 | 0 | 443956319 | 0 | 0 | 443956319
SFWS00297A | SFWMD | Indian River Lagoon: (C 23/C 24/C 25) | SFWMD | 27.3729 | -80.5799 | Surface Water Storage | Complete the C-23, C-24, and C-25 reservoirs and Stormwater Treatment Areas to reduce and clean freshwater discharges from the watershed to the St. Lucie Estuary. | Design | 2026-09-30 | 2028-09-30 | St. Lucie Estuary | Everglades Restoration | 0 | 0 | 0 | 0 | 0 | 0 | 0 | 0 | 0 | 0 | 0 | 0
SFWS00297B | SFWMD | C-23/24 North Reservoir & STA | SFWMD | 27.395 | -80.561 | Surface Water Storage | Complete the C-23, C-24, and C-25 reservoirs and Stormwater Treatment Areas to reduce and clean freshwater discharges from the watershed to the Indian River Lagoon-South and the St. Lucie Estuary. | Design | 2023-09-30 | 2029-09-30 | St. Lucie Estuary | Everglades Restoration | 0 | 0 | 0 | 0 | 0 | 0 | 9776 | 0 | 2000000 | 0 | 0 | 2000000
SFWS00297C | SFWMD | C-23/24 South Reservoir | SFWMD | 27.347 | -80.585 | Surface Water Storage | Complete the C-23, C-24, and C-25 reservoirs and Stormwater Treatment Areas to reduce and clean freshwater discharges from the watershed to the Indian River Lagoon-South and the St. Lucie Estuary. | Design | 2024-09-30 | 2030-09-30 | St. Lucie Estuary | Everglades Restoration | 0 | 0 | 0 | 0 | 0 | 0 | 19551 | 0 | 946151698 | 0 | 0 | 946151698
SFWS00332A | SFWMD | Lake Okeechobee Watershed Projects | SFWMD | 27.1537 | -80.921 | Surface Water Storage | Implementation of projects designed to improve the quality of water within the watershed and delivered to Lake Okeechobee. | Design | 2000-01-01 | 2099-12-31 | Lake Okeechobee | Everglades Restoration | 0 | 0 | 0 | 0 | 0 | 0 | 0 | 0 | 250000000 | 0 | 0 | 250000000
SFWS00333A | SFWMD | CERP Restoration Project Planning (LERRDS) | SFWMD | 26.255 | -80.985 | Other Project Type | Implement structural and non-structural project features for 2 different Comprehensive Everglades Restoration Plan projects that are currently in the planning phase. | Design | 2000-01-01 | 2099-12-31 | Everglades | Everglades Restoration | 0 | 0 | 0 | 0 | 0 | 0 | 0 | 0 | 30000000 | 0 | 0 | 30000000
SFWS00422A | SFWMD | EAA Storage Reservoir Conveyance Improvements and Stormwater Treatment Area | SFWMD | 26.2739 | -80.4517 | Other Project Type | This includes the reservoir inflow pump station, inflow canal reservoir/STA, A-2 STA, North New River and Miami Canal Improvements, and bridges | Construction/Underway | 2022-01-01 | 2028-01-01 | Everglades | Everglades Restoration | 0 | 0 | 0 | 0 | 0 | 0 | 0 | 0 | 824930988 | 0 | 0 | 824930988
SFWS00423A | SFWMD | CEPP North | SFWMD | 26.1924 | -80.4526 | Other Project Type | This includes the L-4 Levee Degrade/Pump Station, L-5 Canal improvements, L-6 Diversion, S-8 Modifications, and Miami Canal Backfill | Construction/Underway | 2021-01-01 | 2030-01-01 | Everglades | Everglades Restoration | 0 | 0 | 0 | 0 | 0 | 0 | 0 | 0 | 947216361 | 0 | 0 | 947216361
SFWS00463A | SFWMD | C-111 South Dade - S332 B/C Pump Station Replacement (S332B & S332C Pump Station Replacement) | SFWMD | 25.55 | -80.56 | Other Project Type | Replace 2 temporary pump stations with permanent pump stations that convey seepage collected in L-31N Canal to C-111 North Detention Area & South Detention Area to create a hydrologic ridge adjacent to Everglades National Park. | Design | 2025-10-01 | 2031-12-31 | Florida Bay | Everglades Restoration | 0 | 0 | 0 | 0 | 0 | 0 | 0 | 0 | 270046161 | 0 | 0 | 270046161
SFWS00466A | SFWMD | CEPP South/ Blue Shanty Flowway | SFWMD | 25.7621 | -80.6737 | Other Project Type | Removes water flow barriers to allow natural flow of water south into Everglades National Park from WCA 3A. | Construction/Underway | 2023-09-15 | 2031-12-31 | Everglades | Everglades Restoration | 0 | 0 | 0 | 0 | 0 | 0 | 0 | 0 | 45148958 | 0 | 0 | 45148958
SJWS00005A | SJRWMD | Voluisa County Spring Glen Reclaimed Water Expansion | Volusia County | 28.8947 | -81.3002 | Reclaimed Water (for potable offset) | Installing 1000 LF of 12" and 3,200 LF of 8" reclaimed water lines through the established residential golf community of Glen Abbey in Volusia County. | Complete | 2004-09-01 | 2006-03-01 | Volusia Blue Spring | Volusia Recovery and Prevention Strategy | 0 | 0 | 0.1 | 0.1 | 0.1 | 0.1 | 0 | 0 | 0 | 50000 | 250000 | 300000
SJWS00019A | SJRWMD | Tomoka Oaks Golf Course Reclaimed Water System | Tomoka Oaks Golf Course (Volusia County) | 29.2947 | -81.0951 | Reclaimed Water (for potable offset) | Constructing a storage pond, pipeline, pumping system, and associated improvements to connect to the City of Ormond Beach's reclaimed water facilities. | Complete | 2005-09-01 | 2007-08-01 | Volusia Blue Spring | Volusia Recovery and Prevention Strategy | 0 | 0 | 0.5 | 0.5 | 0.5 | 0.5 | 0 | 0 | 0 | 200000 | 257000 | 457000
SJWS00026A | SJRWMD | Belleview and Spruce Creek Golf Course Reclaimed Water System | Belleview, City of | 29.0276 | -82.0418 | Reclaimed Water (for potable offset) | Building a 22,000 linear feet reclaimed water main from the City of Belleview's facility to the Spruce Creek Golf Course for irrigation, offsetting the use of groundwater for nonpotable purposes. | Complete | 2006-05-03 | 2008-09-30 | Silver Springs | Silver Springs Prevention Strategy | 0 | 0 | 1 | 1 | 1 | 1 | 0 | 0 | 125175.51 | 125175.5 | 482680.37 | 733031.38
SJWS00050A | SJRWMD | Daytona Beach Reclaimed Water System | Daytona Beach, City of | 29.1246 | -81.0635 | Reclaimed Water (for potable offset) | Building a reuse line extension from Tournament Drive to Champion Drive in Daytona Beach. | Complete | 2007-07-31 | 2011-03-30 | Indian Lake, Coon Pond, Lake Scoggin | Volusia Recovery and Prevention Strategy | 0 | 0 | 0.2 | 0.2 | 0.2 | 0.2 | 0 | 0 | 24453.9 | 24453.9 | 9851092.2 | 9900000
SJWS00051A | SJRWMD | City of Holly Hill and Ormond Beach Reclaimed Water System Expansion | Holly Hill, City of | 29.2053 | -81.0676 | Reclaimed Water (for potable offset) | Building a reclaimed interconnection for the city of Holly Hill to divert up to 750,000 gpd into the Ormond Beach system to provide reclaimed water to the Tomoka Oaks Golf Course, Volusia Memorial Park and Nova Road medians. | Complete | 2007-08-15 | 2008-09-30 | Indian Lake, Coon Pond, Lake Scoggin | Volusia Recovery and Prevention Strategy | 0 | 0 | 0.6 | 0.6 | 0.6 | 0.6 | 0 | 0 | 21248.85 | 21248.85 | 169992 | 212489.7
SJWS00055A | SJRWMD | Volusia County Southwest Reclaimed Water System | Volusia County | 28.8775 | -81.315 | Reclaimed Water (for potable offset) | Use dry lines to provide reclaimed water to approximately 620 homes in Volusia County for landscape irrigation to reduce groundwater withdrawn from wells at the DeBary Water Treatment Plants, thereby reducing impacts to Blue Springs and area lakes. | Complete | 2008-10-24 | 2009-09-30 | Volusia Blue Spring | Volusia Recovery and Prevention Strategy | 0 | 0 | 0.25 | 0.25 | 0.25 | 0.25 | 0 | 0 | 200000 | 200000 | 1831148.17 | 2231148.17
SJWS00059A | SJRWMD | Marion County Toilet Rebate Program | Marion County | 29.2357 | -82.091 | PS and CII Conservation | Offer financial incentives to water customers in Marion County to replace existing high-volume toilets with low-volume toilets. | Complete | 2010-09-29 | 2016-09-01 | Silver Springs | Silver Springs Prevention Strategy | 0.04 | 0.04 | 0 | 0 | 0.04 | 0.04 | 0 | 0 | 0 | 63494.23 | 77604.06 | 141098.29
SJWS00062A | SJRWMD | Gainesville Regional Utilities Indoor Water Conservation Retrofits | Gainesville Regional Utilities | 29.6747 | -82.34 | PS and CII Conservation | Implement a water conservation program that use account level billing data, geographic information system and customer attributes to target participants to optimize water savings in the Gainesville Regional Utilities service area. | Complete | 2011-02-01 | 2016-09-01 | Lakes Brooklyn and Geneva, Lower Santa Fe and Ichetucknee Rivers and Priority Springs | LSFIR Recovery Strategy | 0 | 0 | 0 | 0 | 0 | 0 | 0 | 0 | 0 | 110111.28 | 57072.23 | 167183.51
SJWS00063A | SJRWMD | CCUA FlexNet Water Conservation Project | Clay County Utility Authority | 30.0561 | -81.7932 | PS and CII Conservation | Integrate Clay County Utility Authority’s geographic information system mapping, customer billing system and work order system to improve customer water usage monitoring, thereby improving CCUA’s overall water conservation efforts. | Complete | 2011-02-01 | 2014-02-01 | Lakes Brooklyn and Geneva | Brooklyn and Geneva Recovery Strategy | 0 | 0 | 0 | 0 | 0 | 0 | 0 | 0 | 0 | 72877 | 73404.18 | 146281.18
SJWS00067A | SJRWMD | City of Port Orange Water Conservation Project | Port Orange, City of | 29.1073 | -81.01 | PS and CII Conservation | Use technology and proactive educational actions in conjunction with the installation of 650 new potable water meters with FlexNet devices in homes in older sections of the Port Orange service area. | Complete | 2011-08-01 | 2014-09-01 |  | Volusia Recovery and Prevention Strategy | 0 | 0 | 0 | 0 | 0 | 0 | 0 | 0 | 0 | 70506.06 | 84000 | 168000
SJWS00073A | SJRWMD | City of Daytona Beach Implementation and Conversion of Utility Billing Software | Daytona Beach, City of | 29.1962 | -81.0973 | PS and CII Conservation | Implement a utility billing software program in Daytona Beach to track water consumption and maintenance. | Complete | 2012-04-01 | 2013-12-01 | Indian Lake, Coon Pond, Lake Scoggin | Volusia Recovery and Prevention Strategy | 0 | 0 | 0 | 0 | 0 | 0 | 0 | 0 | 0 | 200000 | 200000 | 400000
SJWS00075A | SJRWMD | City of Ormond Beach Western Reclaimed Water Distribution | Ormond Beach, City of | 29.289 | -81.0734 | Reclaimed Water (for potable offset) | Expanding reclaimed water main to the western areas of Ormond Beach to reduce groundwater consumption for residential/commercial irrigation and fire protection needs within Hunters Ridge and Breakaway Trails . | Complete | 2012-04-09 | 2014-03-30 | Indian Lake, Coon Pond, Lake Scoggin | Volusia Recovery and Prevention Strategy | 0 | 0 | 2 | 2 | 2 | 2 | 0 | 0 | 0 | 1311839.36 | 1967759.03 | 3279598.39
SJWS00078A | SJRWMD | CCUA Mid-Clay Water Storage Project | Clay County Utility Authority | 30.0561 | -81.7932 | Reclaimed Water (for groundwater recharge or natural system restoration) | Provide storage of excess reclaimed water into a series of surficial aquifer rapid infiltration basins to eliminate/reduce discharge into the St. Johns River and to augment the Clay County Utility Authority reclaimed water system. | Complete | 2013-06-20 | 2016-03-31 | Lakes Brooklyn and Geneva, Lower Santa Fe and Ichetucknee Rivers and Priority Springs | LSFIR Recovery Strategy | 1.09 | 1.09 | 0 | 0 | 1.09 | 1.09 | 0 | 0 | 915915 | 114938 | 976858 | 2007711
SJWS00083A | SJRWMD | Gainesville Regional Utilities — Reclaimed Water Extension | Gainesville Regional Utilities | 29.6486 | -82.3332 | Reclaimed Water (for potable offset) | Extending a reclaimed water pipeline to provide service to the 76-acre Innovation District in Gainesville for industrial cooling in centralized chilled water plants in place of potable water. | Complete | 2013-10-28 | 2016-09-30 | Lakes Brooklyn and Geneva, Lower Santa Fe and Ichetucknee Rivers and Priority Springs | LSFIR Recovery Strategy | 0 | 0 | 0.11 | 0.11 | 0.11 | 0.11 | 0 | 0 | 0 | 72204.81 | 108307.52 | 180512.33
SJWS00084A | SJRWMD | City of Deltona - Golf Course Reclaimed Pumping and Storage Expansion Project | Deltona, City of | 28.8811 | -81.2506 | Surface Water | Implementing Reclaimed Pumping and Storage Expansion in the City of Deltona. | Complete | 2013-12-11 | 2015-09-01 | Volusia Blue Spring | Volusia Recovery and Prevention Strategy | 0 | 0 | 0 | 0 | 0 | 0 | 0 | 0 | 0 | 720000 | 1080000 | 1800000
SJWS00085A | SJRWMD | City of Ocala Lillian Bryant and Crosky Park Reclaimed Water Extension | Ocala, City of | 29.2013 | -82.1591 | Reclaimed Water (for potable offset) | Constructing a reclaimed water main and reuse main to service two City Parks in the City of Ocala. | Complete | 2013-12-20 | 2015-09-01 | Silver Springs | Silver Springs Prevention Strategy | 0 | 0 | 0.03 | 0.03 | 0.03 | 0.03 | 0 | 0 | 0 | 390726.32 | 880472.53 | 1271198.85
SJWS00088A | SJRWMD | City of DeLand Reclaimed Water Retrofit, Part B & Wiley Nash Water Reclamation Facility (WRF) Upgrades | Deland, City of | 29.0088 | -81.2982 | Reclaimed Water (for potable offset) | Constructing additional filtration facilities to treat storm water and surface water to augment reclaimed water supplies. The project will result in 2.0 MGD treatment capacity for the City of Deland. | Complete | 2014-04-01 | 2016-03-01 | Volusia Blue Spring | Volusia Recovery and Prevention Strategy | 0 | 0 | 2 | 2 | 2 | 2 | 0 | 0 | 0 | 1250231.11 | 1875346.65 | 3125577.76
SJWS00089A | SJRWMD | JEA Queens Harbor Reclaimed Water Main Extension | JEA | 30.337 | -81.4562 | Reclaimed Water (for potable offset) | Installing 1,150 LF of 6-inch force main to provide reclaimed water to the Queens Harbor residential development in Jacksonville . | Complete | 2014-04-01 | 2014-09-01 | Lakes Brooklyn and Geneva | Brooklyn and Geneva Recovery Strategy | 0 | 0 | 0.3 | 0.3 | 0.3 | 0.3 | 0 | 0 | 0 | 60292.22 | 90438.32 | 150730.54
SJWS00093A | SJRWMD | City of Deltona — Howland Boulevard Phase 3 Reclaimed Water | Deltona, City of | 28.8831 | -81.1656 | Reclaimed Water (for potable offset) | Extending a reclaimed water main to provide reclaimed irrigation water to businesses and schools along a 4.5 mile portion of Howland Blvd, decommissioning multiple shallow irrigation wells for the City of Deltona. | Complete | 2014-05-01 | 2015-12-30 | Volusia Blue Spring | Volusia Recovery and Prevention Strategy | 0 | 0 | 2 | 2 | 2 | 2 | 0 | 0 | 163162.45 | 0 | 244743.68 | 407906.13
SJWS00094A | SJRWMD | City of Sanford and Volusia County Reclaimed Interconnect | Sanford, City of; Volusia County, | 28.8341 | -81.3268 | Reclaimed Water (for potable offset) | Interconnecting the reclaimed water distribution systems of Sanford and Volusia County. | Complete | 2014-05-01 | 2014-12-30 | Volusia Blue Spring | Volusia Recovery and Prevention Strategy | 0 | 0 | 1.5 | 1.5 | 1.5 | 1.5 | 0 | 0 | 1024572.46 | 0 | 2079913.44 | 3104485.9
SJWS00095A | SJRWMD | West Volusia Water Suppliers Doyle Road Reclaimed Water Interconnect | Deltona, City of | 28.86 | -81.1988 | Reclaimed Water (for potable offset) | The project includes construction of an interconnect between the Deltona Lakes Water Reclamation Facility and the proposed Eastern Facility. The estimated water supply benefit is 2.00 mgd. | Complete | 2014-06-01 | 2015-09-30 | Volusia Blue Spring | Volusia Recovery and Prevention Strategy | 0 | 0 | 2 | 2 | 2 | 2 | 0 | 0 | 0 | 2003331.59 | 3004997.41 | 5008329
SJWS00096A | SJRWMD | JEA 9B Reclaimed Water Main | JEA | 30.1649 | -81.5109 | Reclaimed Water (for potable offset) | Installation of 2,010 liner feet of a 30-inch diameter reclaimed water main at the new SR 9B interchange to serve commercial and residential customers. The The quanity of reclaimed water made available is 13 mgd. | Complete | 2014-06-01 | 2014-12-30 | Lakes Brooklyn and Geneva | Brooklyn and Geneva Recovery Strategy | 0 | 0 | 13 | 13 | 13 | 13 | 0 | 0 | 0 | 181200 | 330731.9 | 511931.9
SJWS00097A | SJRWMD | West Volusia Water Suppliers Reclaimed Water Interconnect | Deland, City of; West Volusia Water Suppliers | 28.9302 | -81.2395 | Reclaimed Water (for potable offset) | Constructing interconnect transmission lines to the reuse distribution systems of the cities of DeLand and Deltona and Volusia County. | Complete | 2014-08-01 | 2016-03-27 | Volusia Blue Spring | Volusia Recovery and Prevention Strategy | 0 | 0 | 2.5 | 2.5 | 2.5 | 2.5 | 0 | 0 | 1950922.6 | 0 | 2926383.9 | 4877306.5
SJWS00103A | SJRWMD | JEA Arlington East Water Reclamation Facility Expansion | JEA | 30.3469 | -81.5422 | Reclaimed Water (for potable offset) | Constructing a reclaimed water filter expansion to produce 2 MGD at the Arlington East Water Reclamation Facility in Jacksonville. | Complete | 2015-02-01 | 2015-11-01 | Lakes Brooklyn and Geneva | Brooklyn and Geneva Recovery Strategy | 0 | 0 | 2 | 2 | 2 | 2 | 0 | 0 | 0 | 303521.97 | 616122.34 | 919644.31
SJWS00104A | SJRWMD | Orange City Reclaimed Water Main and Water Meters | Orange City, City of | 28.9248 | -81.2818 | Reclaimed Water (for potable offset) | Constructing a reclaimed water main extension along Veteran's Memorial Parkway and replacing water meters in Orange City. | Complete | 2015-02-01 | 2016-01-01 | Volusia Blue Spring | Volusia Recovery and Prevention Strategy | 0 | 0 | 0.25 | 0.25 | 0.25 | 0.25 | 0 | 0 | 0 | 148118.43 | 300725.57 | 448844
SJWS00108A | SJRWMD | Ocala Septic Tank and Well Elimination Program | Ocala, City of | 29.1867 | -82.1259 | Reclaimed Water (for potable offset) | The project includes eliminating approximately 850 septic tanks and 150 wells in the Silver Springs springshed. The estimated nutrient load reduction water quality benefit is 12,193 lbs/TN. | Complete | 2015-06-15 | 2018-06-01 | Silver Springs | Silver Springs Prevention Strategy | 0 | 0 | 0.016 | 0.02 | 0.016 | 0.02 | 0 | 0 | 2022153.88 | 2022153.92 | 4041581.39 | 8085889.19
SJWS00109A | SJRWMD | JEA Nocatee Coastal Oaks Phase 4 | JEA | 30.0964 | -81.4113 | Reclaimed Water (for potable offset) | Constructing a reclaimed water transmission main extension in the Nocatee Coastal Oaks Phase 4 area in Jacksonville. | Complete | 2015-05-01 | 2015-11-01 | Lakes Brooklyn and Geneva | Brooklyn and Geneva Recovery Strategy | 0 | 0 | 2 | 2 | 2 | 2 | 0 | 0 | 0 | 54220.21 | 110083.45 | 164303.66
SJWS00112A | SJRWMD | Ocala Water Smart Software Pilot Project | WaterSmart Software, Inc. | 29.1879 | -82.1373 | PS and CII Conservation | Implement a 12-month water conservation Pilot Project within the City of Ocala service area. | Complete | 2015-06-01 | 2016-09-01 | Silver Springs | Silver Springs Prevention Strategy | 0 | 0 | 0 | 0 | 0 | 0 | 0 | 0 | 0 | 75218 | 75218 | 150436
SJWS00114B | SJRWMD | Roy Brown Irrigation Retrofit | Roy R. Brown/DEP | 29.6764 | -82.1178 | Agricultural Conservation | This project involves retrofitting five existing center pivots and adding pump automation on approximately 90 acres of mixed vegetables | Complete | 2022-11-16 | 2023-06-30 | Silver Springs | Silver Springs Prevention Strategy | 0.01 | 0.01 | 0 | 0 | 0.01 | 0.01 | 0 | 0 | 31312.5 | 31312.5 | 23423.5 | 86048.5
SJWS00116A | SJRWMD | Marion County Silver Springs Shores Reuse Spruce Creek | Marion County | 29.0798 | -82.0073 | Reclaimed Water (for potable offset) | Upgrading the existing wastewater treatment plant located in Silver Springs Shores to reclaimed quality effluent standards and supplying two golf courses with reclaimed water in Marion County. | Complete | 2015-08-01 | 2016-09-01 | Silver Springs | Silver Springs Prevention Strategy | 0 | 0 | 1.2 | 1.2 | 1.2 | 1.2 | 0 | 0 | 1525326.18 | 884566.2 | 6627738 | 9819738
SJWS00118A | SJRWMD | C.P. & Wesley Smith Farm #M25 Conversion from Seepage System to Irridrain System | C.P. & Wesley Smith, Inc. | 29.6705 | -81.426 | Agricultural Conservation | Install a center pivot irrigation system for a 142-acre plot, a fully enclosed drip system of 34.3 acres, and a fully enclosed/subsurface drip system for 37.2 acres. . | Complete | 2015-08-01 | 2016-09-01 | Lakes Brooklyn and Geneva | Brooklyn and Geneva Recovery Strategy | 0.044932 | 0.044932 | 0 | 0 | 0.044932 | 0.044932 | 0 | 0 | 0 | 182536 | 337808.18 | 520344.18
SJWS00118C | SJRWMD | C.P. and Wesley Smith Irrigation Drain Tile Conversion Phase 6 | C.P. & Wesley Smith, Inc. | 29.4021 | -81.2656 | Agricultural Conservation | Perform an irrigation conversion from seepage to sub-irrigation drain tile. | Complete | 2020-01-02 | 2020-05-31 | Lakes Brooklyn and Geneva | Brooklyn and Geneva Recovery Strategy | 0.014 | 0.014 | 0 | 0 | 0.014 | 0.014 | 0 | 0 | 222733.75 | 0 | 75066.35 | 297800.1
SJWS00118D | SJRWMD | C. P. and Wesley Smith Irrigation Drain Tile Conversion Phase 7 | C.P. & Wesley Smith, Inc. | 29.6694 | -81.4487 | Agricultural Conservation | Install sub-irrigation drain tile on approximately 84 acres of row crop | Complete | 2020-06-22 | 2020-08-14 | Lakes Brooklyn and Geneva | Brooklyn and Geneva Recovery Strategy | 0.016 | 0.016 | 0 | 0 | 0.016 | 0.016 | 0 | 0 | 0 | 250000 | 104506.28 | 354506.28
SJWS00118E | SJRWMD | C.P. and Wesley Smith Irrigation Drain Tile Conversion Phase 8 | C.P. & Wesley Smith, Inc. | 29.6782 | -81.4253 | Agricultural Conservation | The project will be to perform an irrigation conversion from seepage to sub-irrigation drain tile. Based on a Mobile Irrigation Lab evaluation, water use is estimated to decrease by 50%. | Complete | 2021-05-01 | 2021-09-01 | Lakes Brooklyn and Geneva | Brooklyn and Geneva Recovery Strategy | 0.021 | 0.021 | 0 | 0 | 0.021 | 0.021 | 0 | 0 | 0 | 244316.36 | 118394.87 | 362711.23
SJWS00118J | SJRWMD | C.P. and Wesley Smith Irrigation Drain Tile Conversion (St. Johns) | C.P. & Wesley Smith, Inc. | 29.6694 | -81.4353 | Agricultural Conservation | This project involves conversion of approximately 35 acres of seepage irrigation to sub-irrigation drain tile. | Complete | 2017-06-01 | 2017-12-11 | Lakes Brooklyn and Geneva | Brooklyn and Geneva Recovery Strategy | 0.01 | 0.01 | 0 | 0 | 0.01 | 0.01 | 0 | 0 | 0 | 104776.06 | 34925.38 | 139701.44
SJWS00118K | SJRWMD | The Smith Group Irrigation Drain Tile Conversion | C.P. & Wesley Smith, Inc. | 29.6881 | -81.4552 | Agricultural Conservation | This project involves performing an irrigation conversion from seepage irrigation to sub-irrigation drain tile on approximately 62 acres of row crops. | Complete | 2017-06-01 | 2018-02-28 | Lakes Brooklyn and Geneva | Brooklyn and Geneva Recovery Strategy | 0.01 | 0.01 | 0 | 0 | 0.01 | 0.01 | 0 | 0 | 0 | 96589.26 | 150756.51 | 247345.77
SJWS00118L | SJRWMD | C.P. Wesley Smith Irrigation Drain Tile Conversion Phase 10 | C.P. & Wesley Smith, Inc. | 29.6741 | -81.4334 | Agricultural Conservation | This project involves the purchase and implementation of Y drop precision fertilizer application equipment and conversion from seepage to irrigation on approximately 24 acres of row crops. | Complete | 2022-04-15 | 2022-09-30 | Lakes Brooklyn and Geneva | Brooklyn and Geneva Recovery Strategy | 0.004 | 0.004 | 0 | 0 | 0.004 | 0.004 | 0 | 0 | 0 | 291736.5 | 97245.5 | 388982
SJWS00122A | SJRWMD | Tater Farms, LLC - Ag project | Tater Farms, LLC/DEP | 29.6619 | -81.4969 | Agricultural Conservation | This project involves performing an irrigation conversion from seepage irrigation to irrigation drain tile on approximately 125 acres of sod and converting to linear overhead irrigation on approximately 80 acres of sod. | Complete | 2015-09-01 | 2016-06-01 | Lakes Brooklyn and Geneva | Brooklyn and Geneva Recovery Strategy | 0.044 | 0.044 | 0 | 0 | 0.044 | 0.044 | 0 | 0 | 427211.22 | 0 | 47467.91 | 474679.13
SJWS00134A | SJRWMD | JEA Nocatee — Riverwood Reclaimed Water Transmission | JEA | 30.0945 | -81.3999 | Reclaimed Water (for potable offset) | This project will construct a 12-inch transmission line providing 0.85 MGD to single and multi-family residential units | Complete | 2016-01-05 | 2016-08-01 | Lakes Brooklyn and Geneva | Brooklyn and Geneva Recovery Strategy | 0 | 0 | 0.85 | 0.85 | 0.85 | 0.85 | 0 | 0 | 20349.59 | 0 | 129638.32 | 149987.91
SJWS00144A | SJRWMD | Deland Reclaimed Water Storage and Recovery | Deland, City of | 29.007 | -81.2972 | Reclaimed Water (for potable offset) | Constructing reclaimed water transmission main and a pump station to connect a wastewater treatment plant with two reservoirs for wet weather storage of reclaimed water for the City of Deland. | Complete | 2016-05-01 | 2016-12-01 | Volusia Blue Spring | Volusia Recovery and Prevention Strategy | 0 | 0 | 0.16 | 0.16 | 0.16 | 0.16 | 0 | 0 | 169125 | 169125 | 714107.46 | 1052357.46
SJWS00147A | SJRWMD | JEA Nocatee Reclaimed Water Storage Tank | JEA | 30.1151 | -81.4105 | Reclaimed Water (for potable offset) | This project includes construction of a 2 MG storage tank to provide additional capacity at the North Nocatee facility. | Complete | 2016-10-01 | 2017-09-01 | Lakes Brooklyn and Geneva | Brooklyn and Geneva Recovery Strategy | 0 | 0 | 2 | 2 | 2 | 2 | 2 | 0 | 256735.09 | 256735.08 | 1160380.83 | 1673851
SJWS00148A | SJRWMD | JEA Nocatee Parkway Reclaimed Water Transmission Line | JEA | 30.0999 | -81.4098 | Reclaimed Water (for potable offset) | Construction of a 16-inch reclaimed water transmission line that will provide reclaimed water to multiple communities in the Nocatee development and reduce direct discharge to the St. Johns River. The estimated alternative water supply benefit is 1.65 mgd. | Complete | 2016-10-01 | 2017-09-01 | Lakes Brooklyn and Geneva | Brooklyn and Geneva Recovery Strategy | 0 | 0 | 1.65 | 1.65 | 1.65 | 1.65 | 0 | 0 | 56100 | 56100 | 245340.77 | 357540.77
SJWS00155A | SJRWMD | Town of Penney Farms Mandatory Meter Reader Replacement | Penney Farms, Town of | 29.9796 | -81.8079 | Agricultural Conservation | Replace an outdated Neptune hand-held meter reader with a new reader that will aid in their conservation efforts. . | Complete | 2016-10-01 | 2016-12-01 | Lakes Brooklyn and Geneva | Brooklyn and Geneva Recovery Strategy | 0 | 0 | 0 | 0 | 0 | 0 | 0 | 0 | 0 | 4454.85 | 4454.85 | 8909.7
SJWS00156A | SJRWMD | JEA Bartram Park Reclaimed Water Storage Tank Expansion | JEA | 30.1091 | -81.5375 | Reclaimed Water (for potable offset) | The project involves the construction of a 2.5 MG storage tank, a 20-inch fill line, 30-inch suction line, and 16-inch drain line. The estimated water supply benefit is 2.5 MG reclaimed water storage capacity created. | Complete | 2016-10-04 | 2017-03-01 | Lakes Brooklyn and Geneva | Brooklyn and Geneva Recovery Strategy | 0 | 0 | 0.53 | 0.53 | 0.53 | 0.53 | 2.5 | 0 | 131686.26 | 131686.27 | 534726.04 | 798098.57
SJWS00157A | SJRWMD | Marion County Enhanced Irrigation Evaluation Program | Marion County | 29.1677 | -82.0456 | PS and CII Conservation | Evaluate approximately 90 enhanced irrigation systems for high-water use customers in Marion County. | Complete | 2016-11-28 | 2018-09-01 | Silver Springs | Silver Springs Prevention Strategy | 0.02 | 0.019 | 0 | 0 | 0.02 | 0.019 | 0 | 0 | 0 | 6243.5 | 6243.5 | 12487
SJWS00164C | SJRWMD | Toilet/Indoor Plumbing Retrofit Phase 2 | GRU | 29.6415 | -82.3357 | PS and CII Conservation | This project is Phase 2 of the Plumbing Retro-fit Program and will replace toilets, sink aerators, and shower heads with low flow units. | Design | 2024-01-01 |  | Lower Santa Fe and Ichetucknee Rivers and Priority Springs | LSFIR Recovery Strategy | 0 | 0.042 | 0 | 0 | 0 | 0.042 | 0 | 0 | 0 | 0 | 0 | 105000
SJWS00168A | SJRWMD | City of DeLand Reclaimed Water Retrofit Project, Phase 1 | Deland, City of | 29.0546 | -81.3101 | Reclaimed Water (for potable offset) | Retrofitting three areas currently served with potable water for irrigation to reclaimed irrigation supply, including Blue Lake Woods Subdivision, University Avenue Region, and South Ridge Pointe subdivision of the City of Deland. | Complete | 2017-03-01 | 2017-12-01 | Volusia Blue Spring | Volusia Recovery and Prevention Strategy | 0 | 0 | 0.12 | 0.12 | 0.12 | 0.12 | 0 | 0 | 185779.18 | 185779.19 | 371558.34 | 743116.71
SJWS00168B | SJRWMD | City of DeLand Reclaimed Water System Expansion Phase 4A and Adelle Avenue Project | DeLand, City of | 29.0513 | -81.3238 | Reclaimed Water (for potable offset) | Retrofit neighborhoods with reclaimed water distribution mains to implement adopted prevention and recovery strategy for Blue Springs . | Complete | 2021-06-02 | 2022-06-29 | Volusia Blue Spring | Volusia Recovery and Prevention Strategy | 0 | 0 | 0.3 | 0.3 | 0.3 | 0.3 | 0 | 0 | 1034750 | 1034750 | 2081583.9 | 4151083.9
SJWS00169A | SJRWMD | Alachua County Florida Water Star Rebate Program | Alachua County | 29.6425 | -82.2781 | PS and CII Conservation | Implement a rebate program to provide financial incentive for builders in Alachua County to apply for Florida Water StarSM certification for new construction. | Complete | 2017-03-08 | 2019-01-31 | Lower Santa Fe and Ichetucknee Rivers and Priority Springs | LSFIR Recovery Strategy | 0.02 | 0.02 | 0 | 0 | 0.02 | 0.02 | 0 | 0 | 13300 | 0 | 13300 | 26600
SJWS00170A | SJRWMD | Santa Fe College Plumbing Fixture Retrofit | Santa Fe College | 29.6792 | -82.4337 | PS and CII Conservation | Retrofit indoor plumbing fixtures at Santa Fe College’s main campus with more efficient plumbing fixtures. | Complete | 2017-03-06 | 2018-09-01 | Lakes Brooklyn and Geneva | Brooklyn and Geneva Recovery Strategy | 0.06 | 0.06 | 0 | 0 | 0.06 | 0.06 | 0 | 0 | 7561.05 | 0 | 7561.06 | 15122.11
SJWS00171A | SJRWMD | City of Gainesville Suburban Heights — Beville Creek Restoration | Gainesville, City of | 29.6651 | -82.3981 | Surface Water | Restore a creek to reduce erosive conditions, improve water quality, promote groundwater recharge, and enhance the ecological and biodiversity within Beville Creek. | Complete | 2017-03-01 | 2018-01-01 | Lakes Brooklyn and Geneva, Lower Santa Fe and Ichetucknee Rivers and Priority Springs | LSFIR Recovery Strategy | 0 | 0.002 | 0 | 0 | 0 | 0.002 | 0 | 0 | 0 | 299755 | 299755 | 599510
SJWS00175A | SJRWMD | St. Johns County Bannon Lakes Reclaimed Water Pump Station | St. Johns County | 29.9897 | -81.455 | Reclaimed Water (for potable offset) | Constructing a 2.0 MG reclaimed water storage tank and installing a 2,500 GPM booster pump, control valve, electrical building, and associated work for St. Johns County. | Complete | 2017-06-01 | 2019-07-31 | Lakes Brooklyn and Geneva | Brooklyn and Geneva Recovery Strategy | 0 | 0 | 0.09 | 0.09 | 0.09 | 0.09 | 2 | 0 | 0 | 574200 | 1575448.58 | 2149648.58
SJWS00176A | SJRWMD | Daytona Beach 2.5 MG Reuse Tank | Daytona Beach, City of | 29.2114 | -81.0866 | Reclaimed Water (for potable offset) | Constructing a 2.5 MG reclaimed water storage tank for the City of Daytona Beach. | Complete | 2017-06-01 | 2018-09-28 | Indian Lake, Coon Pond, Lake Scoggin | Volusia Recovery and Prevention Strategy | 0 | 0 | 0.45 | 0.45 | 0.45 | 0.45 | 2.5 | 0 | 675986.36 | 675986.4 | 2756344.13 | 4108316.89
SJWS00177A | SJRWMD | City of Deltona West Volusia Water Suppliers Project 4-A Deltona Storage and Treatment | Deltona, City of | 28.8811 | -81.2506 | Surface Water | Construct a 3 MG stormwater storage tank, 1 MG reclaimed water storage tank, chemical treatment, flocculation, filtration, and chlorination systems in Deltona to augment reclaimed water for peak irrigation demands. | Complete | 2017-06-01 | 2019-03-31 | Volusia Blue Spring | Volusia Recovery and Prevention Strategy | 0 | 0 | 0 | 0 | 0 | 0 | 4 | 0 | 1875000 | 1875000 | 4007503.53 | 7757503.53
SJWS00178A | SJRWMD | City of DeLand Reclaimed Water Retrofit Project, Phase 2B | Deland, City of | 29.0524 | -81.2897 | Reclaimed Water (for potable offset) | Retrofitting two areas currently served with potable water for irrigation to reclaimed irrigation supply the Waterford and Heather Glen subdivisions for the City of Deland. | Complete | 2017-07-01 | 2018-03-30 | Volusia Blue Spring | Volusia Recovery and Prevention Strategy | 0 | 0 | 0.127 | 0.127 | 0.127 | 0.127 | 0 | 0 | 219701.59 | 219701.59 | 439403.17 | 878806.35
SJWS00179A | SJRWMD | Clay County Utility Authority County Road 209 Reclaimed Water Transmission Main | Clay County Utility Authority | 30.0968 | -81.8098 | Reclaimed Water (for potable offset) | Constructing a 3,800 LF of 20-inch diameter reclaimed water main extension to serve the future development area near the intersection of County Road 220 and CR 209/Henley Road in Clay County. | Complete | 2017-08-01 | 2018-01-01 | Lakes Brooklyn and Geneva | Brooklyn and Geneva Recovery Strategy | 0 | 0 | 0.05 | 0.05 | 0.05 | 0.05 | 0 | 0 | 22388.42 | 22388.45 | 94570.43 | 139347.3
SJWS00180A | SJRWMD | City of Green Cove Springs North Grid Reclaimed Water System Phase 2 and 3 | Green Cove Springs, City of | 30.0337 | -81.715 | Reclaimed Water (for potable offset) | Installing a reclaimed water line to the Black Creek Marina development and connection to Edgewater Landing, and from the Harbor Road Water Reclamation Facility to the termination point of Phase 1 for Green Cove Springs. | Complete | 2017-08-01 | 2018-09-01 | Lakes Brooklyn and Geneva | Brooklyn and Geneva Recovery Strategy | 0 | 0 | 0.14 | 0.14 | 0.14 | 0.14 | 0 | 0 | 307476.45 | 307476.46 | 1248540.76 | 1863493.67
SJWS00181A | SJRWMD | Clay County Utility Authority Old Jennings Reclaimed Water Plant Ground Storage Tank | Clay County Utility Authority | 30.1167 | -81.8171 | Reclaimed Water (for potable offset) | Constructing a 750,000-gallon ground storage tank at the Old Jennings Road Reclaimed Water Plant facility in Clay County. | Complete | 2017-08-01 | 2018-03-01 | Lakes Brooklyn and Geneva | Brooklyn and Geneva Recovery Strategy | 0 | 0 | 0.75 | 0.75 | 0.75 | 0.75 | 0.75 | 0 | 69230 | 69230 | 699380.07 | 837840.07
SJWS00182A | SJRWMD | Black Creek Water Resource Development Project | DEP / JEA / Clay County Utility Authority / St. Johns County / Gainesville Regional Utilities | 29.4867 | -82.1346 | Groundwater Recharge | The project includes an intake structure on the South Fork of Black Creek to capture water during periods of higher flows, pump station, transmission pipeline, and treatment/recharge system to recharge the Upper Floridan aquifer in northeast Florida. | Construction/Underway | 2022-06-01 | 2026-04-30 | Lakes Brooklyn and Geneva | Brooklyn and Geneva Recovery Strategy | 0 | 7 | 0 | 0 | 0 | 7 | 0 | 0 | 57842364.87 | 41095786.41 | 0 | 118685932.94
SJWS00186A | SJRWMD | City of Daytona Beach Bennett Swamp Rehydration and Conservation | Daytona Beach, City of | 29.1483 | -81.0615 | Reclaimed Water (for groundwater recharge or natural system restoration) | Install pipes, dispersal units, and regulating valves and meters to disperse approximately 6 MGD of treated reclaimed water from Daytona Beach's Westside regional wastewater treatment plant into 1,100 acres of the Bennett Swamp. | Complete | 2017-10-01 | 2019-06-01 | Indian Lake, Coon Pond, Lake Scoggin | Volusia Recovery and Prevention Strategy | 0.5 | 6 | 0 | 0 | 0.5 | 6 | 0 | 0 | 0 | 1215478.87 | 2469399.92 | 3684878.79
SJWS00195A | SJRWMD | JEA William Burgess Road Reclaimed Water Main | JEA | 30.6154 | -81.6319 | Reclaimed Water (for potable offset) | Providing reclaimed water via 13,000 LF of reclaimed water pipe to a major development called the East Nassau Community Planning Area in Nassau County. | Complete | 2018-01-01 | 2018-12-27 | Lakes Brooklyn and Geneva | Brooklyn and Geneva Recovery Strategy | 0 | 0 | 0.46 | 0.46 | 0.46 | 0.46 | 0 | 0 | 166329.51 | 166329.51 | 675695.59 | 1008354.61
SJWS00196A | SJRWMD | JEA RG Skinner Parkway Reclaimed Water Transmission | JEA | 30.2011 | -81.5064 | Reclaimed Water (for potable offset) | Expanding the reclaimed water system in the highest customer demand regions of northern St. Johns County and southern Duval County. | Complete | 2018-01-01 | 2019-03-29 | Lakes Brooklyn and Geneva | Brooklyn and Geneva Recovery Strategy | 0 | 0 | 9.5 | 9.5 | 9.5 | 9.5 | 0 | 0 | 242104.7 | 242104.7 | 983091.82 | 1467301.22
SJWS00197A | SJRWMD | Volusia County Utilities: RCW Main Extension for I-4/SR 472 Activity Center | Volusia County Utilities | 28.948 | -81.2554 | Reclaimed Water (for potable offset) | Providing reclaimed water for irrigation to a new commercial /office/light industrial activity development at the intersection of I-4 and SR472 in Volusia County. | Complete | 2018-01-01 | 2018-06-01 | Volusia Blue Spring | Volusia Recovery and Prevention Strategy | 0 | 0 | 0.1 | 0.1 | 0.1 | 0.1 | 0 | 0 | 0 | 202785 | 526678.86 | 729463.86
SJWS00202A | SJRWMD | JEA Hidden Hills — Reclaimed Water | JEA | 30.3703 | -81.5029 | Reclaimed Water (for potable offset) | Constructing 1,600 LF of 12-inch, 2,300 LF of 8-inch and 130 LF of 6-inch reclaimed water pipe to serve Hidden Hills Golf & County Club in Jacksonville. | Complete | 2018-02-01 | 2019-03-01 | Lakes Brooklyn and Geneva | Brooklyn and Geneva Recovery Strategy | 0 | 0 | 0.356 | 0.356 | 0.356 | 0.356 | 0 | 0 | 118455.75 | 118455.76 | 481184.19 | 718095.7
SJWS00205A | SJRWMD | Marion County US 441 Water Main Interconnect | Marion County | 28.9844 | -81.9893 | Other Project Type | Construct a water main interconnect between the Spruce Creek Golf and Country Club PWS and the Stonecrest PWS in Marion County for reallocation of approximately 0.12 MGD of withdrawals to reduce withdrawal impacts to Silver Springs. | Complete | 2018-02-28 | 2018-09-30 | Silver Springs | Silver Springs Prevention Strategy | 0.12 | 0.12 | 0 | 0 | 0.12 | 0.12 | 0 | 0 | 353248 | 353248 | 755318.23 | 1461814.23
SJWS00207A | SJRWMD | JEA Gate Parkway — Shiloh Mill Boulevard to Town Center Parkway — Reclaimed Water | JEA | 30.2555 | -81.5369 | Reclaimed Water (for potable offset) | Installing 2,400 LF of 8-inch reclaimed water pipe to serve planned developments in the City of Jacksonville. | Complete | 2018-03-01 | 2018-09-01 | Lakes Brooklyn and Geneva | Brooklyn and Geneva Recovery Strategy | 0 | 0 | 0.033 | 0.033 | 0.033 | 0.033 | 0 | 0 | 60611.99 | 60612 | 314256.09 | 435480.08
SJWS00210A | SJRWMD | City of DeLand St. Johns River Intake and Surface Water Filtration System Upgrades | Deland, City of | 29.0092 | -81.2967 | Other Project Type | Upgrade the existing pump station at the St. Johns River for the City of Deland and one automatic backwash filter. | Complete | 2018-09-04 | 2019-12-30 | Volusia Blue Spring | Volusia Recovery and Prevention Strategy | 0 | 0 | 1.5 | 1.5 | 1.5 | 1.5 | 0 | 0 | 300000 | 300000 | 601782.61 | 1201782.61
SJWS00211A | SJRWMD | City of DeLand Reclaimed Water Main Extension Phase 3 and 3A | DeLand, City of; DEP | 28.9884 | -81.3067 | Reclaimed Water (for potable offset) | Installing a 6-inch reclaimed water main through the Crystal Cove subdivision (145 homes) and installation of a 12-inch line along McGregor Road from Woodland Boulevard to Crystal Cove Boulevard in the City of Deland. | Complete | 2018-09-01 | 2019-08-27 | Volusia Blue Spring | Volusia Recovery and Prevention Strategy | 0 | 0 | 0.14 | 0.14 | 0.14 | 0.14 | 0 | 0 | 313804.99 | 313805.01 | 627610 | 1255220
SJWS00213A | SJRWMD | City of Palatka Reclaimed Water Main Extension — Rural Economic Development Initiative / Innovative Program | Palatka, City of | 29.6345 | -81.6482 | Reclaimed Water (for groundwater recharge or natural system restoration) | Installing a rotary vacuum filter and a chemical backwash pump at a reclaimed water holding pond, 20 LF to Tater Farms Turf grass, and 30 LF to the 250-acre spray field in the City of Palatka. | Complete | 2018-04-01 | 2019-09-28 | Lakes Brooklyn and Geneva | Brooklyn and Geneva Recovery Strategy | 1.1 | 1.1 | 0 | 0 | 1.1 | 1.1 | 0 | 0 | 31050 | 1078170 | 72768.95 | 1181988.95
SJWS00214A | SJRWMD | Tater Farms, LLC Palatka Ranch Reclaimed Water Line | Tater Farms, LLC | 29.6179 | -81.6559 | Reclaimed Water (for potable offset) | Constructing the infrastructure necessary to receive treated wastewater from the city of Palatka to use for irrigating sod in Putnam County. | Complete | 2018-04-01 | 2019-06-01 | Lakes Brooklyn and Geneva | Brooklyn and Geneva Recovery Strategy | 0 | 0 | 0.07 | 0.07 | 0.07 | 0.07 | 0 | 0 | 32677.55 | 40986.65 | 149560.63 | 223224.83
SJWS00215A | SJRWMD | Lucas Fairways, LLC Hidden Hills Golf Course Reclaimed Water | Lucas Fairways Hidden Hills Golf Course | 30.3725 | -81.5022 | Reclaimed Water (for potable offset) | Supplying reclaimed water to the Lucas Fairways club for golf course irrigation in the City of Jacksonville. | Complete | 2018-12-01 | 2020-03-01 | Lakes Brooklyn and Geneva | Brooklyn and Geneva Recovery Strategy | 0 | 0 | 0.36 | 0.36 | 0.36 | 0.36 | 0 | 0 | 0 | 28886.22 | 58647.78 | 87534
SJWS00216A | SJRWMD | City of Ocala Pine Oaks Wetland Recharge Park | Ocala, City of | 29.2119 | -82.1581 | Groundwater Recharge | Construct a 33-acre groundwater recharge wetland that will receive advanced treated wastewater from the Ocala WRF #2, #3, and stormwater from the Old City Yard Drainage Retention Area. | Complete | 2018-05-28 | 2020-07-31 | Silver Springs | Silver Springs Prevention Strategy | 2.5 | 5 | 0 | 0 | 2.5 | 5 | 0 | 0 | 1929462.06 | 1929462.1 | 4180500.97 | 8039425.13
SJWS00217A | SJRWMD | Vulcan Grandin Well Conversion | Florida Rock Industries, Inc. | 29.715 | -81.942 | Other Non-Traditional Source | Convert withdrawals from the Upper Floridan Aquifer to the Lower Floridan Aquifer in the Santa Fe and Ichetucknee River basin for development of non-traditional sources of water supply. | Complete | 2016-04-01 | 2016-09-30 | Grandin, Lower Santa Fe Ichetucknee | LSFIR Recovery Strategy | 0.5 | 0.5 | 0 | 0 | 0.5 | 0.5 | 0 | 0 | 0 | 425000 | 464000 | 889000
SJWS00232B | SJRWMD | Southern Grace Berries Sprayer and Irrigation System | Southern Grace Berries, LLC | 29.4187 | -82.1155 | Agricultural Conservation | Purchase of a variable rate hoop boom sprayer and the purchase and installation of a drip tape irrigation system. | Complete | 2020-04-17 | 2021-05-30 | Silver Springs | Silver Springs Prevention Strategy | 0.008 | 0.008 | 0 | 0 | 0.008 | 0.008 | 0 | 0 | 48256.04 | 48256.04 | 32170.69 | 128682.77
SJWS00233A | SJRWMD | City of Ocala Lower Floridan Aquifer Conversion Phase 1 | Ocala, City of; DEP | 29.1479 | -82.1218 | Other Non-Traditional Source | Phase 1 constructs 3 Lower Floridan Aquifer (LFA) wells. | Complete | 2019-06-01 | 2021-09-01 | Silver Springs | Silver Springs Prevention Strategy | 0 | 0 | 0 | 0 | 0 | 0 | 0 | 0 | 511339.2 | 511339.2 | 1022678.4 | 2045356.8
SJWS00233A; SJWS00329A; SJWS00278A; SJWS00278B | SJRWMD | City of Ocala Lower Floridan Aquifer Conversion (All Phases) | Ocala, City of; DEP | 29.1479 | -82.1218 | Other Non-Traditional Source | Upon completion of the multiyear project, the project will provide an estimated total project Alternative Water Supply (AWS) benefit of 7.5 mgd with associated natural systems benefit of 7.0 cfs at Silver Springs. | Construction/Underway | 2019-06-01 | 2031-12-31 | Silver Springs | Silver Springs Prevention Strategy | 0 | 7.5 | 0 | 0 | 0 | 7.5 | 0 | 0 | 0 | 0 | 0 | 0
SJWS00253A | SJRWMD | CCUA Postmaster's Village WTP | Clay County Utility Authority | 29.749 | -82.007 | Other Non-Traditional Source | Construct two new Lower Floridan Aquifer wells, a new aerator, a new 500,000 gallon storage tank, and new high service pump at the Clay County Utilities Postmaster’s Village WTP for development of non-traditional sources of water. | Complete | 2007-08-01 | 2009-08-01 | Lakes Brooklyn and Geneva, Lower Santa Fe and Ichetucknee Rivers and Priority Springs | LSFIR Recovery Strategy | 0.5 | 0.5 | 0 | 0 | 0.5 | 0.5 | 0.5 | 0 | 0 | 0 | 0 | 0
SJWS00254A | SJRWMD | Andrew Frederick (Yancey's Blueberry Farm) Silver Springs Agricultural Best Management Practices | Andrew Frederick | 29.187 | -81.9579 | Agricultural Conservation | Purchase and install items associated with a soil moisture and climate sensor system and upgrades to the existing irrigation system on approximately 20 acres. | Complete | 2018-06-01 | 2022-06-30 | Silver Springs | Silver Springs Prevention Strategy | 0.002 | 0.002 | 0 | 0 | 0.002 | 0.002 | 0 | 0 | 9632.62 | 9632.63 | 6421.75 | 25687
SJWS00259A | SJRWMD | City of Daytona Beach Williamson Boulevard Reuse | Daytona Beach, City of; DEP | 29.2153 | -81.0888 | Reclaimed Water (for potable offset) | Constructing 2,200 feet of reclaimed water main along Williamson Boulevard between Dunn Avenue and Mason Avenue in the City of Daytona Beach. | Complete | 2019-01-15 | 2019-12-31 | Indian Lake, Coon Pond, Lake Scoggin | Volusia Recovery and Prevention Strategy | 0 | 0 | 0.65 | 0.65 | 0.65 | 0.65 | 0 | 0 | 3091.82 | 323187.76 | 662446.38 | 988725.96
SJWS00260A | SJRWMD | City of Deltona Reclaimed Water Retrofits | Deltona, City of; DEP | 28.8969 | -81.2397 | Reclaimed Water (for potable offset) | Retrofitting three existing residential neighborhoods (421 units) and one sports complex to replace potable water for irrigation with reclaimed water distribution mains in the City of Deltona. | Complete | 2019-03-11 | 2020-06-01 | Volusia Blue Spring | Volusia Recovery and Prevention Strategy | 0 | 0 | 0.41 | 0.41 | 0.41 | 0.41 | 0 | 0 | 434780 | 434780 | 1454684.77 | 2324244.77
SJWS00261A | SJRWMD | City of Deltona West Volusia Water Supply Aquifer Recharge Phase 1 | Deltona, City of; DEP | 28.8821 | -81.2502 | Reclaimed Water (for groundwater recharge or natural system restoration) | The project involves the construction of an exfiltration trench with 4,500 LF of drain pipe, control valves, concrete splitter boxes, and piezometers. The trench will accept up to 1.0 mgd of reclaimed water, treated surface water and stormwater. The estimated water supply benefit to Volusia Blue Spring is 0.23 mgd. | Complete | 2020-04-24 | 2020-11-16 | Volusia Blue Spring | Volusia Recovery and Prevention Strategy | 0.23 | 0.23 | 0 | 0 | 0.23 | 0.23 | 0 | 0 | 267609.13 | 267609.12 | 535218.25 | 1070436.5
SJWS00270A | SJRWMD | JEA Gate Parkway — Kernan to T-Line Reclaimed Water Main | JEA | 30.2518 | -81.5128 | Reclaimed Water (for potable offset) | Constructing 6,600 LF of 30-inch diameter and 8,700 LF of 16-inch diameter reclaimed water pipe to serve current and future reclaimed water demands of Jacksonville's southeast reclaimed water grid. | Complete | 2019-05-31 | 2020-06-30 | Lakes Brooklyn and Geneva | Brooklyn and Geneva Recovery Strategy | 0 | 0 | 1.02 | 1.022 | 1.02 | 1.022 | 0 | 0 | 0 | 1500000 | 4302254.89 | 5802254.89
SJWS00271A | SJRWMD | Kenneth MacKay Silver Springs Agricultural Best Management Practices | Kenneth MacKay | 28.9674 | -81.8719 | Agricultural Conservation | Upgrading of an existing less efficient micro-jet irrigation system to include purchase and installation of soil moisture and climate sensor telemetry, and the purchase and installation of precision agriculture equipment on approximately 65 acres. | Complete | 2018-06-05 | 2019-09-30 | Silver Springs | Silver Springs Prevention Strategy | 0.002 | 0.002 | 0 | 0 | 0.002 | 0.002 | 0 | 0 | 13213.51 | 13213.49 | 8809 | 35236
SJWS00274A | SJRWMD | Lochloosa Creek Farms Silver Springs Agricultural Best Management Practices | Lochloosa Creek Farms LLC/DEP | 29.5892 | -82.136 | Agricultural Conservation | Purchase and installation of items associated with a soil moisture and climate sensor system and precision agriculture equipment on approximated 20 acres of farm land. . | Complete | 2018-06-01 | 2019-09-30 | Silver Springs | Silver Springs Prevention Strategy | 0.002 | 0.002 | 0 | 0 | 0.002 | 0.002 | 0 | 0 | 7440 | 7440 | 5156.76 | 20036.76
SJWS00274B | SJRWMD | Lochloosa Creek Farms Injection Unit and Weather Station | Lochloosa Creek Farms LLC/DEP | 29.5887 | -82.1359 | Agricultural Conservation | This project involves the purchase and implementation of a portable chemical injection unit and purchase and installation of certain components for weather station and soil moisture sensors for approximately 20 acres of blueberries benefitting Silver Springs. | Complete | 2020-04-17 | 2021-06-30 | Silver Springs | Silver Springs Prevention Strategy | 0.002 | 0.002 | 0 | 0 | 0.002 | 0.002 | 0 | 0 | 3957.57 | 3957.56 | 2638.38 | 10553.51
SJWS00275A | SJRWMD | Marion County South East 108 Water Main Interconnect | Marion County; DEP | 29.061 | -81.972 | Other Project Type | Construct a water main interconnect for two existing potable water systems in Marion County to relocate the withdrawals approximately 6.5 miles farther from Silver Springs to reduce withdrawal impacts to the springs. | Complete | 2019-11-01 | 2020-03-28 | Silver Springs | Silver Springs Prevention Strategy | 0.03 | 0.03 | 0 | 0 | 0.03 | 0.03 | 0 | 0 | 327214.14 | 327214.13 | 654428.27 | 1308856.54
SJWS00277A | SJRWMD | North Caledonia Farm Silver Springs Agricultural Best Management Practices | North Caledonia Farm, LLC | 29.6757 | -82.0743 | Agricultural Conservation | Purchase and installation of items associated with: a fuel tank, a ditch system, a surface water pumping station, a well to reservoir, a drain tile system, a mobile sprayer, and a retention pond on approximately 575 acres. . | Complete | 2018-06-01 | 2019-09-30 | Silver Springs | Silver Springs Prevention Strategy | 0.02 | 0.02 | 0 | 0 | 0.02 | 0.02 | 0 | 0 | 225018 | 225018 | 154226.14 | 604262.14
SJWS00278A | SJRWMD | City of Ocala Lower Floridan Aquifer Conversion Phase 3 | Ocala, City of; DEP | 29.1479 | -82.1218 | Other Non-Traditional Source | Phases 3 constructs one 2 million gallon (MG) storage tank, drills one Upper Floridan aquifer (UFA) well, and purchases a variable frequency drive (VFD) pump, motor, and control panel. | Construction/Underway | 2022-12-01 | 2026-09-30 | Silver Springs | Silver Springs Prevention Strategy | 0 | 0 | 0 | 0 | 0 | 0 | 0 | 0 | 1102850 | 1102850 | 2205700 | 4411400
SJWS00278B | SJRWMD | City of Ocala Lower Floridan Aquifer Conversion Phase 4 | Ocala, City of, DEP | 29.1479 | -82.1218 | Other Non-Traditional Source | Phase 4 of the project constructs a high service pump (HSP) building and installs one large HSP, two smaller HSP, and control equipment. | Design | 2024-06-17 | 2028-01-05 | Silver Springs | Silver Springs Prevention Strategy | 0 | 0 | 0 | 0 | 0 | 0 | 0 | 0 | 1000000 | 1000000 | 2000000 | 4000000
SJWS00281A | SJRWMD | City of Ormond Beach Breakaway Trails Reclaimed Water Storage Tank and Pump Station | Ormond Beach, City of | 29.2553 | -81.1428 | Reclaimed Water (for potable offset) | Constructing a 2 MG ground storage tank and a high service pump station with three variable frequency drive-controlled high service pumps in the City of Ormond Beach. | Complete | 2019-03-15 | 2020-03-01 | Indian Lake, Coon Pond, Lake Scoggin | Volusia Recovery and Prevention Strategy | 0 | 0 | 0.35 | 0.348 | 0.35 | 0.348 | 2 | 0 | 25202.92 | 766797.08 | 1608000 | 2400000
SJWS00285A | SJRWMD | Volusia County Water Conservation | Volusia County | 28.9101 | -81.2389 | PS and CII Conservation | Install Sensus Flexnet system on production wells and flushing units for Volusia County Utilities to assist in the reduction of unaccounted for water use. | Complete | 2019-01-15 | 2019-07-30 | Volusia Blue Spring | Volusia Recovery and Prevention Strategy | 0.22 | 0.22 | 0 | 0 | 0.22 | 0.22 | 0 | 0 | 230950.52 | 230950.53 | 461901.05 | 923802.1
SJWS00294B | SJRWMD | Prim Parker Farms Irrigation Drain Tile Field 1 | Prim Parker Farms, Inc./DEP | 29.7893 | -81.4809 | Agricultural Conservation | This project involves performing an irrigation conversion from seepage irrigation to irrigation drain tile on approximately 20 acres of row crops. | Complete | 2015-09-09 | 2016-01-14 | Lakes Brooklyn and Geneva | Brooklyn and Geneva Recovery Strategy | 0.013 | 0.013 | 0 | 0 | 0.013 | 0.013 | 0 | 0 | 48607.9 | 0 | 5400.88 | 54008.78
SJWS00294C | SJRWMD | Prim Parker Farms Irrigation Drain Tile Conversion Phase 1 | Prim Parker Farms, Inc./DEP | 29.8 | -81.4947 | Agricultural Conservation | This project involves performing an irrigation conversion from seepage irrigation to sub-irrigation drain tile on approximately 44 acres of row crops. | Complete | 2016-10-17 | 2017-01-31 | Lakes Brooklyn and Geneva | Brooklyn and Geneva Recovery Strategy | 0.008 | 0.008 | 0 | 0 | 0.008 | 0.008 | 0 | 0 | 158546.41 | 0 | 52848.8 | 211395.21
SJWS00294D | SJRWMD | Prim Parker Farms Irrigation Drain Tile Conversion Phase 2 | Prim Parker Farms, Inc. | 29.7869 | -81.4488 | Agricultural Conservation | This project involves performing an irrigation conversion from seepage irrigation to sub-irrigation drain tile on approximately 55 acres of row crops. | Complete | 2017-06-01 | 2017-09-29 | Lakes Brooklyn and Geneva | Brooklyn and Geneva Recovery Strategy | 0.01 | 0.01 | 0 | 0 | 0.01 | 0.01 | 0 | 0 | 0 | 173841 | 62456.32 | 236297.32
SJWS00295A | SJRWMD | Island Grove Irrigation Automation | Island Grove, LLC | 29.4784 | -82.0535 | Agricultural Conservation | Convert irrigation from manual to fully automated. | Complete | 2018-01-08 | 2018-09-30 | Silver Springs | Silver Springs Prevention Strategy | 0.005 | 0.005 | 0 | 0 | 0.005 | 0.005 | 0 | 0 | 0 | 156210.55 | 57980.56 | 214191.11
SJWS00295D | SJRWMD | Island Grove Irrigation Retrofit Phase 3 | Island Grove | 29.4774 | -82.0663 | Agricultural Conservation | This project involves an irrigation retrofit on approximately 36 acres of blueberries. | Construction/Underway | 2025-12-17 | 2026-11-30 | Silver Springs | Silver Springs Prevention Strategy | 0 | 0.042 | 0 | 0 | 0 | 0.042 | 0 | 0 | 0 | 250000 | 191623.83 | 441623.83
SJWS00296B | SJRWMD | Scott Parker Farms Irrigation Drain Tile Field 1 | Scott Parker Farms, Inc./DEP | 29.8002 | -81.4946 | Agricultural Conservation | This project involves performing an irrigation conversion from seepage irrigation to irrigation drain tile on approximately 40 acres of row crop benefitting the Lower St. Johns River Basin. | Complete | 2015-09-09 | 2016-03-04 | Lakes Brooklyn and Geneva | Brooklyn and Geneva Recovery Strategy | 0.028 | 0.028 | 0 | 0 | 0.028 | 0.028 | 0 | 0 | 108279.74 | 0 | 12031.08 | 120310.82
SJWS00296C | SJRWMD | Scott Parker Farms Subsurface Irrigation Drain Tile Project | Scott Parker Farms, Inc. | 29.8036 | -81.4908 | Agricultural Conservation | This project involves performing an irrigation conversion from seepage irrigation to irrigation drain tile on approximately 40 acres of row crops. | Complete | 2016-07-01 | 2016-09-30 | Lakes Brooklyn and Geneva | Brooklyn and Geneva Recovery Strategy | 0.03 | 0.03 | 0 | 0 | 0.03 | 0.03 | 0 | 0 | 0 | 97976.95 | 32658.98 | 130635.93
SJWS00296D | SJRWMD | Scott Parker Farms Irrigation Drain Tile Conversion (St. Johns) | Scott Parker Farms, Inc. | 29.8097 | -81.4825 | Agricultural Conservation | This project involves performing an irrigation conversion from seepage irrigation to sub-irrigation drain tile on approximately 40 acres of row crop. | Complete | 2017-06-01 | 2017-09-29 | Lakes Brooklyn and Geneva | Brooklyn and Geneva Recovery Strategy | 0.01 | 0.01 | 0 | 0 | 0.01 | 0.01 | 0 | 0 | 0 | 112412.26 | 39781.16 | 152193.42
SJWS00296E | SJRWMD | Scott Parker Farms Soil Moisture Sensors | Scott Parker Farms, Inc. | 29.8036 | -81.5006 | Agricultural Conservation | This project involves the purchase of two soil moisture probes and a weather station for approximately 80 acres of peppers and potatoes. | Complete | 2024-07-09 | 2024-09-30 | Lakes Brooklyn and Geneva | Brooklyn and Geneva Recovery Strategy | 0.004 | 0.004 | 0 | 0 | 0.004 | 0.004 | 0 | 0 | 0 | 3525 | 1175 | 4700
SJWS00305A | SJRWMD | Blandford Turf Inc. Irrigation Drain Tile | Blandford Turf, Inc. | 29.7554 | -81.4705 | Agricultural Conservation | Convert approximately 100 acres of seepage irrigation to sub-irrigation drain tile to reduce water use by an estimated 30%. | Complete | 2018-10-29 | 2019-03-06 | Lakes Brooklyn and Geneva | Brooklyn and Geneva Recovery Strategy | 0.016 | 0.016 | 0 | 0 | 0.016 | 0.016 | 0 | 0 | 232591.19 | 0 | 77530.41 | 310121.6
SJWS00307A | SJRWMD | Clay County Utility Authority Wastewater Treatability Study | Clay County Utility Authority, DEP | 30.0561 | -81.7933 | Data Collection and Evaluation | Conduct a treatability study to allow diversification of the utility’s water supply portfolio to meet future water demands. | Complete | 2020-09-30 | 2023-02-28 | Lakes Brooklyn and Geneva | Brooklyn and Geneva Recovery Strategy | 0 | 0 | 0 | 0 | 0 | 0 | 0 | 0 | 390000 | 58784 | 43490.59 | 492274.59
SJWS00314A | SJRWMD | Clay County Utility Authority Stormwater Mining Project | Clay County Utility Authority | 30.162 | -81.8297 | Stormwater | Install up to 1,200 linear feet of horizontal well and a wet well with a submersible pump adjacent to FDOT's wet detention stormwater ponds in the Clay County Utility Authority service area for stormwater harvesting. | Complete | 2020-05-01 | 2020-10-28 | Lakes Brooklyn and Geneva, Lower Santa Fe and Ichetucknee Rivers and Priority Springs | Brooklyn and Geneva Recovery Strategy | 0.7 | 0.7 | 0 | 0 | 0.7 | 0.7 | 0 | 0 | 0 | 304590 | 315440.3 | 620030.3
SJWS00315A | SJRWMD | Clay County Utility Authority Tynes Reclaimed Water Storage and Booster Station | Clay County Utility Authority | 30.1161 | -81.8439 | Reclaimed Water (for potable offset) | Construction of two 750,000 gallon reclaimed water storage tanks and a distribution facility to provide reclaimed water to over 772 new customers within the Two Creeks, Pine Ridge, Linda Lakes, and Azalea Ridge subdivisions. | Complete | 2019-06-06 | 2020-12-31 | Lakes Brooklyn and Geneva, Lower Santa Fe and Ichetucknee Rivers and Priority Springs | Brooklyn and Geneva Recovery Strategy | 0 | 0 | 0.1 | 0.1 | 0.1 | 0.1 | 1.5 | 0 | 250000 | 747352.58 | 2024927.97 | 3022280.55
SJWS00318A | SJRWMD | Genuine Giants Tailwater Recovery and Reuse | Genuine Giants | 30.4467 | -81.7892 | Agricultural Conservation | Install drain tile with tailwater recovery and reuse. | Complete | 2019-04-01 | 2019-09-30 | Lakes Brooklyn and Geneva | Brooklyn and Geneva Recovery Strategy | 0.036 | 0.036 | 0 | 0 | 0.036 | 0.036 | 0 | 0 | 0 | 250000 | 85351.39 | 335351.39
SJWS00319C | SJRWMD | Greene's Farm Inc. Pond Construction | Greene's Farms Inc. | 29.432 | -81.3719 | Agricultural Conservation | This project involves phase 2 of a tailwater recovery and reuse pond on approximately 99 acres of row crops. | Complete | 2020-04-17 | 2021-09-30 | Lakes Brooklyn and Geneva | Brooklyn and Geneva Recovery Strategy | 0.024 | 0.024 | 0 | 0 | 0.024 | 0.024 | 0 | 0 | 0 | 246750 | 154058.88 | 400808.88
SJWS00321A | SJRWMD | JEA Twin Creeks Reclaimed Water Storage and Delivery | JEA | 30.089 | -81.4648 | Reclaimed Water (for potable offset) | Construct an aboveground reclaimed water storage facility and necessary piping to provide reclaimed water to the Twin Creeks subdivision. | Complete | 2020-07-30 | 2021-09-30 | Lakes Brooklyn and Geneva | Brooklyn and Geneva Recovery Strategy | 0 | 0 | 1.88 | 1.88 | 1.88 | 1.88 | 0 | 0 | 450000 | 630869.36 | 4323417.47 | 5404286.83
SJWS00322A | SJRWMD | Kenneth MacKay Silver Springs Agricultural Best Management Practices Weather Station / Precision Agricultural Equipment | Kenneth MacKay | 28.9674 | -81.8719 | Agricultural Conservation | Purchase and install soil moisture and climate sensor system and purchase precision agriculture equipment. | Complete | 2019-02-13 | 2019-12-31 | Silver Springs | Silver Springs Prevention Strategy | 0.001 | 0.001 | 0 | 0 | 0.001 | 0.001 | 0 | 0 | 15214.61 | 15214.61 | 10143.07 | 40572.29
SJWS00325A | SJRWMD | Marineland Aquaponics — Recirculating Aquaponic System | Marineland Aquaponics | 29.7547 | -81.5297 | Agricultural Conservation | Convert a flow-through aquaculture system to an aquaponics project employing state of the art recirculating aquaculture systems. | Complete | 2019-05-02 | 2019-09-30 | Lakes Brooklyn and Geneva | Brooklyn and Geneva Recovery Strategy | 1.394 | 1.394 | 0 | 0 | 1.394 | 1.394 | 0 | 0 | 0 | 250000 | 84564.41 | 334564.41
SJWS00325B | SJRWMD | Marineland Aquaponics — Recirculating Aquaponic System Phase 2 | Marineland Aquaponics/DEP | 29.7554 | -81.5296 | Agricultural Conservation | This project is phase II of the conversion from flow through aquaculture to a recirculating aquaponics system on approximately 5 acres. | Complete | 2019-12-23 | 2020-05-29 | Lakes Brooklyn and Geneva | Brooklyn and Geneva Recovery Strategy | 1.4 | 1.4 | 0 | 0 | 1.4 | 1.4 | 0 | 0 | 215350.19 | 0 | 71783.42 | 287133.61
SJWS00326A | SJRWMD | Marion Co - Enhanced Irrigation Evaluation Pilot Project | Marion County | 29.2788 | -82.1278 | PS and CII Conservation | Implement an enhanced irrigation evaluation pilot project in Marion County. | Complete | 2016-06-07 | 2016-09-30 | Silver Springs | Silver Springs Prevention Strategy | 0 | 0.004 | 0 | 0 | 0 | 0.004 | 0 | 0 | 0 | 3799 | 3799 | 7598
SJWS00329A | SJRWMD | City of Ocala Lower Floridan Aquifer Conversion Phase 2 | Ocala, City of; DEP | 29.1479 | -82.1218 | Other Non-Traditional Source | Phase 2 consists of the outfitting of the 3 Lower Floridan Aquifer (LFA) wells with variable frequency drive (VFD) pumps and controls. | Complete | 2020-01-04 | 2021-09-30 | Silver Springs | Silver Springs Prevention Strategy | 0 | 0 | 0 | 0 | 0 | 0 | 0 | 0 | 100513.55 | 100513.55 | 201026.97 | 402054.07
SJWS00331A | SJRWMD | Ocala Parks Reclaimed Water Conversion | Ocala, City of | 29.1778 | -82.1224 | Reclaimed Water (for potable offset) | Expanding reclaimed water use in Ocala to provide reuse to offset current and future residential and recreational water use. | Complete | 2015-11-30 | 2016-09-30 | Silver Springs | Silver Springs Prevention Strategy | 0 | 0 | 0.04 | 0.04 | 0.04 | 0.04 | 0 | 0 | 0 | 26985.89 | 26985.89 | 53971.78
SJWS00333A | SJRWMD | Riverdale Potato Farm Irrigation Drain Tile Phase 2 | Riverdale Potato Farm, Inc. | 29.8044 | -81.4825 | Agricultural Conservation | Installing sub-irrigation tile on 58 acres of crops. | Complete | 2019-07-31 | 2019-12-27 | Lakes Brooklyn and Geneva | Brooklyn and Geneva Recovery Strategy | 0.011 | 0.011 | 0 | 0 | 0.011 | 0.011 | 0 | 0 | 0 | 188833.27 | 62944.42 | 251777.69
SJWS00333B | SJRWMD | Riverdale Potato Farm Folding Drag Scraper | Riverdale Potato Farm, Inc. | 29.8119 | -81.4783 | Agricultural Conservation | Implement a conservation program to increase customer participation rates that will inform customers of reduced prices for services and provides rebates for the installation of low-flow toilets in the Orlando Utilities Commission service area. | Complete | 2020-05-01 | 2020-09-30 | Lakes Brooklyn and Geneva | Brooklyn and Geneva Recovery Strategy | 0.056 | 0.056 | 0 | 0 | 0.056 | 0.056 | 0 | 0 | 0 | 88730.55 | 29576.85 | 118307.4
SJWS00333C | SJRWMD | Riverdale Potato Farm Irrigation Drain Tile Conversion | Riverdale Potato Farm, Inc. | 29.9097 | -81.576 | Agricultural Conservation | This project involves performing an irrigation conversion from seepage irrigation to sub-irrigation drain tile on approximately 67 acres of row crops. | Complete | 2017-06-01 | 2017-11-30 | Lakes Brooklyn and Geneva | Brooklyn and Geneva Recovery Strategy | 0.01 | 0.01 | 0 | 0 | 0.01 | 0.01 | 0 | 0 | 0 | 216880.95 | 72293.65 | 289174.6
SJWS00335A | SJRWMD | Roy Brown Irrigation Conversion to Center Pivot | Roy R. Brown | 29.7193 | -82.1272 | Agricultural Conservation | Convert from hard hose traveler to center pivot on 30 acres of mixed vegetables. | Complete | 2019-04-15 | 2019-12-31 | Lower Santa Fe and Ichetucknee Rivers and Priority Springs | LSFIR Recovery Strategy | 0.002 | 0.002 | 0 | 0 | 0.002 | 0.002 | 0 | 0 | 0 | 41250.63 | 13750.2 | 55000.83
SJWS00335C | SJRWMD | Roy Brown Sensors, Starters, and Global Positioning System Fertilizer System | Roy R. Brown/DEP | 29.6774 | -82.1183 | Agricultural Conservation | This project involves the purchase and installation of two soil moisture sensors, telemetry and the purchase of a GPS Variable Rate Fertilizer system for use on approximately 186 acres of row crops benefitting Silver Springs and the Ocklawaha River Basin. | Complete | 2019-12-02 | 2020-05-29 | Silver Springs | Silver Springs Prevention Strategy | 0.012 | 0.012 | 0 | 0 | 0.012 | 0.012 | 0 | 0 | 16858.42 | 16858.41 | 11238.94 | 44955.77
SJWS00338A | SJRWMD | Boardwalk Farms Sub-Irrigation Drain Tile | Boardwalk Farms, LLC | 29.6836 | -81.5688 | Agricultural Conservation | Convert approximately 100 acres of row crops from seepage to sub irrigation drain tile. | Complete | 2019-04-01 | 2019-09-01 | Lakes Brooklyn and Geneva | Brooklyn and Geneva Recovery Strategy | 0.013 | 0.013 | 0 | 0 | 0.013 | 0.013 | 0 | 0 | 0 | 244108.38 | 81369.46 | 325477.84
SJWS00338B | SJRWMD | Boardwalk Farms Irrigation Conversion | Boardwalk Farms, LLC | 29.6785 | -81.5684 | Agricultural Conservation | The project will be to perform an irrigation conversion from seepage to sub-irrigation drain tile. Based on Mobile Irrigation Lab evaluations, water use is estimated to decrease by 50%. | Complete | 2021-04-01 | 2021-09-01 | Lakes Brooklyn and Geneva | Brooklyn and Geneva Recovery Strategy | 0.014 | 0.014 | 0 | 0 | 0.014 | 0.014 | 0 | 0 | 0 | 179754.19 | 59918.07 | 239672.26
SJWS00338C | SJRWMD | Boardwalk Farms Irrigation Conversion and Precision Fertilizer | Boardwalk Farms, LLC | 29.6838 | -81.5684 | Agricultural Conservation | This project involves the conversion from seepage to sub-irrigation drain tile on approximately 47 acres of row crop and the purchase and implementation of precision fertilizer application equipment. | Complete | 2022-04-22 | 2022-09-30 | Lakes Brooklyn and Geneva | Brooklyn and Geneva Recovery Strategy | 0.024 | 0.024 | 0 | 0 | 0.024 | 0.024 | 0 | 0 | 0 | 84907.83 | 28302.61 | 113210.44
SJWS00345A | SJRWMD | De-Lee Produce Land Plane | DeLee Produce, LLC | 29.8012 | -81.4453 | Agricultural Conservation | Purchase a land plane for more efficient management of irrigation water on approximately 500 acres of potatoes and broccoli. | Complete | 2020-05-02 | 2020-06-12 | Lakes Brooklyn and Geneva | Brooklyn and Geneva Recovery Strategy | 0.029 | 0.029 | 0 | 0 | 0.029 | 0.029 | 0 | 0 | 0 | 17342.99 | 5781 | 23123.99
SJWS00345B | SJRWMD | DeLee Produce Soil Moisture Sensors | DeLee Produce, LLC | 29.8517 | -81.5421 | Agricultural Conservation | This project involves purchasing three soil moisture sensors and a weather station for approximately 229 acres of row crops. | Complete | 2024-05-31 | 2024-09-30 | Lakes Brooklyn and Geneva | Brooklyn and Geneva Recovery Strategy | 0.02 | 0.02 | 0 | 0 | 0.02 | 0.02 | 0 | 0 | 0 | 8835.75 | 2945.25 | 11781
SJWS00346A | SJRWMD | Gainesville Regional Utilities Water Efficient Toilet Exchange Program | Gainesville Regional Utilities , DEP | 29.662 | -82.3736 | PS and CII Conservation | This project includes providing Gainesville Regional Utility (GRU) customers with high-efficient toilets in exchange for older, inefficient toilets through the GRU Water Efficient Toilet Exchange Program. | Construction/Underway | 2025-10-01 | 2027-01-15 | Lakes Brooklyn and Geneva | Brooklyn and Geneva Recovery Strategy | 0 | 0.01 | 0 | 0 | 0 | 0.01 | 0 | 0 | 52500 | 0 | 52500 | 105000
SJWS00349A | SJRWMD | Marion County Silver Springs Shores Regional Capacity Improvements and Package Plant Removal | Marion County; DEP | 29.115 | -82.024 | Reclaimed Water (for potable offset) | Upgrade the nutrient removal capabilities to Marion County AWT standards and expand the capacity at the Silver Springs Shores WWTF by 500,000 gallons per day to provide capacity for additional connections. | Complete | 2019-11-22 | 2021-09-30 | Silver Springs | Silver Springs Prevention Strategy | 0 | 0 | 0.01 | 0.01 | 0.01 | 0.01 | 0 | 0 | 1987038 | 1500000 | 2974468.67 | 6461506.67
SJWS00354A | SJRWMD | Tater Farms Fertilizer and Soil Moisture Sensors | Tater Farms, LLC | 29.6726 | -81.5014 | Agricultural Conservation | Purchase precision fertilizer spreader and soil moisture sensors for use on approximately 2,700 acres of sod production. | Complete | 2020-04-14 | 2020-07-30 | Lake Brooklyn and Lake Geneva | Brooklyn and Geneva Recovery Strategy | 0.015 | 0.015 | 0 | 0 | 0.015 | 0.015 | 0 | 0 | 0 | 104050 | 43508.34 | 147558.34
SJWS00354C | SJRWMD | Tater Farms Irrigation Drain Tile Field 1 | Tater Farms, LLC | 29.6471 | -81.4989 | Agricultural Conservation | This project involves performing an irrigation conversion from seepage irrigation to sub-irrigation drain tile on approximately 150 acres of sod. | Complete | 2015-08-03 | 2025-10-01 | Lakes Brooklyn and Geneva | Brooklyn and Geneva Recovery Strategy | 0.022 | 0.022 | 0 | 0 | 0.022 | 0.022 | 0 | 0 | 0 | 300000 | 31510.16 | 331510.16
SJWS00354D | SJRWMD | FPJ Enterprises Tater Farms Linear Overhead Irrigation | Tater Farms, LLC/DEP | 29.6755 | -81.5008 | Agricultural Conservation | This project includes conversion approximately 35 acres of farmland from seepage irrigation to linear overhead irrigation (with fertigation) and conversion of approximately 109 acres of farmland from seepage irrigation to irrigation drain tile. | Complete | 2016-10-24 | 2017-02-24 | Lakes Brooklyn and Geneva | Brooklyn and Geneva Recovery Strategy | 0.029 | 0.029 | 0 | 0 | 0.029 | 0.029 | 0 | 0 | 164189.59 | 0 | 202457 | 366646.59
SJWS00354F | SJRWMD | Tater Farms Precision Land Leveling | Tater Farms, LLC | 29.6762 | -81.4987 | Agricultural Conservation | This project involves purchasing precision land leveling equipment with GPS for approximately 3000 acres of sod and 250 acres of citrus benefitting the Lower St. Johns River. | Complete | 2025-08-12 | 2025-09-30 | Lake Brooklyn, Lake Geneva | Brooklyn and Geneva Recovery Strategy | 0.23 | 0.229 | 0 | 0 | 0.23 | 0.229 | 0 | 0 | 0 | 98097.43 | 32699.44 | 130796.87
SJWS00356A | SJRWMD | Volusia County Wastewater Infrastructure for Blue Spring | Volusia County | 28.9384 | -81.2438 | Reclaimed Water (for potable offset) | Construction of a master lift station and forcemain from the Volusia County Del North wastewater treatment plant and connection to the Volusia County Southwest Regional Water Reclamation Facility for advanced wastewater treatment. | Complete | 2020-05-04 | 2021-09-30 | Volusia Blue Spring | Volusia Recovery and Prevention Strategy | 0 | 0 | 0.1 | 0.1 | 0.1 | 0.1 | 0 | 0 | 1500000 | 1086021.09 | 2586021.07 | 5172042.16
SJWS00359A | SJRWMD | Blue Sky Farm Global Positioning System | Daniel S Johns | 29.7577 | -81.4809 | Agricultural Conservation | This project involves the purchase and implementation of GPS Guidance and an RTK station for precision land leveling | Complete | 2021-11-08 | 2022-09-30 | Lakes Brooklyn and Geneva | Brooklyn and Geneva Recovery Strategy | 0.029 | 0.029 | 0 | 0 | 0.029 | 0.029 | 0 | 0 | 0 | 27075 | 9866.61 | 36941.61
SJWS00359B | SJRWMD | Blue Sky Farms, Inc. Irrigation Drain Tile | Blue Sky Farms, Inc./DEP | 29.7598 | -81.4809 | Agricultural Conservation | This project involves the installation of sub-irrigation drain tile on approximately 92 acres of row crops. | Complete | 2015-08-07 | 2016-12-12 | Lakes Brooklyn and Geneva | Brooklyn and Geneva Recovery Strategy | 0.017 | 0.017 | 0 | 0 | 0.017 | 0.017 | 0 | 0 | 215462.07 | 0 | 44530.33 | 259992.4
SJWS00361A | SJRWMD | City of DeLand Alabama Avenue Reclaimed Water Main Extension | DeLand, City of | 29.0137 | -81.2989 | Reclaimed Water (for potable offset) | The project includes the installation 4,800 LF of reclaimed water main within Volusia Blue Springs springshed. | Complete | 2022-03-15 | 2022-09-30 | Volusia Blue Spring | Volusia Recovery and Prevention Strategy | 0 | 0 | 0.18 | 0.18 | 0.18 | 0.18 | 0 | 0 | 215133 | 0 | 655452.2 | 870585.2
SJWS00362A | SJRWMD | City of DeLand Northwest Reclaimed Water Ground Storage Tank and Pump Station | DeLand, City of | 29.0528 | -81.3161 | Reclaimed Water (for potable offset) | The project includes construction of a Ground Storage Tank (GST) and a 6 mgd high service pump station to serve the city's central and northern service areas. | Complete | 2021-10-01 | 2022-06-30 | Volusia Blue Spring | Volusia Recovery and Prevention Strategy | 0 | 0 | 1 | 1 | 1 | 1 | 2 | 0 | 1679075.89 | 0 | 1373789.31 | 3052865.2
SJWS00367A | SJRWMD | City of Orange City Alternative Water Supply Conveyance System - Monastery Road | Orange City, City of | 28.9478 | -81.2781 | Reclaimed Water (for potable offset) | The project includes construction of a reclaimed water main extension and interconnect for the West Volusia Water Suppliers regional system. The project is anticipated to provide 0.3 mgd alternative water. | Complete | 2021-08-17 | 2022-01-27 | Volusia Blue Spring | Volusia Recovery and Prevention Strategy | 0 | 0 | 0.3 | 0.3 | 0.3 | 0.3 | 0 | 0 | 162000 | 5526.48 | 137067.11 | 304593.59
SJWS00371B | SJRWMD | DeLee Produce Land Leveling Equipment | DeLee Produce, LLC | 29.862 | -81.5206 | Agricultural Conservation | This project involves the purchase of precision land leveling equipment on 600 acres of row crops. | Complete | 2023-10-06 | 2024-06-18 | Lakes Brooklyn and Geneva | Brooklyn and Geneva Recovery Strategy | 0.086 | 0.086 | 0 | 0 | 0.086 | 0.086 | 0 | 0 | 0 | 27215.25 | 9879.75 | 37095
SJWS00390B | SJRWMD | John Sykes Farm Drip Irrigation and Fertigation | John Sykes Farm/DEP | 29.7787 | -81.4428 | Agricultural Conservation | This project involves the installation of plasticulture and surface drip irrigation with fertigation for use on approximately 62 acres of row crops. | Complete | 2015-03-12 | 2015-06-30 | Lakes Brooklyn and Geneva | Brooklyn and Geneva Recovery Strategy | 0.023 | 0.023 | 0 | 0 | 0.023 | 0.023 | 0 | 0 | 109789.02 | 0 | 13493.66 | 123282.68
SJWS00394A | SJRWMD | JEA Water Purification Treatment Evaluation and Pilot Testing | JEA | 30.3599 | -81.6253 | Data Collection and Evaluation | Compare emerging technologies - Micro filtration and reverse osmosis and ozone and biologically activated carbon on two different effluent streams. | Complete | 2018-10-01 | 2019-03-01 | Lakes Brooklyn and Geneva | Brooklyn and Geneva Recovery Strategy | 0 | 0 | 0 | 0 | 0 | 0 | 0 | 0 | 0 | 900000 | 1025406 | 1925406
SJWS00395A | SJRWMD | Marion County Silver Springs Shores Drainage Retention Area Retrofit | Marion County | 29.1355 | -82.037 | Stormwater | Stormwater project including three retrofit DRAs in the Silver Springs Shores Unit 19 subdivision with bold and gold biosorptiv activated media to promote denitrification. | Complete | 2018-01-03 | 2019-03-01 | Silver Springs | Silver Springs Prevention Strategy | 0 | 0 | 0 | 0 | 0 | 0 | 0 | 0 | 171616 | 171616 | 1069943.69 | 1413175.69
SJWS00400A | SJRWMD | Yu An Farms Irrigation Conversion | Yu An Farms | 29.7935 | -81.457 | Agricultural Conservation | The project will be to perform an irrigation conversion from seepage to sub-irrigation drain tile. Based on a Mobile Irrigation Lab evaluation, water use is estimated to decrease by 50%. | Complete | 2021-05-01 | 2021-09-01 | Lakes Brooklyn and Geneva | Brooklyn and Geneva Recovery Strategy | 0.024 | 0.024 | 0 | 0 | 0.024 | 0.024 | 0 | 0 | 0 | 250000 | 85586.21 | 335586.21
SJWS00400C | SJRWMD | Yu An Farms Irrigation Drain Tile Field 3 | Yu An Farms Co. | 29.795 | -81.4367 | Agricultural Conservation | This project involves converting from seepage to irrigation drain tile on approximately 80 acres of row crop. | Complete | 2023-05-09 | 2024-06-26 | Lakes Brooklyn and Geneva | Brooklyn and Geneva Recovery Strategy | 0.06 | 0.06 | 0 | 0 | 0.06 | 0.06 | 0 | 0 | 0 | 282454.88 | 94151.62 | 376606.5
SJWS00405A | SJRWMD | Barnes Farms Land Leveling | Barnes Farms | 29.7174 | -81.4731 | Agricultural Conservation | The project will be to perform land leveling in preparation for irrigation conversion from seepage to a more efficient system. Water use is estimated to decrease by 5%. | Complete | 2021-05-01 | 2021-09-01 | Lakes Brooklyn and Geneva | Brooklyn and Geneva Recovery Strategy | 0.002 | 0.002 | 0 | 0 | 0.002 | 0.002 | 0 | 0 | 0 | 30405 | 10135 | 40540
SJWS00407A | SJRWMD | North Caledonia Farm Micro-Drip Retrofit and Fertigation | North Caledonia Farm, LLC | 29.6772 | -82.0604 | Agricultural Conservation | Purchase of a micro-drip irrigation system and purchase/installation of a fertigation system resulting in a reduction of supplemental irrigation water use and a reduction in offsite nutrient loading without interfering with crop production levels. | Complete | 2021-03-01 | 2022-03-20 | Silver Springs | Silver Springs Prevention Strategy | 0.0001 | 0.0001 | 0 | 0 | 0.0001 | 0.0001 | 0 | 0 | 24085.23 | 24085.23 | 16056.82 | 64227.28
SJWS00407B | SJRWMD | North Caledonia Farms Tailwater Recovery and Variable Rate Fertilizer Project | North Caledonia Farm, LLC | 29.6753 | -82.0653 | Agricultural Conservation | This project involves the construction of approximately 3.2 acres of tailwater recovery ponds for irrigation of hay and olive trees as well as purchase of GPS equipment to apply variable rates of fertilizer on approximately 100 acres of olives and 420 acres of hay benefitting Silver Springs and Ocklawaha River Basin. | Complete | 2016-03-01 | 2017-02-21 | Silver Springs | Silver Springs Prevention Strategy | 0.138 | 0.138 | 0 | 0 | 0.138 | 0.138 | 0 | 0 | 0 | 291262.5 | 99134.86 | 390397.36
SJWS00412B | SJRWMD | Jeff Parker Farms Irrigation Drain Tile Field 1 | Jeff Parker Farms/DEP | 29.7892 | -81.4954 | Agricultural Conservation | This project involves performing an irrigation conversion from seepage irrigation to irrigation drain tile on approximately 60 acres of row crops. | Complete | 2015-09-09 | 2016-02-26 | Lakes Brooklyn and Geneva | Brooklyn and Geneva Recovery Strategy | 0.042 | 0.042 | 0 | 0 | 0.042 | 0.042 | 0 | 0 | 151527.72 | 0 | 16836.41 | 168364.13
SJWS00412C | SJRWMD | Jeffery A. Parker Irrigation Drain Tile Conversion (St. Johns) | Jeff Parker Farms | 29.8323 | -81.4916 | Agricultural Conservation | This project involves performing an irrigation conversion from seepage to sub-irrigation drain tile on approximately 39 acres of row crops. | Complete | 2017-06-01 | 2017-09-29 | Lakes Brooklyn and Geneva | Brooklyn and Geneva Recovery Strategy | 0.01 | 0.01 | 0 | 0 | 0.01 | 0.01 | 0 | 0 | 0 | 100309.75 | 40202.14 | 140511.89
SJWS00414A | SJRWMD | Marion County U.S. 441 Sewer Force Main | Marion County; DEP | 28.9992 | -82.0002 | Reclaimed Water (for potable offset) | Construction of 17,000 LF of force main connecting the Spruce Creek Golf and County Club sewer system to the Stonecrest sewer system. | Complete | 2021-01-18 | 2022-12-23 |  | Silver Springs Prevention Strategy | 0 | 0 | 0.07 | 0.07 | 0.07 | 0.07 | 0 | 0 | 795274 | 0 | 1772113.08 | 2567387.08
SJWS00415B | SJRWMD | Picolata Farms Irrigation Drain Tile Field 1 | Picolata Produce Farms, Inc. | 29.913 | -81.5733 | Agricultural Conservation | This project involves performing an irrigation conversion from seepage irrigation to irrigation drain tile on approximately 85 acres of row crops. | Complete | 2015-10-01 | 2015-12-03 | Lake Brooklyn, Lake Geneva | Brooklyn and Geneva Recovery Strategy | 0.052 | 0.052 | 0 | 0 | 0.052 | 0.052 | 0 | 0 | 0 | 228814.07 | 50623.27 | 279437.34
SJWS00420A | SJRWMD | City of DeLand Reclaimed Water Main Extension — Phase 5 | DeLand, City of; DEP | 29.0466 | -81.3248 | Reclaimed Water (for potable offset) | The project includes the installation of 4,700 linear feet (LF) of reclaimed water main and 13,500 LF of reclaimed distribution main to serve the Cross Creek subdivision and community park. | Complete | 2023-10-16 | 2025-12-30 | Volusia Blue Spring | Volusia Recovery and Prevention Strategy | 0 | 0 | 1.47 | 1.47 | 1.47 | 1.47 | 0 | 0 | 1512248 | 756124.01 | 1455207.26 | 3723579.27
SJWS00421A | SJRWMD | City of Green Cove Springs Harbor Road Water Reclamation Facility Phase 2 | Green Cove Springs, City of | 30.0067 | -81.6958 | Reclaimed Water (for potable offset) | The project includes replacement of the existing WWTF with a water reclamation facility (WRF) that includes biological nutrient removal capabilities. | Complete | 2021-03-23 | 2024-12-31 | Lakes Brooklyn and Geneva | Brooklyn and Geneva Recovery Strategy | 0 | 0 | 1.25 | 1.25 | 1.25 | 1.25 | 0 | 0 | 1500000 | 0 | 4397430.59 | 5897430.59
SJWS00425A | SJRWMD | City of Palatka Water Main - Improvements Madison Street | Palatka, City of; DEP | 29.6504 | -81.636 | PS and CII Conservation | The project includes replacing approximately 1,981 LF of aged and failing cast iron pipe, within Palatka's central downtown area, with PVC to eliminate leaks and line breakage. | Complete | 2025-01-02 | 2025-03-31 | Lakes Brooklyn and Geneva | Brooklyn and Geneva Recovery Strategy | 0.004 | 0.004 | 0 | 0 | 0.004 | 0.004 | 0 | 0 | 499890 | 0 | 0 | 499890
SJWS00427A | SJRWMD | JEA Demand-Side Management Water Conservation Program | JEA; DEP | 30.3322 | -81.6556 | PS and CII Conservation | Implementation of a comprehensive water conservation program that will provide useful benefits to reduce water demand for existing groundwater/reclaimed water. | Complete | 2023-06-22 | 2025-09-30 | Lakes Brooklyn and Geneva | Brooklyn and Geneva Recovery Strategy | 1.5 | 1.5 | 0 | 0 | 1.5 | 1.5 | 0 | 0 | 1841457.75 | 0 | 5678710.96 | 7520168.71
SJWS00428A | SJRWMD | JEA H2.0 Purification Demonstration Facility | JEA; DEP | 30.3322 | -81.6556 | Other Non-Traditional Source | JEA is constructing a 1 million gallon per day (mgd) water purification demonstration facility to further purify reclaimed water to drinking water quality. | Construction/Underway | 2023-10-09 | 2026-06-30 | Lakes Brooklyn and Geneva | Brooklyn and Geneva Recovery Strategy | 0 | 1 | 0 | 0 | 0 | 1 | 0 | 0 | 3000000 | 0 | 41054587 | 44054587
SJWS00430A | SJRWMD | JEA U.S. 1 — Greenland Water Reclamation Facility to County Road 210 Reclaimed Water Main | JEA; DEP | 30.1154 | -81.4897 | Distribution/Transmission Capacity | The project includes installation of a reclaimed water main along US Route 1 to serve the Nocatee and Twin Creeks areas. | Complete | 2023-05-19 | 2024-09-30 | Lakes Brooklyn and Geneva | Brooklyn and Geneva Recovery Strategy | 0 | 0 | 2.1 | 2.1 | 2.1 | 2.1 | 0 | 0 | 0 | 750000 | 6811036.56 | 15135636.8
SJWS00433A | SJRWMD | St. Johns County State Road 16 and County Road 2209 Reclaimed Water Transmission Main Upsizing | St. Johns, County of | 29.905 | -81.3836 | Distribution/Transmission Capacity | This project includes the upsizing of an existing reclaimed water line from 8-inch to 16-inch and 20-inch running from SR 16 wastewater treatment facility (WWTF) to the St. Augustine Outlet Malls, and a segment of the transmission main along CR2209. | Construction/Underway | 2024-02-12 | 2026-03-31 | Lakes Brooklyn and Geneva | Brooklyn and Geneva Recovery Strategy | 0 | 0 | 0 | 2.13 | 0 | 2.13 | 2 | 2.13 | 0 | 2858900 | 9730260 | 12589160
SJWS00435A | SJRWMD | Town of Interlachen Water Supply System Replacement — Phase 4 | Interlachen, Town of; DEP | 29.6327 | -81.8812 | PS and CII Conservation | This project includes upgrades to a water distribution supply system by replacing approximately 6,300 LF of aged, undersized, and leaking 1-inch, 1.5-inch, and 4-inch galvanized steel water mains. | Complete | 2023-10-23 | 2024-09-30 | Lakes Brooklyn and Geneva | Brooklyn and Geneva Recovery Strategy | 0.012 | 0.012 | 0 | 0 | 0.012 | 0.012 | 0 | 0 | 500000 | 265741.05 | 304177.99 | 1069919.04
SJWS00437A | SJRWMD | Withlacoochee Regional Water Supply Authority Regional Irrigation System Evaluation Program | Withlacoochee Regional Water Supply Authority | 29.21 | -82.06 | PS and CII Conservation | The project includes irrigation system retrofits for residential customers within the District's portion of the Withlacoochee Regional Water Supply Authority service area. | Complete | 2023-11-30 | 2025-05-22 | Silver Springs | Silver Springs Prevention Strategy | 0.01 | 0.01 | 0 | 0 | 0.01 | 0.01 | 0 | 0 | 9849.55 | 0 | 9849.55 | 19699.1
SJWS00439B | SJRWMD | Cracker Swamp Farms Subsurface Irrigation Drain Tile Project | Cracker Swamp Farm | 29.6567 | -81.5815 | Agricultural Conservation | This project involves performing an irrigation conversion from seepage irrigation to irrigation drain tile on approximately 100 acres of row crops. | Complete | 2016-04-11 | 2016-09-20 | Lakes Brooklyn and Geneva | Brooklyn and Geneva Recovery Strategy | 0.094 | 0.094 | 0 | 0 | 0.094 | 0.094 | 0 | 0 | 0 | 221265.47 | 73755.15 | 295020.62
SJWS00439C | SJRWMD | Cracker Swamp Farm Irrigation Drain Tile Conversion Phase 2 | Cracker Swamp Farm/DEP | 29.6684 | -81.5512 | Agricultural Conservation | This project involves the installation of irrigation drain tile on approximately 80 acres of farmland. | Complete | 2017-04-12 | 2017-04-19 | Lakes Brooklyn and Geneva | Brooklyn and Geneva Recovery Strategy | 0.15 | 0.15 | 0 | 0 | 0.15 | 0.15 | 0 | 0 | 194561.87 | 0 | 64853.95 | 259415.82
SJWS00439D | SJRWMD | L and M Farms of North Florida LLC Precision Fertilizer and Weather Stations | L & M Farms of North Florida | 29.6894 | -81.5583 | Agricultural Conservation | This project involves purchasing three weather stations and three different types of precision fertilizer application equipment. | Complete | 2025-06-06 | 2025-09-30 | Lakes Brooklyn and Geneva | Brooklyn and Geneva Recovery Strategy | 0 | 0.002 | 0 | 0 | 0 | 0.002 | 0 | 0 | 0 | 52653.75 | 17551.25 | 70205
SJWS00476C | SJRWMD | Advanced Metering Infrastructure (AMI) | GRU | 29.6499 | -82.3398 | PS and CII Conservation | This project will replace existing meters with smart meters that can help detect leaks on the customers side of the meter, while also replacing service laterals that are made of polybutylene which are prone to leaking. | Construction/Underway | 2024-01-01 | 2026-12-31 | Lower Santa Fe and Ichetucknee Rivers and Priority Springs | LSFIR Recovery Strategy | 0 | 1 | 0 | 0 | 0 | 1 | 0 | 0 | 0 | 0 | 0 | 16400000
SJWS00506A | SJRWMD | Greenland Reclaimed Water Repump Facility - Storage Tank and Booster Pump Station | JEA | 30.1555 | -81.4976 | Other Project Type | This project consists of 12.0 MG in storage tanks and high service pumps. | Complete | 2023-01-01 | 2025-12-31 | Lower Santa Fe and Ichetucknee Rivers and Priority Springs | LSFIR Recovery Strategy | 0 | 0 | 0 | 4 | 0 | 4 | 12 | 0 | 0 | 0 | 0 | 5000000
SJWS00542A | SJRWMD | Tiger Bay Weir | SJRWMD | 29.1662 | -81.155 | Groundwater Recharge | Tiger Bay weir near Indian Lake. | Complete | 2016-06-22 | 2016-09-14 | Indian Lake | Volusia Recovery and Prevention Strategy | 0 | 0 | 0 | 0 | 0 | 0 | 0 | 0 | 0 | 0 | 0 | 0
SJWS00562A | SJRWMD | CRA Septic to Sewer | Orange City, City of | 28.9488 | -81.2989 | Reclaimed Water (for potable offset) | Implementing septic to sewer in the community redevelopment area of Orange City. | Construction/Underway | 2019-04-15 | 2030-12-31 | Volusia Blue Spring | Volusia Recovery and Prevention Strategy | 0 | 0 | 0 | 0.5 | 0 | 0.5 | 0 | 0 | 0 | 0 | 0 | 10000000
SJWS00563A | SJRWMD | Marion County Lower Floridan Conversion | Marion County | 28.9993 | -82.0265 | Other Non-Traditional Source | This project consists of the construction of two Lower Floridan aquifer production wells to replace withdrawals from the Upper Floridan aquifer in south central Marion County. | Design | 2024-05-01 | 2027-12-31 | Silver Springs | Silver Springs Prevention Strategy | 0 | 1.5 | 0 | 0 | 0 | 1.5 | 0 | 0 | 0 | 0 | 0 | 2900000
SJWS00572A | SJRWMD | Governor's Park Reclaimed Storage and Pumping | CCUA | 29.9455 | -81.6994 | Reclaimed Water (for potable offset) | This project consists of a new reclaimed distribution facility to serve the Governor's Park service area. The facility will include a 0.750 MG ground storage tank and high service pump station. The facility will receive water treated to reclaimed standards from the Peters Creek WRF. Related Project No. 2017_23 | Construction/Underway |  | 2024-12-31 | Lower Santa Fe and Ichetucknee Rivers and Priority Springs | LSFIR Recovery Strategy | 0 | 0 | 0 | 0 | 0 | 0 | 0.75 | 0 | 0 | 0 | 0 | 5373000
SJWS00573A | SJRWMD | Peters Creek WTP & Production Well # 3 -2.02 MGD Expansion | CCUA | 29.9963 | -81.7353 | Other Non-Traditional Source | This project consists of an expansion of the Peters Creek potable water distribution facility which uses the SAS. A new 1,400 gpm well, 1.25 MG ground storage tank and related appurtenances will be added. | Design |  | 2027-12-31 | Lower Santa Fe and Ichetucknee Rivers and Priority Springs | LSFIR Recovery Strategy | 0 | 2.02 | 0 | 0 | 0 | 2.02 | 0 | 0 | 0 | 0 | 0 | 4603000
SJWS00574A | SJRWMD | Pier Station WTP Expansion | CCUA | 29.9808 | -81.7666 | Other Non-Traditional Source | This project consists of a an expansion of the Pier Station potable WTP as growth in area occurs. This WTP uses the SAS as its source water. | Planning |  | 2026-12-31 | Lower Santa Fe and Ichetucknee Rivers and Priority Springs | LSFIR Recovery Strategy | 0 | 0.25 | 0 | 0 | 0 | 0.25 | 0 | 0 | 0 | 0 | 0 | 2700000
SJWS00575A | SJRWMD | Governor's Park WTP | CCUA | 29.9455 | -81.6994 | Other Non-Traditional Source | This project consists of a new potable water treatment and distribution facility to serve the Governor's Park service area. The facility will include two new dual zone (SAS and IAS), 1,770 gpm wells, a 0.500 MG ground storage tank, high service pump station and related appurtenances. | Design |  | 2027-12-31 | Lower Santa Fe and Ichetucknee Rivers and Priority Springs | LSFIR Recovery Strategy | 0 | 0.5 | 0 | 0 | 0 | 0.5 | 0 | 0 | 0 | 0 | 0 | 9000000
SJWS00576A | SJRWMD | Advanced Metering with Customer Dashboard | CCUA | 30.1151 | -81.8152 | PS and CII Conservation | This project will provide customers with water savings tools by expanding the capabilities of its existing Advanced Metering Infrastructure to increase the savings realized through customer-side notifications of excessive or abnormal water use. Customers will be able to view water use in short term intervals, and the automated system will alert users the same day they occur. Customers can also gain insight into water use patterns and behaviors which can result in reductions in water use. The project is being performed in as part of a major ERP platform upgrade. | Construction/Underway | 2023-01-01 | 2026-12-31 | Lower Santa Fe and Ichetucknee Rivers and Priority Springs | LSFIR Recovery Strategy | 0 | 0.445 | 0 | 0 | 0 | 0.445 | 0 | 0 | 0 | 0 | 0 | 750000
SJWS00577A | SJRWMD | Reclaimed SCADA System Optimization | CCUA | 30.1151 | -81.8152 | Reclaimed Water (for potable offset) | This project will optimize use of reclaimed water system by use of SCADA and programming improvements to the reclaimed distribution system. These improvements will include operational changes and infrastructure additions (e.g. additional flow meters) to optimize the use of reclaimed water and reduce the use of water from augmentation wells. | Planning |  | 2024-12-31 | Lakes Brooklyn and Geneva | Brooklyn and Geneva Recovery Strategy | 0 | 0 | 0 | 1 | 0 | 1 | 0 | 0 | 0 | 0 | 0 | 680000
SJWS00582A | SJRWMD | Large meter replacement | GRU | 29.6645 | -82.3576 | PS and CII Conservation | This project will replace existing large meters with more accurate new meters. Greater accuracy will promote conservation. | Construction/Underway | 2024-01-01 | 2026-12-31 | Lower Santa Fe and Ichetucknee Rivers and Priority Springs | LSFIR Recovery Strategy | 0 | 0.085 | 0 | 0 | 0 | 0.085 | 0 | 0 | 0 | 0 | 0 | 400000
SJWS00587A | SJRWMD | Twin Creeks Reclaimed Water Storage Tank and Booster Pump Station | JEA | 30.0888 | -81.465 | Reclaimed Water (for potable offset) | This project consists of a 2.0 Mgal storage tank and high service pumps. | Complete | 2023-01-01 | 2024-12-31 | Lower Santa Fe and Ichetucknee Rivers and Priority Springs | LSFIR Recovery Strategy | 0 | 0 | 0 | 0 | 0 | 0 | 2 | 0 | 0 | 0 | 0 | 9018000
SJWS00588A | SJRWMD | CR210 - South Hampton to Shearwater - Trans - Reclaimed Water System Expansion | JEA | 30.0453 | -81.5689 | Reclaimed Water (for potable offset) | This project will install 7,400 feet of 24" and 12" reclaimed water main to serve as a transmission pipeline. | Construction/Underway |  | 2026-12-31 | Lower Santa Fe and Ichetucknee Rivers and Priority Springs | LSFIR Recovery Strategy | 0 | 0 | 0 | 0.02 | 0 | 0.02 | 0 | 0 | 0 | 0 | 0 | 8930000
SJWS00590A | SJRWMD | JP - Nassau - Chester Rd - David Hallman to Pages Dairy Rd - R | JEA | 30.6309 | -81.5467 | Reclaimed Water (for potable offset) | This project will install 1,700 feet of 20" reclaimed water main to serve as a transmission pipeline. | Construction/Underway | 2023-01-01 | 2026-12-31 | Lower Santa Fe and Ichetucknee Rivers and Priority Springs | LSFIR Recovery Strategy | 0 | 0 | 0 | 0.06 | 0 | 0.06 | 0 | 0 | 0 | 0 | 1810000 | 1810000
SJWS00591A | SJRWMD | SR200 - William Burgess Blvd to Police Lodge Rd - Trans - R | JEA | 30.615 | -81.6655 | Reclaimed Water (for potable offset) | This project will install 14,250 feet of 16" reclaimed water main to serve as a transmission pipeline. | Complete | 2022-01-01 | 2023-12-31 | Lower Santa Fe and Ichetucknee Rivers and Priority Springs | LSFIR Recovery Strategy | 0 | 0 | 0.04 | 0.04 | 0.04 | 0.04 | 0 | 0 | 0 | 0 | 0 | 5580000
SJWS00594A | SJRWMD | SWDE - Arlington East WRF Purification Facility | JEA | 30.3468 | -81.5107 | Other Non-Traditional Source | This project consists of a 6.0 mgd water purification facility (capacity conceptual, subject to change) and UFA Recharge Wells. Discharge will be used to replenish the aquifer. | Design |  | 2031-12-31 | Lower Santa Fe and Ichetucknee Rivers and Priority Springs | LSFIR Recovery Strategy | 0 | 6 | 0 | 0 | 0 | 6 | 0 | 0 | 0 | 0 | 0 | 0
SJWS00595A | SJRWMD | Reclaimed Transmission Optimization for Isolation Projects | CCUA | 30.1151 | -81.8152 | Reclaimed Water (for potable offset) | Transmission system optimization to maximize reuse delivery - This project consists of four projects that will install transmission pipelines to isolated transmission and distribution systems. In conjunction with the Reclaimed Storage Tanks and SCADA projects, this will allow the utility to store more treated water during peak hours rather than discharging to surface waters. This will also reduce the use of augmentation well and maximize the use of RIBs. The Transmission/SCADA/Storage tank suite of projects collectively will position CCUA from an approximately 70% reuse utility to nearly 100% reuse this decade. This represents 2-3 mgd of additional beneficial reuse by the end of the decade. | Planning |  | 2025-12-31 | Lakes Brooklyn and Geneva | Brooklyn and Geneva Recovery Strategy | 0 | 0 | 0 | 2 | 0 | 2 | 0 | 0 | 0 | 0 | 0 | 0
SJWS00600A | SJRWMD | NW Wellfield VFD addition | SJCUD | 29.8192 | -81.4375 | PS and CII Conservation | This project is part of the effort to optimize operation of the Northwest Well Field in accordance with SJCUD's Wellfield Optimization Plan. Phase I of this project will install VFD pump controls on new wells as part of the current expansion project. Phase II will retro-fit existing wells. Assumes a 20% supply benefit. | Construction/Underway | 2023-01-01 |  | Lower Santa Fe and Ichetucknee Rivers and Priority Springs | LSFIR Recovery Strategy | 0 | 1.55 | 0 | 0 | 0 | 1.55 | 0 | 0 | 0 | 0 | 0 | 1000000
SJWS00601A | SJRWMD | SR 16 Corridor Reuse Transmission Main Expansion | SJCUD | 29.9158 | -81.4171 | Reclaimed Water (for potable offset) | Project to replace approximately 6.7 miles of existing 8-inch reuse main with a new 16-inch and 20-inch reuse main along State Rd 16 to facilitate transmission of reuse water between the SR 16 WRF and the NW WRF grids. Project currently being advertised for design build. | Construction/Underway | 2023-01-01 | 2027-12-31 | Lower Santa Fe and Ichetucknee Rivers and Priority Springs | LSFIR Recovery Strategy | 0 | 0 | 0 | 1 | 0 | 1 | 0 | 0 | 0 | 0 | 0 | 11000000
SJWS00609A | SJRWMD | Mid-Clay WRF Potable Reuse Pilot Demonstration | CCUA | 30.0572 | -81.7953 | Other Non-Traditional Source | This is a pilot-scale potable reuse demonstration project. A reuse demonstration facility is being constructed at the Mid-Clay WRF. The technology train will be BAF/O3, and will not produce a brine or reject stream needing disposal. Instead, BAF/O3 will produce filter backwash that will go back through plant headworks. CCUA will use the facility to demonstrate the quality of water that can be produced (permitting driver), for operator training, and for public engagement. | Construction/Underway | 2024-01-01 | 2026-12-31 | Lower Santa Fe and Ichetucknee Rivers and Priority Springs | LSFIR Recovery Strategy | 0 | 0 | 0 | 0 | 0 | 0 | 0 | 0 | 0 | 0 | 0 | 4540000
SJWS00612A | SJRWMD | North Florida Regional Water Supply Plan Project Conceptualization Partnership | SJRWMD, SRWMD, DEP, JEA, CCUA, SJCUD, GRU | 29.9724 | -82.1714 | Groundwater Recharge | The purpose of the Partnership is to identify potential large-scale groundwater recharge projects that can work in conjunction with conservation and other projects to meet minimum flows and levels (MFLs) requirements for the Lower Santa Fe and Ichetucknee Rivers (LSFIR). | Complete | 2024-01-01 | 2025-12-31 | LSFIR | LSFIR Recovery Strategy | 0 | 0 | 0 | 0 | 0 | 0 | 0 | 0 | 143000 | 71000 | 286000 | 500000
SJWS00613A | SJRWMD | First Farms, Inc. Enhanced Seepage | First Farms | 29.831 | -81.5091 | Agricultural Conservation | This project involves performing an irrigation conversion from seepage irrigation to enhanced seepage on approximately 50 acres of row crops. | Complete | 2014-09-29 | 2014-06-04 | Lakes Brooklyn and Geneva | Brooklyn and Geneva Recovery Strategy | 0.02 | 0.02 | 0 | 0 | 0.02 | 0.02 | 0 | 0 | 106064.49 | 0 | 35354.82 | 141419.31
SJWS00613B | SJRWMD | First Farms Irrigation Drain Tile Field 1 | First Farms/DEP | 29.8224 | -81.5083 | Agricultural Conservation | This project involves performing an irrigation conversion from seepage irrigation to irrigation drain tile on approximately 92 acres of row crops. | Complete | 2014-10-01 | 2016-03-08 | Lakes Brooklyn and Geneva | Brooklyn and Geneva Recovery Strategy | 0.017 | 0.017 | 0 | 0 | 0.017 | 0.017 | 0 | 0 | 125754.63 | 0 | 144030.59 | 269785.22
SJWS00613C | SJRWMD | First Farm, Inc. Subsurface Irrigation Drain Tile (Field C2) Project | First Farms | 29.8293 | -81.5093 | Agricultural Conservation | This project involves performing an irrigation conversion from seepage irrigation to irrigation drain tile on approximately 67 acres of row crops. | Complete | 2016-08-02 | 2016-11-11 | Lakes Brooklyn and Geneva | Brooklyn and Geneva Recovery Strategy | 0.035 | 0.035 | 0 | 0 | 0.035 | 0.035 | 0 | 0 | 0 | 179499.75 | 117499.29 | 296999.04
SJWS00613D | SJRWMD | First Farm, Inc. Irrigation Drain Tile Conversion Phase 2 | First Farms/DEP | 29.8221 | -81.5002 | Agricultural Conservation | This project involves performing an irrigation conversion from seepage irrigation to irrigation drain tile on approximately 100 acres of row crops. | Complete | 2017-03-01 | 2017-04-20 | Lakes Brooklyn and Geneva | Brooklyn and Geneva Recovery Strategy | 0.019 | 0.019 | 0 | 0 | 0.019 | 0.019 | 0 | 0 | 250000 | 0 | 102139.71 | 352139.71
SJWS00613E | SJRWMD | First Farm, Inc. Irrigation Drain Tile Conversion Phase 4 | First Farms | 29.5883 | -81.4622 | Agricultural Conservation | This project involves converting from seepage to irrigation drain tile on approximately 108 acres of row crop. | Complete | 2023-05-09 | 2023-12-29 | Lakes Brooklyn and Geneva | Brooklyn and Geneva Recovery Strategy | 0.088 | 0.088 | 0 | 0 | 0.088 | 0.088 | 0 | 0 | 0 | 413176.03 | 137725.34 | 550901.37
SJWS00615A | SJRWMD | Mid-State Research Center Center Pivot with Telemetry | Mid-State Research Center | 29.3941 | -82.1624 | Agricultural Conservation | This project involves an irrigation conversion to a center pivot with fertigation and implementation of a weather station and climate sensor telemetry for use on approximately 14 acres of row crops and hay. | Complete | 2015-07-24 | 2015-09-30 | Silver Springs | Silver Springs Prevention Strategy | 0.008 | 0.008 | 0 | 0 | 0.008 | 0.008 | 0 | 0 | 0 | 43813.8 | 5168.2 | 48982
SJWS00616A | SJRWMD | Colvin Farms Center Pivot Retrofits | Colvin Farms | 29.5021 | -81.9589 | Agricultural Conservation | The project involves performing an irrigation retrofit on the hoses, nozzles and end guns for 12 Center Pivots for use on approximately 850 acres of row crops. | Complete | 2015-07-24 | 2015-09-15 | Silver Springs | Silver Springs Prevention Strategy | 0.027 | 0.027 | 0 | 0 | 0.027 | 0.027 | 0 | 0 | 0 | 91989 | 10221.43 | 102210.43
SJWS00616B | SJRWMD | Colvin Farms Soil Moisture and Rain Sensors | Colvin Farms | 29.4982 | -81.9846 | Agricultural Conservation | This project involves the purchase and implementation of soil moisture and climate sensors for use on approximately 850 acres of row crops. | Complete | 2015-07-24 | 2015-11-09 | Silver Springs | Silver Springs Prevention Strategy | 0.016 | 0.016 | 0 | 0 | 0.016 | 0.016 | 0 | 0 | 0 | 21980.16 | 2442.24 | 24422.4
SJWS00616C | SJRWMD | Colvin Farms Center Pivot Telemetry | Colvin Farms | 29.4999 | -81.961 | Agricultural Conservation | The project involves performing irrigation retrofits on five center pivots to install GPS computer controls and radios for use on approximately 850 acres of row crops. | Complete | 2015-07-24 | 2015-09-18 | Silver Springs | Silver Springs Prevention Strategy | 0.005 | 0.005 | 0 | 0 | 0.005 | 0.005 | 0 | 0 | 0 | 53901 | 5989 | 59890
SJWS00617A | SJRWMD | Lee's Shiloh Farm Irrigation Drain Tile Field 1 | Lee's Shiloh Farms, Inc./DEP | 29.8224 | -81.5083 | Agricultural Conservation | This project involves performing an irrigation conversion from seepage irrigation to irrigation drain tile on approximately 119 acres of row crops. | Complete | 2015-08-10 | 2016-02-26 | Lakes Brooklyn and Geneva | Brooklyn and Geneva Recovery Strategy | 0.062 | 0.062 | 0 | 0 | 0.062 | 0.062 | 0 | 0 | 374245.37 | 0 | 74079.58 | 448324.95
SJWS00617B | SJRWMD | Lee's Shiloh Farm Irrigation Drain Tile Field 2 | Lee's Shiloh Farms, Inc. | 29.8192 | -81.505 | Agricultural Conservation | This project involves performing an irrigation conversion from seepage to irrigation drain tile on approximately 87 acres of row crops. | Complete | 2017-03-01 | 2017-05-30 | Lakes Brooklyn and Geneva | Brooklyn and Geneva Recovery Strategy | 0.016 | 0.016 | 0 | 0 | 0.016 | 0.016 | 0 | 0 | 238941.18 | 0 | 70313.73 | 309254.91
SJWS00617C | SJRWMD | Lee's Shiloh Farms, Inc. Irrigation Drain Tile Conversion Phase 2 | Lee's Shiloh Farms, Inc. | 29.8254 | -81.5133 | Agricultural Conservation | This project involves performing an irrigation conversion from seepage irrigation to sub-irrigation drain tile on approximately 89 acres of row crops. | Complete | 2017-06-01 | 2017-11-03 | Lakes Brooklyn and Geneva | Brooklyn and Geneva Recovery Strategy | 0.02 | 0.02 | 0 | 0 | 0.02 | 0.02 | 0 | 0 | 0 | 250000 | 96146.44 | 346146.44
SJWS00618A | SJRWMD | Old Dixie Cattle Company Linear Overhead Irrigation Field 1 | Old Dixie Cattle Company | 29.4868 | -81.4092 | Agricultural Conservation | This project involves performing an irrigation conversion from seepage irrigation to overhead linear irrigation on approximately 147 acres of row crops. | Complete | 2015-11-02 | 2016-02-16 | Lakes Brooklyn and Geneva | Brooklyn and Geneva Recovery Strategy | 0.302 | 0.302 | 0 | 0 | 0.302 | 0.302 | 0 | 0 | 0 | 497733.3 | 54903.7 | 552637
SJWS00618B | SJRWMD | Old Dixie Cattle Company Overhead Linear Irrigation and Fertigation System | Old Dixie Cattle Company/DEP | 29.4862 | -81.409 | Agricultural Conservation | This project involves the expansion of the overhead linear irrigation and fertigation system for an additional 80 acres of farmland. | Complete | 2017-03-01 | 2017-06-23 | Lakes Brooklyn and Geneva | Brooklyn and Geneva Recovery Strategy | 0.021 | 0.021 | 0 | 0 | 0.021 | 0.021 | 0 | 0 | 175065 | 0 | 58355 | 233420
SJWS00619A | SJRWMD | Sam Bertha Jr. Farms Center Pivot Irrigation Field 1 | Sam Bertha Jr. Farms/DEP | 29.4665 | -81.3624 | Agricultural Conservation | This project involves the installation of an overhead irrigation and fertigation system and purchase and implementation of soil moisture sensors for use on approximately 70 acres of row crops. | Complete | 2015-09-09 | 2016-07-08 | Lakes Brooklyn and Geneva | Brooklyn and Geneva Recovery Strategy | 0.05 | 0.05 | 0 | 0 | 0.05 | 0.05 | 0 | 0 | 307543.42 | 0 | 34171.48 | 341714.9
SJWS00620A | SJRWMD | Clegg Sod Farm Linear Overhead Irrigation | Clegg Sod Farm | 29.3407 | -81.3503 | Agricultural Conservation | The project includes converting 180 acres of furrow seepage irrigation to overhead linear irrigation. | Complete | 2015-09-17 | 2016-01-12 | Lakes Brooklyn and Geneva | Brooklyn and Geneva Recovery Strategy | 0.058 | 0.058 | 0 | 0 | 0.058 | 0.058 | 0 | 0 | 0 | 117154.65 | 13017.19 | 130171.84
SJWS00621A | SJRWMD | Singleton and Sons Farms Irrigation Drain Tile Field 1 | Singleton and Sons Farms | 29.5958 | -81.5198 | Agricultural Conservation | This project involves performing an irrigation conversion from seepage irrigation to irrigation drain tile on approximately 72 acres of row crops. | Complete | 2015-09-23 | 2016-03-09 | Lakes Brooklyn and Geneva | Brooklyn and Geneva Recovery Strategy | 0.053 | 0.053 | 0 | 0 | 0.053 | 0.053 | 0 | 0 | 0 | 206930.66 | 22992.29 | 229922.95
SJWS00622A | SJRWMD | Mike Revels Farms Irrigation Drain Tile Field 1 | Mike Revels Farms/DEP | 29.6098 | -81.5255 | Agricultural Conservation | This project involves performing an irrigation conversion from seepage irrigation to irrigation drain tile on approximately 38 acres of row crops. | Complete | 2015-12-15 | 2016-03-30 | Lakes Brooklyn and Geneva | Brooklyn and Geneva Recovery Strategy | 0.054 | 0.054 | 0 | 0 | 0.054 | 0.054 | 0 | 0 | 115572.71 | 0 | 17854.23 | 133426.94
SJWS00622B | SJRWMD | Mike Revels Farms Riser Culverts | Mike Revels Farms | 29.6498 | -81.5684 | Agricultural Conservation | This project involves the purchase and installaiont of riser culverts for water management on 150 acres of potatoes. | Complete | 2025-02-13 | 2025-03-15 | Lakes Brooklyn and Geneva | Brooklyn and Geneva Recovery Strategy | 0 | 0.039 | 0 | 0 | 0 | 0.039 | 0 | 0 | 0 | 6522.69 | 2174.23 | 8696.92
SJWS00626A | SJRWMD | William Revels Farm Irrigation Retrofit | Jon Revels | 29.7133 | -81.4481 | Agricultural Conservation | This project involves performing an irrigation conversion from seepage irrigation to irrigation drain tile on approximately 111 acres of row crops. | Complete | 2016-06-01 | 2016-08-31 | Lakes Brooklyn and Geneva | Brooklyn and Geneva Recovery Strategy | 0.085 | 0.085 | 0 | 0 | 0.085 | 0.085 | 0 | 0 | 0 | 227403.82 | 116382.32 | 343786.14
SJWS00627A | SJRWMD | Charles E. Alford Sr. Revocable Trust Irrigation Drain Tile | Charles Edward Alford/DEP | 29.674 | -81.5805 | Agricultural Conservation | This project involves performing an irrigation conversion to sub-irrigation drain tile on approximately 80 acres of row crop. | Complete | 2017-05-01 | 2017-07-31 | Lakes Brooklyn and Geneva | Brooklyn and Geneva Recovery Strategy | 0.015 | 0.015 | 0 | 0 | 0.015 | 0.015 | 0 | 0 | 189851.91 | 0 | 63283.97 | 253135.88
SJWS00629A | SJRWMD | Robert L. Revels Farms Irrigation Drain Tile Conversion | Robert L Revels Farms | 29.6679 | -81.5767 | Agricultural Conservation | This project involves performing an irrigation conversion from seepage irrigation to sub-irrigation drain tile on approximately 32 acres of row crops. | Complete | 2017-06-01 | 2018-01-30 | Lakes Brooklyn and Geneva | Brooklyn and Geneva Recovery Strategy | 0.01 | 0.01 | 0 | 0 | 0.01 | 0.01 | 0 | 0 | 0 | 104929.28 | 34976.43 | 139905.71
SJWS00634A | SJRWMD | Ben Wells Produce Precision Land Leveling Equipment | Ben Wells/DEP | 29.9387 | -81.5477 | Agricultural Conservation | This project involves purchasing three soil moisture sensors and a weather station for approximately 229 acres of row crops. | Complete | 2024-05-16 | 2024-09-30 | Lakes Brooklyn and Geneva | Brooklyn and Geneva Recovery Strategy | 0.05 | 0.05 | 0 | 0 | 0.05 | 0.05 | 0 | 0 | 18586.15 | 12218.59 | 10268.25 | 41072.99
SJWS00637A | SJRWMD | Durbin Creek Sod Farm Irrigation Conversion | Durbin Creek Sod Farm | 29.7905 | -81.4449 | Agricultural Conservation | This project involves an irrigation conversion from seepage to irrigation drain tile on approximately 37 acres of sod. | Complete | 2025-01-01 | 2025-05-08 | Lakes Brooklyn and Geneva | Brooklyn and Geneva Recovery Strategy | 0.026 | 0.026 | 0 | 0 | 0.026 | 0.026 | 0 | 0 | 0 | 232280.72 | 77426.91 | 309707.63
SJWS00644A | SJRWMD | William Wesley Wells Farms Conversion from Seepage to Irrigation Drain Tile | Wesley Wells Farms/DEP | 29.9269 | -81.5516 | Agricultural Conservation | This project involves converting from seepage to irrigation drain tile on approximately 42 acres of corn and potatoes. | Construction/Underway | 2025-10-14 | 2026-09-30 | Lakes Brooklyn and Geneva | Brooklyn and Geneva Recovery Strategy | 0 | 0.028 | 0 | 0 | 0 | 0.028 | 0 | 0 | 238983.32 | 0 | 79661.1 | 318644.42
SJWS00645A | SJRWMD | Water First North Florida | SJRWMD, SRWMD, DEP, JEA, CCUA, SJCUD, GRU, and other local cooperators | 30.3517 | -81.6324 | Groundwater Recharge | Reclaimed water from the JEA Buckman and Southwest Water Reclamation Facilities will be passed through a wetland treatment system to further reduce nutrients before being pumped to strategically located aquifer recharge site(s) in the region. A treatment wetland and recharge facility siting investigation are underway. Water First North Florida will provide regional recharge to the Floridan aquifer. | Planning |  |  | Lower Santa Fe and Ichetucknee Rivers and Priority Springs | LSFIR Recovery Strategy | 0 | 40 | 0 | 0 | 0 | 40 | 0 | 0 | 0 | 0 | 0 | 1100000000
SJWS00647A | SJRWMD | Beacon Lake Potable to Reuse Conversion | SJCUD | 30.074 | -81.4696 | Reclaimed Water (for potable offset) | The Beacon Lake subdivision has 988 connections (981 single-family, 5 commercial, and 2 common areas) that are currently plumbed from the potable water services for irrigation. This project will be to hire a contractor to re-plumb the irrigation piping to connect the reuse mains to reuse meters and the existing irrigation systems. | Construction/Underway |  | 2025-12-31 | Lower Santa Fe and Ichetucknee Rivers and Priority Springs | LSFIR Recovery Strategy | 0 | 0 | 0 | 0.3 | 0 | 0.3 | 0 | 0 | 0 | 0 | 0 | 0
SJWS00654A | SJRWMD | JEA US 1 Greenland WRF to CR 210 Transmission Main | JEA | 30.1605 | -81.5027 | Reclaimed Water (for potable offset) | The project includes installation of a reclaimed water main along US 1 to serve the Nocatee and Twin Creeks areas. The estimated alternative water supply benefit is 2.1 mgd. The project also provides an estimated nutrient load reduction water quality benefit to the Lower St. Johns River of 57,595 lbs/yr TN and 18,419 lbs/yr TP. | Complete | 2023-01-01 | 2024-12-31 | Lower Santa Fe and Ichetucknee Rivers and Priority Springs | LSFIR Recovery Strategy | 0 | 0 | 0 | 2.1 | 0 | 2.1 | 0 | 0 | 0 | 0 | 0 | 0
SRWS00010A | SRWMD | Lake City Municipal Airport | Columbia County | 30.18 | -82.58 | Stormwater | Implement stormwater improvements at the Lake City Municipal Airport to increase soil percolation. | Complete | 2009-05-08 | 2012-04-06 | Lower Santa Fe and Ichetucknee Rivers and Priority Springs | LSFIR Recovery Strategy | 1.9 | 1.9 | 0 | 0 | 1.9 | 1.9 | 0 | 0 | 0 | 5950 | 0 | 5950
SRWS00011A | SRWMD | City of Alachua Water Conservation Project | Alachua, City of | 29.7934 | -82.4946 | PS and CII Conservation | Reduce leakage in the water resource caution area in the City of Alachua to conserve water. | Complete | 2013-05-01 | 2014-11-01 | Lower Santa Fe and Ichetucknee Rivers and Priority Springs | LSFIR Recovery Strategy | 0.05 | 0.05 | 0 | 0 | 0.05 | 0.05 | 0 | 0 | 0 | 31220 | 31220 | 62440
SRWS00015A | SRWMD | City of Newberry Water Conservation Project | Newberry, City of | 29.6466 | -82.6075 | PS and CII Conservation | Replace aging pipes and equipment in the City of Newberry to reduce water loss. | Complete | 2013-06-25 | 2014-08-01 | Lower Santa Fe and Ichetucknee Rivers and Priority Springs | LSFIR Recovery Strategy | 0.04 | 0.04 | 0 | 0 | 0.04 | 0.04 | 0 | 0 | 0 | 28550 | 28550 | 57100
SRWS00016A | SRWMD | City of High Springs Water Conservation Project | High Springs, City of | 29.8246 | -82.5978 | PS and CII Conservation | Reduce leakage in the water resource caution area in the City of High Springs to conserve water. | Complete | 2013-06-25 | 2014-09-01 | Lower Santa Fe and Ichetucknee Rivers and Priority Springs | LSFIR Recovery Strategy | 0.02 | 0.02 | 0 | 0 | 0.02 | 0.02 | 0 | 0 | 0 | 28628 | 28628 | 57256
SRWS00020A | SRWMD | Ichetucknee Springshed Water Quality Improvement (ISQWIP) | Lake City, City of | 30.1295 | -82.6792 | Reclaimed Water (for groundwater recharge or natural system restoration) | Convert existing sprayfield to treatment wetland in Lake City for groundwater recharge. | Complete | 2013-12-12 | 2017-11-01 | Lower Santa Fe and Ichetucknee Rivers and Priority Springs | LSFIR Recovery Strategy | 1.19 | 1.19 | 0 | 0 | 1.19 | 1.19 | 0 | 0 | 3900000 | 283815 | 100000 | 4283815
SRWS00020C | SRWMD | Ichetucknee Springs Quality & Quantity Enhancement | Lake City, City of | 30.12 | -82.68 | Reclaimed Water (for groundwater recharge or natural system restoration) | Increase the polishing area of a treatment wetland in Lake City to increase estimated groundwater recharge and provide additional nutrient reduction. | Design | 2023-02-01 | 2027-12-31 | Ichetucknee Springs | LSFIR Recovery Strategy | 0 | 0.625 | 0 | 0 | 0 | 0.625 | 0 | 0 | 1800000 | 0 | 50000 | 1850000
SRWS00027A | SRWMD | High Springs Water Main Replacements | High Springs, City of | 29.7974 | -82.6209 | PS and CII Conservation | Replace water line of old leaking main lines in High Springs. | Complete | 2014-08-14 | 2017-07-07 | Lower Santa Fe and Ichetucknee Rivers and Priority Springs | LSFIR Recovery Strategy | 0.01 | 0.01 | 0 | 0 | 0.01 | 0.01 | 0 | 0 | 0 | 50000 | 833033 | 883033
SRWS00028A | SRWMD | Hampton Water Tank Revitalization Project | Hampton, City of | 29.8658 | -82.1353 | PS and CII Conservation | Repair water storage tank and reduce flushing losses in the City of Hampton. | Complete | 2014-10-01 | 2016-04-01 | Lower Santa Fe and Ichetucknee Rivers and Priority Springs | LSFIR Recovery Strategy | 0.01 | 0.01 | 0 | 0 | 0.01 | 0.01 | 0 | 0 | 0 | 25000 | 5000 | 30000
SRWS00030A | SRWMD | Lake Harris | Columbia County | 30.1965 | -82.6827 | Groundwater Recharge | Replace nonfunctional drainage wells at Lake Harris in Columbia County to reduce leading to flooding during high storm events. | Complete | 2015-01-01 | 2015-12-30 | Lower Santa Fe and Ichetucknee Rivers and Priority Springs | LSFIR Recovery Strategy | 1.12 | 1.12 | 0 | 0 | 1.12 | 1.12 | 0 | 0 | 0 | 0 | 120000 | 120000
SRWS00031A | SRWMD | 2014 Springs Projects: Task 2 WC Through Pivots (S0796) | Producers | 30.2823 | -82.9549 | Agricultural Conservation | Retrofit 115 center pivots to increase spray efficiency with 14 local producers. | Complete | 2015-01-01 | 2019-06-05 | Lower Santa Fe and Ichetucknee Rivers and Priority Springs | LSFIR Recovery Strategy | 5.26 | 5.26 | 0 | 0 | 5.26 | 5.26 | 0 | 0 | 885000 | 1235000 | 308975 | 2428975
SRWS00031B | SRWMD | 2014 Springs Projects: Task 3 Dairy Lagoon Expansion (S0796) | Producers | 30.2823 | -82.9549 | Other Non-Traditional Source | Contract with local producers throughout SRWMD to implement 5 projects designed to increase pond storage to better manage wastewater and irrigation. | Complete | 2015-01-01 | 2019-06-05 | Lower Santa Fe and Ichetucknee Rivers and Priority Springs | LSFIR Recovery Strategy | 0.3 | 0.3 | 0 | 0 | 0.3 | 0.3 | 0 | 0 | 1500000 | 0 | 300000 | 1800000
SRWS00031C | SRWMD | 2015 Springs Projects: Dairy Screen Separators | Producers | 30.2823 | -82.9549 | Agricultural Conservation | Retrofit 18 screens and irrigation systems (Improved Nutrient Application in Dairy operations) with 9 local producers. | Construction/Underway | 2015-12-01 | 2026-03-31 | Lower Suwannee River | LSFIR Recovery Strategy | 0 | 0.32 | 0 | 0 | 0 | 0.32 | 0 | 0 | 2120000 | 20000 | 530000 | 2670000
SRWS00031E | SRWMD | Pivot Retrofits | Producers | 30.2823 | -82.9549 | Agricultural Conservation | Retrofit pivot systems with a need determined by a mobile irrigation lab evaluation in existing and proposed water resource planning areas. | Construction/Underway | 2019-12-19 | 2027-12-31 | Lower Santa Fe and Ichetucknee Rivers and Priority Springs | LSFIR Recovery Strategy | 0.779 | 1.1 | 0 | 0 | 0.779 | 1.1 | 0 | 0 | 1200400 | 0 | 55600 | 1256000
SRWS00032E | SRWMD | Oakmont Reclaimed Water Ph 3 and 4 | Gainesville Regional Utilities | 29.62 | -82.47 | Reclaimed Water (for potable offset) | Expanding reclaimed water distribution system pipelines in Oakmont subdivision to offset use of potable water for irrigation in Alachua County. | Complete | 2019-07-01 | 2022-06-30 | Lower Santa Fe River | LSFIR Recovery Strategy | 0 | 0 | 0 | 0.05 | 0 | 0.05 | 0 | 0 | 352500 | 0 | 352500 | 705000
SRWS00032F | SRWMD | Oakmont Reclaimed Water Extension, Phase 5b | GRU | 29.6264 | -82.4683 | PS and CII Conservation | Extend reclaimed water to Phase 5b in Oakmont Subdivision to offset groundwater withdrawals for irrigation. | Complete | 2023-06-01 | 2023-09-30 | Lower Santa Fe Ichetucknee Rivers | LSFIR Recovery Strategy | 0 | 0 | 0 | 0.01 | 0 | 0.01 | 0 | 0 | 0 | 83375 | 83375 | 166750
SRWS00032G | SRWMD | Oakmont Reclaimed Water Ext Ph 6 | GRU | 29.625 | -82.4667 | Reclaimed Water (for potable offset) | Extend reclaimed water lines to 158 homes plus common areas in Oakmont Ph 6 to offset 0.055 mgd of groundwater for irrigation. | Design | 2026-09-01 | 2027-06-09 | Lower Santa Fe and Ichetucknee Rivers | LSFIR Recovery Strategy | 0 | 0 | 0 | 0.055 | 0 | 0.055 | 0 | 0 | 0 | 226542 | 226542 | 453084
SRWS00033A | SRWMD | Columbia County Water Main & Conservation Project (October Rd) | Columbia County | 29.967 | -82.5731 | PS and CII Conservation | Construct a water main extension at the Ellisville water treatment plant in Columbia County to reduce flushing and conserve water. | Complete | 2015-04-01 | 2015-12-01 | Lower Santa Fe and Ichetucknee Rivers and Priority Springs | LSFIR Recovery Strategy | 0.03 | 0.03 | 0 | 0 | 0.03 | 0.03 | 0 | 0 | 0 | 201256 | 249552 | 450808
SRWS00034A | SRWMD | NW 142nd Terrace Drainage Improvement | Alachua, City of | 29.7899 | -82.496 | Flood Control Works | Implement stormwater improvements that serve 700 residents and the City of Alachua downtown district. | Complete | 2015-06-01 | 2015-08-28 | Lower Santa Fe and Ichetucknee Rivers and Priority Springs | LSFIR Recovery Strategy | 0 | 0 | 0 | 0 | 0 | 0 | 0 | 0 | 0 | 86900 | 87059.72 | 173959.72
SRWS00037A | SRWMD | Ichetucknee Trace - Clayhole Creek/Alligator Lake Recharge and stormwater Mitigation | Columbia County | 30.1726 | -82.6312 | Stormwater | Construct swales, canals, and stormwater control structures to direct water to Alligator Lake in Columbia County to better manage up to 14.8 million gallons per day of stormwater and surface water. | Complete | 2015-07-01 | 2022-08-31 | Lower Santa Fe and Ichetucknee Rivers and Priority Springs | LSFIR Recovery Strategy | 0 | 0 | 0 | 0 | 0 | 0 | 6.65 | 0 | 2260000 | 0 | 300000 | 2560000
SRWS00041A | SRWMD | Hilltop to Alliance Wastewater Project | Producers | 29.5912 | -82.8573 | Other Non-Traditional Source | Construct wastewater pipeline connecting Hilltop Dairy to Alliance Dairy for wastewater reuse. | Complete | 2015-10-26 | 2017-12-01 | Lower Santa Fe and Ichetucknee Rivers and Priority Springs | LSFIR Recovery Strategy | 0.34 | 0.34 | 0 | 0 | 0.34 | 0.34 | 0 | 0 | 0 | 181000 | 210990.81 | 391990.81
SRWS00044A | SRWMD | Potable Water and Central Wastewater System Improvements (Newberry) | Newberry, City of | 29.6337 | -82.6176 | PS and CII Conservation | Replace water line serving an elementary school and add fire protection capacity in Newberry to conserve water with replacement infrastructure. | Complete | 2016-01-01 | 2018-08-01 | Lower Santa Fe and Ichetucknee Rivers and Priority Springs | LSFIR Recovery Strategy | 0 | 0.0003 | 0 | 0 | 0 | 0.0003 | 0 | 0 | 0 | 38434.5 | 88698 | 127132.5
SRWS00046A | SRWMD | Suwannee Country Club Reuse Connection | Live Oak, City of | 30.2588 | -82.9104 | Reclaimed Water (for potable offset) | Connecting the Suwannee County Club golf course to the City of Live Oak reuse line and installing pump station. | Complete | 2016-03-22 | 2018-09-27 | Lower Santa Fe and Ichetucknee Rivers and Priority Springs | LSFIR Recovery Strategy | 0 | 0 | 0.1 | 0.1 | 0.1 | 0.1 | 0 | 0 | 0 | 119520.38 | 4893 | 124413.38
SRWS00049A | SRWMD | Merrillwood Stormwater Improvement | Alachua, City of | 29.7976 | -82.4847 | Flood Control Works | Expand and move retention pond to an alternate location to provide flood protection for 117 homes and add aquifer recharge. | Complete | 2016-05-10 | 2016-08-31 | Lower Santa Fe and Ichetucknee Rivers and Priority Springs | LSFIR Recovery Strategy | 0 | 0 | 0 | 0 | 0 | 0 | 0 | 0 | 0 | 40936.23 | 40936.23 | 81872.46
SRWS00050A | SRWMD | Ichetucknee Trace-Cannon Creek | Columbia County | 30.1737 | -82.6707 | Flood Control Works | Mitigate flooding and provide for water quality and pretreatment for aquifer recharge. | Complete | 2016-06-01 | 2021-08-01 | Lower Santa Fe and Ichetucknee Rivers and Priority Springs | LSFIR Recovery Strategy | 0 | 2.24 | 0 | 0 | 0 | 2.24 | 0 | 0 | 2500000 | 0 | 750000 | 3250000
SRWS00051A | SRWMD | Lawtey Water System Improvements | Lawtey, City of | 30.0442 | -82.0717 | PS and CII Conservation | Construct new public water supply well to serve the City of Lawtey's existing water treatment plant and distribution system. Also includes other plant upgrades. | Complete | 2016-09-12 | 2017-06-01 | Lower Santa Fe and Ichetucknee Rivers and Priority Springs | LSFIR Recovery Strategy | 0 | 0.049 | 0 | 0 | 0 | 0.049 | 0 | 0 | 0 | 25000 | 693257.36 | 718257.36
SRWS00054B | SRWMD | Hampton Water Main Loop Phase 2 | Hampton, City of | 29.8642 | -82.1356 | PS and CII Conservation | Construct water main loops and isolation valves in Hampton's water supply to reduce water loss caused by flushing and water main breaks. | Complete | 2023-03-15 | 2023-07-30 | Lower Santa Fe and Ichetucknee Rivers | LSFIR Recovery Strategy | 0 | 0.003 | 0 | 0 | 0 | 0.003 | 0 | 0 | 263800 | 0 | 0 | 263800
SRWS00055A | SRWMD | Starke Fire Hydrant Replacement Project | Starke, City of | 29.9464 | -82.1067 | PS and CII Conservation | Replace 60 fire hydrants and associated water mains and connections in the City of Starke to reduce unaccounted for water loss. | Complete | 2017-01-05 | 2018-08-17 | Lower Santa Fe and Ichetucknee Rivers and Priority Springs | LSFIR Recovery Strategy | 0.01 | 0.0056 | 0 | 0 | 0.01 | 0.0056 | 0 | 0 | 0 | 119040 | 24733.31 | 143773.31
SRWS00058A | SRWMD | Precision Agricultural Practices | Producers | 30.2823 | -82.9549 | Agricultural Conservation | Implement precision management technology through cost-share programs with priority given to producers within both the BMAP and Outstanding Florida Springs areas. | Construction/Underway | 2017-10-01 | 2026-06-30 | Lower Santa Fe and Ichetucknee Rivers and Priority Springs | LSFIR Recovery Strategy | 0 | 2 | 0 | 0 | 0 | 2 | 0 | 0 | 5000000 | 0 | 1250000 | 6250000
SRWS00068A | SRWMD | Lake City Public and Staff Restroom Retrofit (task 1 LP61032) | Lake City, City of | 30.1904 | -82.6362 | PS and CII Conservation | Upgrade 51 toilets from 1.6 gallons per flush (GPF) systems to 0.8 GPF systems and upgrade 103 - 2.2 gallons per minute (GPM) manual faucets to 1.0 GPM motion detection faucets in the Lake City public and staff restrooms. | Complete | 2018-01-15 | 2018-04-01 | Lower Santa Fe and Ichetucknee Rivers and Priority Springs | LSFIR Recovery Strategy | 0.02 | 0.02 | 0 | 0 | 0.02 | 0.02 | 0 | 0 | 98752 | 0 | 0 | 98752
SRWS00076A | SRWMD | Infiltrative Wetlands for WWTF Effluent Treatment/Disposal Phase I (cost is for Phases 1 ) | High Springs, City of | 29.7969 | -82.6206 | Reclaimed Water (for groundwater recharge or natural system restoration) | Convert the City of High Spring's existing effluent sprayfield into infiltration wetlands. Only 10 acres would be constructed in Phase 1, which would provide sufficient capacity for the current wastewater treatment capacity of 0.24 MGD. . | Complete | 2023-06-12 | 2025-12-01 | Lower Santa Fe and Ichetucknee Rivers and Priority Springs | LSFIR Recovery Strategy | 0 | 0.24 | 0 | 0 | 0 | 0.24 | 0 | 0 | 1708500 | 0 | 0 | 1708500
SRWS00108B | SRWMD | Accellerating Suwannee River Restoration and Silviculture Management | Alachua Conservation Trust; Rayonier Conservation Trust | 29.79 | -82.49 | Agricultural Conservation | Incentivize silviculture and rural land conservation to reduce groundwater pumping and nitrogen loading in the Middle Suwannee Springshed. | Construction/Underway | 2020-04-23 | 2027-09-30 | Ichetucknee Springs | LSFIR Recovery Strategy | 0 | 3.03 | 0 | 0 | 0 | 3.03 | 0 | 0 | 1878736 | 0 | 500000 | 2378736
SRWS00114B | SRWMD | High Springs Water System Interconnect | High Springs, City of | 29.8468 | -82.6093 | PS and CII Conservation | Loop water main in the River Run neighborhood to reduce flushing and conserve water in the WRCA | Complete | 2022-08-23 | 2022-11-02 | Lower Santa Fe and Ichetucknee Rivers | LSFIR Recovery Strategy | 0.015 | 0.015 | 0 | 0 | 0.015 | 0.015 | 0 | 0 | 85160 | 100840 | 62000 | 248000
SRWS00124A | SRWMD | Gwen Lake | Lake City, City of | 30.1915 | -82.6525 | Flood Control Works | Address stormwater, flooding, erosion, and sedimentation concerns that impair the water quality and water storage capacity of Gwen Lake and adjacent waterways within the City of Lake City. | Complete | 2020-12-01 | 2021-09-28 | Ichetucknee Springs | LSFIR Recovery Strategy | 0 | 0 | 0 | 0 | 0 | 0 | 0 | 0 | 0 | 200000 | 266305.86 | 466305.86
SRWS00129B | SRWMD | Groundwater Recharge Wetland | Gainesville Regional Utilities | 29.6161 | -82.5021 | Reclaimed Water (for groundwater recharge or natural system restoration) | Construct a groundwater recharge wetland using reclaimed water from the Kanapaha Water Reclamation facility. | Design | 2026-06-01 | 2028-10-31 | Lower Santa Fe and Ichetucknee Rivers and Priority Springs | LSFIR Recovery Strategy | 0 | 1.5 | 0 | 0 | 0 | 1.5 | 0 | 0 | 1500000 | 0 | 1500000 | 3000000
SRWS00140A | SRWMD | Public Supply Efficiency Improvements | Public Water Supply Entities | 30.2823 | -82.9549 | PS and CII Conservation | Implement infrastructure and conservation improvements in SRWMD to reduce water loss based on water audit information. | Complete | 2020-03-01 | 2025-04-30 | Lower Santa Fe and Ichetucknee Rivers and Priority Springs | LSFIR Recovery Strategy | 0 | 1.4 | 0 | 0 | 0 | 1.4 | 0 | 0 | 1000000 | 0 | 292957 | 1292957
SRWS00140B | SRWMD | Ft. White Water Main Loop | Fort White, Town of | 29.9225 | -82.717 | PS and CII Conservation | Construct improvements in the Fort White water system to conserve water and reduce flushing in the Eastern Water Resource Caution Area. | Complete | 2020-08-06 | 2021-12-30 | Lower Santa Fe Ichetucknee Rivers | LSFIR Recovery Strategy | 0 | 0.0002 | 0.0002 | 0 | 0.0002 | 0.0002 | 0 | 0 | 145355 | 0 | 0 | 145355
SRWS00141A | SRWMD | Lake Butler Wastewater Treatment Facility AWT Upgrade Phase 1 | Lake Butler, City of | 29.99 | -82.37 | Reclaimed Water (for potable offset) | Completing a feasibility study, design, and permitting for construction of an advanced water treatment facility, storage surge tank, and wetland that will ultimately be used to construct a new 1.0 MGD facility for City of Lake Butler. | Complete | 2020-01-28 | 2025-01-02 | Lower Santa Fe and Ichetucknee Rivers and Priority Springs | LSFIR Recovery Strategy | 0 | 0 | 0 | 0 | 0 | 0 | 0 | 0 | 3400000 | 0 | 0 | 3400000
SRWS00144A | SRWMD | Alachua County Turf Swap | Alachua County | 29.714 | -82.361 | PS and CII Conservation | Offer rebates to Alachua County residents that transition from irrigated turf to Florida Friendly Landscapes and/or hire Florida Water Star Accredited Professionals to improve irrigation systems by fixing leaks and other improvements. | Complete | 2020-04-15 | 2023-04-30 | Lower Santa Fe and Ichetucknee Rivers and Priority Springs | LSFIR Recovery Strategy | 0 | 0.074 | 0 | 0 | 0 | 0.074 | 0 | 0 | 0 | 0 | 0 | 0
SRWS00145A | SRWMD | Bradford County Silviculture Enhancement & Recharge Project | SRWMD | 29.93 | -82.16 | Groundwater Recharge | Enhance opportunities for aquifer recharge for silvicultural lands and areas with surplus surface waters, and replace two drainage wells near Lake Sampson will also be pursued as an opportunity for additional recharge in Bradford County. | Design | 2024-01-01 | 2028-09-30 | Lower Santa Fe and Ichetucknee Rivers and Priority Springs | LSFIR Recovery Strategy | 0 | 3 | 0 | 0 | 0 | 3 | 0 | 0 | 2000000 | 0 | 0 | 2000000
SRWS00152A | SRWMD | Santa Fe Springs Acquisition Project | Alachua Conservation Trust | 29.9407 | -82.5311 | Agricultural Conservation | Purchase 254 acres at the Olustee and Santa Fe River confluence to provide groundwater recharge in a high recharge area. | Complete | 2021-02-01 | 2022-10-06 | Lower Santa Fe River | LSFIR Recovery Strategy | 0 | 0 | 0 | 0 | 0 | 0 | 0 | 0 | 617000 | 139041 | 634340 | 1390381
SRWS00154A | SRWMD | Columbia County Grasslands Acquisition | Alachua Conservation Trust | 30.1288 | -82.7772 | Groundwater Recharge | Acquire a conservation easement for 514 acres in the Ichetucknee PFA to provide ground water recharge. | Complete | 2021-08-01 | 2021-12-01 | Lower Santa Fe and Ichetucknee Rivers and Priority Springs | LSFIR Recovery Strategy | 0 | 0 | 0 | 0 | 0 | 0 | 0 | 0 | 95200 | 0 | 163400 | 258600
SRWS00159A | SRWMD | Graham Farm Land Acquisition | Alachua Conservation Trust | 29.9553 | -82.5353 | Other Project Type | Fee Simple land acquisition of 441 acres to reduce nutrient loading adjacent to Olustee Creek and the Santa Fe River | Complete | 2023-08-01 | 2025-09-30 | Lower Santa Fe | LSFIR Recovery Strategy | 0 | 0.28994 | 0 | 0 | 0 | 0.28994 | 0 | 0 | 900000 | 0 | 781700 | 1681700
SRWS00160A | SRWMD | North Florida Mega Industrial Park | Columbia County | 30.1878 | -82.5113 | Reclaimed Water (for potable offset) | Retrofit proposed WWTF to meet AWT for future Public Access Reuse (PAR) to reduce groundwater pumping. | Complete | 2023-03-01 | 2025-05-08 | Ichetucknee Springs | LSFIR Recovery Strategy | 0 | 0 | 0 | 0.25 | 0 | 0.25 | 0 | 0 | 6319615 | 0 | 25400000 | 31719615
SRWS00164A | SRWMD | Dispersed Storage for Recharge and Alternative Water Supply | SRWMD | 30.0447 | -82.7391 | Stormwater | Identify storage areas for recharge and alternative water supply in the NFRWPS area. | Construction/Underway | 2022-07-01 | 2027-12-31 |  | LSFIR Recovery Strategy | 0 | 0 | 0 | 0 | 0 | 0 | 3 | 0 | 2100000 | 0 | 0 | 2100000
SRWS00165A | SRWMD | Eco System Services | SRWMD | 30.0533 | -82.4595 | Agricultural Conservation | Program to identify and incentivize silviculture and Land management practices to increase aquifer recharge in the NFRWSP. | Construction/Underway | 2024-04-02 | 2037-09-30 | Lower Santa Fe and Ichetucknee Rivers | LSFIR Recovery Strategy | 0 | 3 | 0 | 0 | 0 | 3 | 0 | 0 | 2000000 | 0 | 0 | 2000000
SRWS00166A | SRWMD | Water Sustainability Trust Fund - TBD | TBD | 30.2823 | -82.9549 | Other Project Type | PLACEHOLDER - Cumulative Water Protection and Sustainability Projects for fiscal year pending approval of funding | Construction/Underway | 2021-09-15 | 2028-09-15 |  | LSFIR Recovery Strategy | 0 | 0 | 0 | 0 | 0 | 0 | 0 | 0 | 278513.16 | 0 | 0 | 278513.16
SRWS00169A | SRWMD | Phase 1: Municipal Stormwater Recharge Study | SRWMD | 30.2823 | -82.9549 | Reclaimed Water (for groundwater recharge or natural system restoration) | Study to identify open basins stormwater discharge for municipalities to support recovery of the Lower Santa Fe and Ichetucknee Rivers and MFLs. | Complete | 2021-11-19 | 2022-05-22 | Lower Santa Fe Ichetucknee Rivers | LSFIR Recovery Strategy | 0 | 0 | 0 | 0 | 0 | 0 | 0 | 0 | 0 | 39760 | 0 | 39760
SRWS00170A | SRWMD | LSF Open to Closed Basin Project | SRWMD | 30.2823 | -82.9549 | Data Collection and Evaluation | Study to identify closed basins that open in larger events to store excess stormwater for beneficial recharge in the Santa Fe watershed. | Complete | 2021-11-19 | 2022-05-22 | Lower Santa Fe River | LSFIR Recovery Strategy | 0 | 0 | 0 | 0 | 0 | 0 | 0 | 0 | 0 | 60791 | 0 | 60791
SRWS00171A | SRWMD | Retention Pond Investigative Project - Phase I | SRWMD | 30.2823 | -82.9549 | Reclaimed Water (for groundwater recharge or natural system restoration) | Study to evaluate modifications of existing stormwater facilities to increase beneficial recharge in the Santa Fe Basin. | Complete | 2022-03-10 | 2022-05-22 | Lower Santa Fe Ichetucknee Rivers | LSFIR Recovery Strategy | 0 | 0 | 0 | 0 | 0 | 0 | 0 | 0 | 0 | 70681.36 | 0 | 70681.36
SRWS00172A | SRWMD | Santa Fe Basin Sinkhole Recharge Evaluation | SRWMD | 30.2823 | -82.9549 | Reclaimed Water (for groundwater recharge or natural system restoration) | Study to identify sinkhole subbasins contiguous to the Santa Fe or Ichetucknee during 100-year events to create SWF for recharge. | Complete | 2022-03-10 | 2022-10-27 | Lower Santa Fe Ichetucknee Rivers | LSFIR Recovery Strategy | 0 | 0 | 0 | 0 | 0 | 0 | 0 | 0 | 67800 | 0 | 0 | 67800
SRWS00173A | SRWMD | City Stormwater Recharge Study Phase 2 | SRWMD | 30.2823 | -82.9549 | Data Collection and Evaluation | Study to prioritize SWMF for municipalities for recharge and AWS for the LSFIR. | Complete | 2022-08-04 | 2023-08-02 | Lower Santa Fe Ichetucknee Rivers | LSFIR Recovery Strategy | 0 | 0 | 0 | 0 | 0 | 0 | 0 | 0 | 49738 | 0 | 0 | 49738
SRWS00174A | SRWMD | LaCrosse Stormwater Storage Pond | SRWMD | 30.2823 | -82.9549 | Data Collection and Evaluation | Evaluate and model flow diversion of Rock Creek near LaCrosse under high flow events to provide beneficial impacts to the LSFIR. | Complete | 2022-11-21 | 2023-05-31 | Lower Santa Fe Ichetucknee Rivers | LSFIR Recovery Strategy | 0 | 0 | 0 | 0 | 0 | 0 | 0 | 0 | 77400 | 0 | 0 | 77400
SRWS00175A | SRWMD | Starke-Bradford County Master Plan | SRWMD | 30.2823 | -82.9549 | Data Collection and Evaluation | Develop projects to address flood plain storage, treated wastewater recharge and alternative water use in Starke and Bradford county. | Complete | 2022-12-07 | 2024-02-25 | Lower Santa Fe Ichetucknee Rivers | LSFIR Recovery Strategy | 0 | 0 | 0 | 0 | 0 | 0 | 0 | 0 | 78040.06 | 0 | 0 | 78040.06
SRWS00176A | SRWMD | Retention Pond Conversion Project Phase II | SRWMD | 30.2823 | -82.9549 | Data Collection and Evaluation | Study to evaluate the impacts to existing wetlands, water levels or MFLs resulting from modifications to stormwater ponds in the Santa Fe Basin. | Complete | 2023-02-21 | 2025-03-31 | Lower Santa Fe Ichetucknee Rivers | LSFIR Recovery Strategy | 0 | 0 | 0 | 0 | 0 | 0 | 0 | 0 | 196181 | 0 | 0 | 196181
SRWS00178A | SRWMD | Stream and Santa Fe River Storage Pond Project | SRWMD | 30.2823 | -82.9549 | Data Collection and Evaluation | Review of completed studies to prioritize stormwater management sites for beneficial recharge for the LSFIR. | Complete | 2023-04-25 | 2024-03-15 | Lower Santa Fe Ichetucknee Rivers | LSFIR Recovery Strategy | 0 | 0 | 0 | 0 | 0 | 0 | 0 | 0 | 85311 | 0 | 0 | 85311
SRWS00180A | SRWMD | Quail Heights Regional Pond | FDOT/Columbia County | 30.1651 | -82.6792 | Stormwater | Construct a regional stormwater treatment pond near the I-75 / SR 247 interchange to benefit Cannon Creek and the Ichetucknee Trace. The pond will reduce nutrient impacts and provide storage to alleviate flooding. | Design | 2021-08-10 | 2026-12-01 | Lower Santa Fe Ichetucknee Rivers | LSFIR Recovery Strategy | 0 | 0.033 | 0 | 0 | 0 | 0.033 | 0 | 0 | 2510000 | 651105 | 0 | 3161105
SRWS00181A | SRWMD | Lawtey Water Main Replacements | Lawtey, City of | 30.0401 | -82.0698 | PS and CII Conservation | Water main replacement in Lawtey to reduce water loss in a water resource caution area, contingent upon SRF funding. | Design | 2026-09-30 | 2028-03-01 | Lower Santa Fe River | LSFIR Recovery Strategy | 0 | 0.02 | 0 | 0 | 0 | 0.02 | 0 | 0 | 2731000 | 0 | 0 | 2731000
SRWS00182A | SRWMD | DH/DHR Water Sharing Project | GRU | 29.7663 | -82.394 | Reclaimed Water (for potable offset) | Reduce groundwater pumping by connecting a shared water system at the GRU power plants to conserve 0.2 mgd. | Complete | 2023-04-25 | 2024-06-30 | Lower Santa Fe Ichetucknee Rivers | LSFIR Recovery Strategy | 0 | 0 | 0.2 | 0.2 | 0.2 | 0.2 | 0 | 0 | 750000 | 0 | 1105239.31 | 1885239.31
SRWS00183A | SRWMD | Reducing Impacts from Urban Landscapes (Water-wise | Alachua County | 29.8272 | -82.4799 | PS and CII Conservation | Reduction of fertilizer and water use in landscape irrigation in the NFRWSP area. | Construction/Underway | 2023-06-26 | 2028-03-30 | Lower Santa Fe Ichetucknee Rivers | LSFIR Recovery Strategy | 0 | 0.07 | 0 | 0 | 0 | 0.07 | 0 | 0 | 220000 | 0 | 220000 | 440000
SRWS00184A | SRWMD | Piedmont Dairy Conversion | Alliance Grazing Goup LLP | 29.6468 | -82.823 | Agricultural Conservation | Conversion from grazing to free-stall barns to reduce nutrients and water pumping in the SUWA BMAP. | Complete | 2022-12-01 | 2024-05-08 | Lower Santa Fe Ichetucknee Rivers | LSFIR Recovery Strategy | 0 | 0.45 | 0 | 0 | 0 | 0.45 | 0 | 0 | 2500000 | 0 | 3089500 | 5589500
SRWS00185A | SRWMD | Lake City Recharge Wetland expansion | Lake City, City of | 30.1206 | -82.6927 | Reclaimed Water (for groundwater recharge or natural system restoration) | Convert the Steedly sprayfield to a created treatment wetland to reduce nutrients and provide recharge in the Ichetucknee PFA. | Design | 2023-03-11 | 2029-09-30 | Lower Santa Fe Ichetucknee Rivers | LSFIR Recovery Strategy | 0 | 0.23 | 0 | 0 | 0 | 0.23 | 0 | 0 | 6100000 | 0 | 0 | 6100000
SRWS00187A | SRWMD | Agricultural Springs Protection | Agricultural Producers | 30.0969 | -82.7242 | Agricultural Conservation | District wide cost share to reduce nutrient load and water usage in BMAP and WRCA. | Construction/Underway | 2023-03-03 | 2029-04-30 | Lower Santa Fe Ichetucknee Rivers | LSFIR Recovery Strategy | 0 | 2 | 0 | 0 | 0 | 2 | 0 | 0 | 9000000 | 0 | 2000000 | 11000000
SRWS00188A | SRWMD | Commercial application of Smart Soakers | UF/IFAS, Alliance Dairies | 29.5828 | -82.8562 | Agricultural Conservation | Conduct a study to evaluate water conservation using smart soakers and conventional cooling to reduce water pumping. | Complete | 2024-01-01 | 2025-06-30 | Lower Suwannee River | LSFIR Recovery Strategy | 0 | 0.04 | 0 | 0 | 0 | 0.04 | 0 | 0 | 216132 | 0 | 273750 | 489882
SRWS00189A | SRWMD | Hampton AMR water meter installation | Hampton, City of | 29.8642 | -82.1356 | PS and CII Conservation | Installation of AMR meters to reduce water loss in the NFRWSP area. | Complete | 2023-12-01 | 2024-06-30 | Lower Santa Fe Ichetucknee Rivers | LSFIR Recovery Strategy | 0 | 0.008 | 0 | 0 | 0 | 0.008 | 0 | 0 | 160000 | 0 | 15000 | 175000
SRWS00190A | SRWMD | Upper Santa Fe Stormwater Capture Project | NA | 30.2823 | -82.9549 | Data Collection and Evaluation | Conduct studies to provide options for the LSFIR recovery strategies. | Complete | 2021-08-06 | 2025-12-31 | Lower Santa Fe Ichetucknee Rivers | LSFIR Recovery Strategy | 0 | 2.5 | 0 | 0 | 0 | 2.5 | 0 | 0 | 0 | 0 | 0 | 0
SRWS00215A | SRWMD | Santa Fe Basin Land Acquisition Project and Recharge | SRWMD | 29.831 | -82.3645 | Reclaimed Water (for groundwater recharge or natural system restoration) | Land acquisition to support the MFLs of the Lower Santa Fe and Ichetucknee Rivers. | Construction/Underway | 2025-06-01 | 2027-09-30 | Lower Santa Fe and Ichetucknee Rivers | LSFIR Recovery Strategy | 0 | 1.4 | 0 | 0 | 0 | 1.4 | 107 | 0 | 3000000 | 0 | 0 | 3000000
SRWS00215B | SRWMD | Groundwater Augmentation Through Surface Features | SRWMD | 29.936 | -82.5289 | Reclaimed Water (for groundwater recharge or natural system restoration) | Implementation of recharge through karst and surface water features to benefit the MFLs. | Construction/Underway | 2025-12-01 | 2026-12-01 | Lower Santa Fe and Ichetucknee Rivers | LSFIR Recovery Strategy | 0 | 1 | 0 | 0 | 0 | 1 | 0 | 0 | 500000 | 0 | 0 | 500000
SRWS00216A | SRWMD | Water Quality and Wastewater Projects -TBD | TBD | 30.2823 | -82.9549 | Other Project Type | PLACEHOLDER - funds for Water Quality and wastewater grants TBD | Planning |  |  |  | LSFIR Recovery Strategy | 0 | 0 | 0 | 0 | 0 | 0 | 0 | 0 | 2000000 | 0 | 0 | 2000000
SRWS00218A | SRWMD | Rum Island - Stabilization & Boardwalk | Columbia County | 29.8335 | -82.6792 | Other Project Type | The proposed project will repair the previously installed Shoresox, provide additional riverbank stabilization, and install ± 117 linear feet of boardwalk over the Shoresox and stabilized areas. | Design | 2026-07-01 | 2027-01-30 | Lower Santa Fe and Ichetucknee Rivers | LSFIR Recovery Strategy | 0 | 0 | 0 | 0 | 0 | 0 | 0 | 0 | 0 | 212900 | 25000 | 237900
SWWS00002A | SWFWMD | SWFWMD Lake Hancock Land Acquisition | SWFWMD | 27.938 | -81.8504 | Surface Water | Land acquisition in support of Lake Hancock level increase. | Complete | 2001-10-01 | 2012-12-31 | Peace River | Southern WUCA Recovery Strategy | 0 | 0 | 0 | 0 | 0 | 0 | 0 | 0 | 0 | 35902883 | 0 | 35902883
SWWS00002B | SWFWMD | Upper Peace River Corridor Acquisition | SWFWMD | 27.938 | -81.8504 | Surface Water Storage | Acquire Peace River corridor easements, rights and real property for water storage, recharge, and preservation. | Complete | 2002-10-01 | 2012-09-30 | Peace River | Southern WUCA Recovery Strategy | 0 | 0 | 0 | 0 | 0 | 0 | 0 | 0 | 0 | 30500000 | 0 | 30500000
SWWS00002C | SWFWMD | Lake Hancock Outfall Treatment System | SWFWMD | 27.9398 | -81.8367 | Surface Water | Create a 1,000 acre marsh system to provide habitat where historic mining altered the landscape to improve water quality discharging from Lake Hancock through Saddle Creek to the Peace River. | Complete | 2004-01-24 | 2014-06-30 | Peace River | Southern WUCA Recovery Strategy | 0 | 0 | 0 | 0 | 0 | 0 | 0 | 0 | 22586628 | 1722805 | 0 | 24309433
SWWS00002D | SWFWMD | Lake Hancock Design/Permit/Mitigation to Raise Lake | SWFWMD | 27.938 | -81.8504 | Surface Water Storage | Store water by raising the control elevation of the existing outflow structure on Lake Hancock and slowly release the water during the dry season to help meet the minimum flow requirements in the upper Peace River between Bartow and Zolfo Springs. | Complete | 2008-03-31 | 2012-12-30 | Upper Peace River | Southern WUCA Recovery Strategy | 2.7 | 2.7 | 0 | 0 | 2.7 | 2.7 | 1938 | 0 | 1690472 | 5191768 | 0 | 6882240
SWWS00002E | SWFWMD | SWFWMD Lake Hancock Land Acquisition Phase 2 | SWFWMD | 27.938 | -81.8504 | Surface Water | Land acquisition in support of Lake Hancock level increase. | Complete | 2006-02-28 | 2013-11-21 | Peace River | Southern WUCA Recovery Strategy | 0 | 0 | 0 | 0 | 0 | 0 | 0 | 0 | 0 | 60024372 | 0 | 60024372
SWWS00002F | SWFWMD | SWFWMD Lake Hancock Structure Raise Phase 2 | SWFWMD | 27.938 | -81.8504 | Surface Water | Implement the design, permitting and construction of a 1.5 foot increase in the P-11 Lake Hancock control structure. | Complete | 2011-04-15 | 2014-03-03 | Peace River | Southern WUCA Recovery Strategy | 0 | 0 | 0 | 0 | 0 | 0 | 0 | 0 | 0 | 2911393 | 0 | 2911393
SWWS00002G | SWFWMD | Lake Hancock Outfall | SWFWMD | 27.9378 | -81.8507 | Surface Water | Implement the design, permitting and construction of a water control structure to raise Lake Hancock by 1.5 feet to enable releases to meet Peace River minimum flows and levels and for water supply. | Complete | 2011-11-14 | 2013-12-01 | Peace River | Southern WUCA Recovery Strategy | 5.36 | 16.15 | 0 | 0 | 5.36 | 16.15 | 0 | 0 | 1000000 | 4500000 | 0 | 5500000
SWWS00005A | SWFWMD | Lake Jackson Recovery Strategies | SWFWMD | 27.4904 | -81.4614 | Data Collection and Evaluation | Identification of lake level recovery strategies for Lake Jackson and Little Lake Jackson. | Complete | 2004-10-20 | 2011-04-21 | Lake Jackson | Southern WUCA Recovery Strategy | 0 | 0 | 0 | 0 | 0 | 0 | 0 | 0 | 0 | 284509 | 30000 | 314509
SWWS00006A | SWFWMD | Peace River MFL Storage and Release Options | SWFWMD | 27.8674 | -81.8071 | Data Collection and Evaluation | Identify and evaluate potential water resource development projects in the upper Peace River watershed above Zolfo Springs. | Complete | 2004-10-22 | 2011-12-15 | Peace River | Southern WUCA Recovery Strategy | 0 | 0 | 0 | 0 | 0 | 0 | 0 | 0 | 250000 | 557350 | 0 | 807350
SWWS00009A | SWFWMD | Phase 1 Peace Creek Canal Debris Removal | SWFWMD | 27.9238 | -81.7519 | Surface Water | Repair berm and remove trees in Peace Creek Canal near Peace River Estates (phase 1). | Complete | 2005-07-08 | 2005-07-09 | Peace River | Southern WUCA Recovery Strategy | 0 | 0 | 0 | 0 | 0 | 0 | 0 | 0 | 0 | 10000 | 0 | 10000
SWWS00015A | SWFWMD | Lower Hillsborough River Recovery Strategy Morris Bridge Sink | SWFWMD | 28.0768 | -82.3344 | Surface Water | Construct pump stations to divert surface water from the Morris Bridge Sink to the upper pool of the Tampa Bypass Canal and from the canal's middle pool to the Lower Hillsborough River during low flow periods. Includes environmental monitoring. | Design | 2024-10-01 | 2032-10-01 | Lower Hillsborough River | Hillsborough River Recovery Strategy | 0 | 3.9 | 0 | 0 | 0 | 3.9 | 0 | 0 | 0 | 2024982 | 0 | 2024982
SWWS00016A | SWFWMD | Carter Creek Watershed Evaluation | SWFWMD | 27.5407 | -81.4237 | Data Collection and Evaluation | Watershed evaluation of the Carter Creek area in Highlands County. | Complete | 2006-07-01 | 2014-04-01 | SWUCA Water Bodies | Southern WUCA Recovery Strategy | 0 | 0 | 0 | 0 | 0 | 0 | 0 | 0 | 0 | 260482 | 175750 | 436232
SWWS00028A | SWFWMD | Highlands Ridge Lake Augmentation-Lake Lotela | SWFWMD | 27.5767 | -81.4812 | Data Collection and Evaluation | Evaluate and design a pilot lake augmentation system at Lake Lotela, located in Highlands County and in the Southern Water Use Caution area. | Complete | 2007-12-31 | 2011-09-02 | Lake Lotela | Southern WUCA Recovery Strategy | 0 | 0 | 0 | 0 | 0 | 0 | 0 | 0 | 0 | 100000 | 0 | 100000
SWWS00035A | SWFWMD | Lower Hillsborough River Recovery Strategy Blue Sink Implementation | SWFWMD | 28.0244 | -82.4283 | Surface Water | Implement the Lower Hillsborough River Recovery Strategy Blue Sink project and its components. | Complete | 2008-10-01 | 2018-02-28 | Lower Hillsborough River | Hillsborough River Recovery Strategy | 2 | 2 | 0 | 0 | 2 | 2 | 0 | 0 | 0 | 3494007 | 3494007 | 6988014
SWWS00035B | SWFWMD | City of Tampa-Transmission Pipeline Evaluation | Tampa, City of | 28.0175 | -82.3713 | Data Collection and Evaluation | Evaluate a pipeline from the Tampa Bypass Canal pool at S-161 to the base of the Hillsborough River Dam. | Complete | 2010-04-27 | 2013-10-01 | Hillsborough River | Hillsborough River Recovery Strategy | 0 | 0 | 0 | 0 | 0 | 0 | 0 | 0 | 0 | 29960 | 0 | 29960
SWWS00035C | SWFWMD | City of Tampa-Investigation of Storage and Supply Options | Tampa, City of | 28.0244 | -82.4283 | Data Collection and Evaluation | Investigate storage and supply option to meet recovery plan objectives for the lower Hillsborough River. | Complete | 2010-07-01 | 2022-12-01 | Lower Hillsborough River | Hillsborough River Recovery Strategy | 1.9 | 1.9 | 0 | 0 | 1.9 | 1.9 | 0 | 0 | 0 | 13984 | 13984 | 27968
SWWS00035D | SWFWMD | City of Tampa Sulphur Spring Project | Tampa, City of | 28.0211 | -82.4518 | Surface Water | Design, permitting and construction of operable weirs and pump station at Sulphur Springs. | Complete | 2008-10-01 | 2012-03-01 | Hillsborough River | Hillsborough River Recovery Strategy | 11.6 | 11.6 | 0 | 0 | 11.6 | 11.6 | 0 | 0 | 0 | 2783531 | 2783531 | 5567062
SWWS00035E | SWFWMD | Sulphur Springs Run Algal Abundance Assessment | SWFWMD | 28.0211 | -82.4518 | Data Collection and Evaluation | Investigation of dissolved filamentous algae abundance in the Sulphur Springs Run per recommendations in the first five-year assessment of the Lower Hillsborough Recovery Strategy. | Complete | 2016-10-01 | 2018-12-30 | Lower Hillsborough River | Hillsborough River Recovery Strategy | 0 | 0 | 0 | 0 | 0 | 0 | 0 | 0 | 0 | 70718 | 0 | 70718
SWWS00035G | SWFWMD | Dissolved Oxygen Stratification Study in Lower Hillsborough River | SWFWMD | 28.0211 | -82.4518 | Data Collection and Evaluation | Investigation of dissolved oxygen characteristics of the Lower Hillsborough River per recommendations in the first five-year assessment of the Lower Hillsborough Recovery Strategy. | Complete | 2016-10-01 | 2018-12-30 | Lower Hillsborough River | Hillsborough River Recovery Strategy | 0 | 0 | 0 | 0 | 0 | 0 | 0 | 0 | 0 | 74821 | 0 | 74821
SWWS00035H | SWFWMD | SWFWMD Tampa Bypass Canal/Hillsborough River Reservoir Diversion (construction and maintenance of temporary pumping facilities at Structure S-162, Structure S-161 and Hillsborough River Dam (years 2008 through 2017) | SWFWMD | 28.0175 | -82.3713 | Surface Water Storage | Construct, maintain, and operate temporary pumping facilities at Structure S-161, S-162 and the Hillsborough River dam for Lower Hillsborough River minimum flows recovery. | Complete | 2008-12-01 | 2012-06-01 | Lower Hillsborough River | Hillsborough River Recovery Strategy | 0 | 0 | 0 | 0 | 0 | 0 | 0 | 0 | 0 | 834915 | 0 | 834915
SWWS00035I | SWFWMD | SWFWMD First Five-Year Assessment of the Lower Hillsbouirhg River Recovery Strategy | SWFWMD | 28.0175 | -82.3713 | Surface Water Storage | Conduct the first of three five-year assessments of the Lower Hillsborough River Recovery Strategy. | Complete | 2009-10-01 | 2011-02-28 | Lower Hillsborough River | Hillsborough River Recovery Strategy | 0 | 0 | 0 | 0 | 0 | 0 | 0 | 0 | 0 | 54862 | 0 | 54862
SWWS00035J | SWFWMD | SWFWMD Second Five-Year Assessment of the Lower Hillsbouirhg River Recovery Strategy | SWFWMD | 28.0175 | -82.3713 | Surface Water Storage | Conduct the second of three five-year assessments of the Lower Hillsborough River Recovery Strategy. | Complete | 2015-10-01 | 2017-03-15 | Lower Hillsborough River | Hillsborough River Recovery Strategy | 0 | 0 | 0 | 0 | 0 | 0 | 0 | 0 | 0 | 159841 | 0 | 159841
SWWS00035K | SWFWMD | SWFWMD Third Five-Year Assessment of the Lower Hillsbouirhg River Recovery Strategy | SWFWMD | 28.0175 | -82.3713 | Surface Water Storage | Conduct the third and final five-year assessments of the Lower Hillsborough River Recovery Strategy. | Construction/Underway | 2023-08-01 | 2026-12-31 | Lower Hillsborough River | Hillsborough River Recovery Strategy | 0 | 0 | 0 | 0 | 0 | 0 | 0 | 0 | 0 | 263944 | 0 | 263944
SWWS00035L | SWFWMD | Biological Data Collection CY2024 | SWFWMD | 28.0211 | -82.4518 | Data Collection and Evaluation | This project will consist of the biological monitoring in CY2024 to monitor the effects of the recovery strategy. | Complete | 2024-04-01 | 2025-12-31 | Lower Hillsborough River | Hillsborough River Recovery Strategy | 0 | 0 | 0 | 0 | 0 | 0 | 0 | 0 | 0 | 40000 | 0 | 40000
SWWS00041A | SWFWMD | Evaluation of Berming Karst Features in Upper Peace River | SWFWMD | 27.8124 | -81.7944 | Data Collection and Evaluation | Determine feasibility of berming off Karst features in the Peace River to reduce low flow river losses. | Complete | 2009-04-06 | 2011-04-11 | Peace River | Southern WUCA Recovery Strategy | 0 | 0 | 0 | 0 | 0 | 0 | 0 | 0 | 0 | 149933 | 0 | 149933
SWWS00054B | SWFWMD | Aquifer Recharge Testing at Flatford Swamp | SWFWMD | 27.3929 | -82.1504 | Groundwater Recharge | Pilot Project to test aquifer recharge at Flatford Swamp. | Construction/Underway | 2017-10-01 | 2026-04-30 |  | Southern WUCA Recovery Strategy | 0 | 0 | 0 | 0 | 0 | 0 | 0 | 0 | 0 | 1211000 | 0 | 1211000
SWWS00122A | SWFWMD | Peace Creek Watershed Report and Implementation Plan | Winter Haven, City of | 27.9238 | -81.7519 | Data Collection and Evaluation | Review of major prior Peace Creek related studies and plans. | Complete | 2015-10-01 | 2016-09-30 | Peace River | Southern WUCA Recovery Strategy | 0 | 0 | 0 | 0 | 0 | 0 | 0 | 0 | 0 | 50000 | 50000 | 100000
SWWS00145A | SWFWMD | SWFWMD Tampa Bypass Canal/Hillsborough River Reservoir Diversion | Tampa, City of | 28.0175 | -82.3713 | Surface Water Storage | Design, permitting and construction of control gate within the City of Tampa reservoir dam. | Complete | 2018-01-01 | 2019-04-28 | Hillsborough River | Hillsborough River Recovery Strategy | 5.35 | 5.35 | 0 | 0 | 5.35 | 5.35 | 0 | 0 | 0 | 797732 | 1072141 | 1869873
SWWS00567A | SWFWMD | Sulphur Spring Flow Augmentation Feasibility Study | Tampa, City of | 28.0211 | -82.4518 | Data Collection and Evaluation | Feasibility study to investigate routing excess surface water from Curiosity Creek high flow events, options to store/treat excess storm water, and mechanisms to reduce salinity and improve flow to Sulphur Springs and the Lower Hillsborough River. | Construction/Underway | 2022-03-01 | 2026-12-31 | Hillsborough River | Hillsborough River Recovery Strategy | 0 | 0 | 0 | 0 | 0 | 0 | 0 | 0 | 0 | 320000 | 320000 | 640000
SWWS00593A | SWFWMD | Continuous Water Quality Sensor | SWFWMD | 28.0211 | -82.4518 | Data Collection and Evaluation | Equipment will collect water quality data to support the third five-year assessment for the Lower Hillsborough Recovery Strategy | Complete | 2020-01-15 | 2020-04-30 | Lower Hillsborough River | Hillsborough River Recovery Strategy | 0 | 0 | 0 | 0 | 0 | 0 | 0 | 0 | 0 | 19565 | 0 | 19565
SWWS00593B | SWFWMD | Biological Data Collection CY2020 and Spring 2021 | SWFWMD | 28.0211 | -82.4518 | Data Collection and Evaluation | This project will consist of the biological monitoring needed for the calendar year 2020 and spring 2021. Data will be reviewed in the third five-year assessment. | Complete | 2020-03-01 | 2021-05-31 | Lower Hillsborough River | Hillsborough River Recovery Strategy | 0 | 0 | 0 | 0 | 0 | 0 | 0 | 0 | 0 | 71161 | 0 | 71161
SWWS00593C | SWFWMD | Biological Data Collection Fall 2021 and CY2023 | SWFWMD | 28.0211 | -82.4518 | Data Collection and Evaluation | This project will consist of the biological monitoring needed for the calendar year 2022 and spring 2023. Data will be reviewed in the third five-year assessment. | Complete | 2021-11-01 | 2023-12-31 | Lower Hillsborough River | Hillsborough River Recovery Strategy | 0 | 0 | 0 | 0 | 0 | 0 | 0 | 0 | 0 | 140797 | 0 | 140797
SWWS00593D | SWFWMD | LHR Bathymetric Data Collection | SWFWMD | 28.0211 | -82.4518 | Data Collection and Evaluation | Project acquired hydrographic survey data from the base of the dam to Platt Street. | Complete | 2021-03-01 | 2021-04-30 | Lower Hillsborough River | Hillsborough River Recovery Strategy | 0 | 0 | 0 | 0 | 0 | 0 | 0 | 0 | 0 | 78948 | 0 | 78948
SWWS00593E | SWFWMD | Lower Hillsborough River Biological Data Collection | SWFWMD | 28.0175 | -82.3713 | Other Project Type | Data collection in support of the Lower Hillsborough River Recovery Strategy (LHRRS) | Construction/Underway | 2019-10-01 | 2026-12-31 | Lower Hillsborough River | Hillsborough River Recovery Strategy | 0 | 0 | 0 | 0 | 0 | 0 | 0 | 0 | 0 | 90000 | 0 | 90000
SWWS00596A | SWFWMD | FARMS- FD Berries USA,LLC | FD Berries USA,LLC | 27.407 | -81.383 | Agricultural Conservation | Water conservation through precision irrigation equipment to limit groundwater use. | Complete | 2023-04-25 | 2024-01-11 |  | Southern WUCA Recovery Strategy | 0 | 0.225 | 0 | 0 | 0 | 0.225 | 0 | 0 | 0 | 112611 | 37538 | 150149
SWWS00596B | SWFWMD | FARMS- Bay Grove- T&T Environmental Phase 1 | Bay Grove- T&T Environmental | 27.127 | -81.824 | Agricultural Conservation | Alternative water supply to reduce groundwater use and improve water quality. | Complete | 2022-10-18 | 2024-01-10 |  | Southern WUCA Recovery Strategy | 0 | 0.12 | 0 | 0 | 0 | 0.12 | 0 | 0 | 0 | 773364 | 365428 | 1138792
SWWS00596C | SWFWMD | FARMS- Sandhill Native Growers | Sandhill Native Growers | 27.193 | -81.775 | Agricultural Conservation | Alternative water supply to reduce groundwater use and improve water quality. | Complete | 2023-01-25 | 2024-01-25 |  | Southern WUCA Recovery Strategy | 0 | 0.08 | 0 | 0 | 0 | 0.08 | 0 | 0 | 0 | 303507 | 101170 | 404677
SWWS00596F | SWFWMD | FARMS- Shawn Pollard | Shawn Pollard | 27.546 | -81.708 | Agricultural Conservation | Water conservation through precision irrigation equipment to limit groundwater use. | Complete | 2022-07-26 | 2023-03-03 |  | Southern WUCA Recovery Strategy | 0 | 0.017 | 0 | 0 | 0 | 0.017 | 0 | 0 | 0 | 49774.43 | 16591.18 | 66365.61
SWWS00596G | SWFWMD | FARMS- Varner Group | Varner Group | 27.273 | -81.595 | Agricultural Conservation | Water conservation through precision irrigation equipment to limit groundwater use. | Complete | 2022-08-22 | 2023-01-31 |  | Southern WUCA Recovery Strategy | 0 | 0.079 | 0 | 0 | 0 | 0.079 | 0 | 0 | 0 | 212000 | 83200 | 295200
SWWS00596H | SWFWMD | FARMS- Hernandez Farm, LLC | Hernandez Farm, LLC | 27.891 | -82.165 | Agricultural Conservation | Alternative water supply to reduce groundwater use and improve water quality. | Complete | 2022-08-23 | 2023-08-23 |  | Southern WUCA Recovery Strategy | 0 | 0.055 | 0 | 0 | 0 | 0.055 | 0 | 0 | 0 | 203343 | 67782 | 271125
SWWS00596I | SWFWMD | FARMS - Spanish Trails Farming and Land Company, LLC | Spanish Trails Farming and Land Company, LLC | 27.042 | -81.707 | Agricultural Conservation | Alternative water supply to reduce groundwater use and improve water quality. | Complete | 2023-01-24 | 2023-06-15 |  | Southern WUCA Recovery Strategy | 0 | 0.14 | 0 | 0 | 0 | 0.14 | 0 | 0 | 0 | 528708.5 | 229997 | 758705.5
SWWS00596J | SWFWMD | FARMS- Bayside Sod | Bayside Sod | 27.562 | -82.186 | Agricultural Conservation | Alternative water supply to reduce groundwater use and improve water quality. | Complete | 2023-04-25 | 2024-04-25 |  | Southern WUCA Recovery Strategy | 0 | 0.085 | 0 | 0 | 0 | 0.085 | 0 | 0 | 0 | 378829 | 149381 | 528210
SWWS00596K | SWFWMD | FARMS - Bethel Farms, LLLP - Ph 5 | Bethel Sod, LLLP | 27.23 | -82.011 | Agricultural Conservation | Alternative water supply to reduce groundwater use and improve water quality. | Complete | 2023-07-25 | 2024-07-25 |  | Southern WUCA Recovery Strategy | 0 | 0.073 | 0 | 0 | 0 | 0.073 | 0 | 0 | 0 | 296023 | 183471 | 479494
SWWS00596L | SWFWMD | FARMS - Midway Farms, LLC | Midway Farms, LLC | 27.67 | -81.619 | Agricultural Conservation | Alternative water supply to reduce groundwater use and improve water quality. | Complete | 2023-07-25 | 2024-07-25 |  | Southern WUCA Recovery Strategy | 0 | 0.1 | 0 | 0 | 0 | 0.1 | 0 | 0 | 0 | 234019 | 78006 | 312025
SWWS00596N | SWFWMD | B 8 Turf Co., LLC | B 8 Turf Co., LLC | 27.404 | -82.092 | Agricultural Conservation | Groundwater conservation though the use of an alternative water supply and automation. | Construction/Underway | 2025-02-25 | 2026-02-25 |  | Southern WUCA Recovery Strategy | 0 | 0.13 | 0 | 0 | 0 | 0.13 | 0 | 0 | 0 | 751229 | 250410 | 1001639
SWWS00596O | SWFWMD | James Keen 62 | James Keen 62 | 27.6056 | -82.2891 | Agricultural Conservation | Groundwater conservation though the use of an alternative water supply and automation. | Construction/Underway | 2024-09-24 | 2026-09-24 |  | Southern WUCA Recovery Strategy | 0 | 0.082 | 0 | 0 | 0 | 0.082 | 0 | 0 | 0 | 380400 | 242300 | 662700
SWWS00596P | SWFWMD | Berry Red Farms, LLC | Berry Red Farms, LLC | 27.59 | -82.078 | Agricultural Conservation | Groundwater Conservation through the use of an alternative water supply and automation. | Construction/Underway | 2024-08-27 | 2026-08-27 |  | Southern WUCA Recovery Strategy | 0 | 0.06 | 0 | 0 | 0 | 0.06 | 0 | 0 | 0 | 164640 | 54611 | 219251
SWWS00596Q | SWFWMD | FD Berries USA LLC - Twitty Road South | FD Berries USA LLC - Twitty Road South | 27.401 | -81.385 | Agricultural Conservation | Water conservation through precision irrigation equipment to limit groundwater use. | Construction/Underway | 2024-08-27 | 2026-05-27 |  | Southern WUCA Recovery Strategy | 0 | 0.025 | 0 | 0 | 0 | 0.025 | 0 | 0 | 0 | 119129 | 52000 | 171129
SWWS00596S | SWFWMD | McClure Properties, LTD - Phase 2 | McClure Properties, LTD - Phase 3 | 27.584 | -82.112 | Agricultural Conservation | Water conservation through precision irrigation equipment to limit groundwater use. | Complete | 2024-11-19 | 2025-06-25 |  | Southern WUCA Recovery Strategy | 0 | 0.045 | 0 | 0 | 0 | 0.045 | 0 | 0 | 0 | 195706 | 90299 | 286005
SWWS00596T | SWFWMD | Gapway Mixon Cups, LLC | Gapway Mixon Cups, LLC | 27.743 | -81.692 | Agricultural Conservation | Water conservation through precision irrigation equipment to limit groundwater use. | Complete | 2025-02-24 | 2025-07-16 |  | Southern WUCA Recovery Strategy | 0 | 0.02 | 0 | 0 | 0 | 0.02 | 0 | 0 | 0 | 64171 | 21391 | 85562
SWWS00596U | SWFWMD | T&T Environmental, LLC - DeSoto Groves | T&T Environmental, LLC - DeSoto Groves | 27.194 | -81.93 | Agricultural Conservation | Groundwater conservation through the use of an alternative water supply and automation. | Construction/Underway | 2025-06-24 | 2026-06-24 |  | Southern WUCA Recovery Strategy | 0 | 0.13 | 0 | 0 | 0 | 0.13 | 0 | 0 | 0 | 652782 | 217595 | 870377
SWWS00596V | SWFWMD | Midway Farms, LLC - Raulerson Road | Midway Farms, LLC - Raulerson Road | 27.694 | -81.607 | Agricultural Conservation | Water conservation through precision irrigation equipment to limit groundwater use. | Construction/Underway | 2025-03-25 | 2026-03-25 |  | Southern WUCA Recovery Strategy | 0 | 0.02 | 0 | 0 | 0 | 0.02 | 0 | 0 | 0 | 45468 | 15156 | 60624
SWWS00596W | SWFWMD | Jim Rash, Inc. - Zoffay Road | Jim Rash, Inc. - Zoffay Road | 27.768 | -81.553 | Agricultural Conservation | Water conservation through precision irrigation equipment to limit groundwater use. | Complete | 2025-06-24 | 2025-06-26 |  | Southern WUCA Recovery Strategy | 0 | 0.018 | 0 | 0 | 0 | 0.018 | 0 | 0 | 0 | 64214 | 21405 | 85619
SWWS00596X | SWFWMD | Green Grass Farms of Hardee County | Green Grass Farms of Hardee County | 27.345 | -81.646 | Agricultural Conservation | Groundwater conservation through the use of an alternative water supply and automation. | Construction/Underway | 2025-07-22 | 2026-07-22 |  | Southern WUCA Recovery Strategy | 0 | 0.18 | 0 | 0 | 0 | 0.18 | 0 | 0 | 0 | 771933 | 401905 | 1173838